## Size Report (hidden)
Worksheet Name | Approximate Size
Application Form | 64665
Instructions | 41740
Customer Information | 38033
Site Information | 39773
Ts and Cs | 36573
Guidelines | 46413
AssignmentForm | 36518
Required Documents | 58681
Eligibility Table | 2456066
Integrated Controls | 40578
ASHP Equipment Information | 1787296
Sheet1 | 1658735
Smart T-Stats | 41677
ASHP Load Calculations | 49754
Heat Pump Costs | 41266
AIRFLOW FORM | 72717
Tune Up Worksheet | 49795
Water Heating Worksheet | 50352
HPwES | 44846
References | 74264
HPwES H&S | 198939
Development | 209185
Completion Information Form | 94321
Pre Inspection Form | 67156
Post Inspection Form | 75505
Air Flow References | 30593
Qualifying_Index | 93182
Tables | 229934
ProposedEquipment0 | 63707
Project Review | 32565
EFS Pre-Approval | 29806
AIRFLOW FORM 2 | 85737
AIRFLOW FORM 3 | 80201
AIRFLOW FORM 4 | 83543
AIRFLOW FORM 5 | 84229
AIRFLOW FORM 6 | 84231
AIRFLOW FORM 7 | 83910
AIRFLOW FORM 8 | 83935
AIRFLOW FORM 9 | 83735
AIRFLOW FORM 10 | 81648
Project Completion Form | 90628

## Application Form (hidden)
2025 Residential Rebate Application Form
PSEG Long Island's Residential Central Air Conditioning Program, Central Air Conditioners, Heat Pumps, Ductless Mini Split Systems.
REBATE OPTION 2: Choose any Central Air Conditioning (CAC) Contractor
Directions:
1. | Customer hires a contractor (at least three estimates are recommended prior to selection).
2. | Customer has a qualifying system installed.
3. | Customer fills out and signs the 2025 Residential Rebate Application Form.
4. | Customer submits 2025 Residential Rebate Application Form and all required documentation listed below. Copy all forms prior to submission/keep a copy for your records.
5. | If all required paperwork is correct and all rebate requirements are fulfilled, a rebate check will be sent to the customer.
Required Documents Checklist:
| ▪ | Customer name and installation address matching electric account holder information
| ▪ | Equipment manufacturer
| ▪ | Condenser model number and serial number
| ▪ | Coil/Air Handler model number and serial number
| ▪ | Total Cost
Eligible Equipment Table:
Rebate Requirements / Terms and Conditions:
1. | There must be a PSEG Long Island residential electric account at the installation site in the applicant’s name.
2. | Unit(s) must be purchased and installed between 1/1/25 and 12/31/25.
3. | Rebate application must be submitted within 90 days of purchase and postmarked no later than 12/31/25.
4. | Please allow up to 60 days for delivery of the rebate check.
5. | Some ENERGY STAR® qualified equipment may not be eligible for this rebate. Qualifying units must be listed in the AHRI directory.
6. | It is the customer’s responsibility to ensure contractor has proper licenses, certifications and insurance. Installation is to be properly permitted (or received authorization). Documents, including but not limited to, permits and surveys are to be provided upon request.
7. | Replacement of systems less than five years old, that were rebated, are not eligible for a rebate unless the SEER level of the replacement unit is higher than the existing unit by at least one full SEER level.
8. | All units, including Ductless Mini Split Systems, must be installed with the matching pieces specified in the AHRI directory. These rebates apply to new and replacement total system installations performed during the term of this rebate program. The Condenser (outdoor), and Coil/ Air Handler (indoor) must be installed new and constitute one unit. Partial system replacements do not qualify.
9. | PSEG Long Island reserves the right to inspect the equipment installation to ensure compliance with program requirements. Failure to allow PSEG Long Island access to the equipment will result in a denial of the rebate application.
10. | PSEG Long Island is not responsible for any tax liability imposed as a result of rebate payments.
11. | PSEG Long Island reserves the right to use the customer rebate to credit accounts in arrears.
12. | PSEG Long Island is not responsible for lost or undeliverable mail or email.
Submit Signed Application Form and all Required Documents:
By Email: Preferred method for timely processing - coolhomesli@pseg.com
By Mail: PSEG Long Island's Residential CAC Program
395 North Service Road, Suite 409, Melville, NY 11747
Any Questions? Call PSEG Long Island's Infoline at 1-800-692-2626 or visit PSEG Long Island's website for more information at www.psegliny.com/efficiency
2025 Residential Rebate Application Form
PSEG Long Island's Residential Central Air Conditioning Program, Central Air Conditioners, Heat Pumps, Ductless Mini Split Systems.
Customer Information:
Your PSEG Long Island Residential Account Number (found on the back of your bill):
Your Name: |  |  |  | E-Mail:
Account/Installation Address:
City: |  |  | State: |  | Zip:
Home Telephone: |  |  | Work Telephone:
Mailing Address: (if different)
City: |  |  | State: |  | Zip:
Installation Contractor Name: |  |  |  |  | Contractor Telephone:
Installation Date:
Product Information:
Unit Number 1:
New Equipment
Manufacturer: |  |  |  | AHRI Reference No:
Condenser Model No. (outdoor): |  |  |  | SEER Rating:
Condenser Serial No. (outdoor): |  |  |  | EER Rating:
Coil/Air Handler Model No. (Indoor): |  |  |  | HSPF Rating (Heat Pump Only):
Coil/Air Handler Serial No. (Indoor): |  |  |  | Tons:
Existing Equipment
Manufacturer: |  |  |  | SEER Rating:
Condenser Model No. (outdoor): |  |  |  | EER Rating:
Coil/Air Handler Model No. (Indoor): |  |  |  | Tons:
Unit Number 2: (if applicable)
New Equipment
Manufacturer: |  |  |  | AHRI Reference No:
Condenser Model No. (outdoor): |  |  |  | SEER Rating:
Condenser Serial No. (outdoor): |  |  |  | EER Rating:
Coil/Air Handler Model No. (Indoor): |  |  |  | HSPF Rating (Heat Pump Only):
Coil/Air Handler Serial No. (Indoor): |  |  |  | Tons:
Existing Equipment
Manufacturer: |  |  |  | SEER Rating:
Condenser Model No. (outdoor): |  |  |  | EER Rating:
Coil/Air Handler Model No. (Indoor): |  |  |  | Tons:
Total Rebate Amount Expected: $
I certify that I purchased the unit(s) on the enclosed invoice and /or contract and that they were installed at the location indicated. I agree to the terms and conditions stated on this application (see rebate requirements).
Customer's Signature: |  |  |  |  | Date:
PSEG Long Island administrators the rebate program on behalf of the Long Island Power Authority, the rebate program sponsor. Please visit www.psegliny.com/efficiency for more details.
Any Questions? Call PSEG Long Island's Infoline at 1-800-692-2626 or visit PSEG Long Island's website for more information at www.psegliny.com/efficiency

## Instructions (hidden)
2025 Residential Efficiency Program
Instructions
The PSEG Long Island Home Comfort Application gathers data on a customer's Heating and Cooling Systems and Weatherization Equipment and provides rebates for eligible equipment.
Cells requiring input are shaded with a gray background. Cells with white background are locked and will auto populate.
The Home Comfort Application is intended for all Residential customers (Rate Code 180/580 or equivalent) and accommodates projects such as: Whole House Air Source Heat Pumps, Partial House Air Source Heat Pumps, Weatherization, and combination projects that include both a Heat Pump and Weatherization. Central Air Conditioner/Air Source Heat Pump Tune-Ups and Water Heating equipment rebates can also be found in this application. For questions about eligibility, please speak to your PSEG Long Island Representative.
To complete the worksheet enable all macros and follow these simple steps:
Customer Information
| 1. | Enter account number, account holder name and installation address, and Home Comfort/Home Performance Participating Partner information, and Rebate Payment Method on the Customer Information tab.
| 2. | Enter Home Comfort/Home Performance Participating Partner Information
| 3. | Select Rebate Payment Method from dropdown
Site Information
| 1. | Select Residence Type from dropdown
- If New Construction is selected, please select "none" for Primary Heating and Cooling Equipment fields
| 2. | Enter Size of Home (sq.ft)
| 3. | Select Project Type - Heat Pump from dropdown
|  | • | Partial House
|  | • | Whole House
- The designed heating Manual J must meet 90-120% of the Heating Load. Integrated Controls are required.
|  | • | Not Applicable
- Please note, if you are only completing a Weatherization project then select "Not Applicable"
| 4. | Select Project Type - Weatherization from dropdown
|  | • | Home Performance (HEMI)
|  | • | Not Applicable
- Please note, if you are only completing a "Heat Pump" project then select "Not Applicable"
| 5. | Select Project Type - Water Heating from dropdown
|  | • | Yes
|  | • | Not Applicable
| 6. | Select Project Type - Tune Up from dropdown
|  | • | Yes
|  | • | Not Applicable
| 7. | Select Income Eligible from dropdown
- Please note, if "Yes"is selected, documents are required for Income Eligible customers (refer to the Required Documents tab)
| 8. | Select "Existing Primary Heating Equipment" from dropdown
- If New Construction, please select "New Construction"
| 9. | Select "Existing Primary Cooling Equipment"
- If New Construction, please select "none"
| * | If you have a second Heating and Cooling System, please check the "Check here to enter Secondary Equipment Information" checkbox and repeat the same steps as above
| 10. | In the Existing Equipment Information Table, please enter Primary Heating System Information
- Heating Capacity (btu), HSPF, COP, AFUE
| 11. | In the Existing Equipment Information Table, please enter Primary Cooling System Information
- Cooling Capacity (btu), SEER, EER
| * | If you selected the "Seconday Equipment Information" checkbox, please complete the Secondary System Information section for Heating and Cooling
ASHP Equipment Information - Heat Pump Installation
| 1. | Complete the "Heating and Cooling System 1" table for new equipment
|  | • | Select "New Equipment Type" from dropdown
|  | • | Select "Existing Equipment Type" from dropdown
- Select either Primary Heating System or Secondary Heating System
|  | • | Enter equipment and AHRI data in all grey cells; AHRI number must match information on AHRI certified, please don't abbreviate
| 2. | If installing a Smart Thermostat, select checkbox that states "Click here to apply for a Smart Thermostat Incentive" at the top of the page
-Complete the Smart Thermostat Worksheet tab
| 3. | If installing an Integrated Control, select checkbox that states "Click here to apply for a Dual Fuel Smart Thermostat or Integrated Controls Incentive" at the top of the page
- Integrated Controls are required for all Whole House and Cold Climate Heat Pump installations
| * | - If installing more than one Heat Pump, please select the checkbox that states "Click here to enter an additional Heating and Cooling System"; Up to 10 Heat Pumps may be entered
- Repeat the same steps as above
| * | - If installing Cold Climate Heat Pumps, system must be listed and verified on the NEEP database |  | www.NEEP.org
ASHP Load Calculations - Heat Pump Installation
| 1. | Enter the "Cooling Manual J" and "Heating Manual J" data
- For Whole House Projects, the equipment must meet 90-120% of the Manual J designed heating load
- Ducted Partial House systems must meet 65-135% of Peak Heating or Cooling Load, as determined by the Manual J.
| 2. | Select "Unit Controlled" from dropdown
- The "Unit #" correlates with the Smart Thermostat or Integrated Control worksheet
| * | New Equipment Type, Control Type, Qualifying Tier, Equipment Rebate, and Manual J Pass/Fail fields will all autopopulate based on previous inputs
- Refer to the "Eligiblity Table" if you have questions regarding Qualifying Tier and Equipment Rebate
| * | Provide complete and accurate load calculations associated with each Manual J report
Air Flow Tabs- Heat Pump Installation
| 1. | Complete the "Airflow Form" tab for all Ducted Heat Pumps
|  | • | If more than one "Airflow Form" is required, selected the button that states "Click Here for Additional Airflow Form"
- Up to 10 Airflow Forms are available
*Provide complete and accurate Air Flow and Charge data for each eligible unit
HPwES - Weatherization
| 1. | If installing Weatherization measures, select Heating and Cooling System information from the drop down
| * | If installing a Heat Pump, please select "Home Comfort Heat Pump" in dropdown
| * | All Heating and Cooling system values will autopopulate based on Heat Pump installation or data inputs on Site Information tab
|  | • | If two cooling systems exist and only one heating system exists, enter "0" as the value for "% of heating load"
| 2. | Enter all Duct Sealing data, if applicable, in gray cells
| 3. | Enter all Air Sealing data, if applicable, in grey cells
| 4. | Enter all Insulation data, if applicable, in grey cells
CAC and ASHP Tune Ups
| 1. | Select "Tune-Up Type" from dropdown
- Central Air Conditioner or Air Source Heat Pump
| 2. | Enter "Cooling Capacity" and "Heating Capacity"
| 3. | Enter "System Manufacturer", "Condenser Model Number", "Condenser Serial Number"
| 4. | Enter "Test Results (Pre Tune-Up Factory Charge)"
| * | Please note, only systems 5 years and older are eligible; Rebates are limited to once every 5 years
* | If completing a Tune Up on more than one system, please select the checkbox that states "Click here to add "HVAC Tune Up"; Up to 5 tune-ups may be entered
- Repeat the same steps as above
Water Heating Equipment
| 1. | Select "New Equipment Type" from dropdown
- Tankless Water Heater, Heat Pump Water Heater
*Heat Pump Water Heater must be ENERGY STAR listed; Tankless Water Heater must be ETL or UL listed
| 2. | Select "Existing Equipment Type" from dropdown
| 3. | Enter "Proposed Efficiency" (Uniform Energy Factor)
| 4. | Enter "Invoice/Receipt Number", "Quantity", "Manufacturer", "Model Number", "Serial Number"
-Pass/Fail will autopopulate based on system inputs
| * | If using this application to apply for water heating equipment only, please apply through the Residential Online Application found here:
https://www.psegliny.com/saveenergyandmoney/energystarrebates
Submit completed application and any other required documents to HomeComfortLI@PSEG.com. If your project contains any Home Performance weatherization measures for rebate (Combination Project) then please submit the completed application to HomePerformanceLI@PSEG.com. Be sure to include the PSEG Long Island account number in the subject line.
Application Version: |  |  | 2.0 |  | Effective Date: | 4.1.25

## Site Information (hidden)
2025 Residential Efficiency Program
Home Comfort and Home Performance Rebate Application, Version 2.0
Site Information
Residence Type:
Size of Home (sq. ft.)
Project Type - Heat Pump: |  |  | FALSE | Project Type - Water Heating: |  | FALSE
Project Type - Weatherization: |  |  |  | Project Type - Tune Up:
*If project is weatherization only and customer has natural gas, please note only natural gas income eligible customers qualify
Income Eligible?
Existing Primary Heating Equipment:
Existing Primary Cooling Equipment:
Existing Secondary Heating Equipment: |  | Select…
Existing Secondary Cooling Equipment: |  | Select…
Existing Equipment Information
| Primary Heating System Information |  |  | Primary Cooling System Information
Heating Capacity: |  |  | (btu) | Cooling Capacity: |  | (btu)
HSPF: *For Electric Heat Pumps |  |  |  | SEER:
COP: *For Electric Heating |  |  |  | EER:
AFUE: *For Fossil Fuel Heating
| Secondary Heating System Information |  |  | Secondary Cooling System Information
Heating Capacity: |  |  | (btu) | Cooling Capacity: |  | (btu)
HSPF: *For Electric Heat Pumps |  |  |  | SEER:
COP: *For Electric Heating |  |  |  | EER:
AFUE: *For Fossil Fuel Heating
Application Version: | 2.0 |  |  |  | Effective: | 4.1.25

## Development (hidden)
2.0 | Version Number
2025 | Program Year
4.1.25 | Effective Date
Date | Description | Initials | Version
5.8.19 | Legacy 2019 Home Comfort Application v1.0 | MT | 1.0_Draft 1.0
5.8.19 | Rebate tables on the Worksheet tab were updated to show the new efficiency tier levels and rebates | MT | 1.0_Draft 1.0
5.20.19 | Added Existing Heating Equipment table to the References tab | MCR | 1.0_Draft 1.2
5.20.19 | Added TRUE of FALSE for Beneficial electrification for each existing heating type on the Existing Heating Equipment table | MCR | 1.0_Draft 1.2
5.20.19 | Added New Construction to both the Existing Heating Tpye and Primary Heating Source check boxes on the Customer Information tab | MCR | 1.0_Draft 1.2
5.20.19 | Added New Construction and Air Source Heat Pump to the list of Existing Heating Equipment | MCR | 1.0_Draft 1.2
5.20.19 | Added values for Efficiency, Displacement, and CO2 emissions | MCR | 1.0_Draft 1.2
5.20.19 | Added Existing Cooling Equipment table to the References tab | MCR | 1.0_Draft 1.2
5.20.19 | Updated Baseline EER, Baseline SEER, Baseline HSPF, and Displacement Factor on the Worksheet tab to reference the Existing Heating Equipment table | MCR | 1.0_Draft 1.2
5.20.19 | Updated rebates on the References tab to be consistent with the proposal | MCR | 1.0_Draft 1.2
5.20.19 | Reduced the size of the New Equipment Type drop down on the Worksheet tab to only include this offering | MCR | 1.0_Draft 1.2
5.20.19 | Moved Naming tab information to table in References tab, and deleted the Naming tab | MCR | 1.0_Draft 1.2
5.20.19 | Updated the Prop0 formulas to reference the References tab instead of the Naming tab | MCR | 1.0_Draft 1.2
5.20.19 | Updated the Tier EER SEER and HSPF values on the Reference tab to be consistent with the proposal | MCR | 1.0_Draft 1.2
5.21.19 | Added Pre Inspection tab | MCR | 1.0_Draft 1.3
5.21.19 | Changed the name of the Inspection Form Tab to say Post Inspection Form | MCR | 1.0_Draft 1.3
5.21.19 | Added True/False for each heating equipment type able to be selected on the Customer Information tab | MCR | 1.0_Draft 1.3
5.22.19 | Moved hidden calculation in the Worksheet tab to the Qualifying Index tab | MCR | 1.0_Draft 1.3.1
5.22.19 | Added Existing Building and New Construction option buttons to the Customer Information tab and put them in a Group box | MCR | 1.0_Draft 1.3.1
5.22.19 | Shifted columns for Unit Efficiency on the Worksheet tab to columns J:M | MCR | 1.0_Draft 1.3.1
5.22.19 | Added the Existing Equipment Type and Efficiency to colmns P:S on the Worksheet tab | MCR | 1.0_Draft 1.3.1
5.22.19 | Added the Existing Equipment Operation, Manufactur, and Model to colmns O51:S61 on the Worksheet tab | MCR | 1.0_Draft 1.3.1
5.23.19 | Wrote marco to hide and unhide Columns O:S on the Worksheet tab depending on whather the project is for a Existing Building or New Construction. Macro will also clear contents when hidden. | MCR | 1.0_Draft 1.3.1
5.23.19 | Moved Smart Thermostat check box, QIV contractor check box, and Clear All button Worksheet tab so that columns could hide without objects error | MCR | 1.0_Draft 1.3.1
5.24.19 | Added Ductless Mini Split and Other to list of existing equipment on the References tab, and expanded the drop down on the worksheet tab | MCR | 1.0_Draft 1.3.1
5.24.19 | Adjust the Prop0 to the Mater Prop0 layout | MCR | 1.0_Draft 1.3.1
5.24.19 | Adjusted the Existing Equipment table on the Reference tab to organize by fuel type and equipment type | MCR | 1.0_Draft 1.3.1
5.24.19 | Added Tonnage to Existing Equipment on the Worksheet tab | MCR | 1.0_Draft 1.3.1
5.28.19 | Added Cooling and Heating Savings section to the Qualifying Index tab | MCR | 1.0_Draft 1.3.2
5.28.19 | Cooling and Heating Savings will calculte the cooling kW, kWh, MMBTU, and CO2 savings, as well as the heating kW, kWh, MMBTU beneficial electrification, and kW, kWh, MMBTU, and CO2 savings | MCR | 1.0_Draft 1.3.2
5.28.19 | Mapped the correct savings value to the right column of the Prop0 tab | MCR | 1.0_Draft 1.3.2
5.28.19 | Extended Prop0 tab to include field from Comprehensive lighting, FT lighting, Outdoor Lighting, HVAC, Refrigeration, Standard, HPDI, REAP, and Geothermal Applications. This application will have the first master Prop0 tab | MCR | 1.0_Draft 1.3.2
5.29.19 | Removed QIV language | MCR | 1.0_Draft 1.3.2
5.29.19 | Removed pink comments from Customer Information, T&Cs, Required Documents, and Guidelines | MCR | 1.0_Draft 1.3.2
5.29.19 | Changed the application submission date from January 1, 2019 to the effective date of the application | MCR | 1.0_Draft 1.3.2
6.5.19 | Customer Information tab: added field to collect square footage of home | MT | 1.0_Draft 1.3.4
6.5.19 | Adjusted row heights and column width on guidelines tab so text can be fully visible. | MT | 1.0_Draft 1.3.4
6.5.19 | Corrected typo on guidelines tab | MT | 1.0_Draft 1.3.4
6.5.19 | On worksheet tab: merged and centered cells for input of serial number under Installed System Specifications section | MT | 1.0_Draft 1.3.4
6.5.19 | Hid formulas within tables on both inspection tabs | MT | 1.0_Draft 1.3.4
6.5.19 | Locked all cells not requiring data input on inspection tabs | MT | 1.0_Draft 1.3.4
6.6.19 | Formatted PSEG-LI Logos across each tab | MT | 1.0_Draft 1.3.4
6.6.19 | Changed settings for QIV Contractor checkbox on the Worksheet tab to move and size with cells | MCR | 1.0_Draft 1.3.4
6.6.19 | Hid rows that are connected to the QIV Contractor checkbox so the checkbox will also be hidden | MCR | 1.0_Draft 1.3.4
6.6.19 | Removed "Check her to Assign Rebate" check box because it is already checked under Rebate Payment Method in the section above | MCR | 1.0_Draft 1.3.4
6.6.19 | Moved the formula that shos/hides the Assignment Form tab to the "Assigned Installation Contractor" check box | MCR | 1.0_Draft 1.3.4
6.6.19 | Reinstated the Ductless HP options in the table on the Worksheet tab with the old teir values of 18 SEER and 8.5 or 10 HSPF | MCR | 1.0_Draft 1.3.4
6.6.19 | Added new rebate and incentive values to the Ductless HPs on the Worksheets tab table | MCR | 1.0_Draft 1.3.4
6.6.19 | Added the Word "Ducted" before all non-ductless heat pumps listed on the Worksheet tab table | MCR | 1.0_Draft 1.3.4
6.7.19 | Require ccASHP for new construction Whole House Solutions | MCR | 1.0_Draft 1.3.5
6.7.19 | Added Option 3 on Airflow Form | MCR | 1.0_Draft 1.3.5
6.7.19 | Noted that Option 1 was the preferred method for Airflow testing on the Airflow tab | MCR | 1.0_Draft 1.3.5
6.7.19 | On the Qualifying Index tab the logic for Equipment + Tier was updated to say <> CAC PTHP or Ductless, as opposed to = ASHP or Ductless HP | MCR | 1.0_Draft 1.3.5
6.7.19 | Added EE and BE CO2 columns to Prop 0 which will reference the CO2 savings calculated on the Qualifying index tab | MCR | 1.0_Draft 1.3.5
6.7.19 | Added Heating CO2 Savings from kWh and ff to Qualifying Index tab to properly separate out the CO2 savings | MCR | 1.0_Draft 1.3.5
6.7.19 | Updated Product Names and Measure codes to be more consistan with the current method to set up Measure Codes | MCR | 1.0_Draft 1.3.5
6.7.19 | Added Ducted ccASHP EH Tier II, Ductless Mini Split - ASHP EH Tier II, and Ductless Mini Split - ccASHP EH Tier II to the Rebate lookup table on the References tab | MCR | 1.0_Draft 1.3.5
6.7.19 | Updated the table on the worksheet to only reflect the ccASHPs offered for New Construction Whole House Solutions | MCR | 1.0_Draft 1.3.5
6.7.19 | Adjusted Existing Building/ New Construction button code to clear the new Existing equipment table range | MCR | 1.0_Draft 1.3.5
6.7.19 | Added space on the Post Inspection form to collect secondary heating systems as well as integrated controls | MCR | 1.0_Draft 1.3.5
6.7.19 | Added Requirement for Integrated Controls on the Guidelines tab | MCR | 1.0_Draft 1.3.5
6.7.19 | Added check box for Integrated controls on the Worksheet tab | MCR | 1.0_Draft 1.3.5
6.7.19 | Added row for Integrated controls on the Prop0, Only populated fields for Product Line, Class, Name, Measure Code, Savings (0), and Rebate. Currently not requiring additional info on controls. | MCR | 1.0_Draft 1.3.5
6.7.19 | Added Integrated controls to the table on the Worksheet tab | MCR | 1.0_Draft 1.3.5
6.7.19 | Updated language prefacing Assignment Letter | MT | 1.0_Draft 1.3.5
6.7.19 | Updated Terms & Conditions and Guidelines with new policy related to secondary heating source. Updated Guidelines to reflect newsizing requirements | MT | 1.0_Draft 1.3.5
6.10.19 | Added QIV factor savings to Heating EE kW and kWh savings on the Qualifying Index | MCR | 1.0_Draft 1.3.6
6.10.19 | Updated Winter kW Savings to be depndant on whether the heating is EE or BE | MCR | 1.0_Draft 1.3.6
6.10.19 | Chnaged the Qualifying Index to always have negative kW for BE savings | MCR | 1.0_Draft 1.3.6
6.10.19 | Added an "IF" statement to the Integrated Controls on the Prop0 tab so savings will apear as "" if there are no Integrated controls | MCR | 1.0_Draft 1.3.6
6.12.19 | Worksheet tab: split eligibility and rebate table into two; one for new construction and the other for electric resistance heating customers | MT | 1.0_Draft 1.3.7
6.12.19 | Increased row height on Terms & Conditions tab so text is legible | MT | 1.0_Draft 1.3.7
6.12.19 | Required Documents Tab: made sure manual j requirement applied to heating and cooling load calculations | MT | 1.0_Draft 1.3.7
6.13.19 | Moved Worksheet tables to be one on top of the other | MCR | 1.0_Draft 1.3.8
6.13.19 | Added PopUp and Note on Customer Information to notify the contractor this offering is only available to NC whole house or existing ER | MCR | 1.0_Draft 1.3.8
6.13.19 | Added Learning vs Connected table to references to differentiate between ENERGYSTAR rated Learning/geofencing thermostats, and ones only with Wifi capability | MCR | 1.0_Draft 1.3.8
6.13.19 | Added Smart Tstat Savings calcs to Qualifying index using ASHP real data or TRM assumptions | MCR | 1.0_Draft 1.3.8
6.13.19 | Smart Tstat Savings will follow the original Index and Match protocol for connected thermostats, and will calculate using HVAC info and energy savings factors for Leanring thermostats | MCR | 1.0_Draft 1.3.8
6.13.19 | Populated Qualifying Index Smart Tstat saving to Prop0 | MCR | 1.0_Draft 1.3.8
6.13.19 | Ductless ccASHP tier 2 was changed to be be $1000 per ton. It was incorrectly written as $800 | MCR | 1.0_Draft 1.3.9
6.13.19 | Rebate calculation on the Worksheet was updated to search if References cell H14 was blank instead of G14 | MCR | 1.0_Draft 1.3.9
6.13.19 | Updated Coincidence factor to be 65% to be consistant with the ODC TRM | MCR | 1.0_Draft 1.3.9
6.13.19 | Measure codes for whole House Solutions were updated to show WH-NC for whole house new construction | MCR | 1.0_Draft 1.3.9
6.14.19 | Increased row height on Terms & Conditions tab even more so text is legible | MT | 1.0_Draft 1.4
6.18.19 | Draft 1.0 approved by client and ready for release. | MT | 1
7.9.19 | Fixed QIV kWh savings to allow heating QIV savings when "Ducted ccASHP" is selected. Previously, it was only for "Ducted ASHP". | MCR | 1.1_Draft 1.0
7.9.19 | Adjusted formatting for SqFt. On Customer Information tab. Previously it was following the phone number format | MCR | 1.1_Draft 1.0
7.9.19 | Added "WH" to the Product Name of Whole House Heat Pumps | MCR | 1.1_Draft 1.0
7.9.19 | Removed "EE" from renamed savings fields to make mapping easier for the first iteration of the Master Prop0 | MCR | 1.1_Draft 1.0
7.9.19 | Updated formula on References tab I36:N36 to allow formulas to work when NC is selected without a source or primary heating | MCR | 1.1_Draft 1.0
7.9.19 | Updated EE and BE MMBTU formulas on Prop0 to have positive kWh MMBTU (Heating MMBTU Savings (kWh)) savings be counted as EE MMBTU and Negative kWh MMBTU counted as BE MMBTU | MCR | 1.1_Draft 1.0
7.10.19 | Mapped Building SqFt to Prop0 column DW | MCR | 1.1_Draft 1.1
7.10.19 | Changed contractor incentive to reference ReferencesH36 instead of ReferencesG14, because incentive was not appearing if NC was selected w/o a heating source or equipment | MCR | 1.1_Draft 1.1
7.11.19 | Changed rounding values on Reference tab to be 7 and 5 for kW and kWh savings respectively | MCR | 1.1_Draft 1.1
7.11.19 | Customer and contractor information were not populating to the Pre-Isection Form tab. Formulas were added to match the Post-Inspection Form tab. | MCR | 1.1_Draft 1.1
7.23.19 | EFLH was correctly displayed for calculations, but incorrectly mapped to Prop0. Prop0 Full load hours now reference the Qualifying Index tab | MCR | 1.1_Draft 1.2
7.23.19 | Added NOT ISNUMBER function for Existing equipment logic on the Qualifying Index to avoid non-number values from being used in formulas | MCR | 1.1_Draft 1.2
7.23.19 | Changed Qualifying Index Winter kW calcs to reference HSPF not EER | MCR | 1.1_Draft 1.2
7.24.19 | Changed font and border colors, and logos to match LM colors and logos on all tabs | MCR | 1.1_Draft 1.2
7.25.19 | Changed Winter kW to look at heating efficiencies | MCR | 1.1_Draft 1.3
7.25.19 | Changed NC SEER baseline to 14 SEER to be consistant with the WH proposal | MCR | 1.1_Draft 1.3
7.25.19 | Rounded rebate to the nearest dollar | MCR | 1.1_Draft 1.3
7.29.19 | Removed "New Construction" from the Elecrtic Heating table on the Worksheet | MCR | 1.1_Draft 1.4
7.29.19 | Removed Coincidence Factor from Winter kW Savings as there is not Winter Peak yet | MCR | 1.1_Draft 1.5
7.31.19 | Worksheet: Updated number formatting in "existing" table for cooling btuh | ED | 1.1_Draft1.6
7.31.19 | Prop 0: Updated formula in Column K (Gross Winter kW) to drag down References I36 to all equipment lines | Ed | 1.1_Draft1.7
7.31.19 | Qualifying Index: Column BC - Changed formula to reference column AJ instead of AI | ED | 1.1_Draft1.7
7.31.19 | Prop 0: kW and MMBTU BE/EE Formulas dragged down | ED | 1.1_Draft1.7
8.6.19 | Locked up and finalized workbook per client approval; updated effective date to 8.6.2019 and version to 1.0 since this is the first INTERNAL version of the workbook | ED | 1
9.18.19 | Reference: Changed the Ductless mini split ccASHP Tier 2 for Electric Heat measure code from CH302 to CH220 | MCR | draft1.0
9.18.19 | Reference: Changed the Ductless mini split ccASHP Tier 2 for Whole House measure code from CH313 to CH220 | MCR | draft1.0
9.18.19 | Reference: Changed the Ducted ccASHP Tier 2 for Electric Heat measure code from CH312 to CH221 | MCR | draft1.0
9.18.19 | Reference: Changed the Ducted ccASHP Tier 2 for Whole House measure code from CH312 to CH221 | MCR | draft1.0
9.18.19 | Refrences: Updated contractor incentive from $500 to $1,500 this will be effective for Sept 1st through October 31st | MCR | draft1.0
9.18.19 | Worksheet: changed Contractor Incentive on electric heat eligibility table from $500 to $1,500 | MCR | draft1.0
10.17.19 | Early release of Whole House Application with senarios 2 & 3 available | MCR | 2.0_draft1.0
10.17.19 | Customer Information: Added "Whole House Existing Building" and "Whole House New Construction" Option buttons | MCR | 2.0_draft1.0
10.17.19 | Customer Information: Linked new Option buttons to References A21 & Macro | MCR | 2.0_draft1.0
10.17.19 | References: Added a Whole House TRUE FALSE in C21 | MCR | 2.0_draft1.0
10.17.19 | Qualifying_Index: Added Column I to track which WH scenario is true | MCR | 2.0_draft1.0
10.17.19 | Qualifying_Index: Cooling and Heating EFLH will change based on whether the project is Whole house, new constrcution, etc. | MCR | 2.0_draft1.0
10.17.19 | Qualifying_Index: Revised New or Retrofit column to include Whole House | MCR | 2.0_draft1.0
10.17.19 | Qualifying_Index: Revised New Equipment + Tier to include Whole House Scenario | MCR | 2.0_draft1.0
10.17.19 | References: Added Scenarios 2 & 3 from 2020 Master Internal Resi draft 1.2.2 | MCR | 2.0_draft1.0
10.18.19 | Qualifying_Index: Adjusted rebate formula to include new Whole House scenarios | MCR | 2.0_draft1.1
10.18.19 | Qualifying Index: Adjusted formulas in AG AH AJ AK to check if project is Whole House instead of New Construction | MCR | 2.0_draft1.1
10.18.19 | Worksheet: Expanded rebate table | MCR | 2.0_draft1.2
10.18.19 | Change to External worksheet: Remove "INTERNAL", change colors to orange, logos are all PSEGLI | MCR | 2.0_draft1.0
10.22.19 | Worksheet: Changed logic in P38 formula to include Whole House New Construction | MCR | 2.0_draft1.1
10.22.19 | Worksheet: Removed tables | MCR | 2.0_draft1.1
10.22.19 | Added new tab "Tables" | MCR | 2.0_draft1.1
10.22.19 | Tables: Recreated Electric Heat and Whole House eligibility tables | MCR | 2.0_draft1.1
10.22.19 | Worksheet: Copied tables from "Tables" as pictures | MCR | 2.0_draft1.1
10.22.19 | Customer Macro: Added two new Macros for the two Whole House option buttons that will trigger a pop up explaining the main criteria for whole house | MCR | 2.0_draft1.1
10.22.19 | Customer Macro: Added two new Macros for the two Whole House option buttons that will trigger a pop up explaining the main criteria for whole house | MCR | 2.0_draft1.1
10.22.19 | References: Changed H14 formula to include Whole House New Construction | MCR | 2.0_draft1.1
10.22.19 | Qualifying_Index: Changed New or Retrofit to look for Whole House first | MCR | 2.0_draft1.1
11.4.19 | References: Added Integrated Controls Section Listing Manufactures, and Models for both Dual Fuel Thermostats and Integrated controls. Based on masssave 10/18 list | MCR | 2.0_draft1.2
11.4.19 | Integrated Controls: Copied Dual Fuel Thermostat Tab and renamed "Integrated Controls" | MCR | 2.0_draft1.2
11.4.19 | Integrated Controls: Hid all but one row for User inputs | MCR | 2.0_draft1.3
11.4.19 | Integrated Controls: Linked drop downs to new Integrated Controls section in References. Manufacturers will update based on whether Thermostat or Control is selected. | MCR | 2.0_draft1.3
11.4.19 | Integrated Controls: Updated Customer and Contractor incentive based on 10/30/19 meeting. Contractor will get larger incentive for their labor. | MCR | 2.0_draft1.3
11.4.19 | Integrated Controls: Updated Instructions | MCR | 2.0_draft1.3
11.4.19 | Integrated Controls: Changed the eligibilty explanation in row 4 to be more relevant for dual fuel thermostats and integrated controls | MCR | 2.0_draft1.3
11.4.19 | Worksheet: Linked Integrated Control Check box to Integrated control sheet to hide/unhide | MCR | 2.0_draft1.3
11.4.19 | Worksheet: Removed Integrated Control incentive | MCR | 2.0_draft1.3
11.4.19 | Integrated Control: Added Contractor Incentive Column to table | MCR | 2.0_draft1.3
11.4.19 | Qualifying_Index: Added Integrated controls Section | MCR | 2.0_draft1.3
11.4.19 | Prop0: Linked Savings for integrated controls to the Qualifying Index | MCR | 2.0_draft1.3
11.4.19 | Prop0: Linked customer and contractor incentives, manufacturer, and model for integrated controls to the Integrated controls tab | MCR | 2.0_draft1.3
11.4.19 | Integrated Controls: Added instructions for smart thermostats | MCR | 2.0_draft1.3
11.5.19 | Qualifying_Index: Added Logic for SEER, HSPF Teirs 1 and 2 to find EH specific Minimum efficiencies | MCR | 2.0_draft 1.4
11.5.19 | References: Populated Minimum efficiencies for Ductless ccASHP EH replacements | MCR | 2.0_draft 1.4
11.5.19 | Integrated Controls: Deleted the Customer Incentive column | MCR | 2.0_draft 1.4
11.5.19 | Integrated Controls: Chnaged Contractor Incentive to $500 | MCR | 2.0_draft 1.4
11.6.19 | References: Chnaged "Air Source HP" to "Ducted Air Source HP" | MCR | 2.0_draft 1.4.1
11.6.19 | Qualifying Index: Added logic to Whole House Scenario to generate scenario 3 for existing ducted ASHPs | MCR | 2.0_draft 1.4.1
11.7.19 | Worksheet: Changed instructions to inform user to fill in the Customer Inouts tab first | MCR | 2.0_draft 1.4.2
11.7.19 | Customer Information: Updated language at the top to explain which customers are eligible for the two rebate offerings on this application. | MCR | 2.0_draft 1.4.2
11.8.19 | Integrated Controls: Switched Rebate back to Customer | MCR | 2.0_draft 1.4.3
11.8.19 | Prop0: Moved Contractor incentive to Customer Rebate column | MCR | 2.0_draft 1.4.3
11.14.19 | HPwES: Moved from PSEGLI_2020 Home Comfort_VERSION draft_2.4 | MCR | 1.0_draft 2.5
11.14.19 | HPwES H&S: Moved from PSEGLI_2020 Home Comfort_VERSION draft_2.4 | MCR | 1.0_draft 2.5
11.14.19 | References: Cut and Paste HP tables on draft 2.4 Reference tab to this Reference tab | MCR | 1.0_draft 2.5
11.14.19 | HPwES: Changed Data Validation to use Offset formula for D110, J110, D122, J122, & D134 | MCR | 1.0_draft 2.5
11.14.19 | References: Cut and Paste DHW tabled from 2020 HPDI draft 4 References tab to this References tab | MCR | 1.0_draft 2.5
11.14.19 | Customer Information: added 2 rows below Application Type & Named row Project Type | MCR | 1.0_draft 2.5
11.14.19 | Customer Information: added 2 Check Boxes to Project Type called "Whole House" & "Income Eligible" | MCR | 1.0_draft 2.5
11.14.19 | Customer Information: Linked "Whole House" check box to References cell C21 | MCR | 1.0_draft 2.5
11.14.19 | Customer Information: Linked "Income Eligible" check box to References cell C17 | MCR | 1.0_draft 2.5
11.14.19 | Macro: Added macro for "Whole House" (checkbox1) so that when TRUE a pop-up explains what whole house is | MCR | 1.0_draft 2.5
11.14.19 | Macro: Added macro for "Income Eligible" (chackbox3) so that when TRUE a pop-up explains where they can learn if they are income eligible | MCR | 1.0_draft 2.5
11.15.19 | Tables: Added Regular HC offerings table | MCR | 1.0_draft 2.6
11.25.19 | Name Manager: Remove duplicate names | MCR | 1.0_draft 2.7
11.25.19 | Qualifying Index: Added HPwES Duct Sealing table for calcs | MCR | 1.0_draft 2.7
11.25.19 | Qualifying Index: Added HPwES Duct Sealing table to HPwES tab Heating and cooling information | MCR | 1.0_draft 2.7
11.25.19 | References: Created a new table under Home Performance to show all locations for the duct sealing | MCR | 1.0_draft 2.7
11.25.19 | References: Added columns to new table for TRF and Distribution efficiency | MCR | 1.0_draft 2.7
11.25.19 | Qualifying idex: Separated Heating and Cooling information from duct information on Duct Sealing table | MCR | 1.0_draft 2.7
11.25.19 | Qualifying idex: Added third section under duct sealing for savings calcs | MCR | 1.0_draft 2.8
11.27.19 | References: Filled out TRF and Distribution efficiency table | MCR | 1.0_draft 2.8
11.27.19 | Qualifying Index: Linked Duct information table to References tab
12.1.19 | Ref Tab: Added table : Duct Attribute - Instulation (Added to name Manager) | ED | 1.0_Draft2.9
12.1.19 | Ref Tab: Added "Heating & Cooling 1" and "Heating & Cooling 2" to Heating/Cooling Table (Updated Name Manager as needed) | ED | 1.0_Draft2.9
12.1.19 | HPwES Tab: Added Heating & Cooling 2" section under Heating and Cooling | ED | 1.0_Draft2.9
12.1.19 | HPwES Tab: Heating and Cooling Section - Added "btu" after Heating and Cooling Capacity fields | ED | 1.0_Draft2.9
12.1.19 | HPwES Tab: Added %Heating and % Cooling fields under Heating and Cooling Section | ED | 1.0_Draft2.9
12.1.19 | HPwES Tab: Added field for "Total Ductwork Performed" under Duct Sealing Section | ED | 1.0_Draft2.9
12.1.19 | HPwES Tab: Added "Location Attribute" field under Duct Sealing for Crawl Space Insulated/Uninsulated | ED | 1.0_Draft2.9
12.1.19 | HPwES Tab: Changed Duct Square Footage to Linear Footage | ED | 1.0_Draft2.9
12.1.19 | HPwES Tab: Added Location 3 under duct sealing section | ED | 1.0_Draft2.9
12.2.19 | HPwES H&S: Removed references to Home Comfort draft 2.4_Testing Development tab | MCR | 1.0_Draft3.0
12.3.19 | Project Completion Form HPwES Tab: Added tab per current HPwES requirements | ED | 1.0_Draft 3.1
12.05.19 | Ref Tab: Added in Wall Insulation and Ceiling Insulation Tables per NYS TRM V 7 | ED | 1.0_Draft 3.3
12.06.19 | HPwES Tab: Added conditional formatting to duct section to hide "Location Attribute" fields unless Crawl Space is selected
12.06.19 | HPwES Tab: Removed option for "Cooling" and "heating" from system drop down and replaced with "Heating and Coolin (1)" and "Heating and Cooling (1&2)"
12.06.19 | Name Manager: Changed Duct_Location range | MCR | 1.0_Draft 3.5
12.06.19 | References: Added Unconditioned Basement Uninsulated to Duct Location & TRF table | MCR | 1.0_Draft 3.5
12.06.19 | References: Expanded Duct Attribute table | MCR | 1.0_Draft 3.5
12.06.19 | Qualifying Index: Added Additional Attribute and Duct Info columns to Duct Information Table under Duct Sealing | MCR | 1.0_Draft 3.5
12.06.19 | Qualifying Index: Linked Additional Attribute to HPwES tab | MCR | 1.0_Draft 3.5
12.06.19 | Qualifying Index: Updated TRF formulas | MCR | 1.0_Draft 3.5
12.06.19 | Qualifying Index: Added Heating 1 Fuel and Heating 2 Fuel to HVAC Info Table under Duct Sealing | MCR | 1.0_Draft 3.5
12.09.19 | HPwES: Changed Data Validation for Duct Attribute to reference different cells for Crawl Spaces | MCR | 1.0_Draft 3.6
12.09.19 | References: Differentiated between Electric Resistance and Electric Heat Pump for Heating Sources under Home Performance w/ ES | MCR | 1.0_Draft 3.6
12.09.19 | Qualifying Index added Air Sealing Information table which will Show CFM50 info, HVAc info for kWh/CFM lookups, kW/CFM lookups, and Therm/CFM lookups | MCR | 1.0_Draft 3.6
12.09.19 | HPwES: Changed Existing R-Value data validation for Insulation to greater than or equal to 0 | MCR | 1.0_Draft 3.6
12.09.19 | Qualifying Index: Added Insulation Info Tbale | MCR | 1.0_Draft 3.6
12.09.19 | References: Expanded Insulation tables to include "in between" values of installed insulation. Values found through linear interpolation | MCR | 1.0_Draft 3.6
12.10.19 | References: Added a table for Existing and Installed R Values - Added both to Name Manager - "Insulation_Existing_Rvalue" and "Insulation_Installed_Rvalue" | ED | 1.0_Draft3.7
12.10.19 | HPwES Tab: Added Total Cost and Rebate fields to each section (Duct Sealing, Air Sealing, and Insulation) | ED | 1.0_Draft3.7
12.10.19 | HPwES Tab: Insulation - Existing R Value and R Value Installed fields - Added data validation to both fields to populate with drop down selections based on "Insulation_Existing_Rvalue" and "Insulation_Installed_Rvalue" | ED | 1.0_Draft3.7
12.10.19 | HpwES Tab: Air Sealing - Added "cubic feet" after Conditioned Air Volume | ED | 1.0_Draft3.7
12.10.19 | References: Expanded Insulation tables to include "in between" values of installed insulation. Values found through linear interpolation (done for HVAC:Heat Pump) | ED | 1.0_Draft3.7
12.11.19 | References: Expanded Insulation tables to include "in between" values of installed insulation. Values found through linear interpolation (done for HVAC: AC with Electric Heart) | Ed | 1.0_Draft3.8
12.11.19 | HPwES Tab: Removed drop down data validation from R-Value fields- Updated fields to reflect Whole Number Data Validation and added validation to ensure installed R value is greater than existing | ED | 1.0_Draft3.8
12.11.19 | References: Expanded Insulation tables to include "in between" values of installed insulation. Values found through linear interpolation (done for Ceiling HVAC:AC with Gas) | MCR | 1.0_Draft3.9
12.11.19 | References: Expanded Insulation tables to include "in between" values of installed insulation. Values found through linear interpolation (done for Ceiling HVAC:AC with Electric Heat) | MCR | 1.0_Draft3.9
12.11.19 | References: Expanded Insulation tables to include "in between" values of installed insulation. Values found through linear interpolation (done for Ceiling HVAC:Heat Pump) | MCR | 1.0_Draft3.9
12.11.19 | References: Expanded Insulation tables to include "in between" values of installed insulation. Values found through linear interpolation (done for Ceiling HVAC:Gas Heat only) | MCR | 1.0_Draft3.9
12.11.19 | References: Expanded Insulation tables to include "in between" values of installed insulation. Values found through linear interpolation (done for Ceiling HVAC:Electric Heat only) | MCR | 1.0_Draft3.9
12.11.19 | Qualifying Index: Finished Calculating Delta (kW,kWh,therms)/1000 sqft | MCR | 1.0_Draft3.9
12.11.19 | Qualifying Index: Removed extra rows from Duct Sealing, Air Sealing, and Insulation | MCR | 1.0_Draft3.9
12.11.19 | References: Updated Distribution Efficiencies for Duct Sealing to Average R-4+ and R-8+ Insulation for post sealing efficiency | MCR | 1.0_Draft3.9
12.12.19 | References: Expanded Insulation tables to include "in between" values of installed insulation. Values found through linear interpolation (done for HVAC: Electric Heat No AC)
12.12.19 | References: Expanded Insulation tables to include "in between" values of installed insulation. Values found through linear interpolation (done for HVAC: Gas Heat No AC)
12.12.19 | HPwES Tab: Ductwork - Added a field to each duct section to collect "R-Vaue Installed"
12.12.19 | HPwES Tab: Ductwork - Added a field to capture "System Impacted" - Added a drop down from the Name Manager "Ductwork_HeatingCooling_System"
12.12.19 | Ref Tab: Added a table for Duct Heating and Cooling System - Added to Name Manager
12.12.19 | Qualifying Index: Added logic for HVAC portion of Duct Sealing | MCR | 1.0_Draft4.2
12.13.19 | Worksheet: Removed Conditional Formatting in H52:H61 so that you do not have to enter "HP". All systems should be heat pumps | MCR | 1.0_Draft4.3
12.13.19 | Worksheet: Expanded C52:C61 Data Validation to include PTHPs | MCR | 1.0_Draft4.3
12.13.19 | Customer Information: Chnaged "Customer Name" to "Account Holder Name" | MCR | 1.0_Draft4.3
12.13.19 | Qualifying Index: Adjusted Manual J Pass/Fail to require Manual J for all Whole House Systems, and Ducted non-Whole House only | MCR | 1.0_Draft4.3
12.13.19 | Qualifying Index: Added Heating FF Laod to Duct Info under Duct sealing | MCR | 1.0_Draft4.3
12.13.19 | Qualifying Index: Changed Logic in Savings formula to account for new Manual J PASS/FAIL criteria | MCR | 1.0_Draft4.3
12.16.19 | Qualifying Index: Adjusted Dut Sealing Savings | MCR | 1.0_Draft4.4
12.17.19 | Qualifying Index: Adjusted Air Sealing Savings | MCR | 1.0_Draft4.5
12.17.19 | Qualifying Index: Adjusted Insulation Savings | MCR | 1.0_Draft4.5
12.17.19 | References: Created a HP measure codes table | MCR | 1.0_Draft4.5
12.17.19 | Qualifying Index: Added Duct Sealing lookup | MCR | 1.0_Draft4.5
12.17.19 | Qualifying Index: Added Air Sealing lookup | MCR | 1.0_Draft4.5
12.17.19 | Qualifying Index: Added Insulation lookup | MCR | 1.0_Draft4.5
12.17.19 | HPwES: Changed formulas in C146, I146, C158, I158, C170, and I170 to look for "Basement Ceiling" | MCR | 1.0_Draft4.5
12.17.19 | HPwES: Changed Conditional formatting in D146, J146, D158, J158, D170, and J170 to look for "Basement Ceiling" | MCR | 1.0_Draft4.5
12.17.19 | References: Changed Sealing to Ceiling in cell AN68 | MCR | 1.0_Draft4.5
12.17.19 | References: Added Rebate lookup table | MCR | 1.0_Draft4.5
12.17.19 | Qualifying Index: Added Rebate calculation to all three measures | MCR | 1.0_Draft4.5
12.17.19 | HPwES: Linked Rebate to Qualifying Index tab calculations | MCR | 1.0_Draft4.5
12.17.19 | Prop0: Linked Measure codes to Qualifying Index tab | MCR | 1.0_Draft4.5
12.17.19 | EFS Pre-Approval Tab: Added this new tab to build EFS Loan approval letter using fields provided by Steve Wagner
12.17.19 | Macro: Udated Check box Macro for Whole House, Income Eligible, and Electric Resistance to Hide/Unhide tables | MCR | 1.0_Draft4.7
12.18.19 | References: Extended Rebate lookup table to include LMI rebates | MCR | 1.0_Draft4.8
12.18.19 | Qualifying Index: Changed Rebate calculations for HP measures to change to LMI if "Income Eligible" is selected | MCR | 1.0_Draft4.8
12.18.19 | Macro: Module5: Un-comment New Construction Option button | MCR | 1.0_Draft4.8
12.18.19 | Macro: Module5: Change New Construction Clear range to be consistent with added rows, and move unlock to after the clear content | MCR | 1.0_Draft4.8
12.18.19 | References: Added Gas/Oil split for New Construction in table N2:O4 | MCR | 1.0_Draft4.8
12.18.19 | References: Changed New Construction Efficiency to weighted average of Gas and Oil | MCR | 1.0_Draft4.8
12.18.19 | References: Changed New Construction CO2 to weighted average of Gas and Oil | MCR | 1.0_Draft4.8
12.18.19 | Calculations: Changed Displacement factor formula | MCR | 1.0_Draft4.8
12.18.19 | EFS Pre-Approval Tab: Finished Tab based on SW comments. Added conditional formatting to generate fields based on code 1043 | ED | 1.0_Draft4.9
12.18.19 | PCF Tab: Added a field under Customer Information to captuer "Loan Project ID" and linked to EFS Project ID cell on EFS Pre-App Tab | ED | 1.0_Draft4.9
12.18.19 | PCF Tab: Added "Loan - Rebate assigned to EFS" as a radio button for customer rebate method | ED | 1.0_Draft4.9
12.18.19 | HPwES PCF Tab: Added a field under Customer Information to captuer "Loan Project ID" and linked to EFS Project ID cell on EFS Pre-App Tab | ED | 1.0_Draft4.9
12.18.19 | Hpwes PCF Tab: Added "Loan - Rebate assigned to EFS" as a radio button for customer rebate method | ED | 1.0_Draft5
12.18.19 | Required Docs Tab: Added Required Documents for HPwES, Loan, and LMI | ED | 1.0_Draft5
12.18.19 | Airflow tabs: Updated all air flow tabs 2-10 to include section 3 like tab 1 | ED | 1.0_Draft5.1
12.19.19 | PCF Tabs - Removed "Loan-Rebate assigned to EFS" radio buttons | ED | 1.0_Draft5.2
12.19.19 | Customer Info Tab - Removed "Loan" checkbox associated with Rebate Payment Type | ED | 1.0_Draft5.2
12.19.19 | Guidelines Tab: Reworked guidelnes tab to include specifics for All Project types, Home Comfort Projects, and HPwES Projects | ED | 1.0_Draft5.2
12.19.19 | Name Managed - Added "HP_Content1" "HP_Content2", "HP_Content3" and tied to HPwES tab "Clear Input" Button - Updated Code as well | ED | 1.0_Draft5.3
12.19.19 | Customer Information: Changed Primary Heating to Existing Primary Heating | MCR | 1.0_Draft5.4
12.19.19 | References: Updated rebates for non-whole house and non electric replacements | MCR | 1.0_Draft5.4
12.20.19 | Tables: Adjusted columns to show contractor incentive is (per Project) | MCR | 1.0_Draft5.6
Tables: Updated Contractor incentive
Worksheet: Added adjusted tables
References: Updated Partial Rebate Values to match "SystemToTonNonWHashp_v1" proposal
EFS Pre-Approval: Adjusted Customer Incentive formula to change "" values to 0
12.21.19 | Review of formatting | ED | 1.0_draft5.7
12.23.19 | Integrated Controls: Added link to NYSERDA Qualified Integrated Controls list | MCR | 1.0_draft5.8
12.23.19 | Integrated Controls: If Incomeligible is selected the rebate is $750 for an integrted control | MCR | 1.0_draft5.9
12.23.19 | Worksheet: Partial House rebate typo incetive was change to incentive | MCR | 1.0_draft5.9
1.6.2020 | References: Added "per Project", "per ton", and "per control" to the appropriate rebate and incentive columns (X21:Z21) [Voltz request] | MCR | 1.0_draft1.6
1.6.20 | References: changed Learning thermostat rebate to $50 per control | MCR | 1.0_draft1.6
1.6.20 | Smart T-stat: Customer Incentive now shows $35 for Wifi Enabled and $50 for Learning | MCR | 1.0_draft1.6
1.6.20 | Worksheet: PTHP can receive Contractor Incentive | MCR | 1.0_draft1.6
1.6.20 | Workbook Locked for Use | MCR | version 1.0
1.7.20 | Worksheet: Allow PTHP to receive contractor incentive | MCR | version 1.1_draft1
1.7.20 | References: Removed Ductless ASHP tier 2 | MCR | draft1
1.7.20 | Qualified index: Whole House Scenario should look for ReferencesA21=2 not 4 | MCR | draft1
1.7.20 | Locked and finalized workbook as Version 1.1 (Version 1.0 was sent internally but with a glitch) | ED | Version 1.1
3.4.20 | Changed version to 1.2 in preparation of Q2 launch | MCR | Version 1.2_draft 1
3.4.20 | Custom Information: Added Data validation to the Building Size cell so only numbers are entered | MCR | draft 1
3.4.20 | References: Added Freeze Stat to the integrated drop dpwn list for Technology Type | MCR | draft 1
3.4.20 | Integrated Controls: adjusted data validation to allow user entry of Manufacturer name and Model. (This should only be used for freeze stats.) | MCR | draft 1
3.4.20 | Qualifying Index: Chnaged Connected Cooling and Heating to Connected Heating and Cooling | MCR | draft 1
3.4.20 | Prop0: Changed Measure code lookup to reference Qualifying Index column R | MCR | draft 1
3.4.20 | Prop0: Changed per unit rebate to reference Qualifying Index column U | MCR | draft 1
3.4.20 | References: Added Freeze Stat to the Home Comfort measure code table | MCR | draft 1
3.4.20 | HPwES: Added Data Validation message for r-values less than 11 for installed insulation | MCR | draft 1
3.6.20 | References: Added Freeze Stat Rebate of $350 | MCR | Draft 2
3.6.20 | Integrated Controls: Added Instruction "4" stating that the Freeze Stat must switch at 32 degrees or less | MCR | Draft 2
3.6.20 | Integrated Controls: added "Freeze Stats" to rebate table | MCR | Draft 2
3.6.20 | Integrated Controls: Added 2nd row | MCR | Draft 2
3.6.20 | Post-Inspection: Added addition row for integrated contrls | MCR | Draft 2
3.6.20 | Qualifying_Index: Added row to Integrated control table | MCR | Draft 2
3.6.20 | Qualifying_Index: Added column to Integrated control table that calculates the rebate, but doesn't allow more than one | MCR | Draft 2
3.6.20 | Integrated Controls: Linked rebate column to the Qualifying Index | MCR | Draft 2
3.6.20 | Qualifying Index: Changed Whole House Manual J requirements to 90%-125% | MCR | Draft 2
3.6.20 | Home Comfort Worksheet: Changed AHRI heating header to say AHRI Heating BTUh @ 17⁰F | MCR | Draft 2
3.12.20 | Qualifying Index: Added Heating QIV kWh column | MCR | Draft 3
3.12.20 | Qualifying Index: Adjusted QIV kWh to Cooling QIV kWh | MCR | Draft 3
3.12.20 | Qualifying Index: Adjusted QIV kW column | MCR | Draft 3
3.12.20 | Qualifying Index: Adjusted Heating kWh Savings to reference new heating QIV kWh | MCR | Draft 3
3.12.20 | HPwES: Added formula next t rebate when rebate is capped that the rebate cannot be higher than the cost | MCR | Draft 3
3.12.20 | Air Flow References: Created | MCR | Draft 3
3.12.20 | References: Cut and pasted Air flow tables to Air Flow References | MCR | Draft 3
3.12.20 | References: Moved Home Comfort Measure Code table and HPwES info to columns AB through BP | MCR | Draft 3
3.20.20 | Qualifying Index: Changed Whole House Manual J requirements FROM 90%-125% TO 100%-130%
3.20.20 | EFS Pre-Approval: Added field for Steve | MCR | Draft 4
3.20.20 | Qualifying Index: Added QIV savings to heating kWh savings when fuel switching is present | MCR | Draft 5
3.20.20 | Qualifyinig Index: Adjusted MMBTU Heating from kWh formula for QIV savings | MCR | Draft 5
3.20.20 | Prop0: Integrated Control formulas were extended to include Freeze Stats | MCR | Draft 5
3.20.20 | Air Flow Tabs 1-10: Fixed workinf under Option 3 | MCR | Draft 5
3.24.20 | Guidelines Tab: Added additional language and made edits to existing language as per Josh Ebner (PA for Home Comfort ) - Also re-organized lines per JE's request | ED | Draft 6
3.24.20 | Required Documents Tab: Updated Responsible Party for Pre/Post INS to "Customer and PSEG LI Representative" | ED | Draft 6
3.24.20 | Ts and Cs/Required Documents/Guidelines Tabs: Added box for initials to the bottom of each tab | ED | Draft 6
3.24.20 | Ts and CS Tab: Line 4 - added Pre and Post inspections are required (in bold text) | ED | Draft 6
3.24.20 | Ts and Cs Tab: Line 10 - Added language that the ASHP must be the primary heating source in the space | ED | Draft 6
3.24.20 | Worksheet Tab: Added the following language to the "Important" header: *Pre and Post Inspections are required for all projects. Where a Whole House installation is completed, the PSEG Long Island Inspector will need to access the inside of the home to verify the removal of the existing heating source and confirm installation of integrated controls. | ED | Draft 6
3.24.20 | Guidelnes Tab: Added language to line 25 stating that the Whole House ASHP must meet 100-130 of the load and also be used at that capacity | ED | Draft 6
3.24.20 | HPwES Tab: Removed COP field from Cooling System 1 and 2 | ED | Draft 6
3.24.20 | HPwES Tab: Name Manager - "HP Content 1" - Updated cells to account for removal of COP fields (this allows Clear Inputs button to function properly) | ED | Draft 6
3.24.20 | HPwES Tab: Corrected the misspelling of "Efficiency" | ED | Draft 6
3.26.20 | Had to re-save draft as 6.1 - draft 6 was giving an error message that draft was in-use, but it was not | ED | Draft6.1
4.6.2020 | T&Cs: Formated "Initials" cell to not "Locked" | MCR | Draft 7
4.6.2020 | Guidelines: Formated "Initials" cell to not "Locked" | MCR | Draft 7
4.6.2020 | Required Docs: Formated "Initials" cell to not "Locked" | MCR | Draft 7
4.6.2020 | Qualilfying Index: Dragged down cell R42 to R51 | MCR | Draft 7
4.6.2020 | Smart Tstats: Hide column J | MCR | Draft 7
4.6.2020 | Integrated Controls: Changed wording in Row 4 to"If the customer will have fossil fuel back up heat present after the proposed equipment is installed, Integrated Controls, Freeze Stats, or Dual Fuel Thermostats must be installed. For Ductless Systems, installation of Integrated Controls or Freeze Stats is required." | MCR | Draft 7
4.6.2020 | Air Flow References: testing ranges C11:F12 | MCR | Draft 7
4.6.2020 | Smart Tstats: Hide row 31 | MCR | Draft 7
4.8.2020 | Prop0: Changed per unit incentive to reference Integrated Controls | MCR | Draft 8
4.8.2020 | Prop0: Changed Product Line and Product Class of Integrated Controls to only show up if measure code shows up | MCR | Draft 8
4.8.2020 | EFS Approval: Changed Customer Incentive amount to add up the individual Home Comfort tabs | MCR | Draft 8
4.8.2020 | T&Cs: Added #5. to specify ccASHPs must be NEEP listed | MCR | Draft 8
4.9.2020 | Integrated Controls: Added language to Instructions to inform customer that Freeze Stat inputs are manual entries and not selectable in the dropdown | ED | Draft 9
4.10.2020 | Worksheet: Removed "@ 17 degrees" from heating | MCR | Draft 10
4.10.2020 | Worksheet: Changed Partial Home Eligibility Table to have ccASHPs be tier 2 | MCR | Draft 10
4.10.2020 | References: Changed AX90 to "Fossil Fuel Only" | MCR | Draft 10
4.10.2020 | Qualifying Index: Extended formula in AG78 down to other rows | MCR | Draft 10
4.10.2020 | Air Flow References: Chnaged CFM Air flow range to a formula based on ACCA Standard 5 | MCR | Draft 10
4.10.2020 | Air Flow References: Changed Sub cooling Outdoor Dry Bulb Temp to 114 | MCR | Draft 10
4.10.2020 | Air Flow References: Changed Superheat Outdoor Dry Bulb Temp to 114 | MCR | Draft 10
4.10.2020 | Air Flow References: Changed Measured Subcooling to moving range based on Required Subcooling | MCR | Draft 10
4.10.2020 | Air Flow References: Changed Measured Superheat to moving range based on Required Subcooling | MCR | Draft 10
4.10.2020 | Air Flow Form: Added space for Measured Subcooling and Super heat to FAIL based on value compared to Required Subcooling | MCR | Draft 10
4.14.20 | Air Flow References: Chnaged CFM Air flow range to a formula based on ACCA Standard 5 (Air Flow tabs 3-10) | MCR | Draft 11
4.14.20 | Air Flow References: Changed Sub cooling Outdoor Dry Bulb Temp to 114 (Air Flow tabs 3-10) | MCR | Draft 11
4.14.20 | Air Flow References: Changed Superheat Outdoor Dry Bulb Temp to 114 (Air Flow tabs 3-10) | MCR | Draft 11
4.14.20 | Air Flow References: Changed Measured Subcooling to moving range based on Required Subcooling (Air Flow tabs 3-10) | MCR | Draft 11
4.14.20 | Air Flow References: Changed Measured Superheat to moving range based on Required Subcooling (Air Flow tabs 3-10) | MCR | Draft 11
4.14.20 | Air Flow Form: Added space for Measured Subcooling and Super heat to FAIL based on value compared to Required Subcooling (Air Flow tabs 3-10) | MCR | Draft 11
4.15.20 | Macro: Hide/Unhide Integrated controls check box if Whole House is not checked off | MCR | Draft 12
4.17.20 | Integrated Controls: Changed Dual Fuel Thermostat Named Range to be C17:G18 | MCR | Draft 12
4.27.20 | Air Flow tabs 1-10: Changed wording in Notes to say DIVIDE pascals by 249.09, in place of multiply | MCR | Draft 13
4.27.20 | Air Flow tabs 1-10: Updated Capacity of refrigerant to say lbs. and oz. | MCR | Draft 13
4.29.20 | Qualifying Index: Heating Manual J check to make sure its whole house and not Electric | MCR | Draft 14
4.29.20 | Macro: changed explanation of Manual J to 100% | MCR | Draft 14
5.22.20 | Admin Tab: Re-aligned HPwES savings with Prop0 | MCR | Draft 15
5.22.20 | Prop0: Linked savings to Qualifying Index tab | MCR | Draft 15
5.26.20 | Qualifying Index: Changed Insulation logic for fossil fuel only systems | MCR | Draft 16
6.12.20 | Airflow Form 1-10: Added decimals for inches and oz/feet in the wiegh in method | MCR | Draft 17
6.22.20 | Prop0: Expanded Integrated control reference to References row 34 | MCR | Draft 18
6.22.20 | Qualifying Index: Added kW savings for connectd thermostats | MCR | Draft 18
6.22.20 | Prop0: References Qualifying index for thermostat kW savings | MCR | Draft 18
6.22.20 | References: Changed the CF for connect thermostats to 0
6.24.20 | Worksheet: Added data validation for Existing equipment: Numbers greater than 0 | MCR | Draft 19
6.24.20 | References: Fixed Electric Resistance heating with AC insulation interpolation | MCR | Draft 19
6.24.20 | Qualifying Index: HPwES Insualtion Delta kWh 2 High Reference AE instead of AD | MCR | Draft 19
7.06.20 | HPwES: Data Validation so that no one can enter more than 100% of the load | MCR | Draft 20
7.07.20 | Customer Information: Added additional language to the Whole House Check Box about the Integrated controls tab | MCR | Draft 21
7.07.20 | Customer Information: Changed the Whole House Message box to an Exclamation | MCR | Draft 21
7.07.20 | Integrated Controls: Chnaged color and move to the right of Whole House | MCR | Draft 21
7.07.20 | Customer Information: Changed the Whole House check box function to open Integrated Controls tab | MCR | Draft 21
7.15.20 | Worksheet: Round Rebate values to have no decimals | MCR | Draft 23
7.21.20 | Customer Information: Macro: Changed Electric Resistance pop-up message to have homecomfortLI@pseg.com as the website | MCR | Draft 24
7.27.20 | Per Brian L. 7.20.20 email the following changes were made: | MCR | Draft 25
Required Doc: Rows 37 - 42 were hidden, and the check boxes for loan docs were removed.
T&C: removed "For Loan project, send all Loan ProFormas directly to EFS" from row 9
Guidelines: Changes row 15 language to “For Loan project, send all Loan ProFormas directly to EFS”
Guidelines: Changed Row 8 (item 4) to "Pre and post verification of installed equipment is required. PSEG will accept photo verification in lieu of inspection."
Worksheet: Changed language about inspectins to "Pre and post verification of installed equipment is required. PSEG will accept photo verification in lieu of inspection."
Development tab: Changed effective range to 7.1.20 - 9.30.20
9.3.2020 | Working off draft to develop mock-up For 2021 Version 1.0 | ED | MockUp
11.10.2020 | Saved Mock-Up as version1.0 | ED | Version 1.0_Draft1
11.10.2020 | Instructiosn Tab: Added Instructions tab that inclued instructions for all tabs except air flow tabs | ED | Version 1.0_Draft1
11.10.2020 | Customer Information : Removed existing heating equpiment and project type radio buttons | ED | Version 1.0_Draft1
11.10.2020 | Customer Information: Added drop down to capture Rebate Payment Method | ED | Version 1.0_Draft1
11.10.2020 | Site Information Tab: Added Site Information tab to capture Existing equipment info, project type, Income eligible, existing system efficiencies | ED | Version 1.0_Draft1
11.10.2020 | Site Information Tab: Added Logic to Project Type drop down to inform user of Whole House requirements when whole house is selected - A red font message will appear to the right of the dropdown selection | ED | Version 1.0_Draft1
11.10.2020 | Site information tab: Added logic to Income Eligible type dron down to inform user of Required documents - a red font message will appear to the right of the dropdown selection | ED | Version 1.0_Draft1
11.10.2020 | Site Information Tab: Added checkbox to generate secondary equipment inputs - added code to checkbox to generate rows 24-28 and 42-52 to capture all secondary equipment | ED | Version 1.0_Draft1
11.10.2020 | Dev Tab: Updated Program Year, effective date (quarterly release), and Version # | ED | Version 1.0_Draft1
11.10.2020 | Equpiment Tab: Reformatted existing worksheet tab | ED | Version 1.0_Draft1
11.10.2020 | Equipment Tab: Added field to capture new equipment fields | ED | Version 1.0_Draft1
11.10.2020 | Equipment Tab: Added all Heating and Cooling Sections for data entry | ED | Version 1.0_Draft1
11.10.2020 | Equipment Tab: Added checkboxes under each table that say "Click here to enter Heating and Cooling System X" - Code tied to each checkbox to hide and unhide additional equipment rows | ED | Version 1.0_Draft1
11.10.2020 | Load Calculations Tab: Added All 10 Manual J tables for data entry | ED | Version 1.0_Draft1
11.10.2020 | Eligbility Tab: Added Eligibility tab - Includes all rebate tables and eliligibility for each project type | ED | Version 1.0_Draft1
11.11.20 | Equipment Information Tab: Updated incorrect New Equipment fields to reflect Existing Equipment | ED | Version1.0_Draft2
11.11.20 | References Tab: Added a Rebate Payment Method Table beginning in cell O8 - Added Rebate_Payment_Method to Name Manager | ED | Version1.0_Draft2
11.11.20 | Cust Info Tab: Added dropdown data validation to the Rebate Payment Method Cell - Used "Rebate_Payment_Method_ from name manager | ED | Version1.0_Draft2
11.11.20 | References Tab: Added a Residence Type table beginning in Cell Q2 - Added "Residence_Type" Name Manager | ED | Version1.0_Draft2
11.11.20 | Site Info Tab: Added dropdown data validation to Residence Type Cell- Used "Residence_Type" Name Manager | ED | Version1.0_Draft2
11.11.20 | References Tab: Added a Project Type Heat Pumptable beginning in Cell Q8 - Added "Project_Type_HP" Name Manager | ED | Version1.0_Draft2
11.11.20 | Site Info Tab: Added dropdown data validation to Project Type _ Heat Pump Cell- Used "Project_Type_HP" Name Manager | ED | Version1.0_Draft2
11.11.20 | Site Info Tab: Updated formula in Cell E10 to allow for "Select.." to appear without an error message | ED | Version1.0_Draft2
11.11.20 | References Tab: Added a Project Type Weatherization table beginning in Cell Q15 - Added "Project_Type_Weatherization" Name Manager | ED | Version1.0_Draft2
11.11.20 | Site Info Tab: Added dropdown data validation to Project Type _ Weatherization Cell- Used "Project_Type_Weatherization" Name Manager | ED | Version1.0_Draft2
11.11.20 | References Tab: Added an Income table beginning in Cell Q21 - Added "Income_Eligible" Name Manager | ED | Version1.0_Draft2
11.11.20 | Site Info Tab: Added dropdown data validation to Income Eligible Cell- Used "Income Eligible" Name Manager | ED | Version1.0_Draft2
11.11.20 | Site Info Tab: Updated formula in Cell E14 to allow for "Select.." to appear without an error message | ED | Version1.0_Draft2
11.11.20 | Ref Tab: Beginning in Cell Q27 - Added Table for Primary Heating Source - Added "Primary_Heat_Source" to Name Manager | ED | Version1.0_Draft2
11.11.20 | Ref Tab: Beginning in Cell Q35 - Added Table for Secondary Heating Source - Added "Secondary_Heat_Source" to Name Manager | ED | Version1.0_Draft2
11.11.20 | Ref Tab: Beginning in Cell Q43 - Added Table for Primary Heating Equipment - Added "Primary_Heat_Equipment" to Name Manager | ED | Version1.0_Draft2
11.11.20 | Ref Tab: Beginning in Cell Q53 - Added Table for Secondary Heating Equipment - Added "Secondary_Heat_Equipment" to Name Manager | ED | Version1.0_Draft2
11.11.20 | Ref Tab: Beginning in Cell Q63 - Added Table for Primary Cooling Equipment - Added "Primary_Cooling_Equipment" to Name Manager | ED | Version1.0_Draft2
11.11.20 | Ref Tab: Beginning in Cell Q73 - Added Table for Secondary Cooling Equipment - Added "Secondary_Cooling_Equipment" to Name Manager | ED | Version1.0_Draft2
11.11.20 | Ref Tab: Updated Integrated Controls tables to match Home Comfort Version 1.3 | ED | Version1.0_Draft2
11.11.20 | Int Control Tab: Updated ranges in Data Validation formula to account for new controls | ED | Version1.0_Draft2
11.11.20 | Project Completion HPwES Tab: Fixed "Option" typo in row 54 | ED | Version1.0_Draft2
11.11.20 | Site Info Tab: Added dropdown data validation for Primary Heating Source/Heating Equipment/Cooling Equipment (Used Name Managers created on Ref tab) | ED | Version1.0_Draft2
11.11.20 | Site Info Tab: Added dropdown data validation for Secondary Heating Source/Heating Equipment/Cooling Equipment (Used Name Managers created on Ref tab) | ED | Version1.0_Draft2
11.11.20 | Equipment Information Tab: Updated checkboc Code to hide/unhide corresponding worksheet rows on Load Calculations Tab | ED | Version1.0_Draft2
11.11.20 | Equipment Information Tab: Added Data Validation dropdown to Existing Equipment Type Cells - Links to =References!$Q$45:$Q$50 | ED | Version1.0_Draft2
11.11.20 | Load Calcs Tab: Added formulas to New Equipment field to link to Equipment Formation tab | ED | Version1.0_Draft2
11.11.20 | Qualifying Index Tab: Updated all formulas in ASHP Equipment table to link to Equipment Info Tab and Load Calc Tab | ED | Version1.0_Draft2
11.11.20 | References Tab: Updated formula in Income Eligible True/False (C16) table to link to dropdown on Site Info tab since radio buttons have been removed | ED | Version1.0_Draft2
11.11.20 | References Tab: Updated formula in Whole House True/False table (C20) to link to dropdown on Site Info tab since radio buttons have been removed | ED | Version1.0_Draft2
11.11.20 | References Tab: Updated formula in existing heating equipment Cell L4 to link to dropdown on site info tab since radio buttons have been removed | ED | Version1.0_Draft2
11.11.20 | Load Cal Tab: Add Missing Info Fomula to the following cells in Column I 11,22,33,44,55,70,81,92,103,114 | ED | Version1.0_Draft2
11.11.20 | Load Calc Tab: Added Pass/Fail formulas to all Manual J Pass/Fail fields | ED | Version1.0_Draft2
11.11.20 | Load Calc Tab: Added formulas to add Qualifying Tier cells | ED | Version1.0_Draft2
11.11.20 | Load Calc Tab: Added formulas to all Rebate Cells | ED | Version1.0_Draft2
11.11.20 | Load Calc Tab: Added field to sum total equipment rebate and total contractorrebate | ED | Version1.0_Draft2
11.12.20 | Ref Tab; Updated Line Losses to 7.19 Demand and 5.67 energy | ED | Version1.0_Draft3
11.17.20 | Equipment Info Tab: Fixed "Serial" typo in all tables | ED | Version1.0_Draft4
11.17.20 | Load Cal Tab: Added (To table 1 only) "Unit Controlled" field for Smart Therm and IC unit controoled | ED | Version1.0_Draft4
11.17.20 | Ref Tab: Updated the Unit Controlled table to include the word "Unit" in front of the 1-10 inputs | ED | Version1.0_Draft4
11.17.20 | QUalifying Index Tab: Updated/Reformatted ASHP tables to match Internal application (This includes addition of IC data table) | ED | Version1.0_Draft4
11.17.20 | Site Info Tab: Added a field to collect AFUE for Primary Heating System Information 1 and Secondary Heating System Information 2 - Shifted VBA code one cell to accommodate the Hide/unhide logic for secondary heating system info | ED | Version1.0_Draft4
11.17.20 | Int Control Tab: Shifted data entry table over one cell to begin in column C | ED | Version1.0_Draft4
11.17.20 | Int Control Tab: Added Unit 1 and Unit 2 in column B | ED | Version1.0_Draft4
11.17.20 | Ref Tab: Primary and Secondary Heating Equipment Tables (Column Q) - Updated selections to include all existing heating equipment found in BE Factor table in column H - Update Name Manager ranges to accommodate new selections | ED | Version1.0_Draft4
11.17.20 | Ref Tab: Updated BE table beginning in column H to match Matster Internal BE table | ED | Version1.0_Draft4
11.17.20 | Ref Tab: Updated NC Fuel Split table (Cell N2) to match internal
11.17.20 | Ref Tab: Added Climate Adjustment Factor in Cell H50 to match internal
11.17.20 | Ref Tab: Updated Cooling Baselines table in J8 to match internal - Updated Primary and Secondary Cooling Equipment Name Managers
11.17.20 | Cust Info Tab: Added the following language before customer signature "Signature also confirms that to the best of my knowledge this PSEG Long Account has not received any HPwES rebates in the past. If rebates have already been claimed for the HPwES program, PSEG Long Island has the authority to deny additional rebate claims" Per SW and BL
11.17.20 | All tabs - Updated color scheme | ED | Draft5
11.18.20 | Ref Tab:Emission Factor Table - Updated to 1.1962 | ED | Draft5
11.18.20 | Ref Tab: Qual Index - Updated formulas to match internl (ASHP table) | ED | Draft5
11.18.20 | Site Info Tab: Added a field for Projecr Type - Water Heating | ED | Draft5
11.18.20 | Site Info Tab: Added a field for Projecr Type - Tune Up | ED | Draft5
11.18.20 | Ref Tab: Added an existing water heating and proposed water heating table (beginning in Cells A202 and C202) - Added both to Name Manager | ED | Draft5
11.18.20 | Ref Tab: Added Heat Pump Water Heater Assumptions beginning in Cells A222 and D222 | ED | Draft5
11.18.20 | Ref Tab: Added Tankless Water Heater Assumptions beginning in Cells A273 | ED | Draft5
11.18.20 | Ref Tab: Added NTG table for water heating equipment beginning in Cell L202 | ED | Draft5
11.18.20 | Water Heating Worksheet Tab: Added new tab | ED | Draft5
11.18.20 | Ref Tab: Added Tune Up Assumptions from Planning Tool beginning in Cell A321 | ED | Draft6
11.20.20 | Tune Up Tab: Added tab and 5 tables for data collection | ED | Draftt8
11.20.20 | Ref Tab: Added Tune-Up Type table beginning in Cell J202 - Added to Name Manager | ED | Draftt8
11.20.20 | Tune Up tab: Updated fields to reflect data collection needs | ED | Draftt8
11.24.20 | Table Tab: Added two tables for HPwES rebates (market and income eligible) | ED | Draft10
11.24.20 | Eligibility table: added section for HPwES eligibility and included rebate tables | ED | Draft10
11.24.20 | Table Tab: Added table for Water Heating Equipment | ED | Draft10
11.24.20 | Table Tab: Added table for Tune Up | ED | Draft10
11.24.20 | Tune Up Tab: Added eligibility requirement and rebate table | ED | Draft10
11.24.20 | Water Heating Worksheet Tab: Added eligibility requirements and rebate table | ED | Draft10
11.24.20 | Ref Tab: Updated measure codes for WaterHeating equipment to reflect CH600, CH610, and CH650 | ED | Draft10
11.24.20 | Ref Tab: Updated value for BE CO2 for Tankless Water Heater | ED | Draft10
11.24.20 | Equipment Tab: Updated the heating capacity field to include 17F for cold climate equipment only | ED | Draft10
11.24.20 | Tune Up Tab: Added checkboxes under tune-up tables that will generate additional tables when clicked - Added code to checkboxes | ED | Draft10
11.24.20 | Load Calc Tab: Reformatted "Unit Controlled" and "Technology Type" | ED | Draft10
11.24.20 | Equipment Tab: Added Numbers 1-10 in white text to the left of the New equipment dropdown (this is to match with the Smart Thermostats tab) | ED | Draft10
11.24.20 | Qual Index: Updated formulas for Smart Therms - SEER, HSPF, Cooling, and Heating to accommodate new tab layouts | ED | Draft10
11.25.20 | Qual Index: Updated formulas for Integrated Controls - SEER, HSPF, Cooling, and Heating to accommodate new tab layouts | ED | Draft11
11.25.20 | Qual Index: Added column Q CO2 Baseline to ASHP table | ED | Draft11
12.01.20 | Int Controls Tab: Updated Rebate table on tab to include "Integrated/Modulating Controls", "Integrated/Fixed Controls" | ED | Draft12
12.01.20 | Equipment Info Tab: Added code to Smart Therm and Int Controls checkboxes to hide and unhide tabs | ED | Draft12
12.01.20 | Equipment Info Tab: Added eligibility language under Smart Therm and Int Control checkboxes | ED | Draft12
12.01.20 | Instructions Tab: Updated language on tab per Home Comfort team - Added language aboout NEEP and AHRI validiation | ED | Draft12
12.01.20 | Site Info Tab: Changed "Efficiency" in cells A37 and A49 to "Combustion Efficiency" | ED | Draft12
12.01.20 | Equipment Info Tab: Added to the bottom of each table *All Cold Climate systems must be NEEP listed | ED | Draft12
12.01.20 | Elig Tab: Added language that Whole House CC will be rebated at 17F and partial CC wil be rebated at 17F, non CC at 47F Heating capacity | ED | Draft12
12.01.20 | Project Completion Form Tab: Under Customer Signature added *Must be Account Holder of Record | ED | Draft12
12.01.20 | Assignment Form Tab: Under Customer Signature added *Must be Account Holder of Record | ED | Draft12
12.01.20 | Int Controls Tab: Added row 5 and the following language "All Serial Numbers entered must match invoice" | ED | Draft12
12.02.20 | Load Calculations: G14 Added formula to pull Control Type | MCR | Draft 13
Load Calculations: B19 Added Warning for Integrated Controls and heat pump combo
References: Aded table for Existing System drop down (primary/secondary)
Load Calculations: Added existing Equipment to first table
References: Added Multi Splits to the cold climate scenario table
Qualifying Index: Adjusted search area for cold climate scenarios
References: Added Multisplit measure codes and rebates
12.02.20 | Qualifying Index: Chnaged Whole House Manual J PASS/FAIL criteria to 90%-120% | MCR | Draft 14
Qualifying Index: Changed Manual J PASS FAIL to look for all ducted or cold climate units
Qualifying Index: Chnaged Integrated Controls formula to include Separate controls
References: Added units 3-10 for controls
Load Calculation: Extended Unit Controller drop down to include Units 3-10
12.02.20 | Site Equipment: Removed Primary and Secondary Heating Sources | MCR | Draft 15
Macro: Chnaged hide/unhide ranges for secondary heating source
Qualifying Index: Fixed Baseline Efficiencies formula to use either primary or secondary cooling system efficiencies if entered and selected
12.03.20 | Qualifying Index: Updated COP and AFUE formulas | MCR | Draft 16
Qualifying Index: Updated Integrated Controls formula
Site Information: HSPF, COP, and AFUE were updated with a note describing the purpose of each field
Qualifying Index: Added Water Heating Savings Section
Qualifying Index: Added Tune Up Savings Section
12.04.20 | References: Updated Water Heating CO2 Calcs | MCR | Draft 17
References: Added Tune Up Measure Codes
Qualifying Index: Added Tune Up savings
Tune Up Worksheet: Removed Name Plate Efficiency Fields
Qualifying Index: Completed Tune Up links
12.07 | Cust Info Tab" Updated Rebate Total in cell K31 to account for new tabs and layout | ED | Draft18
12.07 | Equipment Info Tab: Updated code for Load Calcs to account for shifting of cells down | ED | Draft18
12.07 | Tune Up: Added rebate formulas to individual tables | ED | Draft18
Ref Tab: L207 - changed Heat Pump to Air Source Heat Pump
12.08.20 | Water Heating: Changed Tankless Water Heater PASS/FAIL to 0.93 UEF | MCR | Draft 19
Water Heating: Chnaged format of PASS/FAIL to Locked and Hidden
References: Updated Smart T rebate
Qualifying Index: Changed Controlled Unit Look Up
Site Information: Changed Format of Existing Equipment
Smart Tstat: Added Look up for Primary Cooling or Heating
12.09.20 | Water Heating: Changed Eligibility table to include UEF requirements | MCR | Draft 20
Pre Inspection: Re aligned Space Heating and Cooling look ups
Post Inspection: Re aligned Heat Pump Look Ups
Post Inspection: Added Water Heating Table
12.9.20 | Project Review Tab: Added columns for Existing Heating and Cooling linked to Qual Index for Macro use | ED | Draft21
| Equpiment Tab: Udpated all existing equipment drop downs to "Primary, Secondary" selections | ED | Draft21
12.10.20 | Water Heating Worksheet: Moved PASS/FAIL down 2 rows | MCR | Draft 22
Water Heating Worksheet: Added new Quantity field
Qualifying Index: Changed Quantity for water heating to reference the Water Heating tab
HPwES: Updated Heat & Cooling Systems 1&2 to look for new or xisting system information
Qualifying Index: Re-did reference to HPwES tab
References: Added AC & Gas Ceiling Insulation table inputs
12.11.20 | HPwES: Updated Instructions for filling out Heating and Cooling Information | MCR | Draft 23
Water Heating: Changed "" when information isn't entered to $0 to avoid #VALUE error on Customer Information tab
12.12.20 | Instructions Tab: Updated Whole House threshold from 100% to 90-120% in row 24
12.12.20 | Instructions Tab: Added 4/02/20 to row 82 for submittal date of docs
Elig Table: Updated Whole House threshold from 100% to 90-120% in row 8
Guidelines Tab: Updated Whole House threshold from 100% to 90-120% in row 26
12.12.20 | Equipment Information - Updated tab name to "ASHP Equipment Information"
ASHP Equipment Info Tab: Updated code for sheet name to include "ASHP"
ASHP Equipment Info Tab: Added "Number" to Coil and Air Handler fields
ASHP Equip Info Tab: Added "btuh" to Cooling/heating capacity fields, changed AHRI Ref ID to AHRI Ref #, added *47F degree language under heating capacity field
ASHP Equip Info Tab: Updated data validation and cell formatting for all cells
ASHP: Added additiona data validation to match 2020 HC App - SEER/EER (Decimal between 5 and 150) HSPF (Decimal between .9 and 99) Cooling/Heating Caps (1000 to 500000)
Load Calc Tab: Changed name to ASHP Load Calculations
ASHP Equip Info Tab: Updated code any code for Load Calculations to ASHP Load Calculations
ASHP Load Calc Tab: Updated Manual J fields to include more details I.E. BTUH and Latent/Sensible for Cooling
ASHP Load Calc Tab: Changed "technology type" to Smart Thermostat/Integrated Control Type
Tune Up: Added the following language to eligibility reqs: Systems 5 years and older are eligible for rebate
12.12.20 | Site Info: Added data validation and cell data formatting to Heating and Cooling system tables | ED
| All Air flow Tabs: updated formulas for unit, mfg, model # | Ed
Qual Index: Updated COP formula beginning in Cell AG27
Dev Tab: U[dated formulas on Project Review tab for ASHP table
12.14.20 | Qualifying Index: Updated SEER,EER, and HSPF Tier look up t look at H27 for ER | MCR | Draft 26
Equipment Information: Added formula to AHRI Heating Capacity to change * to @17 dregrees if a ccASHP is selected as the Technology Type
Site Information: Chnaged Whole House Warning from 100% to 90%
Qualifying Index: Changed WH scenario look up for S2
Load Calculations: Removed additional drop down in cell G40
References: C21 changed "TRUE" to TRUE
References: Added Integrated/Modulating and Integrated/Fixed to Measure and rebate table
12.15.20 | Ref Tab: Changed "true" to True for income eligible true/false table | ED | Draft27
| Ref Tab: Updated Measures for cold climate multisplit to be "CH222"; Updated measure codes for Ics to CH426 for Integrated/Modulating and CH427 for Integrated/Fixed | ED | Draft27
12.15.20 | Prop 0: started updating Prop 0 formulas to align with new layout - left off in Cell CC4 **Please note, did not updae any additional formulas because we only need to have the correct savings formulas on Prop 0
12.16.20 | Instructions: Wrap text on G13 to show full line of text | MCR | Draft 28
Instructions: Fixed Typo in last sentence of Air Flow
Instructions: Added @PSEG to HPwES email
ASHP Load Calculation: Manual J PASS FAIL updated to include the new technology type
ASHP Load Calculation: Changed Rebate formula to reference Equipment instead of ReferencesH4
References: Added Tankless Water Heater >12 kW and Tankless Water Heater < 12 kW
Water Heater Worksheet: Updated Quantity data validation to 3 for <12 kW, and 1 for everything else
Water Heater Worksheet: Updated Rebate table
12.17.20 | Instructions Tab: Added section for Tune Ups and Water Heating; included link to Resi OLA in watr heating section with direction to apply through OLA if isntalling water heating equipment only | ED | Draft 29
12.17.20 | Tune Ups Tab: Added additional Eligibility criteria | ED | Draft 29
12.17.20 | Site Info Tab: Added pop-up message if customer installing water heating to direct them to Resi OLA if applying for water heating rebate only | ED | Draft 29
12.17.20 | Guidelines Tab: Added section for Tune Ups and a section for Water Heating equipment | ED | Draft 29
12.17.20 | Required Docs Tab: Added Pre-Approval and Payment sections for Tune Ups and Water Heatign Equipment | ED | Draft 29
12.17.20 | Water Heating Tab: Added additional eligibility criteria and updated rebate vauues for HPWH to $600 | ED | Draft 29
12.17.20 | Project Review Tab: Added column for Utility Gross kW and formula (Prop 0 - Utility Gross kW *Quantity) | ED | Draft 29
12.17.20 | Tune Up Tab - Reworded Test Results in guidelines | ED | Draft 29
12.18.20 | Ref Tab: Updated rebate value for HPWH to $600 | ED | Draft31
12.18.20 | Guidelines: Fixed formatting in row 36 for Tune Up post ins requirement | ED | Draft31
12.18.20 | ASHP Equip Info Tab: Added "Equip_Clear 1" "Equip_Clear2" "Equip_Clear 3" for clean inuts button | ED | Draft31
12.18.20 | ASHP Equip Info Tab: Added "Equip_Clear 1" "Equip_Clear2" "Equip_Clear 3" to VBA code for clear inputs button | ED | Draft31
12.18.20 | ASHP Load Calc Tab: Added "LoadC_Clear 1" "LoadC_Clear2" for clear inputs button | ED | Draft31
12.18.20 | ASHP Load Calc Tab: Added "LoadC_Clear 1" "LoadC_Clear2" for clear inputs button - Added to VBA Code for clear inputs | ED | Draft31
12.23.20 | References: Changed Cell A21 to change based on Site Info drop down selection of Existing or New Construction | MCR | Draft 32
Qualifying Index: row 6 column E references the wrong cell for the tier
Tune Up: Added data validation for Cooling capacity and Heating Capacity to be more than 0
Tune Up: Added Data Validation for % charge less than 200%
Qualifying Index: Tune up Measure code requires heating capacity input
Qualifying Index: Water Heating Quantity set to 1 unless it is <12 kW tankless
HPwES: Fixed Conditional formatting to have black font
All tabs: Locked White Cells
12.28 | Tables Tab: Updated all tables to include ccASHP Multi Split | ED | draft33
12.28 | Eligib Table: Updated all images of tables to include ccASHP MultiSplit | ED | draft33
12.28 | Int Controls Tab: Updated instruction language to inform participant to mnually enter data for integrated controls | ED | draft33
12.28 | Project Review Tab: Added tables for Water Heating and Tune Up | ED | draft33
12.28 | HPwES: Fixed Clear Inputs Button (Had to adjust cells in "HP_Content1" in Name Manager | ED | draft33
12.28 | ASHP Equip Tab: Re-did the Name Managagers for Clear Inputs button to correct "debug" issue | ED | draft33
12.28 | Qual Index: fixed formula for in cell BZ 36 (Cooling kW) to link with proper cells on Load Calc Tab | ED | draft34
12.28 | Qual Index: fixed formula in Cell E36 (New Equipment and Tier) to link to correct cell in Load Calcs Tab | ED | draft34
12.28.20 | ASHP Load Calculations: Added MultiSplit to IC Warning | MCR | draft 34.1
12.29.20 | IC Tab: Added definitions for Integrated and Fixed Controls | ED | Draft35
12.29.20 | Project Review Tab: Added Unit Number column for ASHP | ED | Draft35
| Qual Idex: Updated Heating MMBTU Savings formula in column CI | ED | Draft36
12.30.20 | Qual Index: fixed tune up forumula reference in cell F102 to link to right right on Tune Up Worksheet | ED | DRaft37
12.30.20 | ProjectReview Tab: Updated formulas in row 8 to link to proper cells on ASHP Equip Info tab | ED | DRaft37
12.30.20 | Instructions Tab: Reviewed and fixed typos | ED | DRaft37
12.30.20 | Qualifying Index: Changed Normilized Efficiency formula to find the closest value to the Factory Charge | MCR | DRaft38
Eligibility Table: Added IC language for cold climate heat pumps
ASHP Load Calcs: Added No Fossil Fuel Heater as an acceptable entry for Ductless options
Qualifying Index: Updated Heating fuel MMBTU to include cc vs non-cc
Qualifying Index: Updated smart thermostat HSPF formula to column W from U
1.4.20 | Qualifying Index: Changed Heating kW Savings and Heating kWh to include Qiv Savings | MCR | Draft 39
1.4.21 | Updated to Version 1.0 and finalized for 2021 Launch | ED | Version 1.0
2.26.21 | Qual Index: Updated formula in HSPF column K (Starting in Cell K27) to remove "0" at the end of formula and replace with " "" " | ED | Versionv2.0_Draft1
| Project Review Tab: Updated formula in HSPF to show a blank instead of 0 | ED | Versionv2.0_Draft1
| Load Cals Tab: Updated "Unit Controlled" language to be consistent with what was showing in Load Calc table 1 | ED | Versionv2.0_Draft1
2.26.21 | Customer Information: Changed Total Rebate formula reference to the Smart Thermostat tab to K33 | MCR | draft2
ASHP Load Calculation: Changed Integrated Control Warning for non-ccASHPs to warn they were not eligible
3.5.2021 | Project Review: Reset reference for existing HSPF | MCR | draft3
3.5.2021 | References: Updated WH LMI rebates to $3000 per the LMI proposal | MCR | draft 4
References: Updated Whole House Rebates to newly approved levels (OC - $1000/ton & AO - $800/ton)
References: Added formulas to WH measure codes to change for Income Eligible customers
3.8.2021 | Project Review Tab: Fixed total customer rebate formula (water heating was refering to contracotr incentive instead of customer incentive | ED | Draft5
| Post INS Form: Updated AHRI Data table to link to proper cells | ED | Draft5
| Ref Tab: Added LMI measure (and formulas) does for EH measures | ED | Draft5
| Ref Tab: Updated Partial CC Rebates per MV Approval on 3/05 - CC Ducted was $350 and increased to $375, CC Ductless was $300 and increased to $325 | ED | Draft5
| Tables Tab: Updated Whole House Table rebates to reflect $1,000/ton for scenario 2 and $800/ton for scenario 3 | ED | Draft5
| Elig Table Tab: Replaced Whole House Table with updated rebate table | ED | Draft5
| Tables Tab: Updated Whole House Income Eligible Table rebates to reflect $3,000/ton for all scenarios | ED | Draft5
| Elig Table Tab: Replaced Whole House Income Eligible Table with updated rebate table | ED | Draft5
| Tables Tab: Updated Partial House Table rebates to reflect $375/ton for Ducted ccASHP and $325/ton for Ductless ccASHP | ED | Draft5
| Elig Table Tab: Replaced Partial House with updated rebate table | ED | Draft5
3.9.2021 | Ref Tab: Updated LMI rebates for EH Measures to $3,000/Ton for all cold climate measures | ED | Draft6
| Tables Tab: Updated EH LMI rebate table to reflect $3,000/Ton for all Cold Climate Measures | ED | Draft6
| Elig Table Tab: Replaced EH Income Eligible Table with updated rebate table | ED | Draft6
| Int Controls Tab: Removed row 4 language regarding NYSERDA QPL and replaced with "Refer to the "Mass Save" list of qualified controls (Speak to your PSEG Long Island Representative if clarification is required)" | ED | Draft6
| Dev Tab: Updated effective date to 4.5.21-7.2.2021 | ED | Draft6
| Instructions Tab: Row 110 - Updated the effective date of 4.2.2021 to 7.02.2021 | ED | Draft6
| Ts and Cs: Row 23 - Updated effective date of 4.02.2021 to 7.02.2021 | ED | Draft6
| ASHP Equip Info Tab: Row 8 - Updated IC language checkbox to "If installing a "Whole House" system or "Partial House" Cold Climate system, please check the "Dual Fual Thermostat or Integrated Controls Incentive" checkbox" | ED | Draft6
3.18.21 | Ref Tab: Corrected LMI rebates - NC is $4,000/Ton, Oil No CAC is $3,800/Ton, All Others is $3,600/Ton, and CC Electric Resistance is $4,000/Ton | ED | Draft9
3.18.21 | Tables Tab: Updated Table for LMI Electric Rebates to reflect $4,000/Ton for CC Units
| Eligb Table Tab: Replace LMI Electric Table with corrected Table | ED | Draft9
Tables Tab: Updated Table for LMI Whole House Rebates to reflect - NC is $4,000/Ton, Oil No CAC is $3,800/Ton, All Others is $3,600/Ton
Elig Table Tab: Updated LMI Table with corrected Table
Elig Table Tab: Add "Rated" tto 17F Heating statements
ASHP Equip Info: Added "Rated" to 17F/47F cells
Req Docs: Replaced "Completed Worksheet" with "Completed Application/Workbook in .xlsm file type
Int Control Tab: Added Link to Mass Save list
3.29.21 | References: Updated rebates for ductless heat pumps per MV's email 3/26 | MCR | Draft 10
Eligibility Tables: Updated dispayed rebates for ductless heat pumps
3.29.21 | Tables TabL: Updated formatting on all tables for consistency | ED | Draft11
3.29.21 | Eligible Tab: Updated tables to ensure consistency across all tables | ED | Draft11
3.29.21 | Eligb Tab: Fixed typos throughout tab | ED | Draft11
3.29.21 | Dev Tab: Updated effective date to 4.1-7.2 | ED | Draft11
3.29.21 | Guidelines tab: Fixed typos | ED | Draft11
3.29.21 | Guidelies Tab: Added rate code language to row 8 - Please note that installing an ASHP may qualify you for a new reduced electric rate code. When the ASHP is used for the home’s primary heating, the home will use more electricity, so PSEG Long Island offers an electric heat rate which is lower than standard rates, and which will save on your electric bill. Please reach out to us for details. | ED | Draft11
3.29.21 | Ts and Cs tab: fixed typos | ED | Draft11
3.29.21 | Project Completion Form tab: Added the following to the PCf: "DO NOT SIGN THIS DOCUMENT UNTIL THE WORK IS 100% COMPLETE" | ED | Draft11
3.30.21 | Locked up and finalized for Q2 Launch | ED | Version 2.0
06.04.21 | Created new version and draft; updated effective date | MT | Version3.0_Draft1.0
06.06.21 | References: Added Cost Cap table linked to income eligibility selection | MT | Version3.0_Draft1.0
06.06.21 | Prop0: updated formula for rebate to reference cost cap table on references tab | MT | Version3.0_Draft1.0
06.06.21 | Pre-Inspection Form: Added Covid Pre-Screening Safety Questions | MT | Version3.0_Draft1.0
06.06.21 | Post-Inspection Form: Added Covid Pre-Screening Safety Questions | MT | Version3.0_Draft1.0
06.07.21 | Qualifying Index: Converted the COP of the ASHP Heating Savings to HSPF | MCR | Draft1.1
06.23.21 | Guidelines: Added that 70% Total Cost Cap does not apply to LMI | MCR | Draft 2
06.23.21 | Site Information: Added Data Validation to AFUE to resrict entry from 0% to 100% | MCR | Draft 3
06.24.21 | Updated Effective Date | MT | Draft 3.1
06.24.21 | Site Information: updated version number | MT | Draft 3.1
06.24.21 | Instructions Tab: updated received by date | MT | Draft 3.1
06.24.21 | Ts and Cs: updated received by date | MT | Draft 3.1
0.6.30.21 | Workbok locked for Version 3.0
08.19.21 | Development tab: Updated Effective date | MCR | Draft 4.0_draft1
8.23.21 | Instructions Tab: updated received by date to 12/31/2021 | ED | Draft4.0_Draft2
8.23.21 | TS and Cs: updated received by date to 12/31/2021 | ED | Draft4.0_Draft2
9.9.21 | ASHP Equipment Information: Updated Integrated Control language to exclude ductless requirement | MCR | Draft 3
Qualifying Index: Updated Manual J Missing Info to include all Ducted and cc systems, and note that cooling or heating missing is not acceptable
9.10.21 | Tables: Added new eligibility tables with updated formatting | MT | Draft4.0
9.10.21 | Eligibility Table: Reformatted all eligibility tables | MT | Draft4.0
9.13.21 | Tables Tab: Removed "Multi" from Non CC Mini Splits and reformatted table size | ED | Draft5.0
| Elig Table Tab: Updated Elig Tables from Tables Tab | ED | Draft 5.0
9.24.21 | Guidelines Tab: added the following language to row 21: | AW | Draft 6
If customer has participated in any other state or utility sponsored rebate program, related to the technology in this application, please contact a PSEG Long Island Representative to determine whether the project is also eligible under this program.
Instructions tab: added the following language to row 67:
Ducted Partial House systems must meet 65-135% of Peak Heating or Cooling Load, as determined by the Manual J.
Guidelines tab: added the following language to row 28:
Ducted Partial House systems must meet 65-135% of Peak Heating or Cooling Load, as determined by the Manual J.
Eligibility Table tab: added the following language to row 36:
Ducted Partial House systems must meet 65-135% of Peak Heating or Cooling Load, as determined by the Manual J.
9.27.21 | Guidelines: added language about 100% project cost cap for LMI projects and removed quarterly release language.
Ts and Cs: removed quarterly release language
| Eligibility table: update location of partial house ducted sizing requirements | MT | Draft7
10.7.21 | Dev Tab: Updated program year to 2022 and effective date to 1.01.2022; Also updated Version to 1.0 | ED | 2022_V1_Draft1
Admin Tab: Updated Admin tab to collect costs for ASHPs, Ics, and Smart Tstats
Ref Tab: Updated Coincedence factor to .69
Admin Tab: Changed tab name to Heat Pump Costs
Instructions tab: Removed language stating all required docs must be received by 12/31
Ts and Cs: Row 5 - Changed all units must be installed between, to "all units must be installed after 1/1/22
Guidelines: Row 5 - Changed all units must be installed between, to "all units must be installed after 1/1/22
Guidelines: Row 50 - Changed 2021 reference to 2022 (applicable to water heating rebates)
10.11.21 | References: Changed the New Construction baseline split to 96% oil | MCR | Draft2
References: Updated Baseline SEER and EER values
Qualifying Index: Updated QIV kW formula
References: Updated QIV kW factor
Qualifying Index: Added EFS cooling and heating columns to Smart T stat table
Qualifying Index: Updated Smart Tstat kWh formula to not change with connected and learning
10.13.21 | References: Updated HPWH savings, NTG Factors, and CO2 | MCR | Draft3
References: Updated Tankless Water Heater savings, NTG Factors, and CO2
11.3.21 | Qualifying Index: Added Electric Boiler and Electric Furnace to EH measure discription | MCR | Draft4
11.4.21 | ASHP Load Calculations: Added logic to Rebate to ask for equipment cost | MCR | Draft5
11.16.21 | References: deleted insulation tables for HPwES | MCR | Draft 6
References: Added CT TRM table of factors
Qualifying Index: Added new columns for CT PSD
Qualifying Index: Moved kW kWh and MMBTU table and added system 1 & 2 columns
11.17.21 | Qualifying Index: Added formulas to new columns | MCR | Draft 7
Qualifying Index: Added all new savings for insulation
11.29.21 | Heat Pump Cost: Unhid Rebate columns | MCR | Draft 8
References: Added new smart tstat models
11.30.21 | Smart Tstat: Hid column E to hide Model column in table and re arranged other rows accordingly | MCR | Draft 9
References: Expanded smart thermstat connected/learning table
Integrated Controls: Added logic for rebate to not appear until cost information is entered
Heat Pump Cost: Adjusted Rebate reference formula
12.02.21 | Heat Pump Cost: Updated Rebate formula | MCR | Draft10
Locked for re-test
| Instructions tab: corrected typos in row 44 & 46 | AW | Draft 11
| Project Completion Form HPwES: changed name of tab to "Close Out Agreement" | AW | Draft 11
| Project Completion Form: Set sheet to Very Hidden so that the standalone PCC can be used going forward | AW | Draft 11
12.15.21 | Saved & locked for PSEG Review | AW | Draft 11
12.17.21 | Close Out Agreement Tab: Moved Tab next to HPwES H&S Tab | ED | Draft 12
12.17.21 | ASHP Equip Tab: Updated "fual" typo
12.17.21 | All Tabs: Updated Logo per Utility Marketing
12.20.21 | Assignment Form: Flagged sheet to "Very Hidden" in VBA | ED | Draft13
Instructions Tab: Flagged Sheet to "Very Hidden" in VBA
Close Out Agreement Tab: Renamed to Completion Information Form
Completion Information Form: Corrected "Ome" typo to "Home in row 28
Eligibiility Table Tab: Added "Home Performance" to Header
12.30.21 | References: updated abcd values | MCR | Draft 15
12.30.21 | Locked and finalized per pseg approval | ED | Version 1
2.3.22 | Version updated to V2.0 | ed | V2.0_Draft1
| Cust Info Tab: Added the following language to the header paragrpah: *If project is weatherization only and customer has natural gas, please note only natural gas income eligible customers qualify | ed | V2.0_Draft1
| Site Info Tab: Under Weatherization Dropdown added the following language: *If project is weatherization only and customer has natural gas, please note only natural gas income eligible customers qualify | ed | V2.0_Draft1
| Req Docs Tab: Under HPwES Pre-Approval, Added checkbox for Photo of Existing Heating Type | ed | V2.0_Draft1
| Guidelines Tab: Under HPwes Section added the following language: *If project is weatherization only and customer has natural gas, please note only natural gas income eligible customers qualify | ed | V2.0_Draft1
| Eligibilt Table Tab; Updated Eligibility language for natural gas customers to say: Single-family homes in the PSEG LI territory with a primary heating of natural gas and central air conditioning servicing at least 50% of the home are eligible (If project is weatherization only and customer has natural gas, please note only natural gas income eligible customers qualify) | ed | V2.0_Draft1
| HPwES Tab: Added the following language to the header paragrpah: *If project is weatherization only and customer has natural gas, please note only natural gas income eligible customers qualify | ed | V2.0_Draft1
2.11.22 | Qualifying Index: Added logic to HPwES rebate to not populate unless Total Cost is entered | MCR | Draft2
3.23.22 | References: Changed ccASHP efficiency requirements to match NEEP | MCR | Draft3
3.24.22 | Qualifying Index: Changed New Equipment + Tier formula not include "EH" logic | MCR | Draft4
Qualifying Index: Changed Heating Manual J Pass/Fail to not include "EH" logic
Qualifying Index: Removed EH logic based on Heating Type "<> Electric Resistance"
References: Changed WH S3 rebate to be equivalent to S1 to S2
04.06.22 | Eligibility Table: Highlighted approved changes in green | MCR | Draft5
Green highlighted rows were approved to go ahead by PSEG in 4/5/22 client call
04.06.22 | Eligibility Table: Deleted green rows | MCR | Draft6
Tables: Created new Eligibility Tables
Eligibility Table: Added new tables to the tab
ASHP Equipment Information: Removed non-cold climate ASHPs from New Equipment Type
References: Updated LMI rebate values
4.20.22 | References: Updated ccASHP EFLH to align with the TRM | MCR | draft7
4.26.22 | Guidelines Tab: Changed "HVAC Contractor" to "Home Comfort Partner" | MCR | Draft8
Eligibility Table: Re-added sizing criteria for Cold Climate heat pumps
Eligibility Table: Removed 47 degree language for non-cold climate heat pumps
Eligibility Table: Added "per Project" to Contractor Incentive on Partial House Installation table
4.27.22 | Qualifying Index: Added logic to the rebate calc to cap at the cost info | MCR | Draft9
Guidelines: Changed inspection guidelines
Eligibility Table: Added integrated control language for partial house ductless systems (what is not required for participation)
Air Flow 3 tab: Added oz in cell M117
ASHP Equip. Info: Changed 47 and 17 formula to only say 17 degree
Required Docs: Added Completion Form and Phots of installation on the docs
4.29.22 | Qualifying Index: Updated SEER and HSPF table errors for lines 2-10 | MCR | Draft 10
Qualifying Index: Updated Manual J Heating logic as lines 2-10 were dragged down incorrectly
5.4.22 | Post-INS Form: Added HPwES measure Table per INS Manager | ED | Draft 11
5.11.22 | Updated effective date to 5.16.22 | ED | Draft 12
5.12.22 | Locked for Launch
7.13.22 | References: Updated HPwES Incentives to higher 2023 levels | MCR | Version 3.0_draft1
Tables: Updated HPwES rebates to align with Memo
Eligibility Table: Added updated HPwES tables
Eligibility Table: Added Combo Project Section
Tables: Updated HPWH incetives on table
References: Updated HPWH Incentives and rebates
Water Heating Worksheet: Added new Water Heater table
References: Added Combo project incenive that calculates based on project entries
Customer Information: Added Estimated Contractor Incentive below estimate rebate
7.15.22 | Updated language on eligibility table (edits in pink) | AW | Version 2.0_Draft2
7.18.22 | Eligibility tab: Accepted changes in pink | MCR | Draft3
7.20.22 | Qualifying index: Adjusted Tune Up Summer kW to subtract and nt multiply efficiencies | MCR | Draft4
References: Chnaged Tune Up CF to 69%
7.22.22 | Customer Information: Added Water Heater incentive to Estimated Incentive cell | MCR | Draft5
References: Added if ASHP rebate=0 then $0
HPwES: Updated Heating Type 2 to say "Electric Heat Pump"
8.01.22 | Version 3.0 Application locked for launch | MCR | Version 3.0
8.09.22 | Load Calculations: Changed Contractor Incentive to SUM Qualifying Index column AM | MCR | Version 3.1_draft1
8.23.22 | Locked for Version 3.1 | MCR | Version 3.1
11.9.22 | Developement: Updated year and version for 2023 version 1.0 | MCR | Version 1.0_draft1
Heat Pump Cost: Rebate reference changed to Qualifying Index
Heat Pump Cost: Rebate reference changed to select minimum of cost cap or incentive
Qualifying index: removed rebate logic to cap at minimum
ASHP Load Calculation: Added Warning for when rebate is capped
11.10.22 | Integrated Controls: Expanded Integrated Controls to 10 rows | MCR | draft2
Qualify Index: Added rows to Integrated Control table
Prop0: Dragged down formulas for Ics to new rows
Integrated Controls: Removed Drop Down Data Validation
HPwES: Updated Drop Down selections for Heating and Cooling 1 to only show "Home Comfort Heat Pump" if Partial House or Whole House is selected on the Site Info tab
11.11.22 | References: Updated Air Conditioner and Heat Pump baselines for 2023 | MCR | draft3
HPwES: Updated Data Validation for Duct Sealing
Site Info: Updated Data Validation for Existing System efficiencies
11.15.22 | Qualifying Index: Updated Insulation calcs back to NYS TRM methodologies | MCR | draft4
References: Added NYS TRM Insulation assumptions
References: Updated HPWH Savings
11.28.22 | Eligibility Table: Added language distinguishing max and rated sizing | MCR | draft5
ASHP Equipment Information: Added space for Max 17 degrees
ASHP Equipment Information: Added space for Total Equipment Cost
ASHP Equipment Information: Added drop downs for SEER2/EER2/HSPF2
ASHP Equipment Information: Added check box for SEER2/EER2/HSPF2
ASHP Load Calculations: Added language about rebates based on heating rated
Qualifying Index: Updated formulas to include the max heating capacity
Qualifying Index: Updated formulas for SEER/EER/HSPF to change based on SEER2/EER2/HSPF2 selection
12.1.22 | Table Tab: Updated HC Rebate tables to include "RATED" | ED | Draft7
Eligiblity Table Tab: Replaced HC tables with tables that include "RATED"
Req Docs Tab: Added Deliverable Timeline to "Home Comfort Project Submittal" and added timelines and a note for Pre-installation
***Josh Ebner to confirmed HC LMI projects and HPwES projects all require pre-approval
ASHP Equip Tab: Removed code tied to Int Controls checkbox - Sheet will now ALWAYS be visible
ASHP Equip Tab: Added language informing customer if partial ductless CC, Int Controls are Not required
ASHP Equip Tab: Added language informing customer to still complete Int Control tab if removing existing fossil fuel system
Int ControlTab: Added language informing customer to select "No fossil fuel heater" for technology type
Req Docs Tab: Added Deliverable timeline to all programs for consistency on tab
12.2.22 | ASHP Equipment Information: Added Rating Method to collected data points | MCR | Draft8
References: Added drop down list for Rating Method
ASHP Equipment Information: Expanded Heating and Cooling System 1 changes to 2-10
Qualifying Index: Updated rows 2-10 with formulas
12.5.22 | Qualifying Index: Updated Heating min and max formulas | MCR | Draft9
12.7.22 | Guidelines: Added langauge to sizing guidelines to note Maximum 17 degrees should be used | MCR | Draft10
ASHP Load Calculation: Rounded Qualifying Index cell in cost cap formula
ASHP Equipment Info: Removed hide and unhide check boxes
12.13.22 | Qualifying Index: Round SEER, EER, and HSPF formula to round to nearest 2 decimals | MCR | Draft11
ASHP Load Calculations: Added IF ="DNQ" to Heat Pump cost cap formula
Guidelines: Added language regarding SEER//EER/HSPF or SEER2/EER2/HSPF2
12.16.22 | Qualifying Index: Round SEER, EER, and HSPF formula to round to nearest 1 decimal based on HC feedback | ED | Draft 12
12.19.22 | INS Forms: Added INS signatures | ED | Draft13
12.19.22 | Ref Tab: Updated Smart Therm rebates; $100=Connected, $130 = Learning | ED | Draft 14
12.27.22 | Removed all highlights | ED | draft15
1.3.2023 | Guidelines: Updated Rows 22 and 23 to have a standalone LMI row - included that rebate will be capped at 100% of the total project cost or $40,000, whichever happens first | ED | draft16
1.5.23 | Locked and finalized per client approval | ED | Version 1
2.7.23 | Dev Tab: Version 2 , Draft 2 (Version 2 Draft 1 crashed and did not save) | ED | V2_D2
| Dev Tab: Updated effective date to 3.6.23 | ED | V2_D2
2.7.23 | Qual Index Tab: Added a Total Rebate row to calculate estimated and actual rebate utilizing $40k for LMI prpjects | ED | V2_D2
| Qual Index Tab: Added Additional rebate table to calculate adjusted Rebate based on $40k LMI project Cap | ED | V2_D2
| Heat Pump Cost Tab: Added row for Actual Incentive | ED | V2_D2
| Load Calc Tab: Added a row for Estimated Incentive and Actual Incentive | ED | V2_D2
| L:oad Calc Tab: Added language that project has been capped per Program Guidelines if project is capped | ED | V2_D2
| Cust Info tab: Updated Rebate Link for Load Calc Tab to "Actual Customer Incentive" | ED | V2_D2
| Ref Tab: Added table for LMI Cost Cap at $40k | ED | V2_D2
| Ref Tab: Updated LMI rebate to $4500/ton per 2/07 client meeting | ED | V2_D2
2.8.23 | Tables Tab: Updated Rebate table to reflect $4,500/Ton for LMI rebates | ED | V2_D3
| Eligibility Table Tab: Updated rebate table image | ED | V2_D3
2.14.23 | Ref Tab: Updated LMI rebate to $2000/ton per 2/14 client meeting | ED | V2_D4
Tables Tab: Updated Rebate table to reflect $2000/Ton for LMI rebates
Eligibility Table Tab: Updated rebate table image
2.20.23 | Qual Index: Updated Customer Rebate values beginning in AK44 to add rounding to formula | ED | V2_D5
Load Calc Tab: Removed rounding from Actual Rebate formula
Req Docs Tab: Added a row for Existing Heating and Cooling Photo under Project Submittal
Req Docs Tab: Added a row for measures installed under project payment
Guidelines Tab: Added a row to inform participant rebate will expire after 90 days from pre-approval date
2.22.23 | Load Calcs Tab: Corrected Deciaml place formatting on Total rebate fields | ED | V2_D6
3.10.23 | Ref Tab: Updated LMI Cap to $20K | ED | V2_D7
Guidelines Tab: Updated language around capping to reflect $20K instead of $40k
Dev Tab: Updated effective date to 3.14.23
3.13.23 | Locked up for distribution | ED | V2
5.5.23 | Version 3.0 Created | SB | V3_D1
5.8.23 | Rebate values updated for weatherization. Market -> $1,050, LMI -> $5,000. Tables updated on eligibility tab.
5.11.23 | Rebate Values updated for weatherization. Market -> $1,000, LMI -> $4,000. | SB | V3_D2
Tables Updated on eligibility tab
6.6.23 | References Tab: Updated Market to $1,000 and LMI to $5,000 | SB/ED | V3_D3
| Eligibility Tab: Updated Eligibility Tab table for LMI to reflect updated market values | SB/ED | V3_D3
6.14.23 | Locked and final per client approval | ED | V3
9.14.23 | Updated Version, year, and Effective Date | ED | V1_Draft1
General Note: This version will be different than the 2023 version as we're working to streamline data entry
Site Info Tab: Tab is now hidden and data fields on other tabs
Cust Info Tab: Added the following fields - Low Income Qualified, Size of Home, and Building Type
Load Calcs Tab: Tab is now hidden and data fields on ASHP Equip Info Tab
ASHP Equip Info Tab: Added the following Fields - Equipment Summary table (Total Manual J heating/Cooling, Total Rebates), Existing Heating and Cooling Equipment Table (please note, all existing equipment efficiencies will be deemed based on the 2024 TRM values), Integrated Controls, Unit Controlled, Manual Cooling Load, Manual J Heating Load, Manual J Pass/Fail
ASHP Equip Info Tab: Data has been reorganized and is colored coded by data input required
ASHP Equip Info Tab: Started reformatting tab and updating formulas
Qual Index: Started updating formulas to match with new layout. All formulas that are updated have an orange highlight above the first row
9.15.23 | ASHP Equip Infor Tab: In column O and the first row of each table - added a Missing Info formula | ED | V1_Draft3
Qual Index: Continued updated formulas on Qual Index. All formulas that have been updated/reviewed have an ornage highlight above the first row. Not all formulas have been reviewed/updated as of yet.
9.21.23 | Qual Index: Finished updated all whole house ccashp formulas to align with new data entry layout | ED | V1_Draft4
Eligibilty Table Tab: Home Performance - Updated Tables to include Windows rebate and Guidelines
All Tabs: Removed "with ENERGY STAR" from all Home Performance references as "ENERGY STAR" desgination is no longer implemented by DOE
Home Performance Tab: Renamed Tab
Home Performance Tab: updated Data Validation dropdown for Heating and Cooling to remove "Primary and Second"
9.22.23 | File Type: Changed filed type to .xls to be compatible with Lead Partner Portal | ED | V1_D5
All Tabs: Formatting updated to new logo and style.
9.22.23 | Updated Headers to Dark Steel Gray and new logo in Airflow Form tabs | EM | V1_D6
Changed orange font to Dark Steel Gray
9.22.23 | Changed file type to .xlsx to support drop downs | ED | V1_D7
Ref Tab: Added Tables for 2024 Rebate Values and Calculations - PSEG LI prefers tiered rebate approach for 2024 based on tons
***Please see tables beginning in cell X42
Qual Index: Updated rebate formulas
9.26.23 | Updated Qual Index ASHP rebate formulas
Added hidden cost check column on Heat Pump Costs Tab
| Updated formatting in ASHP Equipment Info Tab | SB | V1_D8
9.26.23 | Req Docs Tab: updated alignment for check boxes | ED | V1_Draft9
Eligibility Tables: Updated rebate table to clarify that rebates are per project
Eligibility Tables: Added Rebate Estimator for Market and LMI
Eligiblty Table: Added clarifying language about how rebates will be calculated and provided an example
Eligibility Table Tab: Updated screenshots for the Equipment Input guidance
9.28.23 | Home Performance Tab: Corrected "False" formula for system efficiencies | ED | V1_Draft10
10.4.23 | Ref Tab: Updated Home Comfort Heating and cooling hours per 2024 PSEg LI TRM | ED | V1_Draft12
Ref Tab: Updated efficiency table and NC fuel split per 2024 PSEg LI TRM
Ref Tab: Air Sealing - No Changes
Qual Indeb Tab: Air Sealing - No Chnages
Ref Tab: Attic Insulation - Updated CDD and HDD values per 2024 PSEg LI TRM
Qual Indeb Tab: Attic Insulation - No Chnages
Ref Tab: Basement Insulation - Updated CDD and HDD values per 2024 PSEg LI TRM
Qual Indeb Tab: Basement Insulation - No Chnages
Ref Tab: No changes to Ext Walls or Garage Assumptions (Bsed CDD and HDD already accounted for)
10.10.23 | ASHP tab: Added field for Equipment Cost | ED | V1_Draft14
10.11.23 | ASHP Tab: updated rebate field to link to new equipment cost | Ed | V1_Draf15
10.12.23 | Qual Index: Updated Cost info to link to Qualifying Index Tab | ED | V1_Draft16
10.13.23 | Tables: Updated Rebate Tables to reflect Heating Tons with a note that heating tons arebased on 17F rated AHRI Data | ED | V1_Draft17
Elig Table Tab: Updated Tables
Guidelines: Updated Pre-Approval and Pre-Inspection Language to reflect "May be required" Due to projects going Fast Track
Ref Tab: Updated rebate caps to $5,000 for Market and $11,000 LMI
10.16.23 | References & Eligibility:
Updated Tiered logic to include 6 ton capping and fixing bugs
Windows rebate calc reference moved to cell S122
Added windows rebate logic to cap rebate at measure cost
Added windows logic to make sure U-Value is below 0.320
Added Integrated controls drop downs for units 3-5
updated formatting on ASHP tab
Added total cost to ASHP tab at the top
| added iferror logic to contractor incentive on customer info tab | SB | V1_Draft 18
10.18.23 | Cust Info Tab: Updated Customer Rebate formula to link to ASHP Equipment Info Tab and also added in HPwES Windows | ED | V1_Draft 19
Req Docs Tab: Updated file type to .xlsx
ASHP Equip Info Tab: Updated Installed Cost sections to reflect "Total Installed Costs Per System" and added language under each table to identify what should be included
Elig Table: Updated screenshots on Elig Table for the Equipment Input Guidance
Guidelines: Added in language about Market Rebate Cap at $5,000 and LMI rebate Cap at $11,000 per LIPA and PSEG Request and Approval
10.18.23 | Air Flow Tab: Fixed Tons Formula | ED | V1_Draft20
IC: Updated Mass Save Link
ASHP Equip Info Tab: Updated Equipment Type formulas to remove Error from formula - this was causing issues with transfer.
10.25.23 | Tables: Added Ton 6 to rebate table Structure | ED | V1_Draft22
Elig Table: Updated screenshots of Rebate Table
Guidelines: Corrected Typos
10.25.23
10.25.23 | Air Flow Tabs: Updated formatting | ED | V1_Draft24
10.26.23 | Added in 3000 and 4500 rebate cap to windows
added lower bounds to windows U-Value of 0.2
| Window logic added to prevent rebate from populating without airsealing,insulation, and heatpump installed | SB | V1_Draft25
10.27.23 | ASHP Equip Info tab: Switched places of AHRI heating Capacity and NEEP Heating Capacity for better worksheet flow | ED | V1_Draft26
ASHP Equip Info Tab: Updated Condtional Formatting for Equipment Rebate and Equipment Costs in each table
ASHP Equip Info Tab: Updated Total Rebate formulas to remove "missing info" language and removed conditional formatting
Qual Index: Updated Contractor Incentive calculation to link to column AI to remove N/A Errors
ASHP Equip Info: Updated Contractor Incerntive Formula to only populate if cost data entered in Table 1
10.31.23 | Elig Table Tab: Updated Guidance screen shots to account for reformatting of AHRI Heating Cap and NEEP heating Max Cap | ED | V1_Draft27
11.1.23 | Rebate Logic updated to exclude units that DNQ | SB | V1_D28
11.6.23 | HC worksheet: Rebate now has two decimals showing to match summary rebate total above | SB | V1_D31
11.6.23 | Locked and Final per client approval | ED | V1
11.16.23 | ASHP Equip Info: Corrected Tables 2-5 Air Handler Model # | ED | V1.1
Re-release AS v1.1
12.21.23 | Added NYSERDA ProForma and EFS Calculator for NYSERDA Tools | SB | V2-A1
| Air Flow Tabs: Corrected formatting to allow for data inputs | ED | V2_D2
ASHP Equipment Info ADMIN Tab: New tab that is integrated with NEEP List formulas to allow PA/PC to manually override incorrect values or add a NEEP Listing that is not in the current version of the workbook
ASHP Equipment Info tab: Linked data cells to ASHP Equipment Info ADMIN tab
ASHP Equiment Info ADMIN Tab: Password is 1109 and needs to be entered in A3
ASHP Equipment Info Admin Tab: Conditional Formatting tied to A3 that will make 5 Data tables appear that link to Heating and Cooling tables on ASHP Equipment Info Tab
Tables Tab: Updated HPWH table to include LMI Rebates
Water Heating Tab: Updated table to include LMI Rebates
Ref Tab: Added LMI Rebates and measure codes to Water heating Data Table
NEEP List: Updated list details with 12/18/2023 Data
12.27.23 | Admin Tab: Locked and Hide the AHRI so users cant enter data in tghose cells | ED | V2_D3
12.28.23 | Guidelines Tab: Updated language regharding PCC for Home Comfort project to the PSEG website | ED | V2_d4
| All Tabs: Added the "With ENERGY STAR" designation back to all Home Performance references | ED | V2_D4
1.4.24 | ASHP Admin Tab: Added conditional formatting to AHRI Cella | ED | V2_D5
1.17.24 | Air Flow Tab: Corrected "401A" to "410A" | ED | V2_D6
Air Flow Tab: Corrected Formula on Form 1 for tons
Int Controls Tab: Corrected Mass Saves Link
HPwES Tab: Added formulas back in for heating and cooling 1 to autopopulate data when ASHP is selected
1.18.24 | Reformatted all logos to fit better
1.18.24 | Updated NEEP List to remove all furnaces | ED | V2_D8
1.19.24 | Locked and Final per client approval | ED | V2
1.24.24 | Created Version 3.0 to add AWHP tab and NYSERDA EmPower Tool
2.9.24 | Updated NYSERDA Pro forma addition with cost savings calculator
Added kwh and MMBTU Savings to ASHP equipment info tab
| Added ductless duel fuel thermostats to references | SB | 3.0_Draft2
2.16.24 | Added AWHP info collection tables and linked qualifying index and rebate calculations | SB | 3.0_Draft5
2.21.24 | Ref Tab: Insulation: Added Attic and Attic 2 Location Attributes | ED | V3_Draft6
Home Performance Tab: Updated Data Validation for Location Attribute in Insulation Tables
Home Performance Tab: Updated Conditional Formatting for Attic and Attic 2
Home Performance Tab: Added location 6 for Insulation
3.5.24 | AWHP tab: Added control type as hidden field in Equipment info
NYSERDA Proforma: Added HPWH saving calcs to Qual Index
| Added AWHP Savings Calcs to Qual Index | SB | V3.0_Draft11
3.6.24 | AWHP MMBTU Calc updated
| AWHP EER is now converted to EER2 in Qual Index | SB | V3.0_Draft12
3.7.24 | Added DAC input to customer information tab
3.7.24 | Elig Tab: Added AWHP Language | ED | V3_D14
Guidelines: Added AWHP Language
Ref Tab: Updated HPwES Table to account for new DAC rebates
Tables: Updated HPwES Tables to nclude DAC Rebates
Eligibility Tab: Updated screenshots for HPwES Tables
Qual Index: Updated Duct Sealing formula
3.8.24 | Qual Index: Updates formulas for Insulation and air Sealing | ED/SB | Ve_D15
Cust Info: Removed Nat Gas Customer Language - We allow Nat Gas customers temporarily
Elig Table: Removed Nat Gas Customer Language - We allow Nat Gas customers temporarily
Ref Tab: Added Air to Water Heat Pump to Home Performance Heating and Cooling dropdown Tables
A2WHP Tab: Renamed tab to Air to Water Heat Pump & removed Int Controls Language
NEEP List: Updated the NEEP List
HPwES kWh and MMBTU savings now roll up to the ASHP savings on the ASHP Equipment Information Tab
Added AWHP autopopulation for heating and cooling for HPwES systems
3.11.24 | Fixed HSPF/COP Tier II logic in Qualifying index to equal proposed HSPF/COP
Fixed Reference cell in Heating Fuel MMBTU for ASHP
| Removed Rouding clause for rebate calculations so rebate will corectly add up to the caps without any cents over or under | SB | V3.0_D16
Dragged down formula in Qual index for AWHP Control Type Cells E32:E36
Seperated the Iferror clasue in the ASHP MMBTU calc on the ASHP equipment info tab
Corrected EER/SEER/HSPF formulas in qualifying index. Linked to correct cells
3.18.24 | Fixed issue with windows rebate calculation in qualifying index that caused a #value error on cust info tab
| Updated AWHP & ASHP total manual J heating and cooling to include both tabs together | SB | V3.0_D19
3.20.24 | Updated guildines and eligibility tab with AWHP language regarding ASHP & AWHP combined system rebates | SB | V3.0_D20
3.21.24 | Fixed issue with a gap in the existing cooling equipment drop down
On the weigh in section of the airflow and charge forms the three fillable ounces lines now show 1 leading decimal
3.26.24 | Locked for PSEG Review | SB | V3.0_ForPSEGReview
3.28.24 | Locked and final per client approval | SB | V3.0
9.9.24 | Created V1.0 draft 1 for 2025 PY
Added new claulations and references for ASHP, AWHP, HPWH, HPwES measures
Linked ASHP calculations and references, added units 6,7,8 to ASHP equipment tab and ASHP admin tab
Linked HPWH claculations and references
Added 70% cost cap for market and 100% cost cap for LMI HPWH
Removed tankless water heater from "Water Heating Worksheet" tab
| Started HPwES linking Calculations and references | SB | V1.0_D1
9.10.24 | HPwES Linked to new calulations and references tab | SB | V1.0_D2
9.12.24 | HPwES Linked to new calulations and references tab
Updated AWHP References and Calculations to match new 2025 Internal
Added "Design Leaving Water Temp" drop down field to AWHP data collection
9.13.24 | Added logic in claculations that does not allow under R-5 existing for HPwES existing
Updated NYSERDA Proforma to link with new calculation tab for ASHP and HPWH
| Updated Windows baseline UEF to match PSEGLI TRM | SB | V1.0_D4
9.16.24 | Updated ASHP & AWHP rebate cap to $4,500 and $10,000
Deleted old Qual index and old ref tabs. Deleted ASHP cost Tab
Re-linked eligibility estimator tool on eligibility table
9.17.24 | Reformatted Airflow Form 6,7 and 8. | EM | v1.0_D6
Linked Airflow Form 6,7 and 8 to ASHP Equipment Information Tab
9.20.24 | References Tab: Updated rebate cap values 70% from 4,500 to 5,000 and 100% 10,500 to 11,000 | EM | V1.0_D7
9.25.24 | Integrated Controls Tab: Updated Incentive to populate $0 | EM | V1.0_D8
9.26.24 | Setting up for testing. | EM | v1.0_D9
9.26.24 | ASHP Equipment Information Tab: Added in Units 6-10 into the Unit Controlled Area | EM | v1.0_D10
Home Performance Tab: In Cooling System 1 and 2, added in cooling source drop down
9.27.24 | Customer Information Tab: Changed Whole "Home" and Partial to Whole "Home" to "House" | EM | v1.0_D11
9.27.24 | Integrated Controls Tab: Hid Customer Incentive Column | EM | V1.0_D12
ASHP Equipment Information Tab: Updated Total ccASHP Equipment Cost to be extended
Tune Up Worksheet Tab: Updated Formatting for Rows
10.1.24 | Updated AWHP "Indoor Model/Serial number" to "Model/Serial Number 2" | SB | V1.0_D13
10.2.24 | Added Wx Proforma tab
Renamed NYSERDA Proforma to NYSERDA HP Proforma
| Added A2WHP Section on NYSERDA HP Proforma | SB | V1.0_D14
10.7.24 | Linked HPwES savings and cost to Wx Proforma tab
Fixed minor formula errors for HPwES measures
Updated ASHP SEER2 Baseline based off of existing cooling equipment. CAC & HP AC baseline 13.4 all else 14.3
Adjusting Fctrl formula for ASHP to default to 1 for no FF heater scenarios
Adjusted Scenario formula for all projects sized at 95% and above to be classified as 100% following the 2024 internal
Adjusting Fctrl formula for ASHP to default to 1 for no FF heater scenarios
| Added logic to inlcude combo incentive to customer information tab | SB | V1.0_D15
10.14.24 | References: Added new Market DAC rebate logic
| Eligibility Table: Added Market DAC rebate estimator | SB | V1.0_D16
10.15.24 | Eligibility Table: added new Market DAC rebate Table | SB | V1.0_D17
10.17.24 | References:
zero'd out all Intergrated Control Rebate values
Updated HC rebate table headers to 2025
Cust Info Tab:
Removed “if applicable” from Whole House field
Removed Tune-Ups from header language
Updated formatting for Size of Home
Dev Tab: Updated effective date to 1.1.25
Guidelines:
Added Row for market DAC rebates under ASHP and AWHP
Removed Tune-up section
Removed Tankless Water heater language
Required Docs: Removed Tune-up section
Eligibility table:
Removed 11/01 DAC language for HPwES
Added General DAC language under HC section for market DAC rebates
Integrated Controls:
Removed all mention of Freeze stats
Water Heating worksheet: Updated rebate formula to no longer #VALUE error before cost is entered
Calc Tab: Added Logic to include a HPwES only project contractor incentive; $150 Market, $250 LMI
HPwES Tab: Added Contractor incentive field above Heating & Cooling Systems
Cust Info Tab:
| Added HPWH and HPwES contractor incentive to incentive total calculation | SB | V1.0_D18
10.21.24 | Eligibility Tab:
Added HPwES Contractor incentive table
Added language for the HPwES contractor incentive in rows 81 & 82
| Changed all "Income Eligible" language to "Low Income" where applicable | SB | V1.0_D19
10.30.24 | References ASHP:
Scenario 3B variable a changed from -3.914 ==> -2.914; typo in DSA TRM
Fctrl now defaults to Changeover control column to keep savings conservitive per DSA recommendation
Calcs: Updated Windows calcs to not appear unless a location is selcted for the windows as well as the other criteria
Airflow forms: Added formula to auto-populate rated cooling tons on each airflow tab
| References: Removed Freeze stat as an IC option | SB | V1.0_D20
10.31.24 | Calculations: ASHP cooling and heating range formula changes to use rated cooling cap and max heating cap
| Guidelines: AWHP EB only language removed from guidelines | SB | V1.0_D21
11.18.24 | HPwES:
Added Data Validation to insulation that R-Value must be >=5
Water Heating Worksheet:
Removed Quantity Field
| Renamed "Completion information form" to " HPwES Completion info Form" | SB | V1.0_D22
11.19.24 | References:
| Updated AWHP Rebate Calcs to accommodate Market DAC rebate | SB | V1.0_D23
11.26.24 | NYSERDA Wx Proforma:
| Minor calculation fixes | SB | V1.0_D24
12.6.24 | Calculations:
ASHP, if fuel type is none (NC or None for existing fuel type) COPseason base is 1.76 per 2025 DSA TRM
References:
| DAC will show false if "Unsure" is inputted | SB | V1_D25
12.6.24 | NYSERDA EFS $$ Calculator Tab:
| Made updates to cost saving calcs foe Electric heatpump projects | SB | V1_D26
12.9.24 | Calculations:
| ASHP scenario type: When IC Type is Integrated/Fixed the sizing ratio defaults to 0.9 | SB | V1_D27
ASHP Equipment Info Tab:
Added new fields for existing heating and cooling equipment condition
Added new fields for Exiting SEER, EER, HSPF, COP, AFUE
Added logic for the rebate to populate the existing efficiencies must be entered if the equipment is not EOL
Calculations:
| Added in actual efficiencies if early retirment or new unit is selected | SB | V1_D28
12.11.24 | NEEP List Tab: Updated NEEP List columns based on NEEP extract pulled on 12/09/2024 | ED | V1_D29
12.11.24 | Calculations:
All Existing SEER/EER/HSPF get converted to EER2/SEER2/HSPF2
AWHP Equipment Info Tab:
Added new fields for existing heating and cooling equipment condition
Added new fields for Exiting SEER, EER, HSPF, COP, AFUE
| Added logic for the rebate to populate the existing efficiencies must be entered if the equipment is not EOL or New unit | SB | V1_D30
12.12.24 | ASHP Tab: Added Conditional formatting to existing efficiencies and red text to only appear if early retirment is selected | ED | V1_D32
12.13.24 | Data Validation has been added in for ASHP existing eff
SEER 8-20
EER 6-12
HSPF 6-14
AFUE 70%-95%
COP 0.5 -1 if electric boiler/furnace
COP =1 if electric resist
| If none or new construction is slected then only new unit will appear for equipment condition | SB | V1_D33
12.18.24 | Locked and final per Client Approval | SB | V1
1.8.25 | V1.1 Created
Calculations:
Fixed sizing Pass/Fail logic
ASHP Equipment Info:
Fixed Missing equipment info logic
IC Tab:
| Hid Approved thermostat column | SB | V1.1_D1
1.13.25 | V2.0 Created for 2025 Q2 Release:
ASHP Equipment info tab:
Added Partial to Whole House Existing ccASHP Unit field
Calculations:
| Added logic to negate the ccASHP unit/measure/rebate/savings if it is a partial to whole house existing ccASHP | SB | V2.0_D1
2.3.25 | Calculations:
| Removed "EH" from scenario/measure options. All former EH goes to AO | SB | V2.0_D3
2.10.25 | ASHP Equipment Tab:
Added missing IC unit QC to units 2-8
Calculations:
| Added Combo Split logic to workbook savings | SB | V2.0_D4
2.12.25 | Calculations:
| Fixed Existing Heating equipment AFUE baseline logic | SB | V2.0_D5
2.19.25 | AWHP QPL:
Updated QPL with november 15th update
HPwES
Fixed duct sealing attribute drop down
Calculations:
| Fixed Cost capping logic for windows | SB | V2.0_D6
3.10.25 | Finished Partial to Whole building logic
References:
Added ccASHP LMI Measure Codes
Added AWHP LMI measure codes
NYSERDA Proformas:
| Updated fuel rates as of 3/10/25 | SB | V2.0_D7
3.11.25 | Ts and Cs: added draft Nat Grid consent language per Dan Z:
| If I am a National Grid gas customer, I agree that details related to my participation in this rebate program can be shared with National Grid. Such details to include the physical address of the residence which received the efficiency upgrades, and/or the name on the PSEG Long Island electric account, and details related to the improvements made and associated estimated mmbtu savings. Such information will be utilized by National Grid for its own planning and program offering purposes and will not be disclosed by National Grid to any third parties. | EVD | V2.0_D8
3.12.25 | Created For Test Version | SB | V2.0_D9
3.12.25 | neep List : Updated NEEP List based on 3.12.2025 list | ED | V2.0_D10
3.12.25 | Elig Tab: Updated AWHP QPL Link | ED | V2.0_D11
| Neep List: added additional units where furnace category was listed as "false" | ED | V2.0_D11
3.13.25 | ASHP Equipment Info Tab:
If IC selection is "Missing Information" the rebate does not populate
Calculations:
Fixed AWHP heating range formula
Fixed Electric Resistance baseline COP formula
Guidelines:
| Added updated language for NG customers: "Single-family homes in the PSEG LI territory with a primary heating fuel of oil, natural gas, propane, or electric are eligible for Market Rate and LMI Rebates" | SB | V2.0_D12
3.18.25 | Cust Info Tab: Added Rate Code opt in/decline section about signature block per PSEG LI | ED | V2.0_Draft13
3.25.25 | Eligibility Table Tab: Updated instructions section for Partial to Whole House instruction
| Updated Air Sealing tories dropdown to remove "+" from "3+" | SB/ED | V2.0_D15
3.25.25 | Locked for PSEG Review | SB | V2.0
3.26.25 | T's&C's
Updated National Grid Consent Language per Dan Z:
| By signing this form, I allow PSEG Long Island to share and verify information in my application for this program with third parties. I also allow third parties to give PSEG Long Island information or documentation requested about me related to this and related programs. This information may be shared to help process my application for ongoing participation and compliance with this program and related PSEG Long Island programs or third party programs | SB | V2.0_D16
3.27.25 | Customer Information:
Updated TOD/580 checkboxes to control buttons
HPwES:
| Moved AWHP to bottom of heating and cooling dropdown | SB | V2.0_D17
3.27.25 | Locked for PSEG Review | SB | V2.0
Note on B173: Rush, Meaghan C (US): Please view this other application for development tab on to see progress to this point.
Note on B210: Rush, Meaghan C (US): Data validation to be updated
Note on B822: Rush, Meaghan: AEH: Remove row 40 Multifam: WH last bullet. PH remove Ducted non-cold climate wording.
Note on A825: Rush, Meaghan: Check with PSEG best way to handle for multifamily

## Calculations (hidden)
Home Comfort Calculations
Heating System
ASHP
Existing Conditions | [15 empty] | Proposed Equipment | [17 empty] | Rebate Information |  |  |  |  | Savings Variables | [22 empty] | Savings Calculations | [17 empty] | Fossil Fuel MMBTU Breakdown |  |  |  | NYSERDA Proforma Calculations
Unit # | Equipment Type | Whole House | Existing Cooling System | Existing Cooling Equipment Condtion: | Existing Heating System | Existing Heating Equipment Condtion: | Fuel Type | EER2 Baseline | SEER2 Baseline | HSPF2 Baseline | COP Baseline | AFUE | CO2 Baseline | Displacment Factor |  | AHRI Cooling Capcity | AHRI Rated Heating Capacity | AHRI Max Heating Capcity | EER2 | SEER2 | HSPF2 | COP | Manual J Cooling | Manual J Heating | Cooling Range |  | Heating Range |  | Pass/Fail | Measure Type | Measure Name | Measure Code |  | LMI? | Customer Rebate | Contractor Incentive | Combo Project Incentive |  | Control Type? | Actual Sizing Ratio | TRM Sizing Ratio | Scenario | a | b | c | d | Fcrtl | FHSPF | FkWh | FkW,C | Fload,Cooling | Fload,Heating | FEH | FFFH | BEFLH Cooling | BEFLH Heating | EER2 season,ee | COPseason,base | COPseason,EE | CF |  | QIkWh,C | QIkWh,H | kW C&A | kWc | kWh | kWhcooling,ee | kWhheating,ee | kWhee | kWbe | kWhheating,be | ΔkWh | MMBTUee | MMBTUbe | MMBTU Total | Cooling CO2 Savings | Heating kWh CO2 Savings | Heating FF CO2 Savings | Heating CO2 Savings | New Construction Blended | Natural Gas | Oil | Propane | EE kWh Cooling Baseline | EE kWh Cooling Eff | EE kWh Cooling Savings | EE kWh Heating Baseline | EE kWh Heating Eff | EE kWh Heating Savings
1 | [36 empty] | 0
2
3
4
5
6
7
8
9
10
[16 empty] | 0 | 0 |  | #DIV/0! | #DIV/0! | #DIV/0! | #DIV/0! | [11 empty] | Total | 0
AWHP
Existing Conditions | [13 empty] | Proposed Equipment | [15 empty] | Rebate |  |  |  |  | Savings Variables | [11 empty] | Savings Calculations | [11 empty] | Fossil Fuel MMBTU Breakdown
Unit # | Equipment Type | Whole House | Existing Cooling System | Existing Cooling Equipment Condtion: | Existing Heating System | Existing Heating Equipment Condtion: | Fuel Type | EER2 Baseline | SEER2 Baseline | COP Baseline | AFUE | CO2 Baseline |  | Equipment Type | AHRI Cooling Capcity | AHRI Rated Heating Capacity | EER2A95W45 | COPA5W110 | Leaving Water Temp | Control Type | Manual J Cooling | Manual J Heating | Cooling Range |  | Heating Range |  | Pass/Fail | Measure Code |  | LMI? | Customer Rebate | Contractor Incentive | Combo Project Incentive |  | Fpump | Freset | Fdefrost | SEF | FelecCool | COPseason,ee | EERseason,ee | FEH | FFFH | BEFLHCooling | BEFLHHeating |  | kW | kWhcooling,ee | kWhheating,ee | kWhee | kWhheating,be | ΔkWh | MMBTUee | MMBTUbe | MMBTU Total | EE CO2 | BE CO2 |  | New Construction Blended | Natural Gas | Oil | Propane
1 | [38 empty] | 0 | [16 empty] | #VALUE! | #N/A
2 | [38 empty] | 0 | [16 empty] | #VALUE! | #N/A
3 | [38 empty] | 0 | [16 empty] | #VALUE! | #N/A
4 | [38 empty] | 0 | [16 empty] | #VALUE! | #N/A
5 | [38 empty] | 0 | [16 empty] | #VALUE! | #N/A
[15 empty] | 0 | 0 | #DIV/0! | #DIV/0! | [11 empty] | Total | 0 | [9 empty] | #DIV/0!
Integrated Controls
Unit # | Equipment Type | Rebate | Product Name | Measure Code
1
2
3
4
5
6
7
8
9
10
Water Heating
Heat Pump Water Heater
Existing Conditions |  |  |  |  | Proposed Equipment |  |  |  |  | Rebate Information | [5 empty] | Savings Variables | [7 empty] | Savings Calculations | [10 empty] | Fossil Fuel MMBTU Breakdown |  |  |  |  | NYSERDA ProForma Calculations
Unit # | Existing Equipment Type | Fuel Type | UEFbaseline |  | Equipment Type | Size | UEFee | Pass/Fail |  | Measure Code | LMI | Cost | Customer | Contractor |  | FWEH | FWFF | kWhWH,E | kWhC: kWh cooling | kWhH: kWh heating | FF_displaced | FF_penalty |  | kW | kW Winter | kWhee | kWhbe | ΔkWh | MMBTUee | MMBTUbe | MMBTU Total | EE CO2 | BE CO2 |  | New Construction Blended | Natural Gas | Oil | Propane |  | kWh Baseline | kWh Eff | kWh Savings
1 | [10 empty] | FALSE |  |  |  |  | 0 | 1 | [23 empty] | #VALUE! | #VALUE!
HPwES Calculations
HVAC Information
HVAC Information: System 1 | [12 empty] | HVAC Information: System 2 | [12 empty] | Contractor Incentive
Cooling Equipment 1 Type | Heating Equipment 1 Type | Fuel Type 1 | Cooling Capcity 1 | Heating Capcity 1 | Cooling 1 % | Heating 1 % | System 1 EER | System 1 SEER | System 1 HSPF | System 1 COP | System 1 AFUE |  | Cooling Equipment 2 Type | Heating Equipment 2 Type | Fuel Type 2 | Cooling Capcity 2 | Heating Capcity 2 | Cooling 2 % | Heating 2 % | System 2 EER | System 2 SEER | System 2 HSPF | System 2 COP | System 2 AFUE
Air to Water Heat Pump |  |  |  |  | 0% | 0% |  |  |  |  | 0% |  | Air to Water Heat Pump |  |  |  |  | 0% | 0% | [6 empty] | 0
Air Sealing
Building Conditions | [8 empty] | Savings Variables | [8 empty] | Rebate |  |  |  |  | Savings Calculations | [13 empty] | Fossil Fuel MMBTU Breakdown
Location # | Heating & Cooling Conditions 1 | Heating & Cooling Conditions 2 | Stories | SqFT | Pre CFM50 | Post CFM50 | ∆CFM |  | Fn | Fh | ΔkW/CFM 1 | ΔkWh/CFM 1 | Δtherms/CFM 1 | ΔkW/CFM 2 | ΔkWh/CFM 2 | Δtherms/CFM 2 |  | Measure Code | LMI? | Total Eligible Rebate | Total Rebate |  | kW 1 cooling | kW 2 cooling | kW 1 heating | kW 2 Heating | kW Total | kWhee | kWhbe | ΔkWh | MMBTUee FF 1 | MMBTUee FF 2 | MMBTUee Total | MMBTUbe | MMBTU Total |  | New Construction Blended | Natural Gas | Oil | Propane
1 | [9 empty] | 0.9 |  |  |  | 0 | 0 | 0 |  |  | FALSE | 250 |  |  | 0 | 0 | 0 | 0 | 0 | 0 | 0 | 0 | 0 | 0 | 0 | 0 | 0 |  | 0 | 0 | 0 | 0
Insulation
Building Conditions | [7 empty] | Savings Variables | [18 empty] | Rebate |  |  |  |  | Savings Calculations | [7 empty] | Fossil Fuel MMBTU Breakdown
Location # | Location | Location Attribute | SqFt Installed | Existing R-Value | Installed R-Value | ∆R |  | CDD | HDD | EFLHcool | Fframing | FelecCool 1 | FelecHeat 1 | FfuelHeat 1 | FelecCool 2 | FelecHeat 2 | FfuelHeat 2 | kW 1 | kW 2 | kWh Cooling 1 | kWh Cooling 2 | kWh Heating 1 | kWh Heating 2 | MMBTU 1 | MMBTU 2 |  | Measure Code | LMI? | Total Eligible Rebate | Total Rebate |  | kW | kWhee | kWhbe | ΔkWh | MMBTUee | MMBTUbe | MMBTU Total |  | New Construction Blended | Natural Gas | Oil | Propane
1 | [5 empty] | 0 | [5 empty] | 0 | 0 | 1 | 0 | 0 | 0 | 0 | 0 | 0 | 0 | 0 | 0 | 0 | 0 |  |  | FALSE |  |  |  | 0 | 0 | 0 | 0 | 0 | 0 | 0 |  | 0 | 0 | 0 | 0
2 | [5 empty] | 0 | [5 empty] | 0 | 0 | 1 | 0 | 0 | 0 | 0 | 0 | 0 | 0 | 0 | 0 | 0 | 0 | [6 empty] | 0 | 0 | 0 | 0 | 0 | 0 | 0 |  | 0 | 0 | 0 | 0
3 | [5 empty] | 0 | [5 empty] | 0 | 0 | 1 | 0 | 0 | 0 | 0 | 0 | 0 | 0 | 0 | 0 | 0 | 0 | [6 empty] | 0 | 0 | 0 | 0 | 0 | 0 | 0 |  | 0 | 0 | 0 | 0
4 | [5 empty] | 0 | [5 empty] | 0 | 0 | 1 | 0 | 0 | 0 | 0 | 0 | 0 | 0 | 0 | 0 | 0 | 0 | [6 empty] | 0 | 0 | 0 | 0 | 0 | 0 | 0 |  | 0 | 0 | 0 | 0
5 | [5 empty] | 0 | [5 empty] | 0 | 0 | 1 | 0 | 0 | 0 | 0 | 0 | 0 | 0 | 0 | 0 | 0 | 0 | [6 empty] | 0 | 0 | 0 | 0 | 0 | 0 | 0 |  | 0 | 0 | 0 | 0
6 | [5 empty] | 0 | [5 empty] | 0 | 0 | 1 | 0 | 0 | 0 | 0 | 0 | 0 | 0 | 0 | 0 | 0 | 0 | [6 empty] | 0 | 0 | 0 | 0 | 0 | 0 | 0 |  | 0 | 0 | 0 | 0
Duct Sealing
Building Conditions | [8 empty] | Savings Variables | [11 empty] | Rebate |  |  |  |  | Savings Calculations | [10 empty] | Fossil Fuel MMBTU Breakdown
Location # | Duct Location | Duct Attribute | Duct Type | HVAC System | Heating Fuel | Total Duct Length | Unconditioned Duct Length |  | EFLHcooling | EFLHheating | Effdist,cooling,baseline | Effdist,heating,baseline | Effdist,cooling,ee | Effdist,heating,ee | TRFcooling | TRFheating | HVAC Cooling Load | HVAC Electric Heating Load | HVAC FF Heating Load |  | Measure Code | LMI? | Total Eligible Rebate | Total Rebate |  | kW Cooling | kW Heating | kWh Cooling | kWh Heating | MMBTU Cooling | MMBTU heating | kW Total | kWh Total | MMBTU Total | EE CO2 |  | New Construction Blended | Natural Gas | Oil | Propane
1 | [16 empty] | 0 | 0 | 0 |  |  | FALSE | 250 | [10 empty] | 0 | #VALUE! |  | 0 | 0 | 0 | 0
2 | [16 empty] | 0 | 0 | 0 | [14 empty] | 0 | #VALUE! |  | 0 | 0 | 0 | 0
3 | [16 empty] | 0 | 0 | 0 | [14 empty] | 0 | #VALUE! |  | 0 | 0 | 0 | 0
Windows
Building Conditions | [8 empty] | Savings Variables | [6 empty] | Rebate |  |  |  |  | Savings Calculations | [8 empty] | Fossil Fuel MMBTU Breakdown
Location # | Location | Window Type Replaced | # of Windows Replaced | Window SqFt | Total SqFt | U-Factor baseline | U-Factor EE |  | SEER2 | EER2 | HSPF2 | CDD | HDD | ΔT |  | Measure Code | LMI? | Total Eligible Rebate | Total Rebate |  | kW | kWh Cooling | kWh Heating | kWh Total | MMBTUee | MMBTUbe | MMBTU Total | CO2 |  | New Construction Blended | Natural Gas | Oil | Propane
1 | [16 empty] | FALSE | 3000 | 0 | [7 empty] | 0 |  |  | 0 | 0 | 0 | 0
2 | [26 empty] | 0 |  |  | 0 | 0 | 0 | 0
3 | [26 empty] | 0 |  |  | 0 | 0 | 0 | 0
4 | [26 empty] | 0 |  |  | 0 | 0 | 0 | 0
Note on AL6: [Threaded comment] Your version of Excel allows you to read this threaded comment; however, any edits to it will get removed if the file is opened in a newer version of Excel. Learn more: https://go.microsoft.com/fwlink/?linkid=870924 Comment: Do IC type/is present have an impact on the scenario Reply: Integrated/Fixed is defaulted to 0.9
Note on R23: [Threaded comment] Your version of Excel allows you to read this threaded comment; however, any edits to it will get removed if the file is opened in a newer version of Excel. Learn more: https://go.microsoft.com/fwlink/?linkid=870924 Comment: Converting EER ==> EER2 Reply: Update on internal to be 0 if no cooling
Note on AN23: [Threaded comment] Your version of Excel allows you to read this threaded comment; however, any edits to it will get removed if the file is opened in a newer version of Excel. Learn more: https://go.microsoft.com/fwlink/?linkid=870924 Comment: Fix Formula on Internal to match
Note on BE23: [Threaded comment] Your version of Excel allows you to read this threaded comment; however, any edits to it will get removed if the file is opened in a newer version of Excel. Learn more: https://go.microsoft.com/fwlink/?linkid=870924 Comment: Double Check
Note on AD46: [Threaded comment] Your version of Excel allows you to read this threaded comment; however, any edits to it will get removed if the file is opened in a newer version of Excel. Learn more: https://go.microsoft.com/fwlink/?linkid=870924 Comment: CO2 Double Check
Note on AG46: [Threaded comment] Your version of Excel allows you to read this threaded comment; however, any edits to it will get removed if the file is opened in a newer version of Excel. Learn more: https://go.microsoft.com/fwlink/?linkid=870924 Comment: Double Check 2024 Comparison
Note on Y109: [Threaded comment] Your version of Excel allows you to read this threaded comment; however, any edits to it will get removed if the file is opened in a newer version of Excel. Learn more: https://go.microsoft.com/fwlink/?linkid=870924 Comment: Do I add in % heat/cool into this formula
Note on AJ120: [Threaded comment] Your version of Excel allows you to read this threaded comment; however, any edits to it will get removed if the file is opened in a newer version of Excel. Learn more: https://go.microsoft.com/fwlink/?linkid=870924 Comment: Needs a QC Reply: Should I fully split out heating 1 & 2 into two savings sections
Note on L126: [Threaded comment] Your version of Excel allows you to read this threaded comment; however, any edits to it will get removed if the file is opened in a newer version of Excel. Learn more: https://go.microsoft.com/fwlink/?linkid=870924 Comment: Need Clarification on Windows Algo: Fseer, etc Reply: Add AWHP condition for eff variables

## References (hidden)
General References
| Conversion Factors |  |  |  | Worksheet Name | [16 empty] | Home Performance Primary Cooling Source
| 2204.6 | lbs/metric ton |  |  | PSEGLI_2025 Resi Master Internal_Version 1.0_Draft1.xlsm | [5 empty] | Total Calculated Rebate | Total Estimated Cost | Total Expected Rebate | Total Actual Rebate | Calculated Rebate to Expected Rebate % | Cost Cap Check | [5 empty] | Select…
| 0.001 | kg/metric ton | [8 empty] | 0 | 0 | 0 | 0 | 1 | 100% | TRUE |  |  |  |  | Home Comfort Heat Pump
| 0.003412 | kWh to MMBTU |  |  | Value | Decimal Places | [15 empty] | Air to Water Heat Pump
| 3.412 | COP to HSPF |  |  | kW | 6 | [6 empty] | 2025 Home Comfort Rebate Calculations | [5 empty] | Adjusted Rebate |  |  | Ducted Air Source HP
| 1.1962 | Emission Factor (lb CO2 / kWh) |  |  | kWh | 5 | [6 empty] | ASHP Equipment Information | Total Tons | Market | Income Eligible | Market DAC | Qualifyed? | Customer Rebate | Adjusted Per Unit Rebate |  | Central Air Conditioner
| 2204.6 | lbs/metric ton | [10 empty] | Unit 1 | [8 empty] | Ductless Mini Split - AC
| 0.07396 | CO2 Baseline | [6 empty] | Rebate Cap(Cost) | Rebate Cap(rebate Value) |  |  | Unit 2 | [8 empty] | Ductless Mini Split - HP
[5 empty] | Existing/New Construction |  |  |  | 70% | 5000 |  |  | Unit 3 | [8 empty] | PTHP
| Yes_No | [7 empty] | 70% | 6250 |  |  | Unit 4 | [8 empty] | Other
| Select… | [7 empty] | 100% | 11000 |  |  | Unit 5 | [8 empty] | None
| Yes | [7 empty] | 70% | 5000 |  |  | Unit 6 | [8 empty] | New Construction
| No | [11 empty] | Unit 7
| Declined | [11 empty] | Unit 8
[5 empty] | Whole House? |  |  | 2025 Home Comfort Rebates |  |  |  |  | Unit 9
| PASS/FAIL |  |  |  | FALSE |  |  | Ton | Market | LMI | Market DAC |  | Unit 10
| Pass | [6 empty] | Ton 1 | 1000 | 4000 | 1250 |  | AWHP Equipment Information | Total Tons | Market | Income Eligible |  |  | AWHP
| Fail |  |  |  | Income Eligible? | DAC? |  | Ton 2 | 1000 | 3000 | 1250 | 10 | Unit 1
[5 empty] | FALSE | FALSE |  | Ton 3 | 1000 | 2000 | 1250 |  | Unit 2
| Rebate Payment Method | [6 empty] | Ton 4 | 1000 | 1000 | 1250 |  | Unit 3
| Select… |  |  |  | DAC? |  |  | Ton 5 | 500 | 500 | 625 |  | Unit 4
| Bill Credit |  |  |  | PSEGLI_2025 Resi Master Internal_Version 1.0_Draft34.xlsm |  |  | Ton 6 | 500 | 500 | 625 |  | Unit 5
| Check | [11 empty] | Total | 0 | 0 | 0 | 0
| Assigned to Contractor | [11 empty] | Total # of Units | 0
Combo Project Incentive
[9 empty] | Contractor Incentive | Combo Incentive
| Application Type | Project Type | [6 empty] | 500 | 500 | [7 empty] | `
| Select… | Select… |  | Heating Source | CO2 (tons / MMBTU)
| Existing Building | Whole House |  | Natural Gas | 116.9761
| New Construction | Partial to Whole House |  | Oil | 163.0522
|  |  |  | Electric | 1.1962
|  |  |  | Electric Heat Pump | 1.1962
|  |  |  | Propane | 135.4947
|  |  |  | Wood | 206.7915
|  |  |  | Other | 116.9761
Home Comfort
| ASHP DSA TRM Entry | [9 empty] | ASHP Baseline Efficency Look-up | [34 empty] | A2WHP DSA TRM Entry
|  | Term | New Construction (Home Comfort, All-electric Homes and Multi-family In-Unit) | Electric Resistance (Home Comfort and Multi-family In-Unit) | Oil w/ no CAC (Home Comfort, All-electric Homes and Multi-family In-Unit) | All Others (Home Comfort, All-electric Homes and Multi-family In-Unit) | Reasoning |  |  |  | Heating Baseline | Oil Boiler | Oil Furnace | Oil Other | Natural Gas Boiler | Natural Gas Furnace | Natural Gas Other | Electric ASHP | Propane Boiler | Propane Furnace | Propane Other | Electric Boiler | Electric Furnace | Electric Resistance | PTHP | Electric Other | None | New Construction | Sizing Range | Lower | Upper |  | Measure Type Table |  | QI Savings | [11 empty] | Term | Value | Reasoning | [16 empty] | Sizing Range | Lower | Upper
|  | Cooling Baseline | CAC | ASHP | CAC | Site-specific (Early Retirement) CAC (New/EOL) | NYS TRM V11 |  |  |  | EER2base | 11.3225 | 11.3225 | 11.3225 | 11.3225 | 11.3225 | 11.3225 | 11.3225 | 11.3225 | 11.3225 | 11.3225 | 11.3225 | 11.3225 | 11.3225 | 11.3225 | 11.3225 | 11.3225 | 11.3225 | Cooling | 65% | 135% |  | NC |  | kW C&A | kW RS | kWh | [9 empty] | Cooling Baseline | CAC | NYS TRM V11 | [16 empty] | Cooling | 65% | 135%
|  | Heating Baseline | Blend of 97% Oil-fired Furnace and 3% Electric Heating | Electric Resistance | Oil-fired Furnace/Boiler | Site-specific (Early Retirement) Blend of 97% Oil-fired Furnace and 3% Electric Heating (New/EOL) | NYS TRM V11, Based on Implementer data on Long Island |  |  |  | SEER2base | 14.3 | 14.3 | 14.3 | 14.3 | 14.3 | 14.3 | 14.3 | 14.3 | 14.3 | 14.3 | 14.3 | 14.3 | 14.3 | 13.4 | 14.3 | 14.3 | 14.3 | Heating | 90% | 120% |  | OC |  | 0.001594 |  | 0.05 | [9 empty] | Heating Baseline | Oil-fired Furnace/Boiler | NYS TRM V11 | [16 empty] | Heating | 100% | 120%
|  | BCL: Manual J building cooling load at design conditions (Planning only) | 41202 | 40022 | 40022 | 40022 | From project application From 2023 Home Comfort tracking installs for planning |  |  |  | HSPF2base | 0 | 0 | 0 | 0 | 0 | 0 | 7.5 | 0 | 0 | 0 | 2.9 | 2.9 | 2.9 | 6.7 | 2.9 | 7.5 | 7.5 |  |  |  |  | AO | [13 empty] | AFUEbase: Baseline Fossil Fuel Efficiency (gas-fired warm air furnace) | 0.8 | NYS TRM V11
|  | BHL: Manual J building heating load at design conditons (Planning only) | 32116 | 32116 | 32116 | 32116 | From project application From 2023 Home Comfort tracking installs for planning |  |  |  | FHSPF | 0 | 0 | 0 | 0 | 0 | 0 | 0.8 | 0 | 0 | 0 | 1 | 1 | 1 | 0.8 | 1 | 0.8 | 0.8 | ASHP Equipment Type |  | Equipment Condition | Control Type | EH | [13 empty] | AFUEbase: Baseline Fossil Fuel Efficiency (gas-fired hot water boiler) | 0.82 | NYS TRM V11 | [16 empty] | Freset | Fpump |  | SEF | [6 empty] | AWHP System Type | Fdefrost | Fdefrost
|  | EER2base: Code Baseline EER | 11.3225 | 11.3225 | 11.3225 | 11.3225 | NYS TRM v11 and PA SWE team's recommendation to convert from EER to EER2 |  |  |  | CF | 69% | 69% | 69% | 69% | 69% | 69% | 69% | 69% | 69% | 69% | 69% | 69% | 69% | 69% | 69% | 69% | 69% | Ducted ccASHP |  | Select… | Integrated/Modulating Control | [14 empty] | AFUEbase: Baseline Fossil Fuel Efficiency (gas-fired steam boiler) | 0.82 | NYS TRM V11 | [16 empty] | 1 | 0.989 |  | Ney York | [6 empty] | Constant Speed | Single Spd | 0.8
|  | SEER2base: Code Baseline SEER (Split) | 14.3 | 14.3 | 14.3 | 14.3 | Federal standards beginning 1/1/2023 |  |  |  | BEFLHcooling | 752 | 752 | 752 | 752 | 752 | 752 | 752 | 752 | 752 | 752 | 752 | 752 | 752 | 752 | 752 | 731 | 731 | Ductless Mini Split - ccASHP |  | End of Life | No Fossil Fuel Heater | Measure Type | Measure Type Table | Product Class | Product Line | Product Name | Free Ridership | Spillover | Line Loss kW Summer | Line Loss Energy | [5 empty] | AFUEbase: Baseline Fossil Fuel Efficiency (oil-fired hot water boiler) | 0.84 | NYS TRM V11 | [16 empty] | NYS TRM V11 |  |  | 100 | 110 | 120 | 130 | 140 | 150 | 150+ | Variable Speed | Multi Spd | 0.85
|  | SEER2base: Code Baseline SEER (Packaged) |  | 13.4 | [6 empty] | BEFLHheating | 1448 | 1448 | 1448 | 1448 | 1448 | 1448 | 1448 | 1448 | 1448 | 1448 | 1448 | 1448 | 1448 | 1448 | 1448 | 1296 | 1296 | Ductless Multi Split - ccASHP |  | Early Retirement | Dual Fuel Thermostat | WH-Ductless Mini Split - ccASHP-NC | CH220-WH-NC | Cool Homes Ductless | Cooling - HVAC Equipment | CH - WH DUCTLESS ccASHP New TIER 2 | 0.1 | 0 | 0.0719 | 0.0567 | [5 empty] | AFUEbase: Baseline Fossil Fuel Efficiency (oil-fired steam boiler) | 0.82 | NYS TRM V11 | [19 empty] | 1.42 | 1.3 | 1.19 | 1.07 | 0.96 | 0.84 | 0.84 | Variable Speed w/DF | Variable Spd | 0.9
|  | HSPF2base: Code Baseline HSPF (Split) | 7.5 | 2.9 | 0 | 7.5 | Federal standards beginning 1/1/2023; Electric Resistance HSPF for ER |  |  |  | FkWh | 0.05 | 0.05 | 0.05 | 0.05 | 0.05 | 0.05 | 0.05 | 0.05 | 0.05 | 0.05 | 0.05 | 0.05 | 0.05 | 0.05 | 0.05 | 0.05 | 0.05 |  |  | New Unit | Integrated/Fixed Control | WH-Ductless Mini Split - ccASHP-OC | CH220-WH-OC | Cool Homes Ductless | Cooling - HVAC Equipment | CH - WH S2 DUCTLESS ccASHP New TIER 2 | 0.1 | 0 | 0.0719 | 0.0567 | [5 empty] | AFUEbase: Baseline Fossil Fuel Efficiency (oil-fired warm air furnace) | 0.83 | NYS TRM V11 | [19 empty] | NYS TRM V11
|  | HSPF2base: Code Baseline HSPF (Packaged) | 6.7 |  |  | 6.7 |  |  |  |  | FkW,C | 0.001594 | 0.001594 | 0.001594 | 0.001594 | 0.001594 | 0.001594 | 0.001594 | 0.001594 | 0.001594 | 0.001594 | 0.001594 | 0.001594 | 0.001594 | 0.001594 | 0.001594 | 0.001594 | 0.001594 | Cooling System | SEER2 Baseline |  |  | WH-Ductless Mini Split - ccASHP-AO | CH220-WH-AO | Cool Homes Ductless | Cooling - HVAC Equipment | CH - WH S3 DUCTLESS ccASHP New TIER 2 | 0.1 | 0 | 0.0719 | 0.0567 | [5 empty] | BEFLHcooling: Building Equivalent full-load cooling hours | 752 | NYS TRM V11, single family
|  | FHSPF = HSPF Climate Adjustment Factor | 0.8 | 1 | 0 | 0.8 | NYS TRM V11 |  |  |  | AFUE | 86% | 83% | 84.5% | 84% | 80% | 82% |  | 84% | 80% | 82% | [5 empty] | 83% | 83% | Ducted Air Source HP | 14.3 |  |  | WH-Ducted ccASHP-NC | CH221-WH-NC | Cool Homes Heat Pump | Cooling - HVAC Equipment | CH - WH ccASHP New TIER 2 | 0.1 | 0 | 0.0719 | 0.0567 | [5 empty] | BEFLHheatling: Building Equivalent full-load heating hours | 1448 | NYS TRM V11, single family
|  | EER2installed: Installed EER | 11.85 | 11.81 | 11.81 | 11.81 | Average of PY2023 Home Comfort tracked installs |  |  |  | FEH | 0% | 0% | 0% | 0% | 0% | 0% | 100% | 0% | 0% | 0% | 100% | 100% | 100% | 100% | 100% | 3% | 3% | Central Air Conditioner | 13.4 |  | Fuel Type | WH-Ducted ccASHP-OC | CH221-WH-OC | Cool Homes Heat Pump | Cooling - HVAC Equipment | CH - WH S2 ccASHP New TIER 2 | 0.1 | 0 | 0.0719 | 0.0567 | [5 empty] | BCL: Manual J building heating load at design conditons | 26967 | Site-specific. Planning Only: From 2023 Home Comfort tracking installs for planning
|  | SEER2AHRI: AHRI-rated SEER (@95F) | 17.67 | 17.88 | 17.88 | 17.88 | Average of PY2023 Home Comfort tracked installs |  |  |  | FFFH | 100% | 100% | 100% | 100% | 100% | 100% | 0% | 100% | 100% | 100% | 0% | 0% | 0% | 0% | 0% | 97% | 97% | Ductless Mini Split - AC | 13.4 |  | Natural Gas | WH-Ducted ccASHP-AO | CH221-WH-AO | Cool Homes Heat Pump | Cooling - HVAC Equipment | CH - WH S3 ccASHP New TIER 2 | 0.1 | 0 | 0.0719 | 0.0567 | [5 empty] | BHL: Manual J building heating load at design conditons | 32482 | Site-specific. Planning Only:From 2023 Home Comfort tracking installs for planning | Measure Type | Measure Code | Product Class | Product Line | Product Name | CF | Free Ridership | Spillover | Line Loss kW Summer | Line Loss Energy
|  | HSPF2AHRI: AHRI-rated HSPF (@ 17F) | 8.97 | 8.88 | 8.88 | 8.88 | Average of PY2023 Home Comfort tracked installs |  |  |  | COPbase | 0 | 0 | 0 | 0 | 0 | 0 | 1.76 | 0 | 0 | 0 | 0.78 | 0.78 | 1 | 1.57 | 1 | 1.76 | 1.76 | Ductless Mini Split - HP | 14.3 |  | Oil | WH-Ductless Multi Split - ccASHP-NC | CH222-WH-NC | Cool Homes Ductless | Cooling - HVAC Equipment | CH - WH DUCTLESS Multi Split ccASHP New TIER 2 | 0.1 | 0 | 0.0719 | 0.0567 | [5 empty] | COPASHP: ASHP Coefficient of performance | 2.9894 | Multi V S VRF condensing unit COP (calculated from HSPF2) | Whole House AWHP - Split | CH250-AWHP-WH | Cool Homes Air-to-Water Heat Pump | Cooling - HVAC Equipment | CH - WH AWHP New TIER 2 | 69% | 0.1 | 0 | 0.0719 | 0.0567
|  | Coincidence factor | 0.69 | 0.69 | 0.69 | 0.69 | NYS TRM V11 |  |  |  | CO2base | 0.07396 | 0.07396 | 0.07396 | 0.05306 | 0.05306 | 0.05306 | 0.00054259 | 0.06146 | 0.06146 | 0.06146 | 0.00060826 | 0.00054259 | 0.00054259 | 0.00060826 | 0.00060826 | 0.07396 | 0.07396 | PTHP | 14.3 |  | Propane | WH-Ductless Multi Split - ccASHP-OC | CH222-WH-OC | Cool Homes Ductless | Cooling - HVAC Equipment | CH - WH S2 DUCTLESS Multi Split ccASHP New TIER 2 | 0.1 | 0 | 0.0719 | 0.0567 | [5 empty] | EER2base | 11.3225 | NYS TRM v11 | Whole House AWHP - mono-bloc | CH250-AWHP-WH | Cool Homes Air-to-Water Heat Pump | Cooling - HVAC Equipment | CH - WH AWHP New TIER 2 | 69% | 0.1 | 0 | 0.0719 | 0.0567
|  | BEFLHcooling: Building Equivalent full-load cooling hours | 731 | 752 | 752 | 752 | NYS TRM V11 |  |  |  | Displacement Factor | 80% | 80% | 80% | 80% | 80% | 80% | 100% | 80% | 80% | 80% | 80% | 80% | 80% | 80% | 80% | 80% | 80% | Other | 14.3 |  | None | WH-Ductless Multi Split - ccASHP-AO | CH222-WH-AO | Cool Homes Ductless | Cooling - HVAC Equipment | CH - WH S3 DUCTLESS Multi Split ccASHP New TIER 2 | 0.1 | 0 | 0.0719 | 0.0567 | [5 empty] | EER2installed | 14.8 | Multi V S VRF condensing unit EER2 | Whole House AWHP - Split | CH250-AWHP-WH-LMI | Cool Homes Air-to-Water Heat Pump | Cooling - HVAC Equipment | CH - WH AWHP New TIER 2 | 69% | 0.1 | 0 | 0.0719 | 0.0567
|  | BEFLHheatling: Building Equivalent full-load heating hours | 1296 | 1448 | 1448 | 1448 | NYS TRM V11 |  |  |  | Seasonal Heating and Cooling Efficiency Coefficients Table | [17 empty] | None | 14.3 |  | Electric | WH-Ductless Mini Split - ccASHP-NC-LMI | CH220-WH-NC-LMI | Cool Homes Ductless | Cooling - HVAC Equipment | CH - WH DUCTLESS ccASHP New TIER 2 | 0.1 | 0 | 0.0719 | 0.0567 | [5 empty] | SEER2base | 13.4 | NYS TRM v11 and Federal standards beginning 1/1/2023 | Whole House AWHP - mono-bloc | CH250-AWHP-WH-LMI | Cool Homes Air-to-Water Heat Pump | Cooling - HVAC Equipment | CH - WH AWHP New TIER 2 | 69% | 0.1 | 0 | 0.0719 | 0.0567
|  | FkWh: Quality install factor for kWh | 0.05 | 0.05 | 0.05 | 0.05 | MA eTRM 2019 |  |  |  | Scenario | HP Sizing Parameter | a | b | c | d | Fload,heating | Fload,cooling | Integrated Control | Changeover Tdes+5F | [8 empty] | New Construction | 14.3 |  |  | WH-Ductless Mini Split - ccASHP-OC-LMI | CH220-WH-OC-LMI | Cool Homes Ductless | Cooling - HVAC Equipment | CH - WH S2 DUCTLESS ccASHP New TIER 2 | 0.1 | 0 | 0.0719 | 0.0567 | [5 empty] | SEER2season,ee | 18.15 | Multi V S VRF condensing unit SEER2
|  | FkW,C: Annual maximum demand factor (cooling) | 0.001594 | 0.001594 | 0.001594 | 0.001594 | MA eTRM 2019 |  |  |  | 1A | 0.9 | 0.817 | 0.781 | 2.91 | 0.786 | 0.99 | 1 | 1 | 0.94 | [12 empty] | WH-Ductless Mini Split - ccASHP-AO-LMI | CH220-WH-AO-LMI | Cool Homes Ductless | Cooling - HVAC Equipment | CH - WH S3 DUCTLESS ccASHP New TIER 2 | 0.1 | 0 | 0.0719 | 0.0567 | [5 empty] | Cp,Water: Heat content of water | 8.33 | Specific heat of water | AWHP Manufacturers
|  | a: COPseason,ee equation coefficient | -3.094 | -3.094 | -3.094 | -3.094 | NYS TRM V11 |  |  |  | 1B | 0.9 | 0.817 | 0.781 | 2.91 | 0.786 | 0.99 | 1 | 1 | 0.94 | [12 empty] | WH-Ducted ccASHP-NC-LMI | CH221-WH-NC-LMI | Cool Homes Heat Pump | Cooling - HVAC Equipment | CH - WH ccASHP New TIER 2 | 0.1 | 0 | 0.0719 | 0.0567 | [5 empty] | DOUDHW: Operating days of DHW system | 365 | Days per year | Aermec
|  | b: COPseason,ee equation coefficient | 1.966 | 1.966 | 1.966 | 1.966 | NYS TRM V11 |  |  |  | 1C | 0.9 | 0.817 | 0.781 | 2.91 | 0.786 | 0.99 | 1 | 1 | 0.94 | [12 empty] | WH-Ducted ccASHP-OC-LMI | CH221-WH-OC-LMI | Cool Homes Heat Pump | Cooling - HVAC Equipment | CH - WH S2 ccASHP New TIER 2 | 0.1 | 0 | 0.0719 | 0.0567 | [5 empty] | FD: Derate factor | 1 | Not applicable | Apollo/Mbtek |  |  | #N/A
|  | c: EERseason,ee equation coefficient | 18.85 | 18.85 | 18.85 | 18.85 | NYS TRM V11 |  |  |  | 1D | 1 | 0.876 | 0.76 | 1.52 | 0.859 | 1 | 1 | 1 | 0.93 | [12 empty] | WH-Ducted ccASHP-AO-LMI | CH221-WH-AO-LMI | Cool Homes Heat Pump | Cooling - HVAC Equipment | CH - WH S3 ccASHP New TIER 2 | 0.1 | 0 | 0.0719 | 0.0567 | [5 empty] | FEH,new: Supplemental electric resistance heating presence flag | 1 | Site specific; If proposed supplemental heating equipment is electric resistence, then FEH,new = 1. Else, FEH,new = 0NYS TRM V11 | Arctic
|  | d: EERseason,ee equation coefficient | -0.246 | -0.246 | -0.246 | -0.246 | NYS TRM V11 |  |  |  | 2G | 0.9 | 2.836 | 0.134 | 8.67 | 0.353 | 0.97 | 1 | 1.03 | 0.96 | [12 empty] | WH-Ductless Multi Split - ccASHP-NC-LMI | CH222-WH-NC-LMI | Cool Homes Ductless | Cooling - HVAC Equipment | CH - WH DUCTLESS Multi Split ccASHP New TIER 2 | 0.1 | 0 | 0.0719 | 0.0567 | [5 empty] | FFFH: Fossil fuel heating flag; used to account for the presence or absence of a fossil fuel-fired heating system in the baseline case | 1 | Baseline assumed as oil-fired furnace/boiler | Chiltrix
|  | FEH,new: Supplemental electric resistance heating presence flag | 0 | 0 | 0 | 0 | NYS TRM V11 |  |  |  | 2H | 1 | 2.814 | 0.146 | 8.51 | 0.361 | 0.98 | 1 | 1.02 | 0.96 | [12 empty] | WH-Ductless Multi Split - ccASHP-OC-LMI | CH222-WH-OC-LMI | Cool Homes Ductless | Cooling - HVAC Equipment | CH - WH S2 DUCTLESS Multi Split ccASHP New TIER 2 | 0.1 | 0 | 0.0719 | 0.0567 | [5 empty] | Fload,heating: Heating load factor | 0.97 | NYS TRM V11; Select based on scenario from Fractional Heating and Cooling Load Table. For Planning use default scenario 3c | EcoForest
|  | Fload,heating: Heating load factor | 0.97 | 0.97 | 0.97 | 0.97 | NYS TRM V11 |  |  |  | 3B | 0.9 | -2.914 | 1.913 | 16.95 | -0.122 | 0.95 | 1 | 1.05 | 0.93 | [12 empty] | WH-Ductless Multi Split - ccASHP-AO-LMI | CH222-WH-AO-LMI | Cool Homes Ductless | Cooling - HVAC Equipment | CH - WH S3 DUCTLESS Multi Split ccASHP New TIER 2 | 0.1 | 0 | 0.0719 | 0.0567 | [5 empty] | Fload,cooling: Cooling load factor | 1 | NYS TRM V11; Select based on scenario from Fractional Heating and Cooling Load Table. For Planning use default scenario 3c | EnerTech
|  | Fload,cooling: Cooling load factor | 1 | 1 | 1 | 1 | NYS TRM V11 |  |  |  | 3C | 1 | -3.094 | 1.966 | 18.85 | -0.246 | 0.97 | 1 | 1.04 | 0.95 | [26 empty] | FWH,FF: Fossil fuel water heating factor | 1 | Oil DHW assumption | IBC Technologies
|  | AFUEbase: Baseline Fossil Fuel Efficiency (gas-fired warm air furnace) | N/A | N/A | N/A | 0.8 | NYS TRM V11 |  |  |  | 4C | 0.9 | 0.432 | 0.924 | -14.29 | 1.563 | 0.96 | 1 | 1.04 | 0.99 | [26 empty] | GPD: DHW use in gallons per day | 46 | NYS TRM v11 | LG
|  | AFUEbase: Baseline Fossil Fuel Efficiency (gas-fired hot water boiler) | N/A | N/A | N/A | 0.84 | NYS TRM V11 |  |  |  | 4D | 1 | 0.369 | 0.94 | -15.14 | 1.609 | 0.98 | 1 | 1.02 | 0.94 | [26 empty] | HOUDHW: Operating days of DHW system | 8760 | Assumption from PSEG LI TRM HPWH measure | Mestek / SpacePak
|  | AFUEbase: Baseline Fossil Fuel Efficiency (gas-fired steam boiler) | N/A | N/A | N/A | 0.82 | NYS TRM V11 | [39 empty] | WHK: Hydro Kit compressor rated power draw | 25 | LG Hydro Kit Specification Sheet | Nordic
|  | AFUEbase: Baseline Fossil Fuel Efficiency (oil-fired hot water boiler) | N/A | N/A | 0.86 | 0.86 | NYS TRM V11 | [39 empty] | THW: Hot water temperature | 125 | NYS TRM v11 | Samsung
|  | AFUEbase: Baseline Fossil Fuel Efficiency (oil-fired steam boiler) | N/A | N/A | 0.82 | 0.82 | NYS TRM V11 | [39 empty] | TI: Inlet temperature | 59.23 | MacArthur Airport 20 year normals | Stiebel Eltron
|  | AFUEbase: Baseline Fossil Fuel Efficiency (oil-fired warm air furnace) | 0.83 | N/A | 0.83 | 0.83 | NYS TRM V11 | [39 empty] | UEFFF: Fossil fuel uniform energy factor for water heating | 0.5278 | NY State TRM V11; Formula = 0.6078 - V * 0.0016 | Taco
|  | FEH: Electric heating flag; used to account for the presence or absence of an electric heating system in the baseline case | 0.03 | 1 | 0 | 0.03 | Based on Implementer and PSEG Long Island data on Long Island | [25 empty] | Measure Type | Measure Code | Measure Code (LMI) | Product Class | Product Line | Product Name | Free Ridership | Spillover | Line Loss kW Summer | Line Loss Energy | CF | Market Rebate | LMI Rebate |  | V: Volume of water heater storage tank | 50 | NYS TRM V11, Max volume for oil water heater | US Boiler
|  | FFFH: Fossil fuel heating flag; used to account for the presence or absence of a fossil fuel-fired heating system in the baseline case | 0.97 | 0 | 1 | 0.97 | Based on Implementer and PSEG Long Island data on Long Island | [25 empty] | Integrated/Modulating Control | CH426 | CH426-LMI | Residential HVAC - Other | Cooling - HVAC Equipment | CH - Integrated/Modulating Controls | 0.1 | 0 | 0.0719 | 0.0567 | 0.69 | 0 | 0 |  | ηHK: Hydro Kit Efficiency | 0.9 | Engineering Estimate (2 x Braze Plate Heat Exchangers + R134a Loop) | Viessmann
|  | Fctrl: Factor to modify heating load fraction when optional control features are used | 0.95 | 0.95 | 0.95 | 0.95 | NYS TRM V11 | [25 empty] | Integrated/Fixed Control | CH427 | CH427-LMI | Residential HVAC - Other | Cooling - HVAC Equipment | CH - Integrated/Fixed Controls | 0.1 | 0 | 0.0719 | 0.0567 | 0.69 | 0 | 0 |  |  |  |  | Weil McLain
|  | COP,base Split | 1.76 | 1 | 0 | 1.76 | [26 empty] | Dual Fuel Thermostat | CH430 | CH430-LMI | Residential HVAC - Other | Cooling - HVAC Equipment | CH - Dual Fuel Thermostat | 0.1 | 0 | 0.0719 | 0.0567 | 0.69 | 0 | 0
|  | COP,base Packaged | 1.57 |  |  | 1.57 | [26 empty] | Freeze Stat | CH435 | CH435-LMI | Residential HVAC - Other | Cooling - HVAC Equipment | CH - Freeze Stat | 0.1 | 0 | 0.0719 | 0.0567 | 0.69 | 0 | 0 |  |  |  |  | Aermec | Apollo/Mbtek | Arctic | Chiltrix | EcoForest | EnerTech | IBC Technologies | LG | Mestek / SpacePak | Nordic | Samsung | Stiebel Eltron | Taco | US Boiler | Viessmann | Weil McLain
[50 empty] | ANK030H°°°°°5 | EVI DC 3.5 Ton | 035ZA/(BE) | Chiltrix CX34 | ecoAIR 1-7 PRO | AV030 | HPX3 | KPHTC411M | ILAHP48A4 | ATW-25-HACW | AM036CNBDCH/AA | WPL A2W 15 Premium | System M-1 | HPS-5T60 | AM2V 034043 | ECO HP SPLT ODU 41
[50 empty] | ANK045H°°°°°5 | EVI DC 5 Ton | 050ZA/(BE) | Chiltrix CX35 | ecoAIR 1-9 PRO | AV060 | HPX5 | KPHTC481M | SIM-036A4 | ATW-45-HACW | AM048CNBDCH/AA | WPL A2W 25 Premium |  | HPS-5T60-DF | AM2V 051078 | ECO HP SPLT ODU 48
[50 empty] | ANK050H°°°°°5 | EVI DC 6 Ton | 060ZA/(BE) | Chiltrix CX50 | ecoAIR 3-12 PRO |  |  | KPHTC551M | SIM-060A4 | ATW-55-HACW | AM048CNBFCB/AA |  |  |  |  | ECO HP SPLT ODU 55
[50 empty] | ANKI020H°°°J°°5 |  |  |  | ecoAIR T 3-12 PRO |  |  |  | SIS-060A4 | ATW-65-HACW
[50 empty] | ANKI020HX°°J°°5 |  |  |  | ecoAIR 3-18 PRO |  |  |  | CC32-18 | ATW-75-HACW
[50 empty] | ANKI025H°°°J°°5 |  |  |  | ecoAIR T 3-18 PRO |  |  |  | CC32-40
[50 empty] | ANKI025HX°°J°°5 |  |  |  | ecoAIR EVI 4-20 |  |  |  | CC32-60
[50 empty] | ANKI045H°°°J°°5 |  |  |  | ecoAIR EVI T 4-20
ANKI045HX°°J°°5
Heat Pump Water Heater
|  | Term | < 55 | > 55 | Reasoning |  | Fuel Type |  | Product | Measure Code | Product Name | Product Class | Coincidence Factor | Free Ridership | Spillover | Line Loss kW Summer | Line Loss Energy | In Service Rate
|  | Gallons/Day (GPD) | 46 | 46 | NYS TRM v11 |  | Natural Gas |  | Heat Pump Water Heater | CH600 | Heat Pump Water Heater < 55 Gallons | Heat Pump Water Heaters | 100% | 10% | 0% | 7.19% | 5.7% | 100%
|  | THW: Hot Water Temp (Tank Setpoint) | 125 | 125 | NYS TRM v11 |  | Oil |  | Heat Pump Water Heater | CH610 | Heat Pump Water Heater > 55 Gallons | Heat Pump Water Heaters | 100% | 10% | 0% | 7.19% | 5.7% | 100%
|  | TI: Inlet Temp (Tank-In Temperature) | 59.23 | 59.23 | MacArthur Airport 20 year normals |  | Propane
|  | UEFEWH: Baseline uniform energy factor for EWH | 0.92025 | 2.1685 | NYS TRM v11; Medium draw pattern for <55 gal, High draw for >=55 gal. Avg tank sizes of 52.2 and 66.6 gallons per 2021-2023 program data |  | None
|  | UEFbase: Baseline Uniform Energy Factor FF | 0.55951 | 0.78721 | NYS TRM v11; Medium draw pattern for <55 gal, High draw for >=55 gal. Avg tank sizes of 52.2 and 66.6 gallons per 2021-2023 program data |  | Electric
|  | UEFee: Efficient Uniform Energy Factor | 3.5268 | 3.6401 | Average of HPWHs in ES QPL published Jan 2023
|  | FD: Derate Factor | 0.88667 | 0.88667 | PY2019 HPwES data on location of equipment installation |  | Existing Water Heaters
|  | FL: Location Factor | 0.33333 | 0.33333 | PY2019 HPwES data on location of equipment installation |  | Select…
|  | FWH,E: Electric water heating factor | 14.8% | 14.8% | 2018 PSEG Long Island Commercial and Residential Potential Study |  | Gas Storage Water Heater
|  | FWH,FF: Fossil fuel water heating factor | 85.2% | 85.2% | 2018 PSEG Long Island Commercial and Residential Potential Study |  | Oil Storage Water Heater
|  | FCool: Cooling Factor | 0.51 | 0.51 | NYS TRM v11 for NYC, the percentage of heat extracted from the ambient air by the heat pump that decreases the building’s cooling load |  | Propane Storage Water Heater
|  | FHeat: Heating Factor | 0.49 | 0.49 | NYS TRM v11 for NYC, the percentage of heat extracted from the ambient air by the heat pump that increases the building’s heating load |  | Electric Storage Water Heater
|  | FAC: Air Conditioning Factor | 0.95 | 0.95 | 2018 PSEG Long Island Commercial and Residential Potential Study |  | Gas Tankless Water Heater
|  | FEH: Electric Heating Factor | 0.0725 | 0.0725 | 2018 PSEG Long Island Commercial and Residential Potential Study |  | Electric Tankless Water Heater
|  | FGH: Natural gas heating factor | 52.25% | 52.25% | 2018 PSEG Long Island Commercial and Residential Potential Study |  | Heat Pump Water Heater
|  | FOH: Fuel oil heating factor | 39.25% | 39.25% | 2018 PSEG Long Island Commercial and Residential Potential Study |  | None
|  | FPH: Propane heating factor | 1.25% | 1.25% | 2018 PSEG Long Island Commercial and Residential Potential Study
|  | Ffuelheat | 92.75% | 92.75% | Fossil fuel heating factor. Share of households with fossil fuel space heat |  | Proposed Water Heaters | Min UEF
|  | SEER | 13 | 13 | NYS TRM v11 |  | Select…
|  | HSPF | 5.5818 | 5.5818 | 2018 PSEG Long Island Commercial and Residential Potential Study and NYS TRM v7.0 2-20 ROR |  | Heat Pump Water Heater < 55 Gallons | 2
|  | AFUEff | 0.8 | 0.8 | NYS TRM v11 for warm air furnace, gas fired |  | Heat Pump Water Heater > 55 Gallons | 2.2
|  | Days/Year | 365 | 365
|  | Btu/gal-°F | 8.33 | 8.33 |  |  | Rebate
|  | Btu/kW | 3412 | 3412 |  |  | Rebate Level | Customer | Contractor
|  | MCT | 9198638.239 | 9198638.239 | Calculation of heat capacity |  | Market | 1200 | 100
[7 empty] | LMI | 1700 | 100
HPwES Measures
| Heating Source | Cooling Source | Fuel Type |  | Heating and Cooling System |  | Insulation Location | Attic Attribute | Basement Attribute |  | Contractor Incentive
| Home Comfort Heat Pump | Home Comfort Heat Pump | Heat Pump |  | - Please Select - |  | Attic | Attic Flat | Above Grade |  | 150
| Oil | Ducted Air Source HP | Oil |  | Heating & Cooling (1) |  | Attic 2 | Attic Slope | Mixed Grade |  | 250
| Natural Gas | Central Air Conditioner | Natural Gas |  | Heating & Cooling (1&2) |  | Exterior Walls | Knee Wall | Below Grade
| Propane | Ductless Mini-Split AC | Propane |  |  |  | Garage/Overhang | Knee Wall Flat
| Electric | Ductless Mini-Split HP | Electric |  |  |  | Basement Ceiling | Knee Wall Slope
| None | PTHP | None |  |  |  |  | Attic Hatch or Tent
| Air to Water Heat Pump | Other | [5 empty] | Dense Pack Floor
None
Air to Water Heat Pump
Air Sealing
|  | HPwES 2025 PSEG-LI TRM Gross Savings Algorithm Terms |  |  |  | Single-Family Infiltration Reduction |  |  |  |  | Rebate
|  | Term | Value | Reasoning |  |  | ΔkW/CFM | ΔkWh/CFM | Δtherms/CFM |  | LMI | 1000
|  | ΔCFM50: change in infiltration determine by blower door testing at a negative preasure differential of 50 Pa. | 0.5 * SF | NY TRM v11 alternative when blower door data is unavailable |  | AC Fuel Heat | 0.004 | 2.3 | 1.7 |  | Market | 250
|  | SF: square footage of sealed area | From application. | NY TRM v11 |  | Heat Pump | 0.003 | 21 | N/A |  | DAC-Market | 300
|  | Fn: infiltration-leakage ratio climate zone factor | 19 | NY TRM v11 |  | AC Electric Heat | 0.004 | 39.8 | N/A
|  | Fh: infiltration-leakage ratio building height factor | 1 story: 1.0 1.5 stories: 0.90 2 stories: 0.81 2.5 stories: 0.76 3+ stories: 0.70 | NY TRM v11 |  | Fuel Heat Only | 0 | 0.8 | 1.7
|  | ΔkW/CFM: peak coincident demand eectric savings per cubic foot per minute of reduced air leakage at 50 PA | Look up at right | NY TRM v11 |  | Electric Heat Only | 0.004 | 38.4 | N/A
|  | ΔkWh/CFM: annual electric energy savings per cubic foot per minute of reduced air leakage at 50 Pa | Look up at right | NY TRM v11
|  | Δtherms/CFM: annual fossil fuel energy savings per cubic foot per minute of reduced air leakage at 50 Pa | Look up at right | NY TRM v11 |  | Fh |  |  | Fn
|  | CF: coincidence factor | 0.69 | NY TRM v11 |  | 1 | 1 |  | 19
[6 empty] | 1.5 | 0.9
[6 empty] | 2 | 0.81
[6 empty] | 2.5 | 0.76
[6 empty] | 3 | 0.7
|  | Product | Measure Code | Product Line | Product Class | Product Name | Coincidence Factor | Free Ridership | Spillover | Line Loss kW Summer | Line Loss Energy
|  | HPwES Air Sealing | HPwES-115 | HPwES-Systems | HPwES-Systems | HPwES Air Sealing | 0.69 | 0 | 0 | 0.0719 | 0.0567
Insulation
| Basement Insulation |  |  |  | Attic Insulation |  |  |  | Ext Wall Insulation |  |  |  | Garage Insulation
| Term | Value | Reasoning |  | Term | Value | Reasoning |  | Term | Value | Reasoning |  | Term | Value | Reasoning
| Rbaseline: R-value of existing insulation | From application. If unknown assume, Floors, R-2.0 Rim joists, R-4.0 | NY TRM v11 |  | Rbaseline: R-value of existing insulation | From application. Assume R-2 if uninsulated. If unknown, assume as follows: Rbaseline = 11 (older home, poorly insulated) Rbaseline = 19 (existing home, average insulation) Rbaseline = 38 (new construction) | NY TRM v11 |  | Rbaseline: R-value of existing insulation | From application. If unknown, assume R= 4.0 | NY TRM v11 |  | Rbaseline: R-value of existing insulation | From application. Assume R-2 if uninsulated. If unknown, assume as follows: Rbaseline = 11 (older home, poorly insulated) Rbaseline = 19 (existing home, average insulation) Rbaseline = 38 (new construction) | NY TRM v11
| ΔR: difference in R-value between installed insulation and existing insulation | From application. | NY TRM v11 |  | ΔR: difference in R-value between installed insulation and existing insulation | From application | NY TRM v11 |  | ΔR: difference in R-value between installed insulation and existing insulation | From application. | NY TRM v11 |  | ΔR: difference in R-value between installed insulation and existing insulation | From application. | NY TRM v11
| A: insulated area | From application. | NY TRM v11 |  | A: insulated area | From application | NY TRM v11 |  | A: insulated area | From application. | NY TRM v11 |  | A: insulated area | From application. | NY TRM v11
| Fframing: framing factor | 0.12 | NY TRM v11 |  | Fframing: framing factor (ceilings) | 0.07 | NY TRM v11 |  | Fframing: framing factor (walls) | 0.25 | NY TRM v11 |  | Fframing: framing factor (ceilings) | 0.07 | NY TRM v11
| EFLHcool: effective full-load cooling hours | 602 | NY TRM v11, SF, NYC location |  | EFLHcool: effective full-load cooling hours | 602 | NY TRM v11, SF, NYC location |  | EFLHcool: effective full-load cooling hours | 602 | NY TRM v11, SF, NYC location |  | EFLHcool: effective full-load cooling hours | 602 | NY TRM v11, SF, NYC location
| CDD: cooling degree days | 776 | MacArthur Airport |  | CDD: cooling degree days | 776 | MacArthur Airport |  | CDD: cooling degree days | 776 | MacArthur Airport |  | CDD: cooling degree days | 776 | MacArthur Airport
| HDD: heating degree days | 5073 | MacArthur Airport |  | HDD: heating degree days | 5073 | MacArthur Airport |  | HDD: heating degree days | 5073 | MacArthur Airport |  | HDD: heating degree days | 5073 | MacArthur Airport
| FElecCool: electric cooling factor | If electric cooling: 1.0 If no electric cooling: 0.0 | NY TRM v11 |  | FElecCool: electric cooling factor | If electric cooling: 1.0 If no electric cooling: 0.0 | NY TRM v11 |  | FElecCool: electric cooling factor | If electric cooling: 1.0 If no electric cooling: 0.0 | NY TRM v11 |  | FElecCool: electric cooling factor | If electric cooling: 1.0 If no electric cooling: 0.0 | NY TRM v11
| FElecHeat: electric heating factor | If electric heat: 1.0 If no electric heat: 0.0 | NY TRM v11 |  | FElecHeat: electric heating factor | If electric heat: 1.0 If no electric heat: 0.0 | NY TRM v11 |  | FElecHeat: electric heating factor | If electric heat: 1.0 If no electric heat: 0.0 | NY TRM v11 |  | FElecHeat: electric heating factor | If electric heat: 1.0 If no electric heat: 0.0 | NY TRM v11
| SEER: seasonal average energy efficiency ratio | From application. If unknown, assume 13 SEER. | Per NY TRM v11, For equipment rated in SEER2, SEER2 rating shall be used. |  | SEER: seasonal average energy efficiency ratio | 13 | Per NY TRM v11, For equipment rated in SEER2, SEER2 rating shall be used. |  | SEER: seasonal average energy efficiency ratio | From application. If unknown, assume 13 SEER. | Per NY TRM v11, For equipment rated in SEER2, SEER2 rating shall be used. |  | SEER: seasonal average energy efficiency ratio | From application. If unknown, assume 13 SEER. | Per NY TRM v11, For equipment rated in SEER2, SEER2 rating shall be used.
| HSPF: heating seasonal performance factor | From application. If unknown, assume 8.2 HSPF for ASHP or 3.4 HSPF for electric resistance heating. | Per NY TRM v11, For equipment rated in HSPF2, HPSF2 rating shall be used. If taken from application, COP must be converted to HSPF using the equivalency HSPF = COP x 3.412. |  | HSPF: heating seasonal performance factor | From application. If unknown, assume 8.2 HSPF for ASHP or 3.4 HSPF for electric resistance heating. | Per NY TRM v11, For equipment rated in HSPF2, HPSF2 rating shall be used. If taken from application, COP must be converted to HSPF using the equivalency HSPF = COP x 3.412. |  | HSPF: heating seasonal performance factor | From application. If unknown, assume 8.2 HSPF for ASHP or 3.4 HSPF for electric resistance heating. | Per NY TRM v11, For equipment rated in HSPF2, HPSF2 rating shall be used. If taken from application, COP must be converted to HSPF using the equivalency HSPF = COP x 3.412. |  | HSPF: heating seasonal performance factor | From application. If unknown, assume 8.2 HSPF for ASHP or 3.4 HSPF for electric resistance heating. | Per NY TRM v11, For equipment rated in HSPF2, HPSF2 rating shall be used. If taken from application, COP must be converted to HSPF using the equivalency HSPF = COP x 3.412.
| CF: coincidence factor | 0.69 | NY TRM v11 |  | CF: coincidence factor | 0.69 | NY TRM v11 |  | CF: coincidence factor | 0.69 | NY TRM v11 |  | CF: coincidence factor | 0.69 | NY TRM v11
| FFuelHeat: fossil fuel heating factor | If fuel heat: 1.0 If no fuel heat: 0.0 | NY TRM v11 |  | FFuelHeat: fossil fuel heating factor | If fuel heat: 1.0 If no fuel heat: 0.0 | NY TRM v11 |  | FFuelHeat: fossil fuel heating factor | If fuel heat: 1.0 If no fuel heat: 0.0 | NY TRM v11 |  | FFuelHeat: fossil fuel heating factor | If fuel heat: 1.0 If no fuel heat: 0.0 | NY TRM v11
| EffFuelHeat: efficiency of fuel heating equipment | From application. If unknown, look up in 'Global Inputs' tab. | NY TRM v11 |  | EffFuelHeat: efficiency of fuel heating equipment | From application. If unknown, look up in 'Global Inputs' tab. | NY TRM v11 |  | EffFuelHeat: efficiency of fuel heating equipment | From application. If unknown, look up in 'Global Inputs' tab. | NY TRM v11 |  | EffFuelHeat: efficiency of fuel heating equipment | From application. If unknown, look up in 'Global Inputs' tab. | NY TRM v11
| kWh_to_MMBtu: conversion factor | 0.003412 |  |  | kWh_to_MMBtu: conversion factor | 0.003412 |  |  | kWh_to_MMBtu: conversion factor | 0.003412 |  |  | kWh_to_MMBtu: conversion factor | 0.003412
| Location |  | Location | Attic | Attic 2 | Exterior Walls | Garage/Overhang | Basement Ceiling |  | Rebate
| Attic |  | Rbaseline | 5 | 5 | 5 | 5 | 5 |  | LMI | 4650
| Attic 2 |  | Fframing | 0.07 | 0.07 | 0.25 | 0.07 | 0.12 |  | Market | 500
| Exterior Walls |  | EFLHcool | 602 | 602 | 602 | 602 | 602 |  | Market-DAC | 650
| Garage/Overhang |  | CDD | 776 | 776 | 776 | 776 | 776
| Basement Ceiling |  | HDD | 5073 | 5073 | 5073 | 5073 | 5073
|  | Product | Measure Code | Product Line | Product Class | Product Name | Coincidence Factor | Free Ridership | Spillover | Line Loss kW Summer | Line Loss Energy
|  | Attic | HPwES-120 | HPwES-Systems | HPwES-Systems | HPwES Insulation | 0.69 | 0 | 0 | 0.0719 | 0.0567
|  | Attic 2 | HPwES-120 | HPwES-Systems | HPwES-Systems | HPwES Insulation | 0.69 | 0 | 0 | 0.0719 | 0.0567
|  | Exterior Walls | HPwES-125 | HPwES-Systems | HPwES-Systems | HPwES Insulation | 0.69 | 0 | 0 | 0.0719 | 0.0567
|  | Garage/Overhang | HPwES-130 | HPwES-Systems | HPwES-Systems | HPwES Insulation | 0.69 | 0 | 0 | 0.0719 | 0.0567
|  | Basement Ceiling | HPwES-135 | HPwES-Systems | HPwES-Systems | HPwES Insulation | 0.69 | 0 | 0 | 0.0719 | 0.0567
Duct Sealing
Eff Cooling & Heating
| Term | Value | Reasoning |  | Eff | Attic | Basement | Crawl Space | Garage |  |  |  | Duct Location |  | Rebate
| lduct,uncond: length of sealed/insulated ductwork in unconditioned space | From application. | NY TRM v11 |  | Heating Distribution baseline | 75% | 94.25% | 79.25% | 75% |  |  |  | Unconditioned Attic |  | LMI | 250
| lduct: total length of ductwork in home | From application. | NY TRM v11 |  | Cooling Distribution baseline | 66% | 84.75% | 80.5% | 66% |  |  |  | Unconditioned Basement |  | Market | 600
| tons: output cooling capacity in tons | From application. | NY TRM v11 |  | Heating Distribution baseline | 91% | 98% | 93% | 91% |  |  |  | Unconditioned Crawl Space |  | DAC-Market | 300
| SEER: seasonal energy efficiency ratio | From application. | NY TRM v11 |  | Cooling Distribution baseline | 88.5% | 95% | 94% | 88.5% |  |  |  | Unconditioned Garage
| IEER: integrated energy efficiency ratio | From application. | NY TRM v11
| EER: energy efficiency ratio | From application. | NY TRM v11 |  | Duct Location | TRFcooling | TRFheating | Heating Distribution baseline | Cooling Distribution baseline | Heating Distribution baseline | Cooling Distribution baseline |  | Duct_Heating_Cooling System |  | Basement
| HSPF: heating sesaonal performance factor | From application. | NY TRM v11 |  | Unconditioned Attic | 0.1 | 0.1 | 75% | 66% | 91% | 88.5% |  | - Please Select - |  | Select…
| COP: coefficient of performance | From application. | NY TRM v11 |  | Unconditioned Garage | 0.1 | 0.1 | 75% | 66% | 91% | 88.5% |  | Heating & Cooling (1) |  | Insulated
| EFLHcooling: cooling equivalent full-load hours | 602 | NY TRM v11, SF, NYC location |  | Unconditioned Crawl Space Uninsulated | 0.6 | 0.55 | 79.25% | 80.5% | 93% | 94% |  | Heating & Cooling (1&2) |  | Uninsulated
| EFLHheating: heating equivalent full-load hours | 767 | NY TRM v11, SF, NYC location |  | Unconditioned Crawl Space Insulated Floor & Walls | 0.63 | 0.6 | 79.25% | 80.5% | 93% | 94% |  | Heating & Cooling (2)
| Effdist,cooling,baseline: baseline cooling distribution system efficiency | Lookup at right. | NY TRM v11, Building Performance Institute |  | Unconditioned Crawl Space Insulated Floor | 0.3 | 0.3 | 79.25% | 80.5% | 93% | 94% |  | Heating (1) |  | Crawlspace
| Effdist,cooling,ee: efficient cooling distribution system efficiency | Lookup at right. | NY TRM v11, Building Performance Institute |  | Unconditioned Basement Uninsulated | 0.5 | 0.5 | 94.25% | 84.75% | 98% | 95% |  | Cooling (1) |  | Select…
| Effdist,heating,baseline: baseling heating distribution system efficency | Lookup at right. | NY TRM v11, Building Performance Institute |  | Unconditioned Basement Insulated | 0.6 | 0.6 | 94.25% | 84.75% | 98% | 95% |  | Heating (2) |  | Insulated Floor
| Effdist,heating,ee: efficient heating system distribution efficiency | Lookup at right. | NY TRM v11, Building Performance Institute | [9 empty] | Cooling (2) |  | Insulated Floor & Walls
| kBtu/hout: output heating capacity in kBtu/h | From application. | NY TRM v11 | [9 empty] | Heating (1&2) |  | Uninsulated
| kWin: input heating capacity in kW | From application. | NY TRM v11 | [9 empty] | Cooling (1&2)
| kBtu/hin: input heating capacity in kBtu/h | From application. | NY TRM v11
| TRFcooling: cooling thermal regain factor | Lookup at right. | NY TRM v11 |  | Product | Measure Code | Product Line | Product Class | Product Name | Coincidence Factor | Free Ridership | Spillover | Line Loss kW Summer | Line Loss Energy |  | Rebate
| TRFheating: heating thermal regain factor | Lookup at right. | NY TRM v11 |  | Unconditioned Attic | HPwES-105 | HPwES-Systems | HPwES-Systems | HPwES Duct Sealing | 0.69 | 0 | 0 | 0.0719 | 0.0567 |  | LMI | 600
| CF: coincidence factor | 0.69 | NY TRM v11 |  | Unconditioned Basement | HPwES-106 | HPwES-Systems | HPwES-Systems | HPwES Duct Sealing | 0.69 | 0 | 0 | 0.0719 | 0.0567 |  | Market | 250
| kWh_to_MMBtu: conversion factor | 0.003412 |  |  | Unconditioned Garage | HPwES-107 | HPwES-Systems | HPwES-Systems | HPwES Duct Sealing | 0.69 | 0 | 0 | 0.0719 | 0.0567 |  | DAC-Market | 300
[5 empty] | Unconditioned Crawl Space | HPwES-110 | HPwES-Systems | HPwES-Systems | HPwES Duct Sealing | 0.69 | 0 | 0 | 0.0719 | 0.0567
Windows
HPwES 2025 PSEG-LI TRM Gross Savings Algorithm Terms
|  | Term | Ducted | Ductless | Reasoning |  | U Baseline
|  | Ubaseline | 0.698 | 0.698 | NY TRM v11, average of single pane and in-tact double pane |  | Single Pane | 0.879
|  | Uee | 0.32 | 0.32 | NY TRM v11 |  | Failed Double Pane | 0.879
|  | A: average window area | From application. If unknown 12 | From application. If unknown 12 | Captures data extract |  | Double Pane | 0.517
|  | N: number of windows replaced | From application. If unknown 15 | From application. If unknown 15 | Average per Homeguide.com
|  | CDD: cooling degree days | 776 | 776 | MacArthur Airport
|  | HDD: heating degree days | 5073 | 5073 | MacArthur Airport
|  | SEER2: seasonal average energy efficiency ratio | From application. If unknown 18.92 | From application. If unknown 18.92 | PY23 Home Comfort evaluation |  | Rebate
|  | HSPF2: heating seasonal performance factor | From application. If unknown 9.17 | From application. If unknown 9.17 | PY23 Home Comfort evaluation |  | LMI | 8 | 4500
|  | EER2 | From application. If unknown 11.77 | From application. If unknown 11.77 | PY23 Home Comfort evaluation |  | Market | 4 | 3000
|  | FSEER2 | 0.95 | 1 | NY TRM v11 |  | Market DAC | 4 | 3000
|  | FHSPF2 | 0.85 | 0.9 | NY TRM v11
|  | FEER2 | 0.95 | 1 | NY TRM v11
|  | SEER: seasonal average energy efficiency ratio | From application. If unknown, SEER2/FSEER2 | From application. If unknown, SEER2/FSEER2 | NY TRM v11
|  | HSPF: heating seasonal performance factor | From application. If unknown, HSPF2/FHSPF2 | From application. If unknown, HSPF2/FHSPF2 | NY TRM v11
|  | EER: heating seasonal performance factor | From application. If unknown, EER2/FEER2 | From application. If unknown, EER2/FEER2 | NY TRM v11
|  | ∆T | 20 | 20 | Difference between cooling season design temperature (90°) and indoor set temperature (70°).
|  | CF: coincidence factor | 0.69 | 0.69 | NY TRM v11
|  | kWh_to_MMBtu: conversion factor | 0.003412 | 0.003412 | Conversion factor
|  | kWhcooling | 63.6268 | 66.9755 | Calculated
|  | kWhheating | 767.8741 | 813.0431 | Calculated
|  | Product | Measure Code | Product Line | Product Class | Product Name | Coincidence Factor | Free Ridership | Spillover | Line Loss kW Summer | Line Loss Energy
|  | Windows | HPwES-145 | HPwES-Systems | HPwES-Systems | HPwES Windows | 0.69 | 0 | 0 | 0.0719 | 0.0567
Air Flow & HPwES H&S
| Combustion Equipment |  | DHW
| Furnace |  | Electric
| Boiler |  | Direct Storage
| Heat Pump |  | Indirect Storage
| Geothermal |  | Tankless
Electric Baseboard
| Venting |  | Fuel Type |  | Distribution
| Natural |  | Oil |  | Forced Hot Air
| Induced |  | Natural Gas |  | Baseboard
| Power Vented |  | Electric |  | Radiator
| Sealed |  | Propane
Other
| Total Static Measured With |  | Refrigerant Type
| …Select |  | …Select
| Dry Coil (blower only, fan on cooling speed |  | R-410A
Wet Coil (entire A/C unit operating)
CFM Air Flow Estimated from Total Static Measurement:
…Select
Existing Ductwork
Variable Speed
Charging Method Used
…Select
Subcooling
Superheat
Note on M6: [Threaded comment] Your version of Excel allows you to read this threaded comment; however, any edits to it will get removed if the file is opened in a newer version of Excel. Learn more: https://go.microsoft.com/fwlink/?linkid=870924 Comment: Update Formula on Internal
Note on P6: [Threaded comment] Your version of Excel allows you to read this threaded comment; however, any edits to it will get removed if the file is opened in a newer version of Excel. Learn more: https://go.microsoft.com/fwlink/?linkid=870924 Comment: Update Formula on Internal
Note on B9: Rush, Meaghan C (US): https://www.epa.gov/sites/production/files/2017-02/documents/egrid2014_summarytables_v2.pdf
Note on E31: Rush, Meaghan: move?
Note on AM50: Evelyn Dean: Remove kW RS Savings based on 2019 Planning Tool
Note on H195: [Threaded comment] Your version of Excel allows you to read this threaded comment; however, any edits to it will get removed if the file is opened in a newer version of Excel. Learn more: https://go.microsoft.com/fwlink/?linkid=870924 Comment: For Winter kW Calcs
Note on F262: [Threaded comment] Your version of Excel allows you to read this threaded comment; however, any edits to it will get removed if the file is opened in a newer version of Excel. Learn more: https://go.microsoft.com/fwlink/?linkid=870924 Comment: Using the Vented Variant of Crawl Spaces

## Customer Information
2025 Residential Efficiency Program
Home Comfort and Home Performance Rebate Application, Version 2.0
The Residential Efficiency Program offers rebates to PSEG Long Island customers installing efficient ASHP, weatherization equipment, and water heating equipment. Customers may qualify for loans for both Home Comfort (ASHP) and Home Performance with ENERGY STAR (weatherization) projects. All projects are subject to pre-inspections, pre-approval, and post inspections.
Customer Information
Account No: | [5 empty] | Rate Code:
Account Holder Name: | [5 empty] | Installation Date:
Installation Address: |  |  |  | City: |  |  | Zip:
Mailing Address: (If different than above) |  |  |  | City: |  |  | Zip:
Home Phone:
Alternate Contact: |  |  |  |  | Cell Phone:
E-Mail Address:
Low Income Qualified?: |  | Select… |  |  |  | Size of Home:
Rebate Payment Method: |  | Select… |  |  |  | Building Type: | Select…
Located in a Disadvantaged Community: |  | Select… | https://www.nyserda.ny.gov/ny/disadvantaged-communities |  |  | Whole House Project Type: | Select…
Contractor Information
Contractor Name:
Contractor Address: |  |  |  | City: |  |  | Zip:
Contact Name/Title: | [5 empty] | Business Phone:
Tax ID #: | [5 empty] | Cell Phone:
E-Mail Address: | [5 empty] | Fax:
I certify that the system to be installed will be in accordance with ACCA Manual J version 8.0 calculations and that the calculation was performed using ACCA-approved software. I also
certify that the unit(s) will be installed at the location indicated above. I agree to the terms and conditions stated on this application (see eligibility requirements).
Disclaimer: Terms and conditions are subject to change without notice, including early termination of this promotion. No additional fees apply. The rebate will be issued in the form of a check unless otherwise indicated. PSEG Long Island administers the rebate program on behalf of the Long Island Power Authority, the rebate program sponsor. Please visit www.psegliny.com/efficiency for more details. Signature also confirms that to the best of my knowledge this PSEG Long Account has not received any HPwES rebates in the past. If rebates have already been claimed for the HPwES program, PSEG Long Island has the authority to deny additional rebate claims.
Contact Name/Title: |  |  |  | Signature:
Rebate
[6 empty] | Total Estimated Customer Rebate Amount (Calculated from Equipment Worksheets): | 0
[6 empty] | Total Estimated Contractor Project Incenitve (Includes Home Comfort and Combination Project Incentives): | 0
*Disclaimer: Terms and conditions are subject to change without notice, including early termination of this promotion. No additional fees apply. The rebate may be issued in the form of a check. PSEG Long Island administers the rebate program on behalf of the Long Island Power Authority, the rebate program sponsor. Please visit www.PSEGLINY.com/Efficiency for more details.
Certification Statement: Customer has read, understands and agrees to be bound by the Terms and Conditions set forth herein, and agrees to abide by them. Customer certifies that the unit(s) described on the proposal provided by a QIV Participating Contractor will be installed at the location indicated. By participating in this program, Customer agrees on behalf of itself and any successor in interest or assignee that PSEG Long Island obtains and/or retains ownership of all rights to existing and future emission credits, renewable energy rights to existing and future emissions credits, renewable energy green tags, tradable renewable certificates and/or any and all other environmental benefits associated with the installation of the ECMs. Customer certifies that the information provided in the herein is true and accurate. Customer further certifies that the energy saving products described herein have or will be installed in the Home indicated above and will not be resold. As specified herein, Customer agrees to permit PSEG Long Island to: (1) verify the purchase invoices and product installations and (2) upon request, install and remove load-monitoring equipment at the Home. Customer acknowledges that the rights and obligations in this application shall be binding upon assignees, successors and future owners of the Home. Customer agrees to include restrictions contained in this agreement in any leases, sales, contracts, or other similar documents relating to the use and ownership of the Home. Customer acknowledge that, consistent with PSEG Long Island’s Efficiency Long Island program policies and procedures, PSEG Long Island may pro-rate a rebate or incentive (the “Rebate”) if the Customer purchases less than its full electric requirements from PSEG Long Island. Customer further acknowledges that PSEG Long Island may require the Customer to repay all or a portion of the Rebate received if, within five (5) years of receipt of the Rebate, the Customer ceases purchasing its full electric requirements from PSEG Long Island or increases its use of electric power from non-PSEG Long Island sources at the Home, other than through the Long Island Choice Program.
Customer Whole House Heat Pump Rate Code
I, the customer, am aware that I may qualify for a new reduced electric rate code (Rate 580) as a result of my project. If my current rate is a Time of Day rate and I choose to change to the reduced electric rate code (Rate 580), I will be unable to switch my rate back to Time of Day rate for a full 365 days.For questions, please reach out to PSEG Long Island for details at 1.800.692.2626.
Account Holder Name: (Print)
Customer Signature: Duly authorized representative | [5 empty] | Date:
[6 empty] | For PSEG Long Island use only: | Application ID:
Application Version: | 2.0 | [5 empty] | Effective: | 4.1.25
Customer Declines 580 Rate Code

## Ts and Cs
2025 Residential Efficiency Program
Home Comfort and Home Performance Rebate Application, Version 2.0
Terms and Conditions
| 1. | Units must be installed after 4.1.25
| 2. | The participating Customer must have or obtain a PSEG Long Island residential electric account prior to payment
| 3. | Qualifying ASHP units must be listed in the AHRI directory at the time of installation (Visit www.ahridirectory.org/ to verify equipment eligibility). Program Manager document review and approval required
| 4. | Split ASHP systems must be installed with the matching pieces specified in the AHRI directory at the time of installation
| 5. | If proposed equipment is a Cold Climate Air Source Heat Pump (ASHP), equipment must be listed with NEEP and visible on its Cold Climate Air Source Heat Pump Specifications Product Listing: www.NEEP.org
| 6. | Rebates and incentives apply only to installations completed within the effective dates of this rebate application
| 7. | The heat pump unit and air handler / fan coil must both be installed new. Partial system replacements do not qualify
| 8. | All qualifying units installed at a residence must be documented on the same application (additional sheets may be attached if necessary)
| 9. | Retrofit of systems less than five years old that were previously rebated by PSEG Long Island are not eligible for another rebate unless the SEER level of the replacement unit is higher than the existing unit by at least 1 full SEER level
| 10. | Participating Contractors must use an ACCA approved Manual J version 8 software package to perform the load calculation, and then size the unit(s) accordingly (Visit http://www.acca.org/software/ for a current list of ACCA approved Manual J version 8 software)
| 11. | To qualify for Whole House ASHP rebates and incentives, integrated controls must be installed with the ASHP where there is a secondary/supplementary gas, oil, or propane heating system. The ASHP must be used for primary heating of the space. If integrated controls are not installed, the project will not be eligible for Whole House rebates and incentives. (Not applicable to homes with electric resistance heating.)
| 12. | Installation must be completed in accordance with program rules.
| 13. | Required Documents as outlined on the corresponding tab must be submitted with this application
| 14. | PSEG Long Island reserves the right to inspect and test the equipment installation and review the original contract in order to ensure compliance with program requirements. Failure to allow PSEG Long Island access to the equipment or original contract will result in denial of the rebate application
| 15. | PSEG Long Island is not responsible for any tax liability imposed as a result of rebate payments
| 16. | PSEG Long Island reserves the right to use the Customer rebate to credit accounts in arrears
| 17. | Please allow up to 60 days for the delivery of the rebate check or bill credit
| 18. | Applications must be received by December 31, 2025
| 19. | PSEG Long Island reserves the right to modify or withdraw these rebates and incentives, or to adjust the eligibility requirements, at any time
| 20. | By providing a telephone number you are giving consent to be contacted at that number about matters that are closely related to the utility service
| 21. | By signing this form, I allow PSEG Long Island to share and verify information in my application for this program with third parties. I also allow third parties to give PSEG Long Island information or documentation requested about me related to this and related programs. This information may be shared to help process my application for ongoing participation and compliance with this program and related PSEG Long Island programs or third party programs
Application Version: |  | 2.0 | Effective: | 4.1.25

## Guidelines
2025 Residential Efficiency Program
Home Comfort and Home Performance Rebate Application, Version 2.0
Rebate Guidelines For All Projects
* | Units/Measures must be installed after 4.1.25
* | Premises must be serviced by a residential account/meter which must be in Customer's name before final payment
* | Please note that installing an ASHP may qualify you for a new reduced electric rate code. When the ASHP is used for the home’s primary heating, the home will use more electricity, so PSEG Long Island offers an electric heat rate which is lower than standard rates, and which will save on your electric bill. Please reach out to us for details at 1.800.692.2626
* | Complete Customer Information section of application and appropriate worksheet(s). (Incomplete applications will not be accepted)
* | Pre and post verification of installed equipment may be required. PSEG LI may accept photo verification in leiu of inspection (at PSEG LI discretion)
* | If the proposed equipment is listed in the measure-specific eligibility tables, the rebate amount will be determined according to corresponding worksheet, one of which must be completed for each measure type
* | All measures must carry the appropriate designated Underwriters Laboratory (UL) or Electrical Testing Laboratory (ETL) label
* | Eligible equipment criteria may be updated or modified regularly. This Rebate Application will be updated, at a minimum but not limited to, quarterly
* | Measure-specific eligibility requirements apply. Check each worksheet for measure-specific eligibility requirements
* | Where eligible products are required to be listed with an approved rating agency (i.e. AHRI, ENERGY STAR; CEE), products must be installed and used in accordance with the rating condition for which it was approved
* | Customers must agree to PSEG Long Island’s Terms and Conditions found within this application
* | For Loan project, send all loan documents directly to EFS
All Partners who offer Green Jobs Green New York (GJGNY) financing must abide by and follow the Residential Financing Program Manual requirements as set forth by NYSERDA and also submit the Participation Agreement to NYSERDA
| The Program Manual can be found here: |  | https://www.nyserda.ny.gov/-/media/Project/Nyserda/Files/Programs/Home-Energy-Efficiency/gjgny-loan-fund-manual.pdf
| The Participation Agreement can be found here: |  | https://www.nyserda.ny.gov/All-Programs/Become-a-NYSERDA-Qualified-Contractor/Become-a-Loan-offering-Contractor
* | Where Low Income Projects are submitted, all EFS Pre-Approval documents and Low Income Verification documents must be provided
* Low Income customers must meet the NYSERDA EmPower income eligibility requirements
https://www.nyserda.ny.gov/All-Programs/EmPower-New-York-Program/Eligibility-Guidelines
* | If customer has participated in any other state or utility sponsored rebate program, related to the technology in this application, please contact a PSEG Long Island Representative to determine whether the project is also eligible under this program.
Additional Rebate Guidelines Whole House Cold Climate Air Source Heat Pump Home Comfort Projects
* | The Whole House Air Source Heat Pump rebate is only available for newly installed ducted and ductless cold climate air-source heat pumps and the 17°F Maximum Heating Capacity must be both sized and used for 90%-120% of the building's heating load, as calculated by the Manual J
* | Total rebates for Market Rate projects will not exceed 70% of total project cost OR $5,000 in total rebates, whichever occurs first
* | Total rebates for Market Rate projects located in Disadvantaged Communties will not exceed 70% of the total project cost OR $6,250 in total rebates, whichever occurs first. Final DAC determination will be made by PSEG Long Island.
* | Total rebates for Income Eligible projects will not exceed 100% of the total project cost OR $11,000 in total rebates, whichever occurs first
* | Please note: Where project contains ASHP and AWHP, the project cap applies to total heating tons installed between both systems. Each system does not receive a separate rebate.
* | Projects are subject to pre-inspection and pre-approval
* | Equipment should not be purchased and Project should not be started until after the Pre-Approval Letter is delivered (as applicable). Rebates for pre-purchased and/or installed equipment are not permitted in these cases.
* Rebates expire 90 days from pre-approval; Project will be discontinued and subject to new pre-approval
* | If proposed equipment is a Cold Climate Air Source Heat Pump (ASHP), equipment must be listed with NEEP and visible on its Cold Climate Air Source Heat Pump Specifications Product Listing:
https://ashp.neep.org
* | SEER/EER/HSPF and SEER2/EER2/HSPF2 are all accepted efficiency values in this worksheet.
* | Ducted Partial House systems must meet 65-135% of Peak Heating or Cooling Load, as determined by the Manual J.
- Systems will use the AHRI rated Cooling Capacity or the NEEP listed 17⁰F Maximum Heating Capacity for sizing
* | To qualify for Whole House ASHP rebates and incentives, integrated controls must be installed with the ASHP where there is a secondary/supplementary gas, oil, or propane heating system. If integrated controls are not installed, the project will not be eligible for Whole House rebates and incentives. (Not applicable to homes with electric resistance heating.)
Additional Rebate Guidelines Whole House Air to Water Heat Pump Home Comfort Projects
* | The Whole House Air to Water Heat Pump rebate is only available for newly installed Mono-Bloc or Split System Air to Water Heat Pumps and the Heating Capacity must be both sized and used for 100%-120% of the building's heating load, as calculated by the Manual J
* | Total rebates for Market Rate projects will not exceed 70% of total project cost OR $5,000 in total rebates, whichever occurs first
* | Total rebates for Market Rate projects located in Disadvantaged Communties will not exceed 70% of the total project cost OR $6,250 in total rebates, whichever occurs first. Final DAC determination will be made by PSEG Long Island.
* | Total rebates for Low Income projects will not exceed 100% of the total project cost OR $11,000 in total rebates, whichever occurs first
* | Please note: Where project contains ASHP and AWHP, the project cap applies to total heating tons installed between both systems. Each system does not receive a separate rebate.
* | Projects are subject to pre-inspection and pre-approval
* | Equipment should not be purchased and Project should not be started until after the Pre-Approval Letter is delivered (as applicable). Rebates for pre-purchased and/or installed equipment are not permitted in these cases.
* Rebates expire 90 days from pre-approval; Project will be discontinued and subject to new pre-approval
* | All proposed Air to Water Heat Pumps must be found in the New York State Air to Water Heat Pump Qualified Product List and meet eligiblility requirements as found here:
New York State Clean Heat Air to Water Heat Pump Qualified Product List
Additional Rebate Guidelines Home Performance with ENERGY STAR Projects
* | Home Performance with ENERGY STAR Customer may participate in the Home Performance with ENERGY STAR Program until their project/measure rebate cap has been met, as determined by the Home Performance with ENERGY STAR Program Manager
* | Signed contract between customer and Home Performance with ENERGY STAR Partner is required
* | Health & Safety Test form must be completed to be eligible for rebate/incentive
* | Single-family homes in the PSEG LI territory with a primary heating fuel of oil, natural gas, propane, or electric are eligible for Market Rate and LMI Rebates
Additional Rebate Guidelines Tune Ups
* | Only QIV Contractors may perform Tune-Ups
* | For Heat Pumps - Ducted systems are permissible only; rebates will not be provided for ductless system tune-ups
* | Pre-Approval is required
* | Post-inspection is required in the form of photo submission of unit
* | Invoice must be provided that contains Refrigerant Charge Level/Adjustment, Filter Inspection/Replacement, Blower and Motor Inspection, Condenser Inspection and Cleaning
Additional Rebate Guidelines Water Heating
* | Heat Pump Water Heater must be ENERGY STAR listed
- Limit of 1 HPWH per year
* | Pre-Approval is required
* | Proof of purchase (invoice) must be submitted
* | Photos of nameplate (must include serial number) and installation within home must be submitted as form of post-inspection
* | If applying for water heating equipment only, please apply through the Residential Online Application found on the PSEG Long Island website:
https://www.psegliny.com/saveenergyandmoney/energystarrebates
* | Please note, if the customer has received a rebate for this measure, previously in the program year of 2025, the customer is not eligible for a Water Heating rebate through this application
Program Requirements/Steps to Participate (Home Comfort and Home Performance)
Before equipment purchase and installation:
* | Customer must choose a licensed Home Comfort Partner, Home Comfort Plus Partner, or Home Performance with ENERGY STAR Partner
* | Print, complete, sign and date the Customer Information section of Application and provide to installation contractor
* | Home Comfort Partner must perform the ACCA approved Manual J software calculation
* | Manual J version 8 report, save document as: "Manual_J_<customer name>.pdf" (Home Comfort only)
* | Home Comfort Partner must ensure equipment is listed in the AHRI directory
* | Home Comfort Partner must ensure that split systems are installed with the matching pieces specified in the AHRI directory
* | AHRI Certificate, save document as: "AHRI_<customer name>.pdf" (Home Comfort only)
* | Home Comfort Partner must install properly sized qualifying equipment
* | Complete and submit the Assignment form (if applicable), save document as: "Assignment_<customer name>.pdf"
Once Project is Complete submit the following:
* | If the installation differs from pre-approval, please submit new worksheet
* | Invoice (must contain total cost, equipment make, model, & serial number as well as Customer name, installation address and date), save document as: "Invoice_<customer name>.pdf"
* | Home Comfort Partner must complete Airflow/Refrigerant and Equipment schedule worksheets from this application for all Ducted projects
* | Projection Completion Form (filled out and signed by Customer and Contractor), save document as: "PCF_<customer name>.pdf"
For Home Comfort please use the "Project Completion Form" found on the PSEG Long Island website and for Home Performace with ENERGY STAR please use the "Completion Informnation Form" tab
* | Partners may submit documentation by completing an Online Application via Partner Portal.
www.pseglinyportal.com
| Please note, all emails from the Partner Portal will be from the following email address: |  |  | psegpartnersupport@trccompanies.com
If not submitting via Partner Portal On Line Application:
| Contractor must electronically submit documents to: |  | HomeComfortLI@pseg.com | Subject Line should read: HC Application - Customer Name
*Please also include "Whole House Project" in the subject line
| Contractor must electronically submit documents to: |  | HomePerformanceLI@pseg.com | Subject Line should read: HP Application - Customer Name
* | A PSEG Long Island representative may contact you to schedule a post-inspection
Application Version: |  | 2.0 |  |  | Effective: | 4.1.25

## AssignmentForm (hidden)
2025 Residential Efficiency Program
Home Comfort Participating Contractors Assignment Form
The Home Comfort Rebate Program offers rebates to PSEG Long Island customers who install an energy efficient, properly sized heating or air conditioning system. Projects are subject to post-inspection.
Customer Information
Customer Name:
Installation Address: |  | City: |  |  | Zip:
Mailing Address: (If different than above) |  | City: |  |  | Zip:
Home Phone:
Alternate Contact: |  |  | Cell Phone:
E-Mail Address:
Contractor Information
Contractor Name:
Contractor Address: |  | City: |  |  | Zip:
Contact Name/Title: |  | Business Phone:
Tax ID #: |  | Cell Phone:
E-Mail Address: |  | Fax:
Rebate
|  |  |  | Total Estimated Customer Rebate Amount (Calculated from Equipment Worksheet and Smart Thermostat Worksheet): | 0
As the payee of the above referenced Home Comfort Rebate, I, Customer, hereby assign my rights and interest in the payment of said rebate to Assignee as indicated below. I certify that the electric account listed above is not in arrears and that I have supplied the contractor with a copy of the latest PSEGLI bill for the listed account, showing that the account is active and that there is no previous balance owed on the account. Rebates can not be assigned to the contractor if the PSEGLI account is in arrears. If the PSEGLI account goes into arrears while the rebate is being processed, PSEGLI will apply the Home Comfort Rebate to those arrears before remitting the balance of the rebate, if any, to my Assignee. I also understand that PSEGLI’s application of all, or a portion of, the Rebate to any arrears on my PSEGLI account does not reduce the amount I am responsible to pay my Assignee (I will still owe my contractor the Rebate amount applied to my PSEGLI account). Please forward my rebate to the Assignee listed directly above. I also understand that I am responsible to inform PSEGLI (via email to homecomfortli@pseg.com or in writing to PSEG Long Island, Home Comfort Program, 395 N Service Rd, Melville, NY 11747) of any changes to this assignment.
Customer Name*: (Print)
*Must be Account Holder of Record
Accepted and Agreed To Payee: (Customer Signature) |  |  |  | Date:
Contractor Name (Print)
Accepted and Agreed To Assignee: (Duly Authorized Representative Signature) |  |  |  | Date:
Application Version: | 4.1.25_2.0 |  |  |  | Effective: | 4.1.25

## Required Documents
2025 Residential Efficiency Program
Home Comfort and Home Performance Rebate Application, Version 2.0
Required Documents Checklist
Required Documents for Home Comfort Project Submittal
| Document: |  | Responsible Party |  | Deliverable Timeline
|  |  | Customer/Home Comfort Partner |  | Post-Installation*
|  |  | Customer/Home Comfort Partner |  | Post-Installation*
|  |  | Customer/Home Comfort Partner |  | Post-Installation*
|  |  | Home Comfort Partner |  | Post-Installation*
|  |  | Customer/Home Comfort Partner |  | Post-Installation*
|  |  | Customer and PSEG Long Island Representative |  | Post-Installation*
|  |  | Customer/Home Comfort Partner |  | Pre-Installation
|  |  | Home Comfort Partner |  | Pre-Installation
*If Home Comfort Plus or Home Comfort/Home Performance Combination project, all project documents must be submitted at "Pre-Installation" & project requires Pre-Approval
Required Documents for Home Comfort Payment
| Document: |  | Responsible Party |  | Deliverable Timeline
|  |  | Customer/Home Comfort Partner |  | Post-Installation
|  |  | Home Comfort Partner |  | Post-Installation
|  |  | Home Comfort Partner |  | Post-Installation
|  |  | Home Comfort Partner |  | Post-Installation
|  |  | Customer/Home Comfort Partner |  | Post-Installation
|  |  | Customer and PSEG Long Island Representative |  | Post-Installation
Required Documents for Home Performance Pre-Approval
| Document: |  | Responsible Party |  | Deliverable Timeline
|  |  | Customer/Home Performance Partner |  | Pre-Installation
|  |  | Customer/Home Performance Partner |  | Pre-Installation
|  |  | Customer/Home Performance Partner |  | Pre-Installation
|  |  | Customer/Home Performance Partner |  | Pre-Installation
|  |  | Home Performance Partner |  | Pre-Installation
|  |  | Customer/Home Performance Partner |  | Pre-Installation
*As applicable, also include photos of attic insulation, dense packed walls/overhangs/ceilings (showing drilled goles and installed insulation before closing up siding), Duct Sealing, Air Sealing (top plates, plumbing/wire penetrations, etc.), high hat & bath fan boxes, baffles, attic tent, attic hatch and weather stripping, rim joist insulation, mechanical access/storage platforms, pipe insulation
Required Documents for Home Performance with ENERGY STAR Program Rebate Payment
| Document: |  | Responsible Party |  | Deliverable Timeline
|  |  | Home Performance Partner |  | Post-Installation
|  |  | Home Performance Partner |  | Post-Installation
|  |  | Home Performance Partner |  | Post-Installation
|  |  | Home Performance Partner |  | Post-Installation
|  |  | Home Performance Partner |  | Post-Installation
*As applicable, also include photos of attic insulation, dense packed walls/overhangs/ceilings (showing drilled goles and installed insulation before closing up siding), Duct Sealing, Air Sealing (top plates, plumbing/wire penetrations, etc.), high hat & bath fan boxes, baffles, attic tent, attic hatch and weather stripping, rim joist insulation, mechanical access/storage platforms, pipe insulation
Required Documents for Water Heating Equipment Pre-Approval
| Document: |  | Responsible Party |  | Deliverable Timeline
|  |  | Customer/Home Comfort Partner |  | Pre-Installation
|  |  | Customer/Home Comfort Partner |  | Pre-Installation
|  |  | Customer/Home Comfort Partner |  | Pre-Installation
Required Documents for Water Heating Equipment Payment
| Document: |  | Responsible Party |  | Deliverable Timeline
|  |  | Customer/Home Comfort Partner |  | Post-Installation
|  |  | Home Comfort Partner |  | Post-Installation
|  |  | Home Comfort Partner |  | Post-Installation
|  |  | Home Comfort Partner |  | Post-Installation
|  |  | Home Comfort Partner |  | Post-Installation
PSEG Long Island may require additional documentation not listed above as deemed necessary to properly process any rebates.
Any hard copy documents provided by Customer must be scanned and emailed to PSEG Long Island or uploaded to the Lead Partner Portal by a participating Partner
| Application Version: | 2.0 |  |  | Effective: | 4.1.25
Completed Worksheet
New Equipment
Replacement Equipment
Application (signature [or equivalent] required)
Completed Worksheet
Proof of Payment (showing total installed cost; equip make,model & serial #)
Project Completion Form
AHRI Online Directory Equipment Certificate
Assignment Letter (if Assigning rebate to Contractor)
Air Flow & Refrigerant Charge Forms (forms are included in workbook)
ACCA Manual J, Version 8 Load Calculation Printout
Completed Worksheet
Completed Application/Workbook in .xlsx file type
Inspection Form
Post-Inspection
Application (signature [or equivalent] required)
Assignment Letter (if Assigning rebate to Contractor)
Completed Worksheet
Completed Worksheet
Signed Contract
Completed Worksheet
Completed Worksheet
Project Completion Form
Health & Safety Test Out Form (Home Performance H&S)
EFS Income Eligible Verification Document (if applicable)
EFS Income Eligible Verification Document (Low Income Only)
Application (signature [or equivalent] required)
Assignment Letter (if Assigning rebate to Contractor)
Completed Worksheet
Completed Worksheet
Proof of Payment (showing total installed cost; equip make,model & serial #)
Project Completion Form
Photo of model # and serial # from the unit
Photo of unit in customer's home in the permanent installed location
Photo of Existing Heating Equipment*
Completion Information Form (Home Performance)
Photos of Installed Measures*
Photos of Existing Heating and Cooling Equipment
Photos of Installed Measures

## Eligibility Table
2025 Residential Efficiency Program
Home Comfort and Home Perfomance Eligibility Tables
*Pre and post verification of installed equipment is required. PSEG will accept photo verification in lieu of inspection. Where a Whole House installation is completed, the PSEG Long Island Inspector will need to access the inside of the home to verify the removal of the existing heating source and confirm installation of integrated controls.
Eligibility Requirements - Whole House Installations
* | All Whole House Cold Climate Air Source Heat Pump equipment installations 17°F Maximum Heating Capacity must meet at least 90-120% of the Manual J designed heat load
-The 17⁰F Maximum Heating Capacity can be found on the NEEP Cold Climate list
* | All Whole House Cold Climate Air Source Heat Pumps must be NEEP listed
-Rebates will be calculated using the 17⁰F Rated Heating Capacity for all Cold Climate systems and be based on total heating capacity installed
-For Example, if a 60,000 BTU Heating system is installed in a low income home, the total rebate will be $10,500. The customer will receive $4,000 for the 1st Heating Ton, $3,000 for the 2nd Heating Ton, $2,000 for the 3rd Heating Ton, $1,000 for the 4th Heating Ton, and $500 for the 5th Heating Ton
* | For all Whole House Projects the existing equipment condition must be entered:
- End of Life: Existing equipment has reached the end of its useful lifespan and is no longer performing efficiently
- Early Retirement: Existing equipment is being replaced/supplemented before it has reached its end of useful lifespan, but is still functioning
- New Unit: No Existing Equipment is being replaced
* Please note: If the existing equipment condition is early retirement, the existing equipment efficiencies must be entered
* | Integrated Controls are required for all projects where a supplemental heating source is present (Whole House Cold Climate Air Source Heat Pumps only)
- Ducted ccASHPs may be paired with Integrated/Modulating controls, Integrated/Fixed controls, Freeze Stats, or Dual Fuel Thermostats to be eligible for Whole House rebates
- Ductless ccASHPs may be paired only with Integrated/Modulating controls to be eligible for Whole House rebates
* | An ACCA Manual J is required for both Whole House Cold Climate Air Source Heat Pumps and Whole House Air to Water Heat Pumps
* | The Whole House Air to Water Heat Pump rebate is only available for newly installed Mono-Bloc or Split System Air to Water Heat Pumps and the Heating Capacity must be both sized and used for 100%-120% of the building's heating load, as calculated by the Manual J
* | All Whole House Air to Water Heat Pumps must have a COP of 1.7 or greater at A5W110 (Ambient air 5°F, Leaving Water Temperature 110°F) and a nominal cooling capacity of ≤ 72,000 btu/h
* | All Whole House Air to Water Heat Pumps must have refrigerant to water or water/glycol heat exchange and can feed into building space heating hydronic system
* | Rebates will be calculated based on the Heating Capacity found on the New York State Air to Water Heat Pump Qualified Products List and be based on total heating capacity installed
* | Eligible Air to Water Heat Pumps must be listed on the New York State Air to Water Heat Pump Qualified Products List | [5 empty] | New York State Clean Heat Air to Water Heat Pump Qualified Product List
* | Enhanced rebates are available to qualified Low Income customers for Whole House Cold Climate Air Source Heat Pump Projects and Whole House Air to Water Heat Pump Projects
- Please see "Required Documents" tab for guidance on "Low Income" verification
* | Please note: Where project contains ASHP and AWHP, the project cap applies to total heating tons installed between both systems. Each system does not receive a separate rebate.
* | A per project contractor incentive is available to all qualifying Home Comfort Partners (please note, the Contractor Incentive will be applied to the equipment entered on the first line of the " ASHP Equipment Information" tab or the "A2WHP Equipment Information" tab)
* | Disadvantaged Community (DAC) rebates are available to Market customers who are located within a Disadvantaged Community; DAC status can be checked using the below link:
* If the customer is located within a DAC, please make sure to select "Yes" in the "Located in a Disadvantaged Community" field on the "Customer Information" tab
*PSEG Long Island will make the final determination if a customer is located within a Disadvantaged Community based on the link below and data
https://www.nyserda.ny.gov/ny/disadvantaged-communities
| Whole-House Projects (Market Rate) |  |  | Whole-House Projects (Market Rate - Disadvantaged Communities) |  |  | Whole-House Projects (Low Income Rate)
| Total Project Heating Tons* | Customer Rebate** |  | Total Project Heating Tons* | Customer Rebate** |  | Total Project Heating Tons* |  | Customer Rebate**
| Ton 1 | $1,000/12,000 heating BTU @ 17°F Rated |  | Ton 1 | $1,250/12,000 heating BTU @ 17°F Rated |  | Ton 1 |  | $4,000/12,000 heating BTU @ 17°F Rated
| Ton 2 | $1,000/12,000 heating BTU @ 17°F Rated |  | Ton 2 | $1,250/12,000 heating BTU @ 17°F Rated |  | Ton 2 |  | $3,000/12,000 heating BTU @ 17°F Rated
| Ton 3 | $1,000/12,000 heating BTU @ 17°F Rated |  | Ton 3 | $1,250/12,000 heating BTU @ 17°F Rated |  | Ton 3 |  | $2,000/12,000 heating BTU @ 17°F Rated
| Ton 4 | $1,000/12,000 heating BTU @ 17°F Rated |  | Ton 4 | $1,250/12,000 heating BTU @ 17°F Rated |  | Ton 4 |  | $1,000/12,000 heating BTU @ 17°F Rated
| Ton 5 | $500/12,000 heating BTU @ 17°F Rated |  | Ton 5 | $625/12,000 heating BTU @ 17°F Rated |  | Ton 5 |  | $500/12,000 heating BTU @ 17°F Rated
| Ton 6 | $500/12,000 heating BTU @ 17°F Rated |  | Ton 6 | $625/12,000 heating BTU @ 17°F Rated |  | Ton 6 |  | $500/12,000 heating BTU @ 17°F Rated
| *For the purpose of this table, "Tons" is referring to Heating BTUh based on AHRI 17f Rated data (ccASHP) or Heating Capacity (AWHP) **Rebates are based on Total Heating Capacity |  |  | *For the purpose of this table, "Tons" is referring to Heating BTUh based on AHRI 17f Rated data (ccASHP) or Heating Capacity (AWHP) **Rebates are based on Total Heating Capacity |  |  | *For the purpose of this table, "Tons" is referring to Heating BTUh based on AHRI 17f Rated data (ccASHP) or Heating Capacity (AWHP) **Rebates are based on Total Heating Capacity
| Market Rebate Estimator* |  |  | Market Rate Disadvantaged Communities Rebate Estimator* |  |  | Low Income Rebate Estimator*
| Total Project Heating Capacity (Tons) |  |  | Total Project Heating Capacity (Tons) |  |  | Total Project Heating Capacity (Tons)
| Total Estimated Rebate | 0 |  | Total Estimated Rebate | 0 |  | Total Estimated Rebate |  | 0
| *Enter Tons in gray cell above for rebate estimate |  |  | *Enter Tons in gray cell above for rebate estimate |  |  | *Enter Tons in gray cell above for rebate estimate
Eligibility Requirements - Partial House Installations
* | All Cold Climate Air Source Heat Pumps require an ACCA Manual J
* | All Partial House Cold Climate Air Source Heat Pumps must be NEEP listed
- Cold Climate system rebates will be calculated using the 17⁰F Rated Heating Capacity
* | All systems must meet 65-135% of Peak Heating or Cooling Load, as determined by the Manual J
- Systems will use the AHRI rated Cooling Capacity or the NEEP listed 17⁰F Maximum Heating Capacity for sizing
* | Ducted Cold Climate Air Source Heat Pumps must be installed with Integrated Modulating Controls, Ingrated/Fixed Controls, Freeze Stats, or Dual Fuel Thermostats
- Ductless Cold Climate Air Source Heat Pumps do not require Integrated Modulating Controls, Ingrated/Fixed Controls, Freeze Stats, or Dual Fuel Thermostats
* | Rebates are available to all residential customers and are based on equipment efficiency
* | A per project contractor incentive is available for to all qualifying Home Comfort Partners (please note, the Contractor Incentive will be applied to the equipment entered on the first line of the " ASHP Equipment Information" tab)
Eligibility Requirements - Home Performance with ENERGY STAR (Weatherization)
* | Home Performance with ENERGY STAR participants should receive a Home Energy Assessment prior to Home Performance with ENERGY STAR participation
* | Single-family homes in the PSEG LI territory with a primary heating fuel of oil, natural gas, propane, or electric are eligible for Market Rate and LMI Rebates
* | Program financing is available for all eligible measures through NYSERDA:
http://www.energyfinancesolutions.com
* | Eligible measures include Insulation, Air Sealing, Duct Sealing, and Windows
- Insulation must be accompanied by blower door assisted air sealing per BPI standard and must be installed in conjuction with comprehensive air sealing
- Air Sealing must includer Blower door tests assisted per BPI standards
- Duct Sealing is not permitted with duct tape, only UL181B mastic or tape is permissable; all ductwork in uncondtioned space must be duct sealed
- Windows are permitted with the installation of a Whole House Cold Climate Air Source Heat Pump, and at a minimum insulation and air sealing
- New windows must be replacing single pane or failed double pane windows
- Customers who have a primary heating fuel of oil, propane, or natural gas are not eligible
* | A minimum of Air Sealing and Insulation must be completed to be eligible for Home Performance with ENERGY STAR Incentives
- Home Performance with ENERGY STAR Contractor Incentives ONLY apply to NON-Combination Home Performance with ENERGY STAR Projects
| Home Performance with ENERGY STAR |  |  |  |  | Home Performance with ENERGY STAR - Low Income |  |  |  | Home Performance with ENERGY STAR Contractor Incentive
| Eligible Equipment |  | Market Rebate | Market and Disadvantaged Community Rebate |  | Eligible Equipment |  | Low Income & Low Income Disadvantaged Community Rebate |  | Per Project
| Insulation |  | 500 | 650 |  | Insulation |  | 4650 |  | Market Rate | 150
| Air Sealing |  | 250 | 300 |  | Air Sealing |  | 1000 |  | Low Income | 250
| Duct Sealing |  | 250 | 300 |  | Duct Sealing |  | 600 |  | *Insulation and Air Sealing must be installed
| Windows* |  | 4 | 4 |  | Windows* |  | 8
| *Windows Rebate is per Square Foot |  |  |  |  | *Windows Rebate is per Square Foot
* | Disadvantaged Community (DAC) rebates are available to Market and Low Income customers who are located within a Disadvantaged Community; DAC status can be checked using the below link:
* If the customer is located within a DAC, please make sure to select "Yes" in the "Located in a Disadvanatged Community" field on the "Customer Information" tab
*PSEG Long Island will make the final determination if a customer is located within a Disadvantaged Community based on the link below and data
https://www.nyserda.ny.gov/ny/disadvantaged-communities
Eligibility Requirements - Home Comfort & Home Performance with ENERGY STAR Combination Project
* | Contractors installing a Whole House Cold Climate Air Source Heat Pump and Home Performance with ENERGY STAR measures may be eligible for an additional incentive
* | The Whole House Cold Climate Air Source Heat Pump portion of the application must be completed
* | A minimum of Air Sealing and Insulation must be completed in order to be eligible for Home Performance with ENERGY STAR rebates and incentives
Equipment Input Guidance - Home Comfort Whole House Cold Climate Air Source Heat Pumps
1. Confirm AHRI # on AHRI Certificate matches AHRI # on NEEP listing
2. Enter AHRI # in appropriate cell on "ASHP Equipment Information" Tab
- All Equipment data will automatically populate if unit is eligible
3. Enter "Condenser Serial Number" and "Coil/Air Handler Serial Number" from equipment invoice
4. Select "Unit Controlled" (from Integrated Controls Tab) and ensure "Integrated Control Type" appears. If empty, navigate to "Integrated Controls" tab and input appropriate data.
5. Enter Manual J Cooling Load and Manual J Heating Load from Manual J Load Caculations Output
6. Enter per system heat pump costs in "Total Installed Costs per System*" field
Equipment Input Guidance - Home Comfort Partial to Whole House Cold Climate Air Source Heat Pumps
1. On the "Customer Information" tab - Select "Partial to Whole House" in the "Whole House Project Type" dropdown
- This applies to customers who previously participated in the Partial House NEEP listed Cold Climate Air Source Heat Pump offering or customers who have installed partial home NEEP listed Cold Climate Air Source Heat Pumps and wish to convert the rest of their home to achieve a "Whole House" ccASHP solution
2. On the" ASHP Equipment Information" tab, enter the system data for the new units first, and the existing units after the new units
- For "new" units - follow above instructions starting in row 115; Please also select "No" in the new "Partial to Whole House Existing ASHP Unit" field.
3. Upon data entry completion of new units, complete the data entry for the existing units. For all existing units - select "Yes" in the new "Partial to Whole House Existing ASHP Unit" field.
- Please note, the unit will no longer effect the rebate value and the equipment cost will not be required for the existing unit.
Please scroll down for Equipment Input Guidance
Partial House to Whole House Guidance Below

## ASHP Equipment Information
2025 Residential Efficiency Program
Air Source Heat Pump Worksheet, Version 2.0
Equipment Information Worksheet
Data must be entered in all grey fields. All white fields will autopulate.
Please complete the "Integrated Controls" worksheet tab for all installations
- Integrated Controls are required for all Whole House and Cold Climate installations - If removing existing fossil fuel system, the Integrated Controls worksheet tab still requires input
Please be sure to complete all fields under the "Existing Heating and Cooling System" table, including the new "Existing Heating/Cooling Equipment Condition" fields, and if applicable the existing efficiency fields. For more information, please see the "Eligibility Table" tab. For all Partial House to Whole House projects new units MUST be entered First in worksheet tab, followed by existing units
All rebates are calculated using the 17°F Rated Heating Capacity
Equipment Summary
| Total Cooling Manual J: | 0 | Total Heating Manual J: | 0 |  |  | Total ccASHP Equipment Cost: |  | 0
| Total ccASHP Estimated Equipment Rebate: | 0 | Total ccASHP Actual Equipment Rebate: | 0 |  |  | Total Contractor Incentive: |  | 0
| Total Estimated ccASHP ∆kWh Savings: | 0 | Total Estimated ccASHP MMBTU Savings: | 0
Existing Heating and Cooling System
| Existing Heating Equipment: |  | Existing Cooling Equipment: |  | Existing Cooling SEER: |  |  |  | Existing Heating AFUE: | Missing Equipment Info | Missing Equipment Info
| Existing Heating Equipment Condition: | Select… | Existing Cooling Equipment Condition: | Select… | Existing Cooling EER: |  |  |  | Existing Heating COP:
*If the Existing Equipment Condition is "Early Retirement", the Existing Efficiencies must be entered for the rebate to populate
Heating and Cooling System 1
1 | New Equipment Type: | [5 empty] | Equipment Rebate:
| AHRI Reference Number: | [5 empty] | Total Installed Costs Per System*:
| AHRI Cooling Capacity (BTUh): |  | NEEP Heating Capacity (BTUh)*: *@17⁰F Maximum |  |  |  | AHRI Heating Capacity (BTUh)*: *@17⁰F Rated
Rating Method:
| SEER: |  | EER: |  |  |  |  | HSPF:
| Condenser Manufacturer: |  | Condenser Model Number: |  |  |  | Condenser Serial Number:
| Coil/Air Handler Manufacturer: |  | Coil/Air Handler Model Number: |  |  |  | Coil/Air Handler Serial Number:
| Integrated Control Type: |  | Unit Controlled From Integrated Controls Tab : |  |  | Integrated Controls are required for all projects if there is fossil fuel space heating at the site
| Manual J Cooling Load (BTUh)*: *Sensible and Latent |  | Manual J Heating Load (BTUh): |  |  |  | Manual J (Pass/Fail):
*Installed costs per system should include equipment, labor, ancillary work required for the installation, fees, taxes, etc. Please exclude any costs that are not associated with the project. Per System costs should also exclude the rebate
Heating and Cooling System 2
| New Equipment Type: | [5 empty] | Equipment Rebate:
| AHRI Reference Number: | [5 empty] | Total Installed Costs Per System*:
| AHRI Cooling Capacity (BTUh): |  | NEEP Heating Capacity (BTUh)*: *@17⁰F Maximum |  |  |  | AHRI Heating Capacity (BTUh)*: *@17⁰F Rated
Rating Method:
| SEER: |  | EER: |  |  |  |  | HSPF:
| Condenser Manufacturer: |  | Condenser Model Number: |  |  |  | Condenser Serial Number:
| Coil/Air Handler Manufacturer: |  | Coil/Air Handler Model Number: |  |  |  | Coil/Air Handler Serial Number:
| Integrated Control Type: |  | Unit Controlled From Integrated Controls Tab : |  |  | Integrated Controls are required for all projects if there is fossil fuel space heating at the site
| Manual J Cooling Load (BTUh)*: *Sensible and Latent |  | Manual J Heating Load (BTUh): |  |  |  | Manual J (Pass/Fail):
[8 empty] | Partial to Whole House Existing ASHP Unit: | Select…
*Installed costs per system should include equipment, labor, ancillary work required for the installation, fees, taxes, etc. Please exclude any costs that are not associated with the project. Per System costs should also exclude the rebate
Heating and Cooling System 3
| New Equipment Type: | [5 empty] | Equipment Rebate:
| AHRI Reference Number: | [5 empty] | Total Installed Costs Per System*:
| AHRI Cooling Capacity (BTUh): |  | NEEP Heating Capacity (BTUh)*: *@17⁰F Maximum |  |  |  | AHRI Heating Capacity (BTUh)*: *@17⁰F Rated
Rating Method:
| SEER: |  | EER: |  |  |  |  | HSPF:
| Condenser Manufacturer: |  | Condenser Model Number: |  |  |  | Condenser Serial Number:
| Coil/Air Handler Manufacturer: |  | Coil/Air Handler Model Number: |  |  |  | Coil/Air Handler Serial Number:
| Integrated Control Type: |  | Unit Controlled From Integrated Controls Tab : |  |  | Integrated Controls are required for all projects if there is fossil fuel space heating at the site
| Manual J Cooling Load (BTUh)*: *Sensible and Latent |  | Manual J Heating Load (BTUh): |  |  |  | Manual J (Pass/Fail):
[8 empty] | Partial to Whole House Existing ASHP Unit: | Select…
*Installed costs per system should include equipment, labor, ancillary work required for the installation, fees, taxes, etc. Please exclude any costs that are not associated with the project. Per System costs should also exclude the rebate
Heating and Cooling System 4
| New Equipment Type: | [5 empty] | Equipment Rebate:
| AHRI Reference Number: | [5 empty] | Total Installed Costs Per System*:
| AHRI Cooling Capacity (BTUh): |  | NEEP Heating Capacity (BTUh)*: *@17⁰F Maximum |  |  |  | AHRI Heating Capacity (BTUh)*: *@17⁰F Rated
Rating Method:
| SEER: |  | EER: |  |  |  |  | HSPF:
| Condenser Manufacturer: |  | Condenser Model Number: |  |  |  | Condenser Serial Number:
| Coil/Air Handler Manufacturer: |  | Coil/Air Handler Model Number: |  |  |  | Coil/Air Handler Serial Number:
| Integrated Control Type: |  | Unit Controlled From Integrated Controls Tab : |  |  | Integrated Controls are required for all projects if there is fossil fuel space heating at the site
| Manual J Cooling Load (BTUh)*: *Sensible and Latent |  | Manual J Heating Load (BTUh): |  |  |  | Manual J (Pass/Fail):
[8 empty] | Partial to Whole House Existing ASHP Unit: | Select…
*Installed costs per system should include equipment, labor, ancillary work required for the installation, fees, taxes, etc. Please exclude any costs that are not associated with the project. Per System costs should also exclude the rebate
Heating and Cooling System 5
| New Equipment Type: | [5 empty] | Equipment Rebate:
| AHRI Reference Number: | [5 empty] | Total Installed Costs Per System*:
| AHRI Cooling Capacity (BTUh): |  | NEEP Heating Capacity (BTUh)*: *@17⁰F Maximum |  |  |  | AHRI Heating Capacity (BTUh)*: *@17⁰F Rated
Rating Method:
| SEER: |  | EER: |  |  |  |  | HSPF:
| Condenser Manufacturer: |  | Condenser Model Number: |  |  |  | Condenser Serial Number:
| Coil/Air Handler Manufacturer: |  | Coil/Air Handler Model Number: |  |  |  | Coil/Air Handler Serial Number:
| Integrated Control Type: |  | Unit Controlled From Integrated Controls Tab : |  |  | Integrated Controls are required for all projects if there is fossil fuel space heating at the site
| Manual J Cooling Load (BTUh)*: *Sensible and Latent |  | Manual J Heating Load (BTUh): |  |  |  | Manual J (Pass/Fail):
[8 empty] | Partial to Whole House Existing ASHP Unit: | Select…
*Installed costs per system should include equipment, labor, ancillary work required for the installation, fees, taxes, etc. Please exclude any costs that are not associated with the project. Per System costs should also exclude the rebate
Heating and Cooling System 6
| New Equipment Type: | [5 empty] | Equipment Rebate:
| AHRI Reference Number: | [5 empty] | Total Installed Costs Per System*:
| AHRI Cooling Capacity (BTUh): |  | NEEP Heating Capacity (BTUh)*: *@17⁰F Maximum |  |  |  | AHRI Heating Capacity (BTUh)*: *@17⁰F Rated
Rating Method:
| SEER: |  | EER: |  |  |  |  | HSPF:
| Condenser Manufacturer: |  | Condenser Model Number: |  |  |  | Condenser Serial Number:
| Coil/Air Handler Manufacturer: |  | Coil/Air Handler Model Number: |  |  |  | Coil/Air Handler Serial Number:
| Integrated Control Type: |  | Unit Controlled From Integrated Controls Tab : |  |  | Integrated Controls are required for all projects if there is fossil fuel space heating at the site
| Manual J Cooling Load (BTUh)*: *Sensible and Latent |  | Manual J Heating Load (BTUh): |  |  |  | Manual J (Pass/Fail):
[8 empty] | Partial to Whole House Existing ASHP Unit: | Select…
*Installed costs per system should include equipment, labor, ancillary work required for the installation, fees, taxes, etc. Please exclude any costs that are not associated with the project. Per System costs should also exclude the rebate
Heating and Cooling System 7
| New Equipment Type: | [5 empty] | Equipment Rebate:
| AHRI Reference Number: | [5 empty] | Total Installed Costs Per System*:
| AHRI Cooling Capacity (BTUh): |  | NEEP Heating Capacity (BTUh)*: *@17⁰F Maximum |  |  |  | AHRI Heating Capacity (BTUh)*: *@17⁰F Rated
Rating Method:
| SEER: |  | EER: |  |  |  |  | HSPF:
| Condenser Manufacturer: |  | Condenser Model Number: |  |  |  | Condenser Serial Number:
| Coil/Air Handler Manufacturer: |  | Coil/Air Handler Model Number: |  |  |  | Coil/Air Handler Serial Number:
| Integrated Control Type: |  | Unit Controlled From Integrated Controls Tab : |  |  | Integrated Controls are required for all projects if there is fossil fuel space heating at the site
| Manual J Cooling Load (BTUh)*: *Sensible and Latent |  | Manual J Heating Load (BTUh): |  |  |  | Manual J (Pass/Fail):
[8 empty] | Partial to Whole House Existing ASHP Unit: | Select…
*Installed costs per system should include equipment, labor, ancillary work required for the installation, fees, taxes, etc. Please exclude any costs that are not associated with the project. Per System costs should also exclude the rebate
Heating and Cooling System 8
| New Equipment Type: | [5 empty] | Equipment Rebate:
| AHRI Reference Number: | [5 empty] | Total Installed Costs Per System*:
| AHRI Cooling Capacity (BTUh): |  | NEEP Heating Capacity (BTUh)*: *@17⁰F Maximum |  |  |  | AHRI Heating Capacity (BTUh)*: *@17⁰F Rated
Rating Method:
| SEER: |  | EER: |  |  |  |  | HSPF:
| Condenser Manufacturer: |  | Condenser Model Number: |  |  |  | Condenser Serial Number:
| Coil/Air Handler Manufacturer: |  | Coil/Air Handler Model Number: |  |  |  | Coil/Air Handler Serial Number:
| Integrated Control Type: |  | Unit Controlled From Integrated Controls Tab : |  |  | Integrated Controls are required for all projects if there is fossil fuel space heating at the site
| Manual J Cooling Load (BTUh)*: *Sensible and Latent |  | Manual J Heating Load (BTUh): |  |  |  | Manual J (Pass/Fail):
[8 empty] | Partial to Whole House Existing ASHP Unit: | Select…
*Installed costs per system should include equipment, labor, ancillary work required for the installation, fees, taxes, etc. Please exclude any costs that are not associated with the project. Per System costs should also exclude the rebate

## Integrated Controls
2025 Residential Efficiency Program
Integrated Controls and Dual Fuel Thermostat Worksheet, Version 2.0
If the customer will have fossil fuel back up heat present after the proposed equipment is installed, Integrated Controls (Modulating or Fixed), or Dual Fuel Thermostats must be installed. For Ductless Systems, installation of integrated/modulating controls is required.
Instructions:
1. | In the "Technology Type" drop-down, select Integrated Controls (Modulating or Fixed), Dual Fuel Thermostat, or No Fossil Fuel Heater
2. | If Dual Fuel Thermostat: Select Manufacturer, Approved Thermostat, Model Number and Serial Number |  |  |  |  | Technology | Customer Incentive - Income Eligible
3. | If Integrated Controls (Modulating or Fixed): Manually enter Manufacturer, Approved Thermostat, Model Number, and Serial Number |  |  |  |  | Integrated/Modulating Controls | 750
| - Modulating Controls allow the backup fossil fuel system to modulate to meet the load without limiting the ASHP from delivering its maximum capacity - Fixed Controls allow the backup fossil fuel system (which is generally larger than the ASHP) to operate because the ASHP is not always able to deliver its maximum capacity |  |  |  |  | Integrated/Fixed Controls | 750
[6 empty] | Dual Fuel Thermostat | 750
4. | Refer to the Mass Save list of qualified controls: | [5 empty] | 350
https://www.masssave.com/-/media/Files/PDFs/Integrated-Controls-and-Dual-Fuel-TStats-Master.pdf
* | All Serial Numbers entered must match invoice
5. | If fossil fuel heating system removed, please select "No Fossil Fuel Heater" under "Technology Type" dropdown
| Technology Type |  | Manufacturer | Approved Thermostat | Model Number | Serial Number | Customer Incentive
Unit 1 | [6 empty] | 0
Unit 2 | [6 empty] | 0 |  | #REF!
Unit 3 | [6 empty] | 0 | #REF!
Unit 4 | [6 empty] | 0 | #REF!
Unit 5 | [6 empty] | 0 | #REF!
Unit 6 | [6 empty] | 0 | #REF!
Unit 7 | [6 empty] | 0 | #REF!
Unit 8 | [6 empty] | 0 | #REF!
Unit 9 | [6 empty] | 0 | #REF!
Unit 10 | [6 empty] | 0 | #REF!
0
Application Version: |  | 2.0 |  |  | Effective Date: | 4.1.25 | 4.1.25

## Water Heating Worksheet
2025 Residential Efficiency Program
Water Heating Worksheet, Version 2.0
Equipment Worksheet
Eligibility Requirements
* | All Heat Pump Water Heaters must be ENERGY STAR Listed
- Limit 1 per year
* | Contractor incentive is per project and not per unit
|  | Total Equipment Rebate | 0
|  | Total Contractor Rebate | 0
Water Heating System 1
|  | New Equipment Type: |  | Existing Equipment Type:
|  | Proposed Efficiency (UEF): |  | Invoice/Receipt Number:
|  | Manufacturer: |  | Model Number:
|  | Cost: |  | Serial Number:
Pass/Fail:

## NYSERDA EFS $$ Calculator (hidden)
Cost Savings Calculations |  |  |  | Long Island Fuel Costs
|  |  |  | Oil | 4.46 |  |  | MMBTU Conv Factors |  |  | kWhTherm | Natural Gas | 0.03413
|  |  |  | Natural Gas | 1.728 |  |  | Oil | 7.1942 |  | kWhGallon - Oil | Oil | 0.022779
|  |  |  | Propane | 4.17 |  |  | Natural Gas | 10 |  | kWhGallon - Propane | Propane | 0.035729
|  |  |  | Electric | 0.246 |  |  | Propane | 10.8696 |  | Electric | Electric | 1
|  |  |  | Electric Heat Pump | 0.246 |  |  | *Prop and oil need to be comfirmed with nyserda |  |  | Electric Heat Pump | Electric Heat Pump | 1
ASHP | Baseline FF Savings MMBTU | MMBTU | Heating Fuel Displaced | Heating Cost
| Oil |  | #VALUE! | #VALUE!
| Gas |  | #VALUE! | #VALUE!
| Propane |  | #VALUE! | #VALUE!
ASHP | Scenario | Heating kWh | Cooling kWh | Oil Displaced | NG Displaced | Propane Displaced | Oil Heating Cost | NG Heating Cost | Propane Heating Cost | Heating Cost | Cooling Cost | Total Annual ASHP Cost
| Base Case | 0 | 0 | #VALUE! | #VALUE! | #VALUE! | #VALUE! | #VALUE! | #VALUE! | #VALUE! | 0 | #VALUE!
| ASHP | 0 | 0 | [6 empty] | 0 | 0 | 0
| Savings | 0 | 0 | #VALUE! | #VALUE! | #VALUE! | #VALUE! | #VALUE! | #VALUE! | #VALUE! | 0 | #VALUE!
HPwES | Measure | Heating Fuel 1 | kWh Savings | FF Savings | Heating Savings in Units Consumed by Home | $$ Savings
| Air Sealing |  | 0 | 0 | 0 | #N/A
| Insulation |  | 0 | 0 | 0 | #N/A
| Duct Sealing |  | 0 | 0 | 0 | #N/A
| Windows |  | 0 | 0 | 0 | #N/A
HPWH | Baseline FF Savings MMBTU | MMBTU | Heating Fuel Displaced | Heating Cost
| Oil |  | #VALUE! | #VALUE!
| Gas |  | #VALUE! | #VALUE!
| Propane |  | #VALUE! | #VALUE!
| HPWH Cost | FF Displaced Cost | Total Cost Savings
| #VALUE! | #VALUE! | #VALUE!

## Tune Up Worksheet (hidden)
2025 Residential Efficiency Program
HVAC Equipment Tune Up Worksheet, Version 2.0
Equipment Worksheet
Eligibility Requirements
* | Tune up must be on a Central Air Conditioner or Ducted Air Source Heat Pump
* | Each Tune up must include refrigerant charge level checks and adjustments, filter inspection and replacement (if necessary), blower and motor inspection, clean and inspect condensor (include all items on invoice)
* | For Air Source Heat Pumps, ducted equipment is eligible for a rebate only; ductless systems are not eligible
* | Systems 5 years and older are eligible for rebate; rebate are limited to once every 5 years
* | For the Test Results: Please enter the % difference in charge from the value that appears on the manifold and the manufacturers specification before system tune-up is conducted
| Total Equipment Rebate | #REF!
HVAC Equipment Tune Up 1
| Tune-Up Type: | Select… | Manufacturer:
| Cooling Capacity (btu): |  | Condenser Model Number:
| Heat Pump Heating Capacity (btu): |  | Condenser Serial Number:
| Test Results: (Pre Tune-Up Factory Charge) |  | Rebate: | #REF!
12000
HVAC Equipment Tune Up 2
| Tune-Up Type: | Select… | Manufacturer:
| Cooling Capacity (btu): |  | Condenser Model Number:
| Heat Pump Heating Capacity (btu): |  | Condenser Serial Number:
| Test Results: (Pre Tune-Up Factory Charge) |  | Rebate: | #REF!
HVAC Equipment Tune Up 3
| Tune-Up Type: | Select… | Manufacturer:
| Cooling Capacity (btu): |  | Condenser Model Number:
| Heat Pump Heating Capacity (btu): |  | Condenser Serial Number:
| Test Results: (Pre Tune-Up Factory Charge) |  | Rebate: | #REF!
HVAC Equipment Tune Up 4
| Tune-Up Type: | Select… | Manufacturer:
| Cooling Capacity (btu): |  | Condenser Model Number:
| Heat Pump Heating Capacity (btu): |  | Condenser Serial Number:
| Test Results: (Pre Tune-Up Factory Charge) |  | Rebate: | #REF!
HVAC Equipment Tune Up 5
| Tune-Up Type: | Select… | Manufacturer:
| Cooling Capacity (btu): |  | Condenser Model Number:
| Heat Pump Heating Capacity (btu): |  | Condenser Serial Number:
| Test Results: (Pre Tune-Up Factory Charge) |  | Rebate: | #REF!

## NYS AWHP QPL (hidden)
Whole Building Heat Pumps: Air to Water - New Product Submission: As of November 15 2024
ALL AWHPs
Eligibility Requirements (products must meet all of the following criteria):
• Must be an air source heat pump • Has refrigerant to water or water/glycol heat exchange • Feeds into building space heating hydronic distribution system • Meets the following performance criteria: o COP of 1.7 or greater at A5W110 (Ambient air 5F, Leaving Water Temperatue 110F) • Nominal Cooling Capacity ≤ 72,000 btu/h
* Coefficient of Performance 1.7 (or above) under the following condition: Outdoor (Ambient) temperature of 5F, delivered water temperature of 110F
Manufacturer | Model # | Model/Series Name | System Type Mono-bloc or Split | Control Type Variable, Multi, or Single Speed | Nominal Cooling Capacity (tons) | COP @ A5W110 | Heating Capacity @ A5W110 (MBtu/h) | Cooling EER @ A95W45 (Btu/Wh) | Product ID | Heating Tons | Heating Capacity (BTUH) | Cooling Capacity (BTUH) | 0
Aermec | ANK030H°°°°°5 | ANK | Mono-bloc | Single Spd | 2.4 | 1.84 | 17.842 | 10.49 | 2000001 | 1.4868 | 17842 | 28800
| ANK045H°°°°°5 | ANK | Mono-bloc | Single Spd | 3.2 | 1.94 | 24.612 | 10.22 | 2000002 | 2.051 | 24612 | 38400
| ANK050H°°°°°5 | ANK | Mono-bloc | Single Spd | 3.9 | 2.05 | 28.171 | 10.93 | 2000003 | 2.3476 | 28171 | 46800
| ANKI020H°°°J°°5 | ANK | Mono-bloc | Single Spd | 1.5 | 1.99 | 9.987 | 9.79 | 2000004 | 0.83225 | 9987 | 18000
| ANKI020HX°°J°°5 | ANK | Mono-bloc | Single Spd | 1.5 | 1.87 | 9.987 | 9.32 | 2000005 | 0.83225 | 9987 | 18000
| ANKI025H°°°J°°5 | ANK | Mono-bloc | Single Spd | 1.9 | 1.95 | 12.56 | 8.85 | 2000006 | 1.0467 | 12560 | 22800
| ANKI025HX°°J°°5 | ANK | Mono-bloc | Single Spd | 1.9 | 1.84 | 12.56 | 8.5 | 2000007 | 1.0467 | 12560 | 22800
| ANKI045H°°°J°°5 | ANK | Mono-bloc | Single Spd | 3 | 1.91 | 20.957 | 8.92 | 2000008 | 1.7464 | 20957 | 36000
| ANKI045HX°°J°°5 | ANK | Mono-bloc | Single Spd | 3 | 1.84 | 20.957 | 8.65 | 2000009 | 1.7464 | 20957 | 36000
Apollo/Mbtek | EVI DC 3.5 Ton | AP-EVI-DC-3.5T | Mono-bloc | Variable Spd | 2.3 | 3.36 | 34.2 | 7.9 | 1070666 | 2.85 | 34200 | 27600
| EVI DC 5 Ton | AP-EVI-DC-5T | Mono-bloc | Variable Spd | 5 | 2.2 | 40.6 | 8.67 | 1070667 | 3.3833 | 40600 | 60000
| EVI DC 6 Ton | AP-EVI-DC-6T | Mono-bloc | Variable Spd | 5.5 | 3.3 | 48 | 7.92 | 1070668 | 4 | 48000 | 66000
Arctic | 035ZA/(BE) | ARCTIC EVI | Mono-bloc | Variable Spd | 2.5 | 2.25 | 19.8637 | 8.82 | 992279 | 1.6553 | 19863.66 | 30000
| 050ZA/(BE) | ARCTIC EVI | Mono-bloc | Variable Spd | 4 | 2.26 | 33.1061 | 8.8 | 992280 | 2.7588 | 33106.1 | 48000
| 060ZA/(BE) | ARCTIC EVI | Mono-bloc | Variable Spd | 5 | 2.32 | 39.932 | 8.84 | 992281 | 3.3277 | 39932 | 60000
Chiltrix | Chiltrix CX34 | CX34 | Mono-bloc | Variable Spd | 2 | 1.98 | 14.604 | 10.75 | 992282 | 1.217 | 14604 | 24000
| Chiltrix CX35 | CX35 | Mono-bloc | Variable Spd | 2 | 2.186 | 18.789 | 10.75 | 1196972 | 1.5657 | 18789 | 24000
| Chiltrix CX50 | CX50 | Mono-bloc | Variable Spd | 3.5 | 2.174 | 28.752 | 10.75 | 992283 | 2.396 | 28752 | 42000
EcoForest | ecoAIR 1-7 PRO | ecoAIR | Mono-bloc | Variable Spd | 1.6236 | 2.52 | 12.9315 | 10.2019 | 1196973 | 1.0776 | 12931.48 | 19483.3445
| ecoAIR 1-9 PRO | ecoAIR | Mono-bloc | Variable Spd | 1.8937 | 2.33 | 15.8658 | 10.6113 | 1196974 | 1.3221 | 15865.8 | 22724.8816
| ecoAIR 3-12 PRO | ecoAIR | Mono-bloc | Variable Spd | 2.4255 | 2.25 | 21.0179 | 9.2465 | 1196975 | 1.7515 | 21017.92 | 29105.5917
| ecoAIR T 3-12 PRO | ecoAIR | Mono-bloc | Variable Spd | 2.4255 | 2.25 | 21.0179 | 9.2465 | 1196976 | 1.7515 | 21017.92 | 29105.5917
| ecoAIR 3-18 PRO | ecoAIR | Mono-bloc | Variable Spd | 3.7278 | 2.45 | 33.3352 | 9.7583 | 1196977 | 2.7779 | 33335.24 | 44733.213
| ecoAIR T 3-18 PRO | ecoAIR | Mono-bloc | Variable Spd | 3.7278 | 2.45 | 33.3352 | 9.7583 | 1196978 | 2.7779 | 33335.24 | 44733.213
| ecoAIR EVI 4-20 | ecoAIR | Mono-bloc | Variable Spd | 4.6633 | 2.4 | 45.4478 | 8.3935 | 1196979 | 3.7873 | 45447.84 | 55959.168
| ecoAIR EVI T 4-20 | ecoAIR | Mono-bloc | Variable Spd | 4.6633 | 2.4 | 45.4478 | 8.3935 | 1196980 | 3.7873 | 45447.84 | 55959.168
EnerTech | AV030 | AV | Mono-bloc | Variable Spd | 1.65 | 2.25 | 23.5 | 7.76 | 992284 | 1.9583 | 23500 | 19800
| AV060 | AV | Mono-bloc | Variable Spd | 3.15 | 2.55 | 41 | 8.62 | 992285 | 3.4167 | 41000 | 37800
IBC Technologies | HPX3 | HPX | Mono-bloc | Variable Spd | 3 | 2.02 | 26.6 | 9.26 | 1165857 | 2.2167 | 26600 | 36000
| HPX5 | HPX | Mono-bloc | Variable Spd | 4 | 2.36 | 34.3 | 9.16 | 1165858 | 2.8583 | 34300 | 48000
LG | KPHTC411M | LG R32 AWHP | Mono-bloc | Variable Spd | 3.5 | 2.5 | 40.9 | 11.32 | 1180209 | 3.4083 | 40900 | 42000
| KPHTC481M | LG R32 AWHP | Mono-bloc | Variable Spd | 4 | 2.45 | 47.7 | 11.32 | 1180208 | 3.975 | 47700 | 48000
| KPHTC551M | LG R32 AWHP | Mono-bloc | Variable Spd | 4.5 | 2.38 | 49.1 | 10.64 | 1180207 | 4.0917 | 49100 | 54000
Mestek / SpacePak | ILAHP48A4 | SIM Series | Mono-bloc | Variable Spd | 4 | 2.6 | 38.5 | 9.52 | 992290 | 3.2083 | 38500 | 48000
| SIM-036A4 | SIM Series | Mono-bloc | Variable Spd | 3 | 1.93 | 30.7 | 9.42 | 992291 | 2.5583 | 30700 | 36000
| SIM-060A4 | SIM Series | Mono-bloc | Variable Spd | 5 | 1.75 | 49.5 | 9.28 | 992292 | 4.125 | 49500 | 60000
| SIS-060A4 | SIS Series | Split | Variable Spd | 5 | 1.9 | 51.2 | 10.92 | 992293 | 4.2667 | 51200 | 60000
| CC32-18 | Solstice R32 Series | Mono-bloc | Variable Spd | 1.7 | 1.54 | 10 | 8.7 | 2000011 | 0.83333 | 10000 | 20400
| CC32-40 | Solstice R32 Series | Mono-bloc | Variable Spd | 2.8 | 2.83 | 26.6 | 8.9 | 2000012 | 2.2167 | 26600 | 33600
| CC32-60 | Solstice R32 Series | Mono-bloc | Variable Spd | 4.3 | 2.39 | 42 | 8.05 | 2000013 | 3.5 | 42000 | 51600
Nordic | ATW-25-HACW | ATW-Series | Split | Multi Spd | 1.3 | 1.72 | 12.8 | 8.3 | 2000010 | 1.0667 | 12800 | 15600
| ATW-45-HACW | ATW-Series | Split | Multi Spd | 2 | 1.85 | 19.2 | 9.4 | 992286 | 1.6 | 19200 | 24000
| ATW-55-HACW | ATW-Series | Split | Multi Spd | 2.6 | 1.81 | 24 | 9.3 | 992287 | 2 | 24000 | 31200
| ATW-65-HACW | ATW-Series | Split | Multi Spd | 3.2 | 1.81 | 28.8 | 9.4 | 992288 | 2.4 | 28800 | 38400
| ATW-75-HACW | ATW-Series | Split | Multi Spd | 3.7 | 1.8 | 31.2 | 9.4 | 992289 | 2.6 | 31200 | 44400
Samsung | AM036CNBDCH/AA | Hydro Unit HE | Split | Variable Spd | no cooling | 1.9 | 22.3 |  | 2000014 | 1.8583 | 22300
| AM048CNBDCH/AA | Hydro Unit HE | Split | Variable Spd | no cooling | 1.9 | 30.4 |  | 2000015 | 2.5333 | 30400
| AM048CNBFCB/AA | Hydro Unit HT | Split | Variable Spd | no cooling | 1.82 | 52.9 |  | 2000016 | 4.4083 | 52900
Stiebel Eltron | WPL A2W 15 Premium | WPL A2W | Mono-bloc | Variable Spd | 2.13 | 2.51 | 21.38 | 7.27 | 1046371 | 1.7817 | 21380 | 25560
| WPL A2W 25 Premium | WPL A2W | Mono-bloc | Variable Spd | 4.09 | 2.77 | 45.37 | 7.95 | 1046372 | 3.7808 | 45370 | 49080
Taco | System M-1 | System M | Mono-bloc | Variable Spd | 3 | 2.2 | 17.88 | 14.91 | 992295 | 1.49 | 17880 | 36000
US Boiler | HPS-5T60 | AMBIENT HPS | Mono-bloc | Variable Spd | 4.3 | 1.9 | 42.4 | 7.9 | 1200412 | 3.5333 | 42400 | 51600
| HPS-5T60-DF | AMBIENT HPS | Mono-bloc | Variable Spd | 4.3 | 1.9 | 42.4 | 7.9 | 1200413 | 3.5333 | 42400 | 51600
Viessmann | AM2V 034043 | Vitocal 100-AW | Mono-bloc | Variable Spd | 3 | 2.2 | 25 | 8.93 | 2000017 | 2.0833 | 25000 | 36000
| AM2V 051078 | Vitocal 100-AW | Mono-bloc | Variable Spd | 4.3 | 1.9 | 42 | 7.84 | 2000018 | 3.5 | 42000 | 51600
Weil McLain | ECO HP SPLT ODU 41 | ECO HP | Split | Variable Spd | 3.3 | 2.11 | 31.4 | 9.4 | 2000019 | 2.6167 | 31400 | 39600
| ECO HP SPLT ODU 48 | ECO HP | Split | Variable Spd | 3.6 | 2.08 | 33.1 | 8.7 | 2000020 | 2.7583 | 33100 | 43200
| ECO HP SPLT ODU 55 | ECO HP | Split | Variable Spd | 4 | 2.06 | 33.4 | 8.4 | 2000021 | 2.7833 | 33400 | 48000

## NEEP ASHP List (hidden)
AHRI Certified Reference Number | Date Added to List | Status | Brand Owner | Brand Name | Ducting Configuration | AHRI Certified Reference Number | Old AHRI Certified Reference Number | AHRI Type | Outdoor Unit Model Number | Indoor Type | Indoor Model Number(s) | EER | SEER | HSPF (Region IV) | EER2 | SEER2 | HSPF2 (Region IV) | ENERGY STAR Certified | ENERGY STAR Cold Climate Certified | Eligible for Federal Tax Credit - North | Rated Capacity 95°F | Rated Capacity 17°F | COP Rated 17°F | Max Capacity 17°F | COP Max 17°F
215323853 | 09/16/24 | Live | CARRIER | CARRIER | Singlezone Non-Ducted, Wall Placement | 215323853 |  | HRCU-A-CB-O | 37MBRAQ48AA3 | Mini-Splits | 45MBCAQ48XA3 |  |  |  | 9.5 | 19.1 | 9.9 | TRUE | TRUE | TRUE | 48000 | 36600 | 2.24 | 44600 | 2.12
215323914 | 09/16/24 | Live | CARRIER | BRYANT | Singlezone Non-Ducted, Wall Placement | 215323914 |  | HRCU-A-CB-O | 37MBRAQ48AA3 | Mini-Splits | 45MBCAQ48XA3 |  |  |  | 9.5 | 19.1 | 9.9 | TRUE | TRUE | TRUE | 48000 | 36600 | 2.24 | 44600 | 2.12
215323975 | 09/16/24 | Live | CARRIER | PAYNE | Singlezone Non-Ducted, Wall Placement | 215323975 |  | HRCU-A-CB-O | 37MBRAQ48AA3 | Mini-Splits | 45MBCAQ48XA3 |  |  |  | 9.5 | 19.1 | 9.9 | TRUE | TRUE | TRUE | 48000 | 36600 | 2.24 | 44600 | 2.12
215324036 | 09/16/24 | Live | CARRIER | WEATHERMAKER | Singlezone Non-Ducted, Wall Placement | 215324036 |  | HRCU-A-CB-O | 37MBRAQ48AA3 | Mini-Splits | 45MBCAQ48XA3 |  |  |  | 9.5 | 19.1 | 9.9 | TRUE | TRUE | TRUE | 48000 | 36600 | 2.24 | 44600 | 2.12
215324097 | 09/16/24 | Live | CARRIER | MIDEA | Singlezone Non-Ducted, Wall Placement | 215324097 |  | HRCU-A-CB-O | 37MBRAQ48AA3 | Mini-Splits | 45MBCAQ48XA3 |  |  |  | 9.5 | 19.1 | 9.9 | TRUE | TRUE | TRUE | 48000 | 36600 | 2.24 | 44600 | 2.12
215324170 | 09/16/24 | Live | CARRIER | ARCOAIRE | Singlezone Non-Ducted, Wall Placement | 215324170 |  | HRCU-A-CB-O | D5CLRAH48AAK | Mini-Splits | D5FLCAH48XAK |  |  |  | 9.5 | 19.1 | 9.9 | TRUE | TRUE | TRUE | 48000 | 36600 | 2.24 | 44600 | 2.12
215324316 | 09/16/24 | Live | CARRIER | DAY & NIGHT | Singlezone Non-Ducted, Wall Placement | 215324316 |  | HRCU-A-CB-O | D5CLRAH48AAK | Mini-Splits | D5FLCAH48XAK |  |  |  | 9.5 | 19.1 | 9.9 | TRUE | TRUE | TRUE | 48000 | 36600 | 2.24 | 44600 | 2.12
215324243 | 09/16/24 | Live | CARRIER | COMFORTMAKER | Singlezone Non-Ducted, Wall Placement | 215324243 |  | HRCU-A-CB-O | D5CLRAH48AAK | Mini-Splits | D5FLCAH48XAK |  |  |  | 9.5 | 19.1 | 9.9 | TRUE | TRUE | TRUE | 48000 | 36600 | 2.24 | 44600 | 2.12
215324389 | 09/16/24 | Live | CARRIER | HEIL | Singlezone Non-Ducted, Wall Placement | 215324389 |  | HRCU-A-CB-O | D5CLRAH48AAK | Mini-Splits | D5FLCAH48XAK |  |  |  | 9.5 | 19.1 | 9.9 | TRUE | TRUE | TRUE | 48000 | 36600 | 2.24 | 44600 | 2.12
215324535 | 09/16/24 | Live | CARRIER | KENMORE | Singlezone Non-Ducted, Wall Placement | 215324535 |  | HRCU-A-CB-O | D5CLRAH48AAK | Mini-Splits | D5FLCAH48XAK |  |  |  | 9.5 | 19.1 | 9.9 | TRUE | TRUE | TRUE | 48000 | 36600 | 2.24 | 44600 | 2.12
215324462 | 09/16/24 | Live | CARRIER | KEEPRITE | Singlezone Non-Ducted, Wall Placement | 215324462 |  | HRCU-A-CB-O | D5CLRAH48AAK | Mini-Splits | D5FLCAH48XAK |  |  |  | 9.5 | 19.1 | 9.9 | TRUE | TRUE | TRUE | 48000 | 36600 | 2.24 | 44600 | 2.12
215324681 | 09/16/24 | Live | CARRIER | TEMPSTAR | Singlezone Non-Ducted, Wall Placement | 215324681 |  | HRCU-A-CB-O | D5CLRAH48AAK | Mini-Splits | D5FLCAH48XAK |  |  |  | 9.5 | 19.1 | 9.9 | TRUE | TRUE | TRUE | 48000 | 36600 | 2.24 | 44600 | 2.12
215324608 | 09/16/24 | Live | CARRIER | MIDEA | Singlezone Non-Ducted, Wall Placement | 215324608 |  | HRCU-A-CB-O | D5CLRAH48AAK | Mini-Splits | D5FLCAH48XAK |  |  |  | 9.5 | 19.1 | 9.9 | TRUE | TRUE | TRUE | 48000 | 36600 | 2.24 | 44600 | 2.12
215324827 | 09/16/24 | Live | CARRIER | AIRQUEST | Singlezone Non-Ducted, Wall Placement | 215324827 |  | HRCU-A-CB-O | D5CLRAH48AAK | Mini-Splits | D5FLCAH48XAK |  |  |  | 9.5 | 19.1 | 9.9 | TRUE | TRUE | TRUE | 48000 | 36600 | 2.24 | 44600 | 2.12
215324754 | 09/16/24 | Live | CARRIER | SMART COMFORT | Singlezone Non-Ducted, Wall Placement | 215324754 |  | HRCU-A-CB-O | D5CLRAH48AAK | Mini-Splits | D5FLCAH48XAK |  |  |  | 9.5 | 19.1 | 9.9 | TRUE | TRUE | TRUE | 48000 | 36600 | 2.24 | 44600 | 2.12
215324973 | 09/16/24 | Live | CARRIER | GRANDAIRE | Singlezone Non-Ducted, Wall Placement | 215324973 |  | HRCU-A-CB-O | D5CLRAH48AAK | Mini-Splits | D5FLCAH48XAK |  |  |  | 9.5 | 19.1 | 9.9 | TRUE | TRUE | TRUE | 48000 | 36600 | 2.24 | 44600 | 2.12
215324900 | 09/16/24 | Live | CARRIER | LPS LEGACY | Singlezone Non-Ducted, Wall Placement | 215324900 |  | HRCU-A-CB-O | D5CLRAH48AAK | Mini-Splits | D5FLCAH48XAK |  |  |  | 9.5 | 19.1 | 9.9 | TRUE | TRUE | TRUE | 48000 | 36600 | 2.24 | 44600 | 2.12
216016410 | 03/06/25 | Live | Midea Electric Trading | RETHINK RENTAL | Singlezone Non-Ducted, Wall Placement | 216016410 |  | HRCU-A-CB-O | SAC24K-2TOD | Mini-Splits | SAC24K-2TID |  |  |  | 9.6 | 18.5 | 9 | FALSE | FALSE |  | 24000 | 17200 | 2.46 | 20200 | 2.26
215864289 | 03/06/25 | Live | Midea Electric Trading | BOLTIC | Singlezone Non-Ducted, Wall Placement | 215864289 |  | HRCU-A-CB-O | 87A24KODU | Mini-Splits | 87A24KIDU |  |  |  | 9.6 | 18.5 | 9 | FALSE | FALSE |  | 24000 | 17200 | 2.46 | 20200 | 2.26
215864290 | 03/06/25 | Live | Midea Electric Trading | BOLTIC | Singlezone Non-Ducted, Wall Placement | 215864290 |  | HRCU-A-CB-O | 87A36KODU | Mini-Splits | 87A36KIDU |  |  |  | 9.3 | 19.5 | 9.1 | FALSE | FALSE |  | 36000 | 25600 | 2.3 | 25600 | 2.27
216016412 | 03/06/25 | Live | Midea Electric Trading | RETHINK RENTAL | Singlezone Non-Ducted, Wall Placement | 216016412 |  | HRCU-A-CB-O | SAC36K-3TOD | Mini-Splits | SAC36K-3TID |  |  |  | 9.3 | 19.5 | 9.1 | FALSE | FALSE |  | 36000 | 25600 | 2.3 | 25600 | 2.27
216016411 | 03/06/25 | Live | Midea Electric Trading | RETHINK RENTAL | Singlezone Non-Ducted, Wall Placement | 216016411 |  | HRCU-A-CB-O | SAC30K-2.5TOD | Mini-Splits | SAC30K-2.5TID |  |  |  | 12 | 22.3 | 9 | FALSE | FALSE |  | 30000 | 20000 | 2.4 | 21500 | 2.2
216016409 | 03/06/25 | Live | Midea Electric Trading | RETHINK RENTAL | Singlezone Non-Ducted, Wall Placement | 216016409 |  | HRCU-A-CB-O | SAC18K-1.5TOD | Mini-Splits | SAC18K-1.5TID |  |  |  | 11.5 | 20.2 | 9.1 | FALSE | FALSE |  | 18000 | 11700 | 2.62 | 13300 | 2.41
215864288 | 03/06/25 | Live | Midea Electric Trading | BOLTIC | Singlezone Non-Ducted, Wall Placement | 215864288 |  | HRCU-A-CB-O | 87A18KODU | Mini-Splits | 87A18KIDU |  |  |  | 11.5 | 20.2 | 9.1 | FALSE | FALSE |  | 18000 | 11700 | 2.62 | 13300 | 2.41
216016408 | 03/06/25 | Live | Midea Electric Trading | RETHINK RENTAL | Singlezone Non-Ducted, Wall Placement | 216016408 |  | HRCU-A-CB-O | SAC12K-1TOD | Mini-Splits | SAC12K-1TID |  |  |  | 10.8 | 21.3 | 9.2 | FALSE | FALSE |  | 12000 | 8300 | 2.32 | 9300 | 2.11
216016407 | 03/06/25 | Live | Midea Electric Trading | RETHINK RENTAL | Singlezone Non-Ducted, Wall Placement | 216016407 |  | HRCU-A-CB-O | SAC9K-3/4TOD | Mini-Splits | SAC9K-3/4TID |  |  |  | 12.6 | 21.6 | 9.4 | FALSE | FALSE |  | 9000 | 6600 | 2.45 | 7500 | 2
215864287 | 03/06/25 | Live | Midea Electric Trading | BOLTIC | Singlezone Non-Ducted, Wall Placement | 215864287 |  | HRCU-A-CB-O | 87A12KODU | Mini-Splits | 87A12KIDU |  |  |  | 10 | 21.3 | 8.7 | FALSE | FALSE |  | 12000 | 7800 | 2.31 | 8100 | 1.99
215864286 | 03/06/25 | Live | Midea Electric Trading | BOLTIC | Singlezone Non-Ducted, Wall Placement | 215864286 |  | HRCU-A-CB-O | 87A9KODU | Mini-Splits | 87A9KIDU |  |  |  | 12.5 | 21.5 | 9 | FALSE | FALSE |  | 9000 | 6600 | 2.33 | 7600 | 1.9
216980785 | 03/06/25 | Live | Midea Electric Trading | ACIQ | Singlezone Ducted, Centrally Ducted | 216980785 |  | HRCU-A-CB | ACIQ-18-HPD |  | ACIQ-18W-WMB |  |  |  | 12.1 | 19.3 | 10.8 | FALSE | FALSE |  | 18000 | 15300 | 2.72 | 19600 | 2.4
216980821 | 03/06/25 | Live | Midea Electric Trading | 1HVAC | Singlezone Ducted, Centrally Ducted | 216980821 |  | HRCU-A-CB | ACIQ-18-HPD |  | ACIQ-18W-WMB |  |  |  | 12.1 | 19.3 | 10.8 | FALSE | FALSE |  | 18000 | 15300 | 2.72 | 19600 | 2.4
217022152 | 03/06/25 | Live | Midea Electric Trading | APRODR | Singlezone Ducted, Centrally Ducted | 217022152 |  | HRCU-A-CB | AHU19-30HN1-C |  | AHU19-30HN1-A |  |  |  | 10.7 | 17 | 8.5 | FALSE | FALSE |  | 30000 | 18500 | 2.4 | 20200 | 2.26
217022151 | 03/06/25 | Live | Midea Electric Trading | APRODR | Singlezone Ducted, Centrally Ducted | 217022151 |  | HRCU-A-CB | AHU19-24HN1-C |  | AHU19-24HN1-A |  |  |  | 11 | 18.1 | 9.7 | FALSE | FALSE |  | 24000 | 20000 | 2.42 | 22200 | 2.24
217022150 | 03/06/25 | Live | Midea Electric Trading | APRODR | Singlezone Ducted, Centrally Ducted | 217022150 |  | HRCU-A-CB | AHU19-18HN1-C |  | AHU19-18HN1-A |  |  |  | 11 | 18.8 | 9.1 | FALSE | FALSE |  | 18000 | 12600 | 2.6 | 12600 | 2.2
217022155 | 03/06/25 | Live | Midea Electric Trading | APRODR | Singlezone Ducted, Centrally Ducted | 217022155 |  | HRCU-A-CB | AHU19-60HN1-C |  | AHU19-60HN1-A |  |  |  | 8.6 | 15.2 | 8.4 | FALSE | FALSE |  | 54000 | 33000 | 2.34 | 35800 | 1.96
217022154 | 03/06/25 | Live | Midea Electric Trading | APRODR | Singlezone Ducted, Centrally Ducted | 217022154 |  | HRCU-A-CB | AHU19-48HN1-C |  | AHU19-48HN1-A |  |  |  | 10 | 16 | 8.5 | FALSE | FALSE |  | 48000 | 32400 | 2.46 | 35400 | 2
217022153 | 03/06/25 | Live | Midea Electric Trading | APRODR | Singlezone Ducted, Centrally Ducted | 217022153 |  | HRCU-A-CB | AHU19-36HN1-C |  | AHU19-36HN1-A |  |  |  | 10 | 16.1 | 8.7 | FALSE | FALSE |  | 36000 | 24800 | 2.6 | 26200 | 2.19
217022364 | 03/06/25 | Live | Midea Electric Trading | WELLS | Singlezone Ducted, Centrally Ducted | 217022364 |  | HRCU-A-C | WDHP-24HH |  | WDCA-18/24A |  |  |  | 10 | 16 | 9.5 | FALSE | FALSE |  | 24000 | 19700 | 2.66 | 22000 | 2
217022369 | 03/06/25 | Live | Midea Electric Trading | WELLS | Singlezone Ducted, Centrally Ducted | 217022369 |  | HRCU-A-C | WDHP-30HH |  | WDCA-30/36C |  |  |  | 10 | 16 | 9.5 | FALSE | FALSE |  | 29000 | 25000 | 2.4 | 33600 | 2.05
217022367 | 03/06/25 | Live | Midea Electric Trading | WELLS | Singlezone Ducted, Centrally Ducted | 217022367 |  | HRCU-A-C | WDHP-30HH |  | WDCA-30/36B |  |  |  | 10 | 16 | 9.5 | FALSE | FALSE |  | 29000 | 25000 | 2.4 | 33600 | 2.05
217022366 | 03/06/25 | Live | Midea Electric Trading | WELLS | Singlezone Ducted, Centrally Ducted | 217022366 |  | HRCU-A-C | WDHP-30HH |  | WDCA-30/36A |  |  |  | 10 | 15.3 | 9.3 | FALSE | FALSE |  | 30000 | 24000 | 2.36 | 31700 | 2
217022368 | 03/06/25 | Live | Midea Electric Trading | WELLS | Singlezone Ducted, Centrally Ducted | 217022368 |  | HRCU-A-C | WDHP-36HH |  | WDCA-30/36B |  |  |  | 10.7 | 15.8 | 9.4 | FALSE | FALSE |  | 36000 | 29200 | 2.5 | 39000 | 2.18
217022365 | 03/06/25 | Live | Midea Electric Trading | WELLS | Singlezone Ducted, Centrally Ducted | 217022365 |  | HRCU-A-C | WDHP-24HH |  | WDCA-18/24B |  |  |  | 10 | 16 | 9.5 | FALSE | FALSE |  | 24000 | 19700 | 2.66 | 22000 | 2
217022371 | 03/06/25 | Live | Midea Electric Trading | WELLS | Singlezone Ducted, Centrally Ducted | 217022371 |  | HRCU-A-C | WDHP-48HH |  | WDCM-48/60C |  |  |  | 10 | 15.2 | 8.8 | FALSE | FALSE |  | 45000 | 34400 | 2.42 | 36000 | 2.29
217022372 | 03/06/25 | Live | Midea Electric Trading | WELLS | Singlezone Ducted, Centrally Ducted | 217022372 |  | HRCU-A-C | WDHP-60HH |  | WDCM-48/60C |  |  |  | 10 | 16 | 8.5 | FALSE | FALSE |  | 52000 | 37800 | 2.46 | 50000 | 2.02
217022373 | 03/06/25 | Live | Midea Electric Trading | WELLS | Singlezone Ducted, Centrally Ducted | 217022373 |  | HRCU-A-C | WDHP-60HH |  | WDCA-48/60D |  |  |  | 10 | 15.2 | 8.1 | FALSE | FALSE |  | 47000 | 36000 | 2.14 | 48000 | 2
217022370 | 03/06/25 | Live | Midea Electric Trading | WELLS | Singlezone Ducted, Centrally Ducted | 217022370 |  | HRCU-A-C | WDHP-36HH |  | WDCA-30/36C |  |  |  | 10.7 | 15.8 | 9.4 | FALSE | FALSE |  | 36000 | 29200 | 2.5 | 39000 | 2.18
217050585 | 03/06/25 | Live | Midea Electric Trading | CTMORLEY | Singlezone Ducted, Centrally Ducted | 217050585 |  | HRCU-A-CB | MOU-B30V-4 |  | MIU-B30V-4 |  |  |  | 10.7 | 17 | 8.5 | FALSE | FALSE |  | 30000 | 18500 | 2.4 | 20200 | 2.26
217050584 | 03/06/25 | Live | Midea Electric Trading | CTMORLEY | Singlezone Ducted, Centrally Ducted | 217050584 |  | HRCU-A-CB | MOU-B24V-4 |  | MIU-B24V-4 |  |  |  | 11 | 18.1 | 9.7 | FALSE | FALSE |  | 24000 | 20000 | 2.42 | 22200 | 2.24
217050583 | 03/06/25 | Live | Midea Electric Trading | CTMORLEY | Singlezone Ducted, Centrally Ducted | 217050583 |  | HRCU-A-CB | MOU-B18V-4 |  | MIU-B18V-4 |  |  |  | 11 | 18.8 | 9.1 | FALSE | FALSE |  | 18000 | 12600 | 2.6 | 12600 | 2.2
217050587 | 03/06/25 | Live | Midea Electric Trading | CTMORLEY | Singlezone Ducted, Centrally Ducted | 217050587 |  | HRCU-A-CB | MOU-B48V-4 |  | MIU-B48V-4 |  |  |  | 10 | 16 | 8.5 | FALSE | FALSE |  | 48000 | 32400 | 2.46 | 35400 | 2
217050586 | 03/06/25 | Live | Midea Electric Trading | CTMORLEY | Singlezone Ducted, Centrally Ducted | 217050586 |  | HRCU-A-CB | MOU-B36V-4 |  | MIU-B36V-4 |  |  |  | 10 | 16.1 | 8.7 | FALSE | FALSE |  | 36000 | 24800 | 2.6 | 26200 | 2.19
217050588 | 03/06/25 | Live | Midea Electric Trading | CTMORLEY | Singlezone Ducted, Centrally Ducted | 217050588 |  | HRCU-A-CB | MOU-B60V-4 |  | MIU-B60V-4 |  |  |  | 8.6 | 15.2 | 8.4 | FALSE | FALSE |  | 54000 | 33000 | 2.34 | 35800 | 1.96
217050590 | 03/06/25 | Live | Midea Electric Trading | CTMORLEY | Singlezone Ducted, Centrally Ducted | 217050590 |  | HRCU-A-CB | MOU-B24VH-4 |  | MIU-B24V-4 |  |  |  | 11.7 | 18.3 | 10 | FALSE | FALSE |  | 23000 | 20000 | 2.42 | 22200 | 2.24
217050589 | 03/06/25 | Live | Midea Electric Trading | CTMORLEY | Singlezone Ducted, Centrally Ducted | 217050589 |  | HRCU-A-CB | MOU-B18VH-4 |  | MIU-B18V-4 |  |  |  | 12.5 | 19 | 9.7 | FALSE | FALSE |  | 18000 | 15000 | 2.6 | 21600 | 2.3
217050592 | 03/06/25 | Live | Midea Electric Trading | CTMORLEY | Singlezone Ducted, Centrally Ducted | 217050592 |  | HRCU-A-CB | MOU-B36VH-4 |  | MIU-B36V-4 |  |  |  | 10 | 16.5 | 8.2 | FALSE | FALSE |  | 36000 | 23200 | 2.34 | 31900 | 2.09
217050591 | 03/06/25 | Live | Midea Electric Trading | CTMORLEY | Singlezone Ducted, Centrally Ducted | 217050591 |  | HRCU-A-CB | MOU-B30VH-4 |  | MIU-B30V-4 |  |  |  | 11.7 | 16.8 | 10 | FALSE | FALSE |  | 30000 | 23800 | 2.76 | 37800 | 2.39
217050594 | 03/06/25 | Live | Midea Electric Trading | CTMORLEY | Singlezone Ducted, Centrally Ducted | 217050594 |  | HRCU-A-CB | MOU-B55VH-4 |  | MIU-B60V-4 |  |  |  | 10 | 16 | 9 | FALSE | FALSE |  | 54000 | 45000 | 2.4 | 50400 | 2.3
217050593 | 03/06/25 | Live | Midea Electric Trading | CTMORLEY | Singlezone Ducted, Centrally Ducted | 217050593 |  | HRCU-A-CB | MOU-B48VH-4 |  | MIU-B48V-4 |  |  |  | 10.5 | 16.5 | 9.5 | FALSE | FALSE |  | 48000 | 37000 | 2.7 | 38300 | 2.02
217022059 | 03/06/25 | Live | Midea Electric Trading | CTMORLEY | Singlezone Non-Ducted, Wall Placement | 217022059 |  | HRCU-A-CB-O | MOU-B09G-1 | Mini-Splits | MIU-B09W-1 |  |  |  | 12.5 | 21.5 | 9 | FALSE | FALSE |  | 9000 | 6600 | 2.33 | 7600 | 1.9
217022062 | 03/06/25 | Live | Midea Electric Trading | CTMORLEY | Singlezone Non-Ducted, Wall Placement | 217022062 |  | HRCU-A-CB-O | MOU-B12G-2 | Mini-Splits | MIU-B12GW-2 |  |  |  | 10.8 | 21.3 | 9.2 | FALSE | FALSE |  | 12000 | 8300 | 2.32 | 9300 | 2.11
217022061 | 03/06/25 | Live | Midea Electric Trading | CTMORLEY | Singlezone Non-Ducted, Wall Placement | 217022061 |  | HRCU-A-CB-O | MOU-B09G-2 | Mini-Splits | MIU-B09GW-2 |  |  |  | 12.6 | 21.6 | 9.4 | FALSE | FALSE |  | 9000 | 6600 | 2.45 | 7500 | 2
217022060 | 03/06/25 | Live | Midea Electric Trading | CTMORLEY | Singlezone Non-Ducted, Wall Placement | 217022060 |  | HRCU-A-CB-O | MOU-B12G-1 | Mini-Splits | MIU-B12W-1 |  |  |  | 10 | 21.3 | 8.7 | FALSE | FALSE |  | 12000 | 7800 | 2.31 | 8100 | 1.99
217022063 | 03/06/25 | Live | Midea Electric Trading | CTMORLEY | Singlezone Non-Ducted, Wall Placement | 217022063 |  | HRCU-A-CB-O | MOU-B18G-2 | Mini-Splits | MIU-B18GW-2 |  |  |  | 11.5 | 20.2 | 9.1 | FALSE | FALSE |  | 18000 | 11700 | 2.62 | 13300 | 2.41
217022064 | 03/06/25 | Live | Midea Electric Trading | CTMORLEY | Singlezone Non-Ducted, Wall Placement | 217022064 |  | HRCU-A-CB-O | MOU-B24G-2 | Mini-Splits | MIU-B24GW-2 |  |  |  | 9.6 | 18.5 | 9 | FALSE | FALSE |  | 24000 | 17200 | 2.46 | 20200 | 2.26
217022065 | 03/06/25 | Live | Midea Electric Trading | CTMORLEY | Singlezone Non-Ducted, Wall Placement | 217022065 |  | HRCU-A-CB-O | MOU-B30G-2 | Mini-Splits | MIU-B30W-2 |  |  |  | 12 | 22.3 | 9 | FALSE | FALSE |  | 30000 | 20000 | 2.4 | 21500 | 2.2
217022066 | 03/06/25 | Live | Midea Electric Trading | CTMORLEY | Singlezone Non-Ducted, Wall Placement | 217022066 |  | HRCU-A-CB-O | MOU-B36G-2 | Mini-Splits | MIU-B36W-2 |  |  |  | 9.3 | 19.5 | 9.1 | FALSE | FALSE |  | 36000 | 25600 | 2.3 | 25600 | 2.27
217022067 | 03/06/25 | Live | Midea Electric Trading | CTMORLEY | Singlezone Non-Ducted, Wall Placement | 217022067 |  | HRCU-A-CB-O | MOU-B06W-2 | Mini-Splits | MIU-B06HW-2 |  |  |  | 16 | 25.3 | 14.6 | FALSE | FALSE |  | 6000 | 7600 | 2.5 | 8700 | 2.04
217022068 | 03/06/25 | Live | Midea Electric Trading | CTMORLEY | Singlezone Non-Ducted, Wall Placement | 217022068 |  | HRCU-A-CB-O | MOU-B09H-2 | Mini-Splits | MIU-B09HW-2 |  |  |  | 15 | 26 | 12.5 | FALSE | FALSE |  | 9000 | 10000 | 2.59 | 12800 | 1.75
217022070 | 03/06/25 | Live | Midea Electric Trading | CTMORLEY | Singlezone Non-Ducted, Wall Placement | 217022070 |  | HRCU-A-CB-O | MOU-B18H-2 | Mini-Splits | MIU-B18HW-2 |  |  |  | 13 | 21.7 | 10.8 | FALSE | FALSE |  | 18000 | 14400 | 2.79 | 19800 | 2.49
217022069 | 03/06/25 | Live | Midea Electric Trading | CTMORLEY | Singlezone Non-Ducted, Wall Placement | 217022069 |  | HRCU-A-CB-O | MOU-B12H-2 | Mini-Splits | MIU-B12HW-2 |  |  |  | 13.2 | 24 | 10.5 | FALSE | FALSE |  | 12000 | 10000 | 2.59 | 12800 | 1.75
217022072 | 03/06/25 | Live | Midea Electric Trading | CTMORLEY | Singlezone Non-Ducted, Wall Placement | 217022072 |  | HRCU-A-CB-O | MOU-B33H-2 | Mini-Splits | MIU-B33HW-2 |  |  |  | 11.7 | 20 | 10.5 | FALSE | FALSE |  | 33000 | 29600 | 2.61 | 30200 | 2
217022073 | 03/06/25 | Live | Midea Electric Trading | CTMORLEY | Singlezone Non-Ducted, Ceiling Placement | 217022073 |  | HRCU-A-CB-O | MOU-B09L-2 | Mini-Splits | MIU-B09C-2 |  |  |  | 14.3 | 21.6 | 11.3 | FALSE | FALSE |  | 9000 | 8500 | 2.8 | 9300 | 2.55
217022071 | 03/06/25 | Live | Midea Electric Trading | CTMORLEY | Singlezone Non-Ducted, Wall Placement | 217022071 |  | HRCU-A-CB-O | MOU-B24H-2 | Mini-Splits | MIU-B24HW-2 |  |  |  | 12.5 | 22.3 | 13.3 | FALSE | FALSE |  | 23000 | 21600 | 2.61 | 23400 | 2.33
217022075 | 03/06/25 | Live | Midea Electric Trading | CTMORLEY | Singlezone Ducted, Compact Ducted | 217022075 |  | HRCU-A-CB | MOU-B09L-2 | Mini-Splits | MIU-B09D-2 |  |  |  | 13 | 19.7 | 11.5 | FALSE | FALSE |  | 9000 | 9300 | 2.9 | 9800 | 2.56
217022074 | 03/06/25 | Live | Midea Electric Trading | CTMORLEY | Singlezone Non-Ducted, Ceiling Placement | 217022074 |  | HRCU-A-CB-O | MOU-B09L-2 | Mini-Splits | MIU-B09CO-2 |  |  |  | 14.4 | 22.1 | 11.8 | FALSE | FALSE |  | 9000 | 7900 | 2.69 | 9900 | 2.59
217022077 | 03/06/25 | Live | Midea Electric Trading | CTMORLEY | Singlezone Non-Ducted, Ceiling Placement | 217022077 |  | HRCU-A-CB-O | MOU-B12L-2 | Mini-Splits | MIU-B12C-2 |  |  |  | 12.5 | 21.1 | 10.4 | FALSE | FALSE |  | 12000 | 8500 | 2.8 | 9300 | 2.55
217022076 | 03/06/25 | Live | Midea Electric Trading | CTMORLEY | Singlezone Non-Ducted, Wall Placement | 217022076 |  | HRCU-A-CB-O | MOU-B09L-2 | Mini-Splits | MIU-B09F-2 |  |  |  | 16.2 | 26 | 13.9 | FALSE | FALSE |  | 9000 | 9000 | 2.9 | 9600 | 2.49
217022078 | 03/06/25 | Live | Midea Electric Trading | CTMORLEY | Singlezone Non-Ducted, Ceiling Placement | 217022078 |  | HRCU-A-CB-O | MOU-B12L-2 | Mini-Splits | MIU-B12CO-2 |  |  |  | 12.3 | 22.1 | 10 | FALSE | FALSE |  | 12000 | 8600 | 2.77 | 10000 | 2.59
217022079 | 03/06/25 | Live | Midea Electric Trading | CTMORLEY | Singlezone Ducted, Compact Ducted | 217022079 |  | HRCU-A-CB | MOU-B12L-2 | Mini-Splits | MIU-B12D-2 |  |  |  | 12 | 19.5 | 10.5 | FALSE | FALSE |  | 12000 | 9100 | 2.78 | 9800 | 2.52
217022080 | 03/06/25 | Live | Midea Electric Trading | CTMORLEY | Singlezone Non-Ducted, Wall Placement | 217022080 |  | HRCU-A-CB-O | MOU-B12L-2 | Mini-Splits | MIU-B12F-2 |  |  |  | 12.7 | 24.6 | 11 | FALSE | FALSE |  | 12000 | 9000 | 2.87 | 9600 | 2.49
217022083 | 03/06/25 | Live | Midea Electric Trading | CTMORLEY | Singlezone Ducted, Compact Ducted | 217022083 |  | HRCU-A-CB | MOU-B18L-2 | Mini-Splits | MIU-B18D-2 |  |  |  | 13.3 | 20 | 11.3 | FALSE | FALSE |  | 17500 | 14900 | 2.89 | 15900 | 2.65
217022081 | 03/06/25 | Live | Midea Electric Trading | CTMORLEY | Singlezone Non-Ducted, Ceiling Placement | 217022081 |  | HRCU-A-CB-O | MOU-B18L-2 | Mini-Splits | MIU-B18C-2 |  |  |  | 12.5 | 20.7 | 11.4 | FALSE | FALSE |  | 16800 | 13900 | 2.66 | 14800 | 2.36
217022082 | 03/06/25 | Live | Midea Electric Trading | CTMORLEY | Singlezone Non-Ducted, Ceiling Placement | 217022082 |  | HRCU-A-CB-O | MOU-B18L-2 | Mini-Splits | MIU-B18CO-2 |  |  |  | 12.5 | 22.2 | 12.2 | FALSE | FALSE |  | 18000 | 14000 | 2.77 | 15200 | 2.47
217022085 | 03/06/25 | Live | Midea Electric Trading | CTMORLEY | Singlezone Non-Ducted, Wall Placement | 217022085 |  | HRCU-A-CB-O | MOU-B24L-2 | Mini-Splits | MIU-B24C-2 |  |  |  | 12 | 22 | 10.5 | FALSE | FALSE |  | 24000 | 20400 | 2.73 | 20500 | 2.55
217022084 | 03/06/25 | Live | Midea Electric Trading | CTMORLEY | Singlezone Non-Ducted, Floor Placement | 217022084 |  | HRCU-A-CB-O | MOU-B18L-2 | Mini-Splits | MIU-B18F-2 |  |  |  | 12.5 | 22.3 | 10.4 | FALSE | FALSE |  | 18000 | 13700 | 2.51 | 15100 | 2.38
217022086 | 03/06/25 | Live | Midea Electric Trading | CTMORLEY | Singlezone Ducted, Compact Ducted | 217022086 |  | HRCU-A-CB | MOU-B24L-2 | Mini-Splits | MIU-B24D-2 |  |  |  | 12.5 | 19 | 11 | FALSE | FALSE |  | 24000 | 21200 | 2.6 | 21600 | 2.56
217022087 | 03/06/25 | Live | Midea Electric Trading | CTMORLEY | Singlezone Non-Ducted, Floor Placement | 217022087 |  | HRCU-A-CB-O | MOU-B24L-2 | Mini-Splits | MIU-B24F-2 |  |  |  | 12.2 | 21.1 | 11.1 | FALSE | FALSE |  | 24000 | 20000 | 2.56 | 20000 | 2.31
217022088 | 03/06/25 | Live | Midea Electric Trading | CTMORLEY | Singlezone Non-Ducted, Wall Placement | 217022088 |  | HRCU-A-CB-O | MOU-B36L-2 | Mini-Splits | MIU-B36LC-2 |  |  |  | 9.6 | 20 | 10.3 | FALSE | FALSE |  | 36000 | 26800 | 2.68 | 28100 | 2.22
217022089 | 03/06/25 | Live | Midea Electric Trading | CTMORLEY | Singlezone Ducted, Compact Ducted | 217022089 |  | HRCU-A-CB | MOU-B36L-2 | Mini-Splits | MIU-B36LD-2 |  |  |  | 10.1 | 18.7 | 10.2 | FALSE | FALSE |  | 36000 | 27400 | 2.73 | 31000 | 2.39
217022090 | 03/06/25 | Live | Midea Electric Trading | CTMORLEY | Singlezone Non-Ducted, Floor Placement | 217022090 |  | HRCU-A-CB-O | MOU-B36L-2 | Mini-Splits | MIU-B36LF-2 |  |  |  | 10.1 | 20 | 10 | FALSE | FALSE |  | 36000 | 26400 | 2.68 | 30900 | 2.36
217022092 | 03/06/25 | Live | Midea Electric Trading | CTMORLEY | Singlezone Ducted, Compact Ducted | 217022092 |  | HRCU-A-CB | MOU-B48L-2 | Mini-Splits | MIU-B48LD-2 |  |  |  | 10 | 17.1 | 9.8 | FALSE | FALSE |  | 48000 | 39000 | 2.48 | 46500 | 2.35
217022091 | 03/06/25 | Live | Midea Electric Trading | CTMORLEY | Singlezone Non-Ducted, Wall Placement | 217022091 |  | HRCU-A-CB-O | MOU-B48L-2 | Mini-Splits | MIU-B48LC-2 |  |  |  | 9.5 | 19 | 9.9 | FALSE | FALSE |  | 48000 | 36600 | 2.24 | 44600 | 2.12
217022094 | 03/06/25 | Live | Midea Electric Trading | CTMORLEY | Singlezone Ducted, Compact Ducted | 217022094 |  | HRCU-A-CB | MOU-B60L-2 | Mini-Splits | MIU-B60LD-2 |  |  |  | 10 | 17 | 9.7 | FALSE | FALSE |  | 58000 | 40000 | 2.66 | 41500 | 2.45
217022093 | 03/06/25 | Live | Midea Electric Trading | CTMORLEY | Singlezone Non-Ducted, Floor Placement | 217022093 |  | HRCU-A-CB-O | MOU-B48L-2 | Mini-Splits | MIU-B48LF-2 |  |  |  | 9.5 | 19.8 | 10.2 | FALSE | FALSE |  | 48000 | 39500 | 2.4 | 45100 | 2.13
217022095 | 03/06/25 | Live | Midea Electric Trading | CTMORLEY | Singlezone Non-Ducted, Floor Placement | 217022095 |  | HRCU-A-CB-O | MOU-B60L-2 | Mini-Splits | MIU-B60LF-2 |  |  |  | 9.5 | 19.5 | 9.5 | FALSE | FALSE |  | 54000 | 37200 | 2.53 | 45300 | 2.22
217022096 | 03/06/25 | Live | Midea Electric Trading | CTMORLEY | Singlezone Non-Ducted, Ceiling Placement | 217022096 |  | HRCU-A-CB-O | MOU-B06H-2 | Mini-Splits | MIU-B06CO-2 |  |  |  | 15 | 22 | 12 | FALSE | FALSE |  | 6500 | 7000 | 2.66 | 9500 | 2.53
217022097 | 03/06/25 | Live | Midea Electric Trading | CTMORLEY | Singlezone Non-Ducted, Ceiling Placement | 217022097 |  | HRCU-A-CB-O | MOU-B09H-2 | Mini-Splits | MIU-B09C-2 |  |  |  | 14 | 22.6 | 12.1 | FALSE | FALSE |  | 9000 | 9700 | 2.63 | 12600 | 2.1
217022099 | 03/06/25 | Live | Midea Electric Trading | CTMORLEY | Singlezone Ducted, Compact Ducted | 217022099 |  | HRCU-A-CB | MOU-B09H-2 | Mini-Splits | MIU-B09D-2 |  |  |  | 14 | 20.5 | 13.8 | FALSE | FALSE |  | 9000 | 10200 | 2.45 | 12600 | 1.94
217022098 | 03/06/25 | Live | Midea Electric Trading | CTMORLEY | Singlezone Non-Ducted, Ceiling Placement | 217022098 |  | HRCU-A-CB-O | MOU-B09H-2 | Mini-Splits | MIU-B09CO-2 |  |  |  | 14.6 | 24 | 12.1 | FALSE | FALSE |  | 9000 | 9000 | 2.44 | 11900 | 2
217022101 | 03/06/25 | Live | Midea Electric Trading | CTMORLEY | Singlezone Non-Ducted, Ceiling Placement | 217022101 |  | HRCU-A-CB-O | MOU-B12H-2 | Mini-Splits | MIU-B12C-2 |  |  |  | 12.5 | 22.2 | 11.6 | FALSE | FALSE |  | 12000 | 10000 | 2.74 | 12900 | 2.14
217022100 | 03/06/25 | Live | Midea Electric Trading | CTMORLEY | Singlezone Non-Ducted, Wall Placement | 217022100 |  | HRCU-A-CB-O | MOU-B09H-2 | Mini-Splits | MIU-B09F-2 |  |  |  | 15.1 | 27.2 | 10.9 | FALSE | FALSE |  | 9000 | 9800 | 2.71 | 12200 | 2.17
217022102 | 03/06/25 | Live | Midea Electric Trading | CTMORLEY | Singlezone Non-Ducted, Ceiling Placement | 217022102 |  | HRCU-A-CB-O | MOU-B12H-2 | Mini-Splits | MIU-B12CO-2 |  |  |  | 13 | 23 | 10 | FALSE | FALSE |  | 12000 | 9600 | 2.65 | 11900 | 1.95
217022103 | 03/06/25 | Live | Midea Electric Trading | CTMORLEY | Singlezone Ducted, Compact Ducted | 217022103 |  | HRCU-A-CB | MOU-B12H-2 | Mini-Splits | MIU-B12D-2 |  |  |  | 12 | 20 | 10.6 | FALSE | FALSE |  | 12000 | 10200 | 2.6 | 14000 | 2.31
217022105 | 03/06/25 | Live | Midea Electric Trading | CTMORLEY | Singlezone Non-Ducted, Ceiling Placement | 217022105 |  | HRCU-A-CB-O | MOU-B18H-2 | Mini-Splits | MIU-B18C-2 |  |  |  | 12.5 | 20 | 12.3 | FALSE | FALSE |  | 16000 | 14900 | 2.7 | 18000 | 2.1
217022104 | 03/06/25 | Live | Midea Electric Trading | CTMORLEY | Singlezone Non-Ducted, Wall Placement | 217022104 |  | HRCU-A-CB-O | MOU-B12H-2 | Mini-Splits | MIU-B12F-2 |  |  |  | 12.5 | 25 | 10.5 | FALSE | FALSE |  | 12000 | 9800 | 2.71 | 12400 | 2.14
217022107 | 03/06/25 | Live | Midea Electric Trading | CTMORLEY | Singlezone Ducted, Compact Ducted | 217022107 |  | HRCU-A-CB | MOU-B18H-2 | Mini-Splits | MIU-B18D-2 |  |  |  | 12 | 18.4 | 11.1 | FALSE | FALSE |  | 17500 | 15000 | 2.89 | 20000 | 2.5
217022106 | 03/06/25 | Live | Midea Electric Trading | CTMORLEY | Singlezone Non-Ducted, Ceiling Placement | 217022106 |  | HRCU-A-CB-O | MOU-B18H-2 | Mini-Splits | MIU-B18CO-2 |  |  |  | 12.5 | 20.6 | 12.2 | FALSE | FALSE |  | 16700 | 14500 | 2.5 | 18800 | 2.05
217022109 | 03/06/25 | Live | Midea Electric Trading | CTMORLEY | Singlezone Non-Ducted, Wall Placement | 217022109 |  | HRCU-A-CB-O | MOU-B24H-2 | Mini-Splits | MIU-B24C-2 |  |  |  | 12 | 20.7 | 11.6 | FALSE | FALSE |  | 23400 | 20400 | 2.78 | 23900 | 2.48
217022108 | 03/06/25 | Live | Midea Electric Trading | CTMORLEY | Singlezone Non-Ducted, Floor Placement | 217022108 |  | HRCU-A-CB-O | MOU-B18H-2 | Mini-Splits | MIU-B18F-2 |  |  |  | 12.5 | 20.4 | 10.3 | FALSE | FALSE |  | 17000 | 14400 | 2.54 | 20200 | 2.24
217022110 | 03/06/25 | Live | Midea Electric Trading | CTMORLEY | Singlezone Ducted, Compact Ducted | 217022110 |  | HRCU-A-CB | MOU-B24H-2 | Mini-Splits | MIU-B24D-2 |  |  |  | 12 | 19 | 11.7 | FALSE | FALSE |  | 24000 | 21600 | 2.71 | 23600 | 2.48
217022111 | 03/06/25 | Live | Midea Electric Trading | CTMORLEY | Singlezone Non-Ducted, Floor Placement | 217022111 |  | HRCU-A-CB-O | MOU-B24H-2 | Mini-Splits | MIU-B24F-2 |  |  |  | 12 | 20.4 | 12.1 | FALSE | FALSE |  | 22000 | 20200 | 2.74 | 23300 | 2.38
217022113 | 03/06/25 | Live | Midea Electric Trading | CTMORLEY | Singlezone Ducted, Compact Ducted | 217022113 |  | HRCU-A-CB | MOU-B36LH-2 | Mini-Splits | MIU-B36LD-2 |  |  |  | 12 | 17.7 | 11.1 | FALSE | FALSE |  | 36000 | 31600 | 2.73 | 40000 | 2.29
217022112 | 03/06/25 | Live | Midea Electric Trading | CTMORLEY | Singlezone Non-Ducted, Wall Placement | 217022112 |  | HRCU-A-CB-O | MOU-B36LH-2 | Mini-Splits | MIU-B36LC-2 |  |  |  | 12 | 21.2 | 10.6 | FALSE | FALSE |  | 36600 | 30600 | 2.56 | 46200 | 2.17
217022115 | 03/06/25 | Live | Midea Electric Trading | CTMORLEY | Singlezone Non-Ducted, Wall Placement | 217022115 |  | HRCU-A-CB-O | MOU-B48LH-2 | Mini-Splits | MIU-B48LC-2 |  |  |  | 10 | 18 | 11 | FALSE | FALSE |  | 48000 | 44000 | 2.44 | 48000 | 2.17
217022114 | 03/06/25 | Live | Midea Electric Trading | CTMORLEY | Singlezone Non-Ducted, Floor Placement | 217022114 |  | HRCU-A-CB-O | MOU-B36LH-2 | Mini-Splits | MIU-B36LF-2 |  |  |  | 12 | 20 | 10.8 | FALSE | FALSE |  | 36400 | 30200 | 2.58 | 42400 | 2.16
217022116 | 03/06/25 | Live | Midea Electric Trading | CTMORLEY | Singlezone Ducted, Compact Ducted | 217022116 |  | HRCU-A-CB | MOU-B48LH-2 | Mini-Splits | MIU-B48LD-2 |  |  |  | 10.4 | 16.7 | 10.8 | FALSE | FALSE |  | 48000 | 45000 | 2.61 | 45500 | 2.4
217022117 | 03/06/25 | Live | Midea Electric Trading | CTMORLEY | Singlezone Non-Ducted, Floor Placement | 217022117 |  | HRCU-A-CB-O | MOU-B48LH-2 | Mini-Splits | MIU-B48LF-2 |  |  |  | 9.4 | 18.5 | 10.1 | FALSE | FALSE |  | 48000 | 38500 | 2.38 | 44500 | 2.23
217022118 | 03/06/25 | Live | Midea Electric Trading | CTMORLEY | Singlezone Ducted, Compact Ducted | 217022118 |  | HRCU-A-CB | MOU-B55LH-2 | Mini-Splits | MIU-B60LD-2 |  |  |  | 10.2 | 15.8 | 10.4 | FALSE | FALSE |  | 55000 | 45000 | 2.72 | 52000 | 2.41
217022119 | 03/06/25 | Live | Midea Electric Trading | CTMORLEY | Singlezone Non-Ducted, Floor Placement | 217022119 |  | HRCU-A-CB-O | MOU-B55LH-2 | Mini-Splits | MIU-B60LF-2 |  |  |  | 9 | 18 | 10.7 | FALSE | FALSE |  | 54000 | 41000 | 2.33 | 58000 | 2.17
217022121 | 03/06/25 | Live | Midea Electric Trading | CTMORLEY | Multizone All Ducted | 217022121 |  | HMSV-A-CB | MOU-2B18G-2 | Ducted Indoor Units |  |  |  |  | 12 | 20 | 10 | FALSE | FALSE |  | 18000 | 14600 | 2.8 | 14600 | 2.3
217022120 | 03/06/25 | Live | Midea Electric Trading | CTMORLEY | Multizone All Non-Ducted | 217022120 |  | HMSR-A-CB-O | MOU-2B18G-2 | Non-Ducted Indoor Units |  |  |  |  | 12.5 | 23 | 10 | FALSE | FALSE |  | 18000 | 13500 | 2.6 | 14000 | 2.21
217022123 | 03/06/25 | Live | Midea Electric Trading | CTMORLEY | Multizone All Non-Ducted | 217022123 |  | HMSR-A-CB-O | MOU-3B27G-2 | Non-Ducted Indoor Units |  |  |  |  | 12.2 | 23 | 9.5 | FALSE | FALSE |  | 26000 | 18000 | 2.5 | 18000 | 1.9
217022122 | 03/06/25 | Live | Midea Electric Trading | CTMORLEY | Multizone Mix of Ducted and Non-Ducted | 217022122 |  | HMSV-A-CB | MOU-2B18G-2 | Mixed Ducted and Non-Ducted Indoor Units |  |  |  |  | 12.25 | 21.5 | 10 | FALSE | FALSE |  | 18000 | 14000 | 2.7 | 14300 | 2.25
217022125 | 03/06/25 | Live | Midea Electric Trading | CTMORLEY | Multizone Mix of Ducted and Non-Ducted | 217022125 |  | HMSV-A-CB | MOU-3B27G-2 | Mixed Ducted and Non-Ducted Indoor Units |  |  |  |  | 12.1 | 22 | 9.25 | FALSE | FALSE |  | 26200 | 18200 | 2.5 | 18300 | 2.09
217022124 | 03/06/25 | Live | Midea Electric Trading | CTMORLEY | Multizone All Ducted | 217022124 |  | HMSV-A-CB | MOU-3B27G-2 | Ducted Indoor Units |  |  |  |  | 12 | 21 | 9 | FALSE | FALSE |  | 26600 | 18400 | 2.5 | 18600 | 2.3
217022127 | 03/06/25 | Live | Midea Electric Trading | CTMORLEY | Multizone All Ducted | 217022127 |  | HMSV-A-CB | MOU-4B36G-2 | Ducted Indoor Units |  |  |  |  | 11.7 | 20 | 9.2 | FALSE | FALSE |  | 35000 | 26400 | 2.3 | 28000 | 2.2
217022126 | 03/06/25 | Live | Midea Electric Trading | CTMORLEY | Multizone All Non-Ducted | 217022126 |  | HMSR-A-CB-O | MOU-4B36G-2 | Non-Ducted Indoor Units |  |  |  |  | 12 | 23.1 | 10 | FALSE | FALSE |  | 35000 | 27000 | 2.4 | 30000 | 2.18
217022129 | 03/06/25 | Live | Midea Electric Trading | CTMORLEY | Multizone All Non-Ducted | 217022129 |  | HMSR-A-CB-O | MOU-5B48G-2 | Non-Ducted Indoor Units |  |  |  |  | 11.7 | 21.3 | 10 | FALSE | FALSE |  | 45000 | 34000 | 2.4 | 34000 | 1.9
217022128 | 03/06/25 | Live | Midea Electric Trading | CTMORLEY | Multizone Mix of Ducted and Non-Ducted | 217022128 |  | HMSV-A-CB | MOU-4B36G-2 | Mixed Ducted and Non-Ducted Indoor Units |  |  |  |  | 11.85 | 21.55 | 9.6 | FALSE | FALSE |  | 35000 | 26600 | 2.35 | 29000 | 2.19
217022131 | 03/06/25 | Live | Midea Electric Trading | CTMORLEY | Multizone Mix of Ducted and Non-Ducted | 217022131 |  | HMSV-A-CB | MOU-5B48G-2 | Mixed Ducted and Non-Ducted Indoor Units |  |  |  |  | 11.85 | 20.85 | 10.3 | FALSE | FALSE |  | 45000 | 35400 | 2.45 | 37500 | 2.15
217022130 | 03/06/25 | Live | Midea Electric Trading | CTMORLEY | Multizone All Ducted | 217022130 |  | HMSV-A-CB | MOU-5B48G-2 | Ducted Indoor Units |  |  |  |  | 12 | 20.4 | 10.6 | FALSE | FALSE |  | 45000 | 37000 | 2.5 | 41000 | 2.4
217022133 | 03/06/25 | Live | Midea Electric Trading | CTMORLEY | Multizone All Ducted | 217022133 |  | HMSV-A-CB | MOU-5B55G-2 | Ducted Indoor Units |  |  |  |  | 10 | 18 | 9.2 | FALSE | FALSE |  | 60000 | 39000 | 2.6 | 41000 | 2.3
217022132 | 03/06/25 | Live | Midea Electric Trading | CTMORLEY | Multizone All Non-Ducted | 217022132 |  | HMSR-A-CB-O | MOU-5B55G-2 | Non-Ducted Indoor Units |  |  |  |  | 10 | 19.2 | 9.6 | FALSE | FALSE |  | 60000 | 39000 | 2.7 | 40000 | 2.3
217022134 | 03/06/25 | Live | Midea Electric Trading | CTMORLEY | Multizone Mix of Ducted and Non-Ducted | 217022134 |  | HMSV-A-CB | MOU-5B55G-2 | Mixed Ducted and Non-Ducted Indoor Units |  |  |  |  | 10 | 18.6 | 9.4 | FALSE | FALSE |  | 60000 | 39000 | 2.65 | 40500 | 2.3
217022135 | 03/06/25 | Live | Midea Electric Trading | CTMORLEY | Multizone All Non-Ducted | 217022135 |  | HMSR-A-CB-O | MOU-2B18H-2 | Non-Ducted Indoor Units |  |  |  |  | 13 | 21 | 10 | FALSE | FALSE |  | 19000 | 16400 | 2.5 | 18000 | 2.1
217022137 | 03/06/25 | Live | Midea Electric Trading | CTMORLEY | Multizone Mix of Ducted and Non-Ducted | 217022137 |  | HMSV-A-CB | MOU-2B18H-2 | Mixed Ducted and Non-Ducted Indoor Units |  |  |  |  | 13 | 20.5 | 10 | FALSE | FALSE |  | 19000 | 16700 | 2.55 | 20000 | 2.3
217022136 | 03/06/25 | Live | Midea Electric Trading | CTMORLEY | Multizone All Ducted | 217022136 |  | HMSV-A-CB | MOU-2B18H-2 | Ducted Indoor Units |  |  |  |  | 13 | 20 | 10 | FALSE | FALSE |  | 19000 | 17000 | 2.59 | 22000 | 2.5
217022139 | 03/06/25 | Live | Midea Electric Trading | CTMORLEY | Multizone All Ducted | 217022139 |  | HMSV-A-CB | MOU-3B27H-2 | Ducted Indoor Units |  |  |  |  | 12 | 19 | 9.5 | FALSE | FALSE |  | 28000 | 23000 | 2.4 | 27000 | 2.1
217022138 | 03/06/25 | Live | Midea Electric Trading | CTMORLEY | Multizone All Non-Ducted | 217022138 |  | HMSR-A-CB-O | MOU-3B27H-2 | Non-Ducted Indoor Units |  |  |  |  | 12 | 21 | 10 | FALSE | FALSE |  | 27000 | 23600 | 2.4 | 27000 | 1.9
217022141 | 03/06/25 | Live | Midea Electric Trading | CTMORLEY | Multizone All Non-Ducted | 217022141 |  | HMSR-A-CB-O | MOU-4B36H-2 | Non-Ducted Indoor Units |  |  |  |  | 12.2 | 21.5 | 11.3 | FALSE | FALSE |  | 36000 | 36600 | 2.37 | 43000 | 2.3
217022140 | 03/06/25 | Live | Midea Electric Trading | CTMORLEY | Multizone Mix of Ducted and Non-Ducted | 217022140 |  | HMSV-A-CB | MOU-3B27H-2 | Mixed Ducted and Non-Ducted Indoor Units |  |  |  |  | 12 | 20 | 9.75 | FALSE | FALSE |  | 27400 | 23200 | 2.4 | 27000 | 1.99
217022143 | 03/06/25 | Live | Midea Electric Trading | CTMORLEY | Multizone Mix of Ducted and Non-Ducted | 217022143 |  | HMSV-A-CB | MOU-4B36H-2 | Mixed Ducted and Non-Ducted Indoor Units |  |  |  |  | 12.1 | 20.45 | 10.85 | FALSE | FALSE |  | 36000 | 34800 | 2.39 | 38500 | 2.26
217022142 | 03/06/25 | Live | Midea Electric Trading | CTMORLEY | Multizone All Ducted | 217022142 |  | HMSV-A-CB | MOU-4B36H-2 | Ducted Indoor Units |  |  |  |  | 12 | 19.4 | 10.4 | FALSE | FALSE |  | 36000 | 33000 | 2.4 | 34000 | 2.2
217022145 | 03/06/25 | Live | Midea Electric Trading | CTMORLEY | Multizone All Ducted | 217022145 |  | HMSV-A-CB | MOU-5B48H-2 | Ducted Indoor Units |  |  |  |  | 11.7 | 20.4 | 11 | FALSE | FALSE |  | 47000 | 44500 | 2.6 | 46000 | 2.2
217022144 | 03/06/25 | Live | Midea Electric Trading | CTMORLEY | Multizone All Non-Ducted | 217022144 |  | HMSR-A-CB-O | MOU-5B48H-2 | Non-Ducted Indoor Units |  |  |  |  | 12 | 21.2 | 10.2 | FALSE | FALSE |  | 45000 | 40500 | 2.4 | 42000 | 2
217022147 | 03/06/25 | Live | Midea Electric Trading | CTMORLEY | Multizone All Non-Ducted | 217022147 |  | HMSR-A-CB-O | MOU-5B55H-2 | Non-Ducted Indoor Units |  |  |  |  | 12 | 21.4 | 10.6 | FALSE | FALSE |  | 51000 | 45000 | 2.6 | 49000 | 2.2
217022146 | 03/06/25 | Live | Midea Electric Trading | CTMORLEY | Multizone Mix of Ducted and Non-Ducted | 217022146 |  | HMSV-A-CB | MOU-5B48H-2 | Mixed Ducted and Non-Ducted Indoor Units |  |  |  |  | 11.85 | 20.8 | 10.6 | FALSE | FALSE |  | 46000 | 42500 | 2.5 | 44000 | 2.1
217022149 | 03/06/25 | Live | Midea Electric Trading | CTMORLEY | Multizone Mix of Ducted and Non-Ducted | 217022149 |  | HMSV-A-CB | MOU-5B55H-2 | Mixed Ducted and Non-Ducted Indoor Units |  |  |  |  | 11.85 | 20.7 | 10.65 | FALSE | FALSE |  | 52000 | 45000 | 2.65 | 50500 | 2.25
217022148 | 03/06/25 | Live | Midea Electric Trading | CTMORLEY | Multizone All Ducted | 217022148 |  | HMSV-A-CB | MOU-5B55H-2 | Ducted Indoor Units |  |  |  |  | 11.7 | 20 | 10.7 | FALSE | FALSE |  | 53000 | 45000 | 2.7 | 52000 | 2.3
217022158 | 03/06/25 | Live | Midea Electric Trading | APRODR | Singlezone Non-Ducted, Wall Placement | 217022158 |  | HRCU-A-CB-O | TAG22-09H220V1B | Mini-Splits | TAG22-09H220V1A |  |  |  | 12.6 | 21.6 | 9.4 | FALSE | FALSE |  | 9000 | 6600 | 2.45 | 7500 | 2
217022157 | 03/06/25 | Live | Midea Electric Trading | APRODR | Singlezone Non-Ducted, Wall Placement | 217022157 |  | HRCU-A-CB-O | TAG22-12H1B | Mini-Splits | TAG22-12H1A |  |  |  | 10 | 21.3 | 8.7 | FALSE | FALSE |  | 12000 | 7800 | 2.31 | 8100 | 1.99
217022156 | 03/06/25 | Live | Midea Electric Trading | APRODR | Singlezone Non-Ducted, Wall Placement | 217022156 |  | HRCU-A-CB-O | TAG22-09H1B | Mini-Splits | TAG22-09H1A |  |  |  | 12.5 | 21.5 | 9 | FALSE | FALSE |  | 9000 | 6600 | 2.33 | 7600 | 1.9
217022161 | 03/06/25 | Live | Midea Electric Trading | APRODR | Singlezone Non-Ducted, Wall Placement | 217022161 |  | HRCU-A-CB-O | TAG22-24H1B | Mini-Splits | TAG22-24H1A |  |  |  | 9.6 | 18.5 | 9 | FALSE | FALSE |  | 24000 | 17200 | 2.46 | 20200 | 2.26
217022160 | 03/06/25 | Live | Midea Electric Trading | APRODR | Singlezone Non-Ducted, Wall Placement | 217022160 |  | HRCU-A-CB-O | TAG22-18H1B | Mini-Splits | TAG22-18H1A |  |  |  | 11.5 | 20.2 | 9.1 | FALSE | FALSE |  | 18000 | 11700 | 2.62 | 13300 | 2.41
217022159 | 03/06/25 | Live | Midea Electric Trading | APRODR | Singlezone Non-Ducted, Wall Placement | 217022159 |  | HRCU-A-CB-O | TAG22-12H220V1B | Mini-Splits | TAG22-12H220V1A |  |  |  | 10.8 | 21.3 | 9.2 | FALSE | FALSE |  | 12000 | 8300 | 2.32 | 9300 | 2.11
217022164 | 03/06/25 | Live | Midea Electric Trading | APRODR | Multizone All Non-Ducted | 217022164 |  | HMSR-A-CB-O | TM3OA-18HFN1 | Non-Ducted Indoor Units |  |  |  |  | 12.5 | 23 | 10 | FALSE | FALSE |  | 18000 | 13500 | 2.6 | 14000 | 2.21
217022163 | 03/06/25 | Live | Midea Electric Trading | APRODR | Singlezone Non-Ducted, Wall Placement | 217022163 |  | HRCU-A-CB-O | TAG22-36H1B | Mini-Splits | TAG22-36H1A |  |  |  | 9.3 | 19.5 | 9.1 | FALSE | FALSE |  | 36000 | 25600 | 2.3 | 25600 | 2.27
217022162 | 03/06/25 | Live | Midea Electric Trading | APRODR | Singlezone Non-Ducted, Wall Placement | 217022162 |  | HRCU-A-CB-O | TAG22-30H1B | Mini-Splits | TAG22-30H1A |  |  |  | 12 | 22.3 | 9 | FALSE | FALSE |  | 30000 | 20000 | 2.4 | 21500 | 2.2
217022167 | 03/06/25 | Live | Midea Electric Trading | APRODR | Multizone All Non-Ducted | 217022167 |  | HMSR-A-CB-O | TM4OJ-27HFN1 | Non-Ducted Indoor Units |  |  |  |  | 12.2 | 23 | 9.5 | FALSE | FALSE |  | 26000 | 18000 | 2.5 | 18000 | 1.9
217022166 | 03/06/25 | Live | Midea Electric Trading | APRODR | Multizone Mix of Ducted and Non-Ducted | 217022166 |  | HMSV-A-CB | TM3OA-18HFN1 | Mixed Ducted and Non-Ducted Indoor Units |  |  |  |  | 12.25 | 21.5 | 10 | FALSE | FALSE |  | 18000 | 14000 | 2.7 | 14300 | 2.25
217022165 | 03/06/25 | Live | Midea Electric Trading | APRODR | Multizone All Ducted | 217022165 |  | HMSV-A-CB | TM3OA-18HFN1 | Ducted Indoor Units |  |  |  |  | 12 | 20 | 10 | FALSE | FALSE |  | 18000 | 14600 | 2.8 | 14600 | 2.3
217022170 | 03/06/25 | Live | Midea Electric Trading | APRODR | Multizone All Non-Ducted | 217022170 |  | HMSR-A-CB-O | TM5OG-36HFN1 | Non-Ducted Indoor Units |  |  |  |  | 12 | 23.1 | 10 | FALSE | FALSE |  | 35000 | 27000 | 2.4 | 30000 | 2.18
217022169 | 03/06/25 | Live | Midea Electric Trading | APRODR | Multizone Mix of Ducted and Non-Ducted | 217022169 |  | HMSV-A-CB | TM4OJ-27HFN1 | Mixed Ducted and Non-Ducted Indoor Units |  |  |  |  | 12.1 | 22 | 9.25 | FALSE | FALSE |  | 26200 | 18200 | 2.5 | 18300 | 2.09
217022168 | 03/06/25 | Live | Midea Electric Trading | APRODR | Multizone All Ducted | 217022168 |  | HMSV-A-CB | TM4OJ-27HFN1 | Ducted Indoor Units |  |  |  |  | 12 | 21 | 9 | FALSE | FALSE |  | 26600 | 18400 | 2.5 | 18600 | 2.3
217022172 | 03/06/25 | Live | Midea Electric Trading | APRODR | Multizone Mix of Ducted and Non-Ducted | 217022172 |  | HMSV-A-CB | TM5OG-36HFN1 | Mixed Ducted and Non-Ducted Indoor Units |  |  |  |  | 11.85 | 21.55 | 9.6 | FALSE | FALSE |  | 35000 | 26600 | 2.35 | 29000 | 2.19
217022171 | 03/06/25 | Live | Midea Electric Trading | APRODR | Multizone All Ducted | 217022171 |  | HMSV-A-CB | TM5OG-36HFN1 | Ducted Indoor Units |  |  |  |  | 11.7 | 20 | 9.2 | FALSE | FALSE |  | 35000 | 26400 | 2.3 | 28000 | 2.2
217022175 | 03/06/25 | Live | Midea Electric Trading | APRODR | Multizone Mix of Ducted and Non-Ducted | 217022175 |  | HMSV-A-CB | TM6OG-48HFN1 | Mixed Ducted and Non-Ducted Indoor Units |  |  |  |  | 11.85 | 20.85 | 10.3 | FALSE | FALSE |  | 45000 | 35400 | 2.45 | 37500 | 2.15
217022174 | 03/06/25 | Live | Midea Electric Trading | APRODR | Multizone All Ducted | 217022174 |  | HMSV-A-CB | TM6OG-48HFN1 | Ducted Indoor Units |  |  |  |  | 12 | 20.4 | 10.6 | FALSE | FALSE |  | 45000 | 37000 | 2.5 | 41000 | 2.4
217022173 | 03/06/25 | Live | Midea Electric Trading | APRODR | Multizone All Non-Ducted | 217022173 |  | HMSR-A-CB-O | TM6OG-48HFN1 | Non-Ducted Indoor Units |  |  |  |  | 11.7 | 21.3 | 10 | FALSE | FALSE |  | 45000 | 34000 | 2.4 | 34000 | 1.9
217022177 | 03/06/25 | Live | Midea Electric Trading | APRODR | Multizone All Ducted | 217022177 |  | HMSV-A-CB | TM6OG-55HFN1 | Ducted Indoor Units |  |  |  |  | 10 | 18 | 9.2 | FALSE | FALSE |  | 60000 | 39000 | 2.6 | 41000 | 2.3
217022176 | 03/06/25 | Live | Midea Electric Trading | APRODR | Multizone All Non-Ducted | 217022176 |  | HMSR-A-CB-O | TM6OG-55HFN1 | Non-Ducted Indoor Units |  |  |  |  | 10 | 19.2 | 9.6 | FALSE | FALSE |  | 60000 | 39000 | 2.7 | 40000 | 2.3
217022178 | 03/06/25 | Live | Midea Electric Trading | APRODR | Multizone Mix of Ducted and Non-Ducted | 217022178 |  | HMSV-A-CB | TM6OG-55HFN1 | Mixed Ducted and Non-Ducted Indoor Units |  |  |  |  | 10 | 18.6 | 9.4 | FALSE | FALSE |  | 60000 | 39000 | 2.65 | 40500 | 2.3
216759659 | 03/06/25 | Live | Johnson Controls Inc. (York International Norman) | HITACHI | Singlezone Non-Ducted, Wall Placement | 216759659 |  | HRCU-A-CB-O | RAC-EJ12WHAA | Mini-Splits | RAK-EJ12PHAA |  |  |  | 12 | 19.5 | 9.2 | TRUE | TRUE |  | 12000 | 8400 | 2.59 | 11700 | 2.36
217037925 | 03/06/25 | Live | Gree | OUELLET | Singlezone Ducted, Compact Ducted | 217037925 |  | HRCU-A-CB-O | OARX-H24A-O | Mini-Splits | OFCX1-H24A-I |  |  |  | 12.5 | 22 | 9 | FALSE | FALSE |  | 22000 | 20000 | 2.9 | 21000 | 1.95
217037924 | 03/06/25 | Live | Gree | OUELLET | Singlezone Non-Ducted, Wall Placement | 217037924 |  | HRCU-A-CB-O | OARX-H24A-O | Mini-Splits | OICX1-H24A-I |  |  |  | 12.5 | 23 | 9 | FALSE | FALSE |  | 22000 | 20000 | 2.7 | 21000 | 1.86
217037923 | 03/06/25 | Live | Gree | OUELLET | Singlezone Non-Ducted, Ceiling Placement | 217037923 |  | HRCU-A-CB-O | OARX-H18A-O | Mini-Splits | OICX1-H18A-I |  |  |  | 11.6 | 22 | 8.8 | FALSE | FALSE |  | 18000 | 15500 | 2.29 | 18915 | 1.43
217037922 | 03/06/25 | Live | Gree | OUELLET | Singlezone Ducted, Compact Ducted | 217037922 |  | HRCU-A-CB | OARX-H18A-O | Mini-Splits | OFCX1-H18A-I |  |  |  | 14 | 24.5 | 9.4 | FALSE | FALSE |  | 18000 | 15500 | 2.86 | 19200 | 1.87
217037921 | 03/06/25 | Live | Gree | OUELLET | Singlezone Ducted, Compact Ducted | 217037921 |  | HRCU-A-CB | OCVX-H18A-O | Mini-Splits | OFCX1-H18A-I |  |  |  | 14 | 22.5 | 9 | FALSE | FALSE |  | 18000 | 14700 | 2.8 | 18500 | 2.41
217037920 | 03/06/25 | Live | Gree | OUELLET | Singlezone Non-Ducted, Ceiling Placement | 217037920 |  | HRCU-A-CB-O | OARX-H12A-O | Mini-Splits | OICX1-H12A-I |  |  |  | 13 | 23 | 8.5 | FALSE | FALSE |  | 12000 | 10300 | 2.8 | 12000 | 2.17
217037919 | 03/06/25 | Live | Gree | OUELLET | Singlezone Ducted, Compact Ducted | 217037919 |  | HRCU-A-CB | OARX-H12A-O | Mini-Splits | OFCX1-H12A-I |  |  |  | 13 | 21.5 | 9 | FALSE | FALSE |  | 12000 | 10300 | 2.8 | 12000 | 2.2
217037918 | 03/06/25 | Live | Gree | OUELLET | Singlezone Non-Ducted, Ceiling Placement | 217037918 |  | HRCU-A-CB-O | OCVX-H18A-O | Mini-Splits | OICX1-H18A-I |  |  |  | 10.9 | 21 | 9 | FALSE | FALSE |  | 18000 | 14700 | 2.3 | 14800 | 1.98
217037917 | 03/06/25 | Live | Gree | OUELLET | Singlezone Non-Ducted, Ceiling Placement | 217037917 |  | HRCU-A-CB-O | OCVX-H24A-O | Mini-Splits | OICX1-H24A-I |  |  |  | 11.6 | 22.5 | 9 | FALSE | FALSE |  | 22000 | 19400 | 2.69 | 20000 | 1.8
217037916 | 03/06/25 | Live | Gree | OUELLET | Singlezone Ducted, Compact Ducted | 217037916 |  | HRCU-A-CB | OCVX-H24A-O | Mini-Splits | OFCX1-H24A-I |  |  |  | 12.3 | 19.5 | 9 | FALSE | FALSE |  | 22000 | 19800 | 2.9 | 20000 | 1.9
217037915 | 03/06/25 | Live | Gree | OUELLET | Singlezone Non-Ducted, Ceiling Placement | 217037915 |  | HRCU-A-CB-O | OARX-H09A-O | Mini-Splits | OICX1-H09A-I |  |  |  | 15.5 | 24.5 | 9.5 | FALSE | FALSE |  | 9100 | 8900 | 2.87 | 10200 | 1.78
217037914 | 03/06/25 | Live | Gree | OUELLET | Singlezone Ducted, Compact Ducted | 217037914 |  | HRCU-A-CB | OARX-H09A-O | Mini-Splits | OFCX1-H09A-I |  |  |  | 14.3 | 22.3 | 9.5 | FALSE | FALSE |  | 9100 | 8900 | 2.84 | 10900 | 2.03
217037913 | 03/06/25 | Live | Gree | OUELLET | Singlezone Non-Ducted, Ceiling Placement | 217037913 |  | HRCU-A-CB-O | OCVX-H12A-O | Mini-Splits | OICX1-H12A-I |  |  |  | 13 | 23 | 9 | FALSE | FALSE |  | 12000 | 10000 | 2.79 | 12000 | 2.17
217037912 | 03/06/25 | Live | Gree | OUELLET | Singlezone Ducted, Compact Ducted | 217037912 |  | HRCU-A-CB | OCVX-H12A-O | Mini-Splits | OFCX1-H12A-I |  |  |  | 13 | 21 | 9 | FALSE | FALSE |  | 12000 | 10000 | 2.79 | 12000 | 2.2
217037911 | 03/06/25 | Live | Gree | OUELLET | Singlezone Ducted, Compact Ducted | 217037911 |  | HRCU-A-CB | OCVX-H09A-O | Mini-Splits | OFCX1-H09A-I |  |  |  | 14.2 | 22 | 9.2 | FALSE | FALSE |  | 9100 | 8800 | 2.8 | 10200 | 2.32
217037910 | 03/06/25 | Live | Gree | OUELLET | Singlezone Non-Ducted, Wall Placement | 217037910 |  | HRCU-A-CB-O | OCVX-H09A-O | Mini-Splits | OICX1-H09A-I |  |  |  | 15 | 24 | 9.2 | FALSE | FALSE |  | 9100 | 8800 | 2.87 | 10800 | 2.59
216768206 | 03/06/25 | Live | Gree | TOSOT | Singlezone Non-Ducted, Wall Placement | 216768206 |  | HRCU-A-CB-O | TWH30AT19D6DO | Mini-Splits | TWH30AT19D6DI |  |  |  | 10.9 | 22 | 9 | FALSE | FALSE |  | 30000 | 18800 | 2 | 27000 | 2.08
216768205 | 03/06/25 | Live | Gree | TOSOT | Singlezone Non-Ducted, Wall Placement | 216768205 |  | HRCU-A-CB-O | TWH36AT19D6DO | Mini-Splits | TWH36AT19D6DI |  |  |  | 10.6 | 21 | 8.5 | FALSE | FALSE |  | 33600 | 22000 | 2.05 | 27500 | 1.99
216760023 | 03/06/25 | Live | Gree | TOSOT | Singlezone Non-Ducted, Wall Placement | 216760023 |  | HRCU-A-CB-O | TW12HP32A2DOC | Mini-Splits | TW12HCL32A1DIC |  |  |  | 13 | 24.5 | 9.5 | TRUE | TRUE |  | 12000 | 7700 | 2.23 | 12000 | 2.06
216732465 | 03/06/25 | Live | Gree | TOSOT | Singlezone Non-Ducted, Ceiling Placement | 216732465 |  | HRCU-A-CB-O | TAVCI7H4R18 | Mini-Splits | TAPEC7H4R20-1WS |  |  |  | 10.9 | 21.5 | 8.5 | FALSE | FALSE |  | 19000 | 12000 | 1.72 | 17400 | 2.12
216732464 | 03/06/25 | Live | Gree | TOSOT | Singlezone Non-Ducted, Wall Placement | 216732464 |  | HRCU-A-CB-O | TAVCI7H4R18 | Mini-Splits | TAPES7H4R18-S |  |  |  | 11.6 | 21.5 | 8.5 | FALSE | FALSE |  | 18000 | 10800 | 1.61 | 15200 | 1.86
216732463 | 03/06/25 | Live | Gree | TOSOT | Singlezone Non-Ducted, Ceiling Placement | 216732463 |  | HRCU-A-CB-O | TAVCI7H4R18 | Mini-Splits | TAPEL7H4R18-S |  |  |  | 12.8 | 21.5 | 9.5 | FALSE | FALSE |  | 18000 | 10200 | 1.74 | 16000 | 2.08
216732462 | 03/06/25 | Live | Gree | TOSOT | Singlezone Ducted, Compact Ducted | 216732462 |  | HRCU-A-CB | TAVCI7H4R18 | Mini-Splits | TAPED7H4R21-S |  |  |  | 12.6 | 21 | 9 | FALSE | FALSE |  | 21000 | 12300 | 2.25 | 18500 | 2.41
216732461 | 03/06/25 | Live | Gree | TOSOT | Singlezone Ducted, Compact Ducted | 216732461 |  | HRCU-A-CB | TAVCI7H4R18 | Mini-Splits | TAPED7H4R18-S |  |  |  | 14 | 22.5 | 9 | FALSE | FALSE |  | 18000 | 11000 | 2.09 | 18500 | 2.41
216732460 | 03/06/25 | Live | Gree | TOSOT | Singlezone Non-Ducted, Ceiling Placement | 216732460 |  | HRCU-A-CB-O | TAVCI7H4R18 | Mini-Splits | TAPEC7H4R18-4WS |  |  |  | 10.9 | 21 | 9 | FALSE | FALSE |  | 18000 | 12500 | 1.96 | 14800 | 1.98
216732459 | 03/06/25 | Live | Gree | TOSOT | Singlezone Non-Ducted, Ceiling Placement | 216732459 |  | HRCU-A-CB-O | TAVCI7H4R18 | Mini-Splits | TAPEC7H4R18-1WS |  |  |  | 10.9 | 21.5 | 8.5 | FALSE | FALSE |  | 18000 | 10100 | 1.51 | 15000 | 1.87
216732458 | 03/06/25 | Live | Gree | TOSOT | Singlezone Ducted, Compact Ducted | 216732458 |  | HRCU-A-CB | TAVCI7H4R09 | Mini-Splits | TAPED7H4R09-S |  |  |  | 14.2 | 22 | 9.2 | TRUE | TRUE |  | 9100 | 6600 | 2.1 | 10200 | 2.32
216732457 | 03/06/25 | Live | Gree | TOSOT | Singlezone Non-Ducted, Wall Placement | 216732457 |  | HRCU-A-CB-O | TAVCI7H4R09 | Mini-Splits | TAPES7H4R09-S |  |  |  | 15 | 23 | 9.4 | TRUE | TRUE |  | 9100 | 6600 | 2.08 | 10000 | 1.83
216732456 | 03/06/25 | Live | Gree | TOSOT | Singlezone Non-Ducted, Wall Placement | 216732456 |  | HRCU-A-CB-O | TAVCI7H4R09 | Mini-Splits | TAPEL7H4R09-S |  |  |  | 14.2 | 25 | 9.6 | TRUE | TRUE |  | 9100 | 6700 | 2.26 | 11400 | 2.16
216732455 | 03/06/25 | Live | Gree | TOSOT | Singlezone Non-Ducted, Wall Placement | 216732455 |  | HRCU-A-CB-O | TAVCI7H4R09 | Mini-Splits | TAPEC7H4R09-1WS |  |  |  | 13.1 | 22 | 9.5 | TRUE | TRUE |  | 9100 | 7200 | 2.34 | 11000 | 2.34
216732454 | 03/06/25 | Live | Gree | TOSOT | Singlezone Non-Ducted, Wall Placement | 216732454 |  | HRCU-A-CB-O | TAVCI7H4R09 | Mini-Splits | TAPEC7H4R09-4WS |  |  |  | 15 | 24 | 9.2 | TRUE | TRUE |  | 9100 | 6900 | 2.25 | 10800 | 2.59
216732453 | 03/06/25 | Live | Gree | TOSOT | Singlezone Non-Ducted, Wall Placement | 216732453 |  | HRCU-A-CB-O | TAVCI7H4R12 | Mini-Splits | TAPES7H4R12-S |  |  |  | 13 | 23 | 9 | FALSE | FALSE |  | 12000 | 7500 | 2.09 | 12000 | 2.2
216732452 | 03/06/25 | Live | Gree | TOSOT | Singlezone Non-Ducted, Ceiling Placement | 216732452 |  | HRCU-A-CB-O | TAVCI7H4R12 | Mini-Splits | TAPEL7H4R12-S |  |  |  | 13 | 23 | 9.5 | FALSE | FALSE |  | 12000 | 7500 | 2.09 | 12000 | 2.2
216732451 | 03/06/25 | Live | Gree | TOSOT | Singlezone Non-Ducted, Ceiling Placement | 216732451 |  | HRCU-A-CB-O | TAVCI7H4R12 | Mini-Splits | TAPEC7H4R12-1WS |  |  |  | 12.3 | 21.5 | 9.5 | FALSE | FALSE |  | 12000 | 7500 | 2.09 | 12000 | 2.13
216732450 | 03/06/25 | Live | Gree | TOSOT | Singlezone Non-Ducted, Ceiling Placement | 216732450 |  | HRCU-A-CB-O | TAVCI7H4R12 | Mini-Splits | TAPEC7H4R12-4WS |  |  |  | 13 | 23 | 9 | FALSE | FALSE |  | 12000 | 7500 | 2.09 | 12000 | 2.17
216732449 | 03/06/25 | Live | Gree | TOSOT | Singlezone Ducted, Compact Ducted | 216732449 |  | HRCU-A-CB | TAVCI7H4R12 | Mini-Splits | TAPED7H4R12-S |  |  |  | 13 | 21 | 9 | FALSE | FALSE |  | 12000 | 7500 | 2.09 | 12000 | 2.2
216732448 | 03/06/25 | Live | Gree | TOSOT | Singlezone Non-Ducted, Ceiling Placement | 216732448 |  | HRCU-A-CB-O | TAVCI7H4R24 | Mini-Splits | TAPEL7H4R24-S |  |  |  | 12.6 | 22.5 | 9.5 | FALSE | FALSE |  | 22000 | 16000 | 2.32 | 22000 | 1.9
216732447 | 03/06/25 | Live | Gree | TOSOT | Singlezone Non-Ducted, Ceiling Placement | 216732447 |  | HRCU-A-CB-O | TAVCI7H4R24 | Mini-Splits | TAPEC7H4R24-4WS |  |  |  | 11.6 | 22.5 | 9 | FALSE | FALSE |  | 22000 | 15600 | 2.17 | 20000 | 1.8
216732446 | 03/06/25 | Live | Gree | TOSOT | Singlezone Ducted, Compact Ducted | 216732446 |  | HRCU-A-CB | TAVCI7H4R24 | Mini-Splits | TAPED7H4R24-S |  |  |  | 12.3 | 19.5 | 9 | FALSE | FALSE |  | 22000 | 15600 | 2.29 | 20000 | 1.9
216732445 | 03/06/25 | Live | Gree | TOSOT | Singlezone Non-Ducted, Ceiling Placement | 216732445 |  | HRCU-A-CB-O | TACCI7H4R30 | Mini-Splits | TAPEC7H4R30-4WS |  |  |  | 11.25 | 22.5 | 8.5 | FALSE | FALSE |  | 30000 | 18600 | 1.7 | 24100 | 1.91
216732444 | 03/06/25 | Live | Gree | TOSOT | Singlezone Non-Ducted, Ceiling Placement | 216732444 |  | HRCU-A-CB-O | TACCI7H4R30 | Mini-Splits | TAPEL7H4R30-S |  |  |  | 11.45 | 21 | 8 | FALSE | FALSE |  | 30000 | 18600 | 2.5 | 22000 | 1.8
216732443 | 03/06/25 | Live | Gree | TOSOT | Singlezone Ducted, Compact Ducted | 216732443 |  | HRCU-A-CB | TACCI7H4R30 | Mini-Splits | TAPED7H4R30-S |  |  |  | 11.25 | 18.5 | 8.5 | FALSE | FALSE |  | 30000 | 16400 | 1.98 | 24100 | 1.91
216732442 | 03/06/25 | Live | Gree | TOSOT | Singlezone Non-Ducted, Ceiling Placement | 216732442 |  | HRCU-A-CB-O | TACCI7H4R36 | Mini-Splits | TAPEL7H4R36-S |  |  |  | 11.25 | 21 | 8.5 | FALSE | FALSE |  | 33600 | 18800 | 2.11 | 26600 | 2.68
216732441 | 03/06/25 | Live | Gree | TOSOT | Singlezone Non-Ducted, Ceiling Placement | 216732441 |  | HRCU-A-CB-O | TACCI7H4R36 | Mini-Splits | TAPEC7H4R36-4WS |  |  |  | 11.95 | 21 | 8.5 | FALSE | FALSE |  | 33600 | 22000 | 2.07 | 27000 | 2.26
216732440 | 03/06/25 | Live | Gree | TOSOT | Singlezone Ducted, Compact Ducted | 216732440 |  | HRCU-A-CB | TACCI7H4R36 | Mini-Splits | TAPED7H4R36-S |  |  |  | 11.95 | 20 | 8.5 | FALSE | FALSE |  | 33600 | 23400 | 2.53 | 27600 | 2.64
216723153 | 03/06/25 | Live | Gree | TOSOT | Multizone Mix of Ducted and Non-Ducted | 216723153 |  | HMSV-A-CB | TMSCI7H4R48 | Mixed Ducted and Non-Ducted Indoor Units |  |  |  |  | 11.8 | 19 | 9 | TRUE | TRUE |  | 48000 | 40000 | 2.28 | 44000 | 2.43
216723152 | 03/06/25 | Live | Gree | TOSOT | Multizone All Ducted | 216723152 |  | HMSV-A-CB | TMSCI7H4R48 | Ducted Indoor Units |  |  |  |  | 11.7 | 18 | 8.1 | TRUE | TRUE |  | 48000 | 40000 | 2.15 | 44000 | 2.3
216723151 | 03/06/25 | Live | Gree | TOSOT | Multizone All Non-Ducted | 216723151 |  | HMSR-A-CB-O | TMSCI7H4R48 | Non-Ducted Indoor Units |  |  |  |  | 12 | 21 | 10 | TRUE | TRUE |  | 48000 | 40000 | 2.4 | 44000 | 2.53
216723150 | 03/06/25 | Live | Gree | TOSOT | Multizone Mix of Ducted and Non-Ducted | 216723150 |  | HMSV-A-CB | TMSCI7H4R42 | Mixed Ducted and Non-Ducted Indoor Units |  |  |  |  | 12.2 | 19 | 9 | TRUE | TRUE |  | 42000 | 40000 | 2.28 | 43200 | 2.41
216723149 | 03/06/25 | Live | Gree | TOSOT | Multizone Mix of Ducted and Non-Ducted | 216723149 |  | HMSV-A-CB | TMSCI7H4R36 | Mixed Ducted and Non-Ducted Indoor Units |  |  |  |  | 11.8 | 19 | 9 | TRUE | TRUE |  | 36000 | 36000 | 2.2 | 37720 | 2.27
216723148 | 03/06/25 | Live | Gree | TOSOT | Multizone Mix of Ducted and Non-Ducted | 216723148 |  | HMSV-A-CB | TMSCI7H4R30 | Mixed Ducted and Non-Ducted Indoor Units |  |  |  |  | 12.2 | 19 | 9 | TRUE | TRUE |  | 28400 | 27600 | 2.33 | 31860 | 2.29
216723147 | 03/06/25 | Live | Gree | TOSOT | Multizone Mix of Ducted and Non-Ducted | 216723147 |  | HMSV-A-CB | TMSCI7H4R24 | Mixed Ducted and Non-Ducted Indoor Units |  |  |  |  | 12.2 | 19 | 9 | TRUE | TRUE |  | 24000 | 23000 | 2.35 | 26600 | 2.38
216723146 | 03/06/25 | Live | Gree | TOSOT | Multizone All Ducted | 216723146 |  | HMSV-A-CB | TMSCI7H4R42 | Ducted Indoor Units |  |  |  |  | 12 | 18 | 8.1 | TRUE | TRUE |  | 42000 | 40000 | 2.15 | 43200 | 2.29
216723145 | 03/06/25 | Live | Gree | TOSOT | Multizone All Ducted | 216723145 |  | HMSV-A-CB | TMSCI7H4R36 | Ducted Indoor Units |  |  |  |  | 11.7 | 18 | 8.1 | TRUE | TRUE |  | 36000 | 36000 | 2.1 | 37720 | 2.16
216723144 | 03/06/25 | Live | Gree | TOSOT | Multizone All Ducted | 216723144 |  | HMSV-A-CB | TMSCI7H4R30 | Ducted Indoor Units |  |  |  |  | 12 | 18 | 8.1 | TRUE | TRUE |  | 28400 | 27200 | 2.2 | 31860 | 2.18
216723143 | 03/06/25 | Live | Gree | TOSOT | Multizone All Ducted | 216723143 |  | HMSV-A-CB | TMSCI7H4R24 | Ducted Indoor Units |  |  |  |  | 12 | 18 | 8.1 | TRUE | TRUE |  | 24000 | 22000 | 2.2 | 26600 | 2.27
216723142 | 03/06/25 | Live | Gree | TOSOT | Multizone Mix of Ducted and Non-Ducted | 216723142 |  | HMSV-A-CB | TMSCI7H4R18 | Mixed Ducted and Non-Ducted Indoor Units |  |  |  |  | 11.8 | 19 | 9 | TRUE | TRUE |  | 18000 | 14500 | 1.98 | 16400 | 2.1
216723141 | 03/06/25 | Live | Gree | TOSOT | Multizone All Ducted | 216723141 |  | HMSV-A-CB | TMSCI7H4R18 | Ducted Indoor Units |  |  |  |  | 11.7 | 18 | 8.1 | TRUE | TRUE |  | 18000 | 14000 | 1.83 | 16400 | 1.96
216723140 | 03/06/25 | Live | Gree | TOSOT | Multizone All Non-Ducted | 216723140 |  | HMSR-A-CB-O | TMSCI7H4R42 | Non-Ducted Indoor Units |  |  |  |  | 13 | 21 | 10 | TRUE | TRUE |  | 42000 | 40000 | 2.4 | 43200 | 2.53
216723139 | 03/06/25 | Live | Gree | TOSOT | Multizone All Non-Ducted | 216723139 |  | HMSR-A-CB-O | TMSCI7H4R36 | Non-Ducted Indoor Units |  |  |  |  | 12 | 21 | 10 | TRUE | TRUE |  | 36000 | 36000 | 2.3 | 37720 | 2.38
216723138 | 03/06/25 | Live | Gree | TOSOT | Multizone All Non-Ducted | 216723138 |  | HMSR-A-CB-O | TMSCI7H4R30 | Non-Ducted Indoor Units |  |  |  |  | 13.6 | 21 | 10 | TRUE | TRUE |  | 28400 | 28000 | 2.45 | 31860 | 2.4
216723137 | 03/06/25 | Live | Gree | TOSOT | Multizone All Non-Ducted | 216723137 |  | HMSR-A-CB-O | TMSCI7H4R24 | Non-Ducted Indoor Units |  |  |  |  | 13.3 | 21 | 10 | TRUE | TRUE |  | 24000 | 23600 | 2.45 | 26600 | 2.5
216723136 | 03/06/25 | Live | Gree | TOSOT | Multizone All Non-Ducted | 216723136 |  | HMSR-A-CB-O | TMSCI7H4R18 | Non-Ducted Indoor Units |  |  |  |  | 12 | 21 | 10 | TRUE | TRUE |  | 18000 | 15000 | 2.21 | 16400 | 2.36
215684455 | 03/06/25 | Live | Gree | GREE | Singlezone Non-Ducted, Wall Placement | 215684455 |  | HRCU-A-CB-O | GWH09ATCXB-D6DNA1C/O | Mini-Splits | GWH09AWCXB-D6DN***/I |  |  |  | 12.5 | 20.5 | 8.8 | FALSE | FALSE |  | 9100 | 8100 | 2.7 | 9600 | 2.27
10062019 | 12/31/17 | Live | Gree | TOSOT | Singlezone Non-Ducted, Wall Placement | 10062019 |  | HRCU-A-CB-O | TW12HQ3D6DO | Mini-Splits | TW12HQ3D6DI | 15.3 | 30.5 | 14 | 14 | 24 | 8.5 | FALSE | FALSE | FALSE | 12000 | 10300 | 3.64 | 15000 | 2.38
10062018 | 12/31/17 | Live | Gree | TOSOT | Singlezone Non-Ducted, Wall Placement | 10062018 |  | HRCU-A-CB-O | TW09HQ3D6DO | Mini-Splits | TW09HQ3D6DI | 16.5 | 38 | 15 | 16.6 | 27 | 11 | FALSE | FALSE | TRUE | 9000 | 8200 | 4.22 | 14610 | 2.41
216765700 | 03/05/25 | Live | AUX CLOUD COMMERCE(USA) INC | AUX | Singlezone Non-Ducted, Wall Placement | 216765700 |  | HRCU-A-CB-O | AUM20SW24HP230V1/O | Mini-Splits | AUM20SW24HP230V1/H |  |  |  | 11.9 | 20 | 9 | FALSE | FALSE |  | 24000 | 20800 | 2.28 | 21100 | 2.29
216765703 | 03/05/25 | Live | AUX CLOUD COMMERCE(USA) INC | AUX | Singlezone Non-Ducted, Wall Placement | 216765703 |  | HRCU-A-CB-O | AUM20SW12HP230V1/O | Mini-Splits | AUM20SW12HP230V1/H |  |  |  | 9.9 | 21 | 8.8 | TRUE | FALSE |  | 12000 | 7500 | 2.89 | 10500 | 2.33
216032397 | 01/28/25 | Live | AUX CLOUD COMMERCE(USA) INC | AUX | Singlezone Ducted, Centrally Ducted | 216032397 |  | HRCU-A-CB | AHU60HPV1BO | Mini-Splits | AHU60HPV1BI |  |  |  | 9.5 | 16.5 | 9.5 | FALSE | FALSE |  | 55000 | 48000 | 2.3 | 48200 | 2.31
216032396 | 01/28/25 | Live | AUX CLOUD COMMERCE(USA) INC | AUX | Singlezone Ducted, Centrally Ducted | 216032396 |  | HRCU-A-CB | AHU48HPV1BO | Mini-Splits | AHU48HPV1BI |  |  |  | 10 | 17 | 9.5 | FALSE | FALSE |  | 48000 | 45000 | 2.3 | 48200 | 2.2
216032395 | 01/28/25 | Live | AUX CLOUD COMMERCE(USA) INC | AUX | Singlezone Ducted, Centrally Ducted | 216032395 |  | HRCU-A-CB | AHU36HPV1BO | Mini-Splits | AHU36HPV1BI |  |  |  | 10 | 18.2 | 10 | FALSE | FALSE |  | 36000 | 38000 | 2.1 | 38200 | 2.1
216032394 | 01/28/25 | Live | AUX CLOUD COMMERCE(USA) INC | AUX | Singlezone Ducted, Centrally Ducted | 216032394 |  | HRCU-A-CB | AHU30HPV1BO | Mini-Splits | AHU30HPV1BI |  |  |  | 11.6 | 18 | 9 | FALSE | FALSE |  | 30000 | 33000 | 2.1 | 33200 | 2.1
216032393 | 01/28/25 | Live | AUX CLOUD COMMERCE(USA) INC | AUX | Singlezone Ducted, Centrally Ducted | 216032393 |  | HRCU-A-CB | AHU24HPV1BO | Mini-Splits | AHU24HPV1BI |  |  |  | 11 | 19 | 9.5 | FALSE | FALSE |  | 24000 | 24000 | 2.1 | 24200 | 2.1
216032392 | 01/28/25 | Live | AUX CLOUD COMMERCE(USA) INC | AUX | Singlezone Ducted, Centrally Ducted | 216032392 |  | HRCU-A-CB | AHU18HPV1BO | Mini-Splits | AHU18HPV1BI |  |  |  | 11.6 | 19.2 | 9 | FALSE | FALSE |  | 18000 | 20000 | 2.1 | 22100 | 2
216030574 | 01/28/25 | Live | AUX CLOUD COMMERCE(USA) INC | AUX | Singlezone Ducted, Centrally Ducted | 216030574 |  | HRCU-A-CB | AHU60HPV1AO | Mini-Splits | AHU60HPV1AI |  |  |  | 9.5 | 16 | 9 | FALSE | FALSE |  | 55000 | 48000 | 2.3 | 48000 | 2.3
216030573 | 01/28/25 | Live | AUX CLOUD COMMERCE(USA) INC | AUX | Singlezone Ducted, Centrally Ducted | 216030573 |  | HRCU-A-CB | AHU48HPV1AO | Mini-Splits | AHU48HPV1AI |  |  |  | 9.5 | 16 | 9 | FALSE | FALSE |  | 48000 | 45000 | 2.3 | 45000 | 2.3
216030572 | 01/28/25 | Live | AUX CLOUD COMMERCE(USA) INC | AUX | Singlezone Ducted, Centrally Ducted | 216030572 |  | HRCU-A-CB | AHU36HPV1AO | Mini-Splits | AHU36HPV1AI |  |  |  | 9.5 | 17 | 8.6 | FALSE | FALSE |  | 35000 | 27000 | 2.2 | 27000 | 2.2
216030571 | 01/28/25 | Live | AUX CLOUD COMMERCE(USA) INC | AUX | Singlezone Ducted, Centrally Ducted | 216030571 |  | HRCU-A-CB | AHU30HPV1AO | Mini-Splits | AHU30HPV1AI |  |  |  | 10 | 18 | 8.5 | FALSE | FALSE |  | 30000 | 22000 | 2 | 22200 | 2
216030570 | 01/28/25 | Live | AUX CLOUD COMMERCE(USA) INC | AUX | Singlezone Ducted, Centrally Ducted | 216030570 |  | HRCU-A-CB | AHU24HPV1AO | Mini-Splits | AHU24HPV1AI |  |  |  | 10.5 | 17 | 8.5 | FALSE | FALSE |  | 23000 | 19000 | 2.1 | 19000 | 2.1
216032391 | 01/28/25 | Live | AUX CLOUD COMMERCE(USA) INC | AUX | Singlezone Ducted, Centrally Ducted | 216032391 |  | HRCU-A-CB | AHU18HPV1AO | Mini-Splits | AHU18HPV1AI |  |  |  | 11.25 | 17 | 8.6 | FALSE | FALSE |  | 18000 | 14000 | 2.1 | 14100 | 2.1
216497927 | 12/12/24 | Live | Midea Electric Trading | AC PRO | Singlezone Non-Ducted, Wall Placement | 216497927 |  | HRCU-A-CB-O | MHPC-H-048BSB | Mini-Splits | M4CS-H-048BSB |  |  |  | 9.5 | 19.1 | 9.9 | TRUE | TRUE |  | 48000 | 36600 | 2.24 | 44600 | 2.12
214855548 | 07/29/24 | Live | Midea Electric Trading | MDV | Singlezone Non-Ducted, Wall Placement | 214855548 |  | HRCU-A-CB-O | MOE30-48HFN10-M2 | Mini-Splits | MCD-48HRFN10-M2-D |  |  |  | 9.5 | 19 | 9.9 | TRUE | TRUE | TRUE | 48000 | 36600 | 2.24 | 44600 | 2.12
214855495 | 07/29/24 | Live | Midea Electric Trading | MDV | Singlezone Non-Ducted, Wall Placement | 214855495 |  | HRCU-A-CB-O | MOE30-48HFN10-M2 | Mini-Splits | MCD-48HRFN10-M2 |  |  |  | 9.5 | 19.1 | 9.9 | TRUE | TRUE | TRUE | 48000 | 36600 | 2.24 | 44600 | 2.12
215866749 | 10/30/24 | Live | Midea Electric Trading | AI AIR CONDITIONING | Singlezone Non-Ducted, Wall Placement | 215866749 |  | HRCU-A-CB-O | ASO24-48N2-M2 | Mini-Splits | AC-48N2-M1 |  |  |  | 9.5 | 19 | 9.9 | TRUE | TRUE |  | 48000 | 36600 | 2.24 | 44600 | 2.12
215864391 | 11/27/24 | Live | Midea Electric Trading | MAINLINE | Singlezone Non-Ducted, Wall Placement | 215864391 |  | HRCU-A-CB-O | ML48HP230LCM-O | Mini-Splits | ML48HP230STDCAS-I |  |  |  | 9.5 | 19 | 9.9 | FALSE | FALSE |  | 48000 | 36600 | 2.24 | 44600 | 2.12
216699359 | 12/24/24 | Live | Midea Electric Trading | SLIMAIR | Singlezone Non-Ducted, Wall Placement | 216699359 |  | HRCU-A-CB-O | SHC48AC2AG | Mini-Splits | SHL48AC2AG |  |  |  | 9.5 | 19 | 9.9 | TRUE | TRUE |  | 48000 | 36600 | 2.24 | 44600 | 2.12
216369227 | 12/12/24 | Live | Midea Electric Trading | STAR AIR KONTROL | Singlezone Non-Ducted, Wall Placement | 216369227 |  | HRCU-A-CB-O | SAK-48-CT2/220V | Mini-Splits | SAK-48-CT1/220V |  |  |  | 9.5 | 19 | 9.9 | TRUE | TRUE |  | 48000 | 36600 | 2.24 | 44600 | 2.12
216046623 | 12/13/24 | Live | Midea Electric Trading | ELIOS | Singlezone Non-Ducted, Wall Placement | 216046623 |  | HRCU-A-CB-O | ESHUA48R2AN1 | Mini-Splits | GQHLA48R2AS1 |  |  |  | 9.5 | 19 | 9.9 | TRUE | TRUE |  | 48000 | 36600 | 2.24 | 44600 | 2.12
216720977 | 01/29/25 | Live | Midea Electric Trading | MIDEA | Singlezone Non-Ducted, Wall Placement | 216720977 |  | HRCU-A-CB-O | MOE30-48HFN10-M2P | Mini-Splits | MCD-48HRFN10-M2P |  |  |  | 9.5 | 19 | 9.9 | TRUE | TRUE |  | 48000 | 36600 | 2.24 | 44600 | 2.12
215471394 | 09/17/24 | Live | Midea Electric Trading | MIDEA | Singlezone Non-Ducted, Wall Placement | 215471394 |  | HRCU-A-CB-O | MO1BU-H48B-2A | Mini-Splits | MCDHS-H48B-2A |  |  |  | 9.5 | 19 | 9.9 | TRUE | TRUE | TRUE | 48000 | 36600 | 2.24 | 44600 | 2.12
215853952 | 10/30/24 | Live | Midea Electric Trading | BLUERIDGE | Singlezone Non-Ducted, Wall Placement | 215853952 |  | HRCU-A-CB-O | BMS48UYC | Mini-Splits | BMS48CC |  |  |  | 9.5 | 19 | 9.9 | TRUE | TRUE |  | 48000 | 36600 | 2.24 | 44600 | 2.12
216788536 | 01/28/25 | Live | Midea Electric Trading | DIRECT AIR | Singlezone Non-Ducted, Wall Placement | 216788536 |  | HRCU-A-CB-O | DIRM4-48LCDA25-1Z | Mini-Splits | DIRM4-48HP-CA |  |  |  | 9.5 | 19 | 9.9 | FALSE | FALSE |  | 48000 | 36600 | 2.24 | 44600 | 2.12
216759945 | 01/29/25 | Live | Midea Electric Trading | ECO-AIR | Singlezone Non-Ducted, Wall Placement | 216759945 |  | HRCU-A-CB-O | EDSO-48E | Mini-Splits | ED4W-48U |  |  |  | 9.5 | 19 | 9.9 | TRUE | TRUE |  | 48000 | 36600 | 2.24 | 44600 | 2.12
215740461 | 09/30/24 | Live | Midea Electric Trading | INNOVAIR | Singlezone Non-Ducted, Wall Placement | 215740461 |  | HRCU-A-CB-O | MOS48H2BM0A | Mini-Splits | MCS48H2BHRB* |  |  |  | 9.5 | 19 | 9.9 | TRUE | TRUE | TRUE | 48000 | 36600 | 2.24 | 44600 | 2.12
216720898 | 01/29/25 | Live | Midea Electric Trading | COMFORTSTAR | Singlezone Non-Ducted, Wall Placement | 216720898 |  | HRCU-A-CB-O | CPP3-48DU(O) | Mini-Splits | TIP3-48DU(I) |  |  |  | 9.5 | 19 | 9.9 | TRUE | TRUE |  | 48000 | 36600 | 2.24 | 44600 | 2.12
215712240 | 02/13/25 | Live | Mitsubishi Electric Trane | MITSUBISHI ELECTRIC | Singlezone Ducted, Centrally Ducted | 215712240 |  | HRCU-A-CB | SUZ-AK30NLHZ*** | Mini-Splits | SVZ-AP30NL*** |  |  |  | 13 | 17.1 | 9.2 | TRUE | TRUE |  | 28000 | 23600 | 2.55 | 32000 | 1.5
212925558 | 02/24/25 | Live | Nortek Global | AIREFORCE | Singlezone Non-Ducted, Wall Placement | 212925558 |  | HRCU-A-CB-O | GXH24(7.0)LSK4DH2 | Mini-Splits | GKH24(7.0)FMK4DH1 | 11.9 | 19 | 10 | 11.9 | 21 | 9.5 | FALSE | FALSE |  | 22000 | 19400 | 2.69 | 19500 | 2.14
212925557 | 02/24/25 | Live | Nortek Global | AIRTEMP | Singlezone Non-Ducted, Wall Placement | 212925557 |  | HRCU-A-CB-O | GXH18(5.3)LSK4DH2 | Mini-Splits | GKH18(5.3)FMK4DH1 |  |  |  | 10.05 | 19 | 8.5 | FALSE | FALSE |  | 18000 | 14600 | 2.5 | 15800 | 2
212925556 | 02/24/25 | Live | Nortek Global | GIBSON | Singlezone Non-Ducted, Wall Placement | 212925556 |  | HRCU-A-CB-O | GXH18(5.3)LSK4DH2 | Mini-Splits | GKH18(5.3)FMK4DH1 |  |  |  | 10.05 | 19 | 8.5 | FALSE | FALSE |  | 18000 | 14600 | 2.5 | 15800 | 2
212925555 | 02/24/25 | Live | Nortek Global | AIREFORCE | Singlezone Non-Ducted, Wall Placement | 212925555 |  | HRCU-A-CB-O | GXH18(5.3)LSK4DH2 | Mini-Splits | GKH18(5.3)FMK4DH1 |  |  |  | 10.05 | 19 | 8.5 | FALSE | FALSE |  | 18000 | 14600 | 2.5 | 15800 | 2
212925554 | 02/24/25 | Live | Nortek Global | AIRTEMP | Singlezone Non-Ducted, Wall Placement | 212925554 |  | HRCU-A-CB-O | GXH12(3.5)LSK4DH2 | Mini-Splits | GKH12(3.5)FMK4DH1 | 12.5 | 24 | 10.5 | 12.5 | 24 | 8.5 | FALSE | FALSE |  | 12000 | 10000 | 2.69 | 10900 | 2.25
212925553 | 02/24/25 | Live | Nortek Global | GIBSON | Singlezone Non-Ducted, Wall Placement | 212925553 |  | HRCU-A-CB-O | GXH12(3.5)LSK4DH2 | Mini-Splits | GKH12(3.5)FMK4DH1 | 12.5 | 24 | 10.5 | 12.5 | 24 | 8.5 | FALSE | FALSE |  | 12000 | 10000 | 2.69 | 10900 | 2.25
212925552 | 02/24/25 | Live | Nortek Global | AIREFORCE | Singlezone Non-Ducted, Wall Placement | 212925552 |  | HRCU-A-CB-O | GXH12(3.5)LSK4DH2 | Mini-Splits | GKH12(3.5)FMK4DH1 | 12.5 | 24 | 10.5 | 12.5 | 24 | 8.5 | FALSE | FALSE |  | 12000 | 10000 | 2.69 | 10900 | 2.25
211635196 | 02/24/25 | Live | Nortek Global | AIREFORCE | Multizone All Non-Ducted | 211635196 |  | HMSR-A-CB-O | GXH42(12.3)FMK4DH-1 | Non-Ducted Indoor Units |  | 12 | 21 | 10 | 12 | 21 | 10 | TRUE | FALSE |  | 36000 | 35600 | 2.38 | 38200 | 2.41
211635195 | 02/24/25 | Live | Nortek Global | AIREFORCE | Multizone All Non-Ducted | 211635195 |  | HMSR-A-CB-O | GXH36(10.6)FMK4DH-1 | Non-Ducted Indoor Units |  | 12 | 21 | 10 | 12 | 21 | 10 | TRUE | FALSE |  | 34000 | 30800 | 2.04 | 37720 | 2.38
211635194 | 02/24/25 | Live | Nortek Global | AIREFORCE | Multizone All Non-Ducted | 211635194 |  | HMSR-A-CB-O | GXH30(8.8)FMK4DH-1 | Non-Ducted Indoor Units |  | 12.5 | 21 | 10 | 12.5 | 21 | 10 | TRUE | FALSE |  | 28400 | 27200 | 2.41 | 31860 | 2.4
211635193 | 02/24/25 | Live | Nortek Global | AIREFORCE | Multizone All Non-Ducted | 211635193 |  | HMSR-A-CB-O | GXH24(7.0)FMK4DH-1 | Non-Ducted Indoor Units |  | 12.5 | 21 | 10 | 12.5 | 21 | 10 | TRUE | FALSE |  | 23200 | 23600 | 2.33 | 26600 | 2.5
211635192 | 02/24/25 | Live | Nortek Global | AIREFORCE | Multizone All Non-Ducted | 211635192 |  | HMSR-A-CB-O | GXH18(5.3)FMK4DH-1 | Non-Ducted Indoor Units |  | 12 | 21 | 10 | 12 | 21 | 10 | TRUE | FALSE |  | 17000 | 15000 | 2.6 | 16400 | 2.64
211635191 | 02/24/25 | Live | Nortek Global | AIREFORCE | Singlezone Non-Ducted, Wall Placement | 211635191 |  | HRCU-A-CB-O | GXH36(10.6)LSK4DH2 | Mini-Splits | GHH36(10.6)LUK4DH2 | 10.5 | 20 | 9 | 10.5 | 20 | 8.5 | FALSE | FALSE |  | 33600 | 27800 | 2.6 | 28000 | 2.03
211635190 | 02/24/25 | Live | Nortek Global | AIREFORCE | Singlezone Non-Ducted, Wall Placement | 211635190 |  | HRCU-A-CB-O | GXH30(8.8)LSK4DH2 | Mini-Splits | GHH30(8.8)LUK4DH2 | 11.25 | 19 | 10 | 11.25 | 20 | 8.5 | FALSE | FALSE |  | 30000 | 24000 | 2.62 | 27000 | 2.08
211635189 | 02/24/25 | Live | Nortek Global | AIREFORCE | Singlezone Non-Ducted, Wall Placement | 211635189 |  | HRCU-A-CB-O | GXH24(7.0)LSK4DH2 | Mini-Splits | GHH24(7.0)LUK4DH2 |  |  |  | 13.1 | 24.5 | 9.5 | TRUE | FALSE |  | 22000 | 19400 | 2.87 | 22000 | 2.11
211635188 | 02/24/25 | Live | Nortek Global | AIREFORCE | Singlezone Non-Ducted, Wall Placement | 211635188 |  | HRCU-A-CB-O | GXH18(5.3)LSK4DH2 | Mini-Splits | GHH18(5.3)LUK4DH2 | 12.5 | 22 | 10.5 | 12.5 | 23 | 8.5 | FALSE | FALSE |  | 18000 | 10800 | 2.64 | 15500 | 2.06
211635187 | 02/24/25 | Live | Nortek Global | AIREFORCE | Singlezone Non-Ducted, Wall Placement | 211635187 |  | HRCU-A-CB-O | GXH12(3.5)LSK4DH2 | Mini-Splits | GHH12(3.5)LUK4DH2 | 12.5 | 24 | 11 | 12.5 | 24 | 9 | TRUE | TRUE |  | 12000 | 10000 | 2.55 | 10900 | 2.25
211635186 | 02/24/25 | Live | Nortek Global | AIREFORCE | Singlezone Non-Ducted, Wall Placement | 211635186 |  | HRCU-A-CB-O | GXH09(2.6)LSK4DH2 | Mini-Splits | GHH09(2.6)LUK4DH2 | 14.7 | 25.5 | 12 | 14.7 | 25.5 | 10.2 | FALSE | FALSE |  | 9100 | 8600 | 2.9 | 11000 | 2.08
211497141 | 02/24/25 | Live | Nortek Global | GIBSON | Singlezone Non-Ducted, Wall Placement | 211497141 |  | HRCU-A-CB-O | GXH18(5.3)LSK4DH2 | Mini-Splits | GHH18(5.3)LUK4DH2 | 12.5 | 22 | 10.5 | 12.5 | 23 | 8.5 | FALSE | FALSE |  | 18000 | 10800 | 2.64 | 15500 | 2.06
211497140 | 07/07/23 | Live | Nortek Global | AIRTEMP | Singlezone Non-Ducted, Wall Placement | 211497140 |  | HRCU-A-CB-O | GXH18(5.3)LSK4DH2 | Mini-Splits | GHH18(5.3)LUK4DH2 | 12.5 | 22 | 10.5 | 12.5 | 23 | 8.5 | FALSE | FALSE | FALSE | 18000 | 10800 | 2.64 | 15500 | 2.06
210534174 | 02/24/25 | Live | Nortek Global | GIBSON | Singlezone Non-Ducted, Wall Placement | 210534174 |  | HRCU-A-CB-O | GXH36(10.6)LSK4DH2 | Mini-Splits | GHH36(10.6)LUK4DH2 | 10.5 | 20 | 9 | 10.5 | 20 | 8.5 | FALSE | FALSE |  | 33600 | 27800 | 2.6 | 28000 | 2.03
210534173 | 02/24/25 | Live | Nortek Global | GIBSON | Singlezone Non-Ducted, Wall Placement | 210534173 |  | HRCU-A-CB-O | GXH30(8.8)LSK4DH2 | Mini-Splits | GHH30(8.8)LUK4DH2 | 11.25 | 19 | 10 | 11.25 | 20 | 8.5 | FALSE | FALSE |  | 30000 | 24000 | 2.62 | 27000 | 2.08
210534172 | 02/24/25 | Live | Nortek Global | GIBSON | Singlezone Non-Ducted, Wall Placement | 210534172 |  | HRCU-A-CB-O | GXH24(7.0)LSK4DH2 | Mini-Splits | GHH24(7.0)LUK4DH2 |  |  |  | 13.1 | 24.5 | 9.5 | TRUE | FALSE |  | 22000 | 19400 | 2.87 | 22000 | 2.11
210534171 | 02/24/25 | Live | Nortek Global | GIBSON | Singlezone Non-Ducted, Wall Placement | 210534171 |  | HRCU-A-CB-O | GXH12(3.5)LSK4DH2 | Mini-Splits | GHH12(3.5)LUK4DH2 | 12.5 | 24 | 11 | 12.5 | 24 | 9 | TRUE | TRUE |  | 12000 | 10000 | 2.55 | 10900 | 2.25
210534170 | 02/24/25 | Live | Nortek Global | GIBSON | Singlezone Non-Ducted, Wall Placement | 210534170 |  | HRCU-A-CB-O | GXH09(2.6)LSK4DH2 | Mini-Splits | GHH09(2.6)LUK4DH2 | 14.7 | 25.5 | 12 | 14.7 | 25.5 | 10.2 | FALSE | FALSE |  | 9100 | 8600 | 2.9 | 11000 | 2.08
210534165 | 07/07/23 | Live | Nortek Global | AIRTEMP | Singlezone Non-Ducted, Wall Placement | 210534165 |  | HRCU-A-CB-O | GXH36(10.6)LSK4DH2 | Mini-Splits | GHH36(10.6)LUK4DH2 | 10.5 | 20 | 9 | 10.5 | 20 | 8.5 | FALSE | FALSE | FALSE | 33600 | 27800 | 2.6 | 28000 | 2.03
210534164 | 07/07/23 | Live | Nortek Global | AIRTEMP | Singlezone Non-Ducted, Wall Placement | 210534164 |  | HRCU-A-CB-O | GXH30(8.8)LSK4DH2 | Mini-Splits | GHH30(8.8)LUK4DH2 | 11.25 | 19 | 10 | 11.25 | 20 | 8.5 | FALSE | FALSE | FALSE | 30000 | 24000 | 2.62 | 27000 | 2.08
210534163 | 07/07/23 | Live | Nortek Global | AIRTEMP | Singlezone Non-Ducted, Wall Placement | 210534163 |  | HRCU-A-CB-O | GXH24(7.0)LSK4DH2 | Mini-Splits | GHH24(7.0)LUK4DH2 |  |  |  | 13.1 | 24.5 | 9.5 | TRUE | FALSE | TRUE | 22000 | 19400 | 2.87 | 22000 | 2.11
210534162 | 07/07/23 | Live | Nortek Global | AIRTEMP | Singlezone Non-Ducted, Wall Placement | 210534162 |  | HRCU-A-CB-O | GXH12(3.5)LSK4DH2 | Mini-Splits | GHH12(3.5)LUK4DH2 | 12.5 | 24 | 11 | 12.5 | 24 | 9 | TRUE | TRUE | FALSE | 12000 | 10000 | 2.55 | 10900 | 2.25
210534161 | 07/07/23 | Live | Nortek Global | AIRTEMP | Singlezone Non-Ducted, Wall Placement | 210534161 |  | HRCU-A-CB-O | GXH09(2.6)LSK4DH2 | Mini-Splits | GHH09(2.6)LUK4DH2 | 14.7 | 25.5 | 12 | 14.7 | 25.5 | 10.2 | FALSE | FALSE | TRUE | 9100 | 8600 | 2.9 | 11000 | 2.08
210276807 | 07/07/23 | Live | Nortek Global | AIRTEMP | Multizone All Non-Ducted | 210276807 |  | HMSR-A-CB-O | GXH30(8.8)FMK4DH-1 | Non-Ducted Indoor Units |  | 12.5 | 21 | 10 | 12.5 | 21 | 10 | TRUE | FALSE | TRUE | 28400 | 27200 | 2.41 | 31860 | 2.4
210276806 | 07/07/23 | Live | Nortek Global | AIRTEMP | Multizone All Non-Ducted | 210276806 |  | HMSR-A-CB-O | GXH24(7.0)FMK4DH-1 | Non-Ducted Indoor Units |  | 12.5 | 21 | 10 | 12.5 | 21 | 10 | TRUE | FALSE | TRUE | 23200 | 23600 | 2.33 | 26600 | 2.5
210276805 | 07/07/23 | Live | Nortek Global | AIRTEMP | Multizone All Non-Ducted | 210276805 |  | HMSR-A-CB-O | GXH18(5.3)FMK4DH-1 | Non-Ducted Indoor Units |  | 12 | 21 | 10 | 12 | 21 | 10 | TRUE | FALSE | TRUE | 17000 | 15000 | 2.6 | 16400 | 2.64
210276804 | 07/07/23 | Live | Nortek Global | AIRTEMP | Multizone All Non-Ducted | 210276804 |  | HMSR-A-CB-O | GXH42(12.3)FMK4DH-1 | Non-Ducted Indoor Units |  | 12 | 21 | 10 | 12 | 21 | 10 | TRUE | FALSE | TRUE | 36000 | 35600 | 2.38 | 38200 | 2.41
210276803 | 07/07/23 | Live | Nortek Global | AIRTEMP | Multizone All Non-Ducted | 210276803 |  | HMSR-A-CB-O | GXH36(10.6)FMK4DH-1 | Non-Ducted Indoor Units |  | 12 | 21 | 10 | 12 | 21 | 10 | TRUE | FALSE | TRUE | 34000 | 30800 | 2.04 | 37720 | 2.38
210276802 | 02/24/25 | Live | Nortek Global | GIBSON | Multizone All Non-Ducted | 210276802 |  | HMSR-A-CB-O | GXH30(8.8)FMK4DH-1 | Non-Ducted Indoor Units |  | 12.5 | 21 | 10 | 12.5 | 21 | 10 | TRUE | FALSE |  | 28400 | 27200 | 2.41 | 31860 | 2.4
210276801 | 02/24/25 | Live | Nortek Global | GIBSON | Multizone All Non-Ducted | 210276801 |  | HMSR-A-CB-O | GXH24(7.0)FMK4DH-1 | Non-Ducted Indoor Units |  | 12.5 | 21 | 10 | 12.5 | 21 | 10 | TRUE | FALSE |  | 23200 | 23600 | 2.33 | 26600 | 2.5
210276800 | 02/24/25 | Live | Nortek Global | GIBSON | Multizone All Non-Ducted | 210276800 |  | HMSR-A-CB-O | GXH18(5.3)FMK4DH-1 | Non-Ducted Indoor Units |  | 12 | 21 | 10 | 12 | 21 | 10 | TRUE | FALSE |  | 17000 | 15000 | 2.6 | 16400 | 2.64
210276799 | 02/24/25 | Live | Nortek Global | GIBSON | Multizone All Non-Ducted | 210276799 |  | HMSR-A-CB-O | GXH42(12.3)FMK4DH-1 | Non-Ducted Indoor Units |  | 12 | 21 | 10 | 12 | 21 | 10 | TRUE | FALSE |  | 36000 | 35600 | 2.38 | 38200 | 2.41
210276798 | 02/24/25 | Live | Nortek Global | GIBSON | Multizone All Non-Ducted | 210276798 |  | HMSR-A-CB-O | GXH36(10.6)FMK4DH-1 | Non-Ducted Indoor Units |  | 12 | 21 | 10 | 12 | 21 | 10 | TRUE | FALSE |  | 34000 | 30800 | 2.04 | 37720 | 2.38
208127840 | 02/24/25 | Live | Nortek Global | FRIGIDAIRE | Singlezone Ducted, Centrally Ducted | 208127840 |  | HRCU-A-CB | GXH24-36MSK4DH |  | GMH24-**MSK4DH1 | 12.5 | 20 | 10.5 | 12 | 17 | 9 | TRUE | TRUE |  | 24000 | 20000 | 2.3 | 24000 | 2.3
208127838 | 02/24/25 | Live | Nortek Global | GIBSON | Singlezone Ducted, Centrally Ducted | 208127838 |  | HRCU-A-CB | GXH24-36MSK4DH |  | GMH24-**MSK4DH1 | 12.5 | 20 | 10.5 | 12 | 17 | 9 | TRUE | TRUE |  | 24000 | 20000 | 2.3 | 24000 | 2.3
208127836 | 02/24/25 | Live | Nortek Global | FRIGIDAIRE | Singlezone Ducted, Centrally Ducted | 208127836 |  | HRCU-A-CB | GXH48-60MSK4DH |  | GMH**-60MSK4DH1 | 10.5 | 17 | 10 | 10 | 16 | 9 | TRUE | TRUE |  | 54000 | 44000 | 2.4 | 49000 | 2.03
208127835 | 02/24/25 | Live | Nortek Global | FRIGIDAIRE | Singlezone Ducted, Centrally Ducted | 208127835 |  | HRCU-A-CB | GXH48-60MSK4DH |  | GMH48-**MSK4DH1 | 11.5 | 18 | 10.5 | 11 | 17 | 9 | TRUE | TRUE |  | 48000 | 39500 | 2.5 | 48000 | 2.04
208127834 | 02/24/25 | Live | Nortek Global | FRIGIDAIRE | Singlezone Ducted, Centrally Ducted | 208127834 |  | HRCU-A-CB | GXH24-36MSK4DH |  | GMH**-36MSK4DH1 | 10 | 18 | 10 | 10 | 16 | 9 | TRUE | TRUE |  | 34000 | 29000 | 2.3 | 35000 | 1.95
208127830 | 02/24/25 | Live | Nortek Global | GIBSON | Singlezone Ducted, Centrally Ducted | 208127830 |  | HRCU-A-CB | GXH48-60MSK4DH |  | GMH**-60MSK4DH1 | 10.5 | 17 | 10 | 10 | 16 | 9 | TRUE | TRUE |  | 54000 | 44000 | 2.4 | 49000 | 2.03
208127829 | 02/24/25 | Live | Nortek Global | GIBSON | Singlezone Ducted, Centrally Ducted | 208127829 |  | HRCU-A-CB | GXH48-60MSK4DH |  | GMH48-**MSK4DH1 | 11.5 | 18 | 10.5 | 11 | 17 | 9 | TRUE | TRUE |  | 48000 | 39500 | 2.5 | 48000 | 2.04
208127828 | 02/24/25 | Live | Nortek Global | GIBSON | Singlezone Ducted, Centrally Ducted | 208127828 |  | HRCU-A-CB | GXH24-36MSK4DH |  | GMH**-36MSK4DH1 | 10 | 18 | 10 | 10 | 16 | 9 | TRUE | TRUE |  | 34000 | 29000 | 2.3 | 35000 | 1.95
206724411 | 04/28/22 | Live | Nortek Global | AIRTEMP | Singlezone Ducted, Centrally Ducted | 206724411 |  | HRCU-A-CB | GXH48-60MSK4DH |  | GMH**-60MSK4DH1 | 10.5 | 17 | 10 | 10 | 16 | 9 | TRUE | TRUE | TRUE | 54000 | 44000 | 2.4 | 49000 | 2.03
206724410 | 04/28/22 | Live | Nortek Global | AIRTEMP | Singlezone Ducted, Centrally Ducted | 206724410 |  | HRCU-A-CB | GXH48-60MSK4DH |  | GMH48-**MSK4DH1 | 11.5 | 18 | 10.5 | 11 | 17 | 9 | TRUE | TRUE | TRUE | 48000 | 39500 | 2.5 | 48000 | 2.04
206724409 | 04/28/22 | Live | Nortek Global | AIRTEMP | Singlezone Ducted, Centrally Ducted | 206724409 |  | HRCU-A-CB | GXH24-36MSK4DH |  | GMH**-36MSK4DH1 | 10 | 18 | 10 | 10 | 16 | 9 | TRUE | TRUE | TRUE | 34000 | 29000 | 2.3 | 35000 | 1.95
206724408 | 04/28/22 | Live | Nortek Global | AIRTEMP | Singlezone Ducted, Centrally Ducted | 206724408 |  | HRCU-A-CB | GXH24-36MSK4DH |  | GMH24-**MSK4DH1 | 12.5 | 20 | 10.5 | 12 | 17 | 9 | TRUE | TRUE | TRUE | 24000 | 20000 | 2.3 | 24000 | 2.3
206724407 | 02/24/25 | Live | Nortek Global | AIREFORCE | Singlezone Ducted, Centrally Ducted | 206724407 |  | HRCU-A-CB | GXH48-60MSK4DH |  | GMH**-60MSK4DH1 | 10.5 | 17 | 10 | 10 | 16 | 9 | TRUE | TRUE |  | 54000 | 44000 | 2.4 | 49000 | 2.03
206724406 | 02/24/25 | Live | Nortek Global | AIREFORCE | Singlezone Ducted, Centrally Ducted | 206724406 |  | HRCU-A-CB | GXH48-60MSK4DH |  | GMH48-**MSK4DH1 | 11.5 | 18 | 10.5 | 11 | 17 | 9 | TRUE | TRUE |  | 48000 | 39500 | 2.5 | 48000 | 2.04
206724405 | 02/24/25 | Live | Nortek Global | AIREFORCE | Singlezone Ducted, Centrally Ducted | 206724405 |  | HRCU-A-CB | GXH24-36MSK4DH |  | GMH**-36MSK4DH1 | 10 | 18 | 10 | 10 | 16 | 9 | TRUE | TRUE |  | 34000 | 29000 | 2.3 | 35000 | 1.95
206724404 | 02/24/25 | Live | Nortek Global | AIREFORCE | Singlezone Ducted, Centrally Ducted | 206724404 |  | HRCU-A-CB | GXH24-36MSK4DH |  | GMH24-**MSK4DH1 | 12.5 | 20 | 10.5 | 12 | 17 | 9 | TRUE | TRUE |  | 24000 | 20000 | 2.3 | 24000 | 2.3
206724399 | 04/28/22 | Live | Nortek Global | NORTEK | Singlezone Ducted, Centrally Ducted | 206724399 |  | HRCU-A-CB | GXH48-60MSK4DH |  | GMH**-60MSK4DH1 | 10.5 | 17 | 10 | 10 | 16 | 9 | TRUE | TRUE |  | 54000 | 44000 | 2.4 | 49000 | 2.03
206724398 | 04/28/22 | Live | Nortek Global | NORTEK | Singlezone Ducted, Centrally Ducted | 206724398 |  | HRCU-A-CB | GXH48-60MSK4DH |  | GMH48-**MSK4DH1 | 11.5 | 18 | 10.5 | 11 | 17 | 9 | TRUE | TRUE |  | 48000 | 39500 | 2.5 | 48000 | 2.04
206724397 | 04/28/22 | Live | Nortek Global | NORTEK | Singlezone Ducted, Centrally Ducted | 206724397 |  | HRCU-A-CB | GXH24-36MSK4DH |  | GMH**-36MSK4DH1 | 10 | 18 | 10 | 10 | 16 | 9 | TRUE | TRUE |  | 34000 | 29000 | 2.3 | 35000 | 1.95
206724396 | 04/28/22 | Live | Nortek Global | NORTEK | Singlezone Ducted, Centrally Ducted | 206724396 |  | HRCU-A-CB | GXH24-36MSK4DH |  | GMH24-**MSK4DH1 | 12.5 | 20 | 10.5 | 12 | 17 | 9 | TRUE | TRUE |  | 24000 | 20000 | 2.3 | 24000 | 2.3
216706041 | 02/24/25 | Live | Midea Electric Trading | TGM | Singlezone Non-Ducted, Floor Placement | 216706041 |  | HRCU-A-CB-O | MRS5VHT48AS | Mini-Splits | MUV5HT48S |  |  |  | 9.5 | 19.8 | 10.2 | TRUE | TRUE |  | 48000 | 39500 | 2.4 | 45100 | 2.13
216706042 | 02/24/25 | Live | Midea Electric Trading | TGM | Singlezone Non-Ducted, Wall Placement | 216706042 |  | HRCU-A-CB-O | MRS5VHT48AS | Mini-Splits | MC45VHT48S |  |  |  | 9.5 | 19 | 9.9 | TRUE | TRUE |  | 48000 | 36600 | 2.24 | 44600 | 2.12
216706040 | 02/24/25 | Live | Midea Electric Trading | TGM | Singlezone Non-Ducted, Floor Placement | 216706040 |  | HRCU-A-CB-O | MRS5VHT36AS | Mini-Splits | MUV5HT36S |  |  |  | 10.1 | 20 | 10 | FALSE | FALSE |  | 36000 | 26400 | 2.68 | 30900 | 2.36
216706039 | 02/24/25 | Live | Midea Electric Trading | TGM | Singlezone Non-Ducted, Floor Placement | 216706039 |  | HRCU-A-CB-O | MRS5VHT24AS | Mini-Splits | MUV5HT24S |  |  |  | 12.2 | 21.1 | 11.1 | TRUE | TRUE |  | 24000 | 20000 | 2.56 | 20000 | 2.31
216706038 | 02/24/25 | Live | Midea Electric Trading | TGM | Singlezone Non-Ducted, Floor Placement | 216706038 |  | HRCU-A-CB-O | MRS5VHT18AS | Mini-Splits | MUV5HT18S |  |  |  | 12.5 | 22.3 | 10.4 | TRUE | TRUE |  | 18000 | 13700 | 2.51 | 15100 | 2.38
216706206 | 02/24/25 | Live | Midea Electric Trading | CONTINENTAL | Singlezone Non-Ducted, Wall Placement | 216706206 |  | HRCU-A-CB-O | CDHAS26B-33-O | Mini-Splits | CDHAS26B-33-I |  |  |  | 12 | 19.5 | 10.5 | TRUE | TRUE |  | 33000 | 30000 | 2.69 | 30200 | 2.02
216706205 | 02/24/25 | Live | Midea Electric Trading | NAPOLEON | Singlezone Non-Ducted, Wall Placement | 216706205 |  | HRCU-A-CB-O | NDHAS26B-33-O | Mini-Splits | NDHAS26B-33-I |  |  |  | 12 | 19.5 | 10.5 | TRUE | TRUE |  | 33000 | 30000 | 2.69 | 30200 | 2.02
216980455 | 02/24/25 | Live | Midea Electric Trading | PANASONIC | Singlezone Ducted, Centrally Ducted | 216980455 |  | HRCU-A-C | CU-HM48BAHU |  | CS-HM60BAMU3 |  |  |  | 10 | 15.2 | 8.8 | FALSE | FALSE |  | 45000 | 34400 | 2.42 | 36000 | 2.29
216980456 | 02/24/25 | Live | Midea Electric Trading | PANASONIC | Singlezone Ducted, Centrally Ducted | 216980456 |  | HRCU-A-C | CU-HM55BAHU |  | CS-HM60BAMU3 |  |  |  | 10 | 16 | 8.5 | FALSE | FALSE |  | 52000 | 37800 | 2.46 | 50000 | 2.02
216778966 | 02/24/25 | Live | Midea Electric Trading | TRUST AIR CONDITIONERS | Singlezone Ducted, Centrally Ducted | 216778966 |  | HRCU-A-CB | AA60H/O44P |  | AH60H/I44P | 9 | 16.4 | 10.5 | 8.8 | 15.3 | 9.4 | FALSE | FALSE |  | 55000 | 42000 | 2.6 | 52500 | 2.3
216778960 | 02/24/25 | Live | Midea Electric Trading | TRUST AIR CONDITIONERS | Singlezone Ducted, Centrally Ducted | 216778960 |  | HRCU-A-C | AH18H/O44P |  | CX24M/W4T3 | 10 | 14.3 | 9.3 | 10.2 | 15.2 | 8.6 | FALSE | FALSE |  | 18000 | 13000 | 2.59 | 14000 | 2.21
216778965 | 02/24/25 | Live | Midea Electric Trading | TRUST AIR CONDITIONERS | Singlezone Ducted, Centrally Ducted | 216778965 |  | HRCU-A-C | AA30H/O44P |  | CX36M/W4T4 | 10.7 | 14.2 | 9.5 | 10.5 | 15.5 | 9.7 | FALSE | FALSE |  | 30000 | 22600 | 2.62 | 26000 | 2.28
216778964 | 02/24/25 | Live | Midea Electric Trading | TRUST AIR CONDITIONERS | Singlezone Ducted, Centrally Ducted | 216778964 |  | HRCU-A-C | AA24H/O44P |  | CX24M/W4T3 | 11 | 16 | 9.5 | 10.7 | 16.5 | 9.5 | FALSE | FALSE |  | 24000 | 21000 | 2.58 | 23000 | 2.28
216778963 | 02/24/25 | Live | Midea Electric Trading | TRUST AIR CONDITIONERS | Singlezone Ducted, Centrally Ducted | 216778963 |  | HRCU-A-C | AA18H/O44P |  | CX24M/W4T3 | 11.6 | 15.6 | 8.8 | 11.7 | 16.1 | 9.5 | FALSE | FALSE |  | 18000 | 14700 | 2.6 | 17400 | 2.42
216778962 | 02/24/25 | Live | Midea Electric Trading | TRUST AIR CONDITIONERS | Singlezone Ducted, Centrally Ducted | 216778962 |  | HRCU-A-C | AH30H/O44P |  | CX36M/W4T4 | 10 | 14.2 | 9.5 | 10.2 | 14.9 | 9.3 | FALSE | FALSE |  | 30000 | 22000 | 2.6 | 24400 | 2.1
216778961 | 02/24/25 | Live | Midea Electric Trading | TRUST AIR CONDITIONERS | Singlezone Ducted, Centrally Ducted | 216778961 |  | HRCU-A-C | AH24H/O44P |  | CX24M/W4T3 | 10.3 | 15 | 10 | 10 | 15.7 | 9.8 | FALSE | FALSE |  | 24000 | 22000 | 2.5 | 23600 | 2.14
216980848 | 02/24/25 | Live | Midea Electric Trading | DIYCOOL | Singlezone Ducted, Centrally Ducted | 216980848 |  | HRCU-A-CB | EZ-60-HPB |  | EZ-60-AHB |  |  |  | 10 | 16 | 9 | FALSE | FALSE |  | 54000 | 45000 | 2.4 | 50400 | 2.3
216980856 | 02/24/25 | Live | Midea Electric Trading | 1HVAC | Singlezone Ducted, Centrally Ducted | 216980856 |  | HRCU-A-CB | EZ-60-HPB |  | EZ-60-AHB |  |  |  | 10 | 16 | 9 | FALSE | FALSE |  | 54000 | 45000 | 2.4 | 50400 | 2.3
216980864 | 02/24/25 | Live | Midea Electric Trading | POLARWAVE | Singlezone Ducted, Centrally Ducted | 216980864 |  | HRCU-A-CB | EZ-60-HPB |  | EZ-60-AHB |  |  |  | 10 | 16 | 9 | FALSE | FALSE |  | 54000 | 45000 | 2.4 | 50400 | 2.3
216980844 | 02/24/25 | Live | Midea Electric Trading | DIYCOOL | Singlezone Ducted, Centrally Ducted | 216980844 |  | HRCU-A-CB | EZ-60-EHPB |  | EZ-60-AHB |  |  |  | 8.6 | 15.2 | 8.4 | FALSE | FALSE |  | 54000 | 33000 | 2.34 | 35800 | 1.96
216980860 | 02/24/25 | Live | Midea Electric Trading | POLARWAVE | Singlezone Ducted, Centrally Ducted | 216980860 |  | HRCU-A-CB | EZ-60-EHPB |  | EZ-60-AHB |  |  |  | 8.6 | 15.2 | 8.4 | FALSE | FALSE |  | 54000 | 33000 | 2.34 | 35800 | 1.96
216980852 | 02/24/25 | Live | Midea Electric Trading | 1HVAC | Singlezone Ducted, Centrally Ducted | 216980852 |  | HRCU-A-CB | EZ-60-EHPB |  | EZ-60-AHB |  |  |  | 8.6 | 15.2 | 8.4 | FALSE | FALSE |  | 54000 | 33000 | 2.34 | 35800 | 1.96
216980851 | 02/24/25 | Live | Midea Electric Trading | 1HVAC | Singlezone Ducted, Centrally Ducted | 216980851 |  | HRCU-A-CB | EZ-48-EHPB |  | EZ-48-AHB |  |  |  | 10 | 16 | 8.5 | FALSE | FALSE |  | 48000 | 32400 | 2.46 | 35400 | 2
216980859 | 02/24/25 | Live | Midea Electric Trading | POLARWAVE | Singlezone Ducted, Centrally Ducted | 216980859 |  | HRCU-A-CB | EZ-48-EHPB |  | EZ-48-AHB |  |  |  | 10 | 16 | 8.5 | FALSE | FALSE |  | 48000 | 32400 | 2.46 | 35400 | 2
216980863 | 02/24/25 | Live | Midea Electric Trading | POLARWAVE | Singlezone Ducted, Centrally Ducted | 216980863 |  | HRCU-A-CB | EZ-48-HPB |  | EZ-48-AHB |  |  |  | 10.5 | 16.5 | 9.5 | FALSE | FALSE |  | 48000 | 37000 | 2.7 | 38300 | 2.02
216980855 | 02/24/25 | Live | Midea Electric Trading | 1HVAC | Singlezone Ducted, Centrally Ducted | 216980855 |  | HRCU-A-CB | EZ-48-HPB |  | EZ-48-AHB |  |  |  | 10.5 | 16.5 | 9.5 | FALSE | FALSE |  | 48000 | 37000 | 2.7 | 38300 | 2.02
216980847 | 02/24/25 | Live | Midea Electric Trading | DIYCOOL | Singlezone Ducted, Centrally Ducted | 216980847 |  | HRCU-A-CB | EZ-48-HPB |  | EZ-48-AHB |  |  |  | 10.5 | 16.5 | 9.5 | FALSE | FALSE |  | 48000 | 37000 | 2.7 | 38300 | 2.02
216980850 | 02/24/25 | Live | Midea Electric Trading | 1HVAC | Singlezone Ducted, Centrally Ducted | 216980850 |  | HRCU-A-CB | EZ-36-EHPB |  | EZ-36-AHB |  |  |  | 10 | 16.2 | 8.7 | FALSE | FALSE |  | 36000 | 24800 | 2.52 | 26200 | 2.19
216980858 | 02/24/25 | Live | Midea Electric Trading | POLARWAVE | Singlezone Ducted, Centrally Ducted | 216980858 |  | HRCU-A-CB | EZ-36-EHPB |  | EZ-36-AHB |  |  |  | 10 | 16.2 | 8.7 | FALSE | FALSE |  | 36000 | 24800 | 2.52 | 26200 | 2.19
216980862 | 02/24/25 | Live | Midea Electric Trading | POLARWAVE | Singlezone Ducted, Centrally Ducted | 216980862 |  | HRCU-A-CB | EZ-36-HPB |  | EZ-36-AHB |  |  |  | 11.7 | 17.4 | 10.3 | FALSE | FALSE |  | 36000 | 31800 | 2.54 | 47500 | 2.36
216980854 | 02/24/25 | Live | Midea Electric Trading | 1HVAC | Singlezone Ducted, Centrally Ducted | 216980854 |  | HRCU-A-CB | EZ-36-HPB |  | EZ-36-AHB |  |  |  | 11.7 | 17.4 | 10.3 | FALSE | FALSE |  | 36000 | 31800 | 2.54 | 47500 | 2.36
216980846 | 02/24/25 | Live | Midea Electric Trading | DIYCOOL | Singlezone Ducted, Centrally Ducted | 216980846 |  | HRCU-A-CB | EZ-36-HPB |  | EZ-36-AHB |  |  |  | 11.7 | 17.4 | 10.3 | FALSE | FALSE |  | 36000 | 31800 | 2.54 | 47500 | 2.36
216980849 | 02/24/25 | Live | Midea Electric Trading | 1HVAC | Singlezone Ducted, Centrally Ducted | 216980849 |  | HRCU-A-CB | EZ-24-EHPB |  | EZ-24-AHB |  |  |  | 11 | 18.1 | 9.7 | FALSE | FALSE |  | 24000 | 20000 | 2.42 | 22200 | 2.24
216980857 | 02/24/25 | Live | Midea Electric Trading | POLARWAVE | Singlezone Ducted, Centrally Ducted | 216980857 |  | HRCU-A-CB | EZ-24-EHPB |  | EZ-24-AHB |  |  |  | 11 | 18.1 | 9.7 | FALSE | FALSE |  | 24000 | 20000 | 2.42 | 22200 | 2.24
216980853 | 02/24/25 | Live | Midea Electric Trading | 1HVAC | Singlezone Ducted, Centrally Ducted | 216980853 |  | HRCU-A-CB | EZ-24-HPB |  | EZ-24-AHB |  |  |  | 11.7 | 18.4 | 10 | FALSE | FALSE |  | 23000 | 20000 | 2.42 | 22200 | 2.24
216980861 | 02/24/25 | Live | Midea Electric Trading | POLARWAVE | Singlezone Ducted, Centrally Ducted | 216980861 |  | HRCU-A-CB | EZ-24-HPB |  | EZ-24-AHB |  |  |  | 11.7 | 18.4 | 10 | FALSE | FALSE |  | 23000 | 20000 | 2.42 | 22200 | 2.24
216980845 | 02/24/25 | Live | Midea Electric Trading | DIYCOOL | Singlezone Ducted, Centrally Ducted | 216980845 |  | HRCU-A-CB | EZ-24-HPB |  | EZ-24-AHB |  |  |  | 11.7 | 18.4 | 10 | FALSE | FALSE |  | 23000 | 20000 | 2.42 | 22200 | 2.24
216980802 | 02/24/25 | Live | Midea Electric Trading | 1HVAC | Singlezone Ducted, Centrally Ducted | 216980802 |  | HRCU-A-C | ACIQ-30-EHPD |  | ACIQ-36-ACL-B |  |  |  | 10 | 16 | 8.5 | FALSE | FALSE |  | 29000 | 20000 | 2.44 | 25000 | 2.5
216980766 | 02/24/25 | Live | Midea Electric Trading | ACIQ | Singlezone Ducted, Centrally Ducted | 216980766 |  | HRCU-A-C | ACIQ-30-EHPD |  | ACIQ-36-ACL-B |  |  |  | 10 | 16 | 8.5 | FALSE | FALSE |  | 29000 | 20000 | 2.44 | 25000 | 2.5
216980765 | 02/24/25 | Live | Midea Electric Trading | ACIQ | Singlezone Ducted, Centrally Ducted | 216980765 |  | HRCU-A-C | ACIQ-30-EHPD |  | ACIQ-36-ACL-17-B |  |  |  | 10 | 16 | 8.5 | FALSE | FALSE |  | 29000 | 20000 | 2.44 | 25000 | 2.5
216980801 | 02/24/25 | Live | Midea Electric Trading | 1HVAC | Singlezone Ducted, Centrally Ducted | 216980801 |  | HRCU-A-C | ACIQ-30-EHPD |  | ACIQ-36-ACL-17-B |  |  |  | 10 | 16 | 8.5 | FALSE | FALSE |  | 29000 | 20000 | 2.44 | 25000 | 2.5
216980814 | 02/24/25 | Live | Midea Electric Trading | 1HVAC | Singlezone Ducted, Centrally Ducted | 216980814 |  | HRCU-A-C | ACIQ-48-HPD |  | ACIQ-48-ACL-B |  |  |  | 10 | 15.2 | 8.8 | FALSE | FALSE |  | 45000 | 34400 | 2.42 | 36000 | 2.29
216980778 | 02/24/25 | Live | Midea Electric Trading | ACIQ | Singlezone Ducted, Centrally Ducted | 216980778 |  | HRCU-A-C | ACIQ-48-HPD |  | ACIQ-48-ACL-B |  |  |  | 10 | 15.2 | 8.8 | FALSE | FALSE |  | 45000 | 34400 | 2.42 | 36000 | 2.29
216980768 | 02/24/25 | Live | Midea Electric Trading | ACIQ | Singlezone Ducted, Centrally Ducted | 216980768 |  | HRCU-A-C | ACIQ-36-EHPD |  | ACIQ-36-ACL-B |  |  |  | 8.5 | 14.3 | 8.3 | FALSE | FALSE |  | 35000 | 24200 | 2.42 | 28000 | 1.91
216980804 | 02/24/25 | Live | Midea Electric Trading | 1HVAC | Singlezone Ducted, Centrally Ducted | 216980804 |  | HRCU-A-C | ACIQ-36-EHPD |  | ACIQ-36-ACL-B |  |  |  | 8.5 | 14.3 | 8.3 | FALSE | FALSE |  | 35000 | 24200 | 2.42 | 28000 | 1.91
216980803 | 02/24/25 | Live | Midea Electric Trading | 1HVAC | Singlezone Ducted, Centrally Ducted | 216980803 |  | HRCU-A-C | ACIQ-36-EHPD |  | ACIQ-36-ACL-17-B |  |  |  | 8.5 | 14.3 | 8.3 | FALSE | FALSE |  | 35000 | 24200 | 2.42 | 28000 | 1.91
216980767 | 02/24/25 | Live | Midea Electric Trading | ACIQ | Singlezone Ducted, Centrally Ducted | 216980767 |  | HRCU-A-C | ACIQ-36-EHPD |  | ACIQ-36-ACL-17-B |  |  |  | 8.5 | 14.3 | 8.3 | FALSE | FALSE |  | 35000 | 24200 | 2.42 | 28000 | 1.91
216980779 | 02/24/25 | Live | Midea Electric Trading | ACIQ | Singlezone Ducted, Centrally Ducted | 216980779 |  | HRCU-A-C | ACIQ-60-HPD |  | ACIQ-48-ACL-B |  |  |  | 10 | 16 | 8.5 | FALSE | FALSE |  | 52000 | 37800 | 2.46 | 50000 | 2.02
216980815 | 02/24/25 | Live | Midea Electric Trading | 1HVAC | Singlezone Ducted, Centrally Ducted | 216980815 |  | HRCU-A-C | ACIQ-60-HPD |  | ACIQ-48-ACL-B |  |  |  | 10 | 16 | 8.5 | FALSE | FALSE |  | 52000 | 37800 | 2.46 | 50000 | 2.02
216980792 | 02/24/25 | Live | Midea Electric Trading | ACIQ | Singlezone Ducted, Centrally Ducted | 216980792 |  | HRCU-A-CB | ACIQ-36-EHPD |  | ACIQ-36W-PB |  |  |  | 9.2 | 15.4 | 8.7 | FALSE | FALSE |  | 36000 | 24600 | 2.5 | 32000 | 2.29
216980828 | 02/24/25 | Live | Midea Electric Trading | 1HVAC | Singlezone Ducted, Centrally Ducted | 216980828 |  | HRCU-A-CB | ACIQ-36-EHPD |  | ACIQ-36W-PB |  |  |  | 9.2 | 15.4 | 8.7 | FALSE | FALSE |  | 36000 | 24600 | 2.5 | 32000 | 2.29
216980780 | 02/24/25 | Live | Midea Electric Trading | ACIQ | Singlezone Ducted, Centrally Ducted | 216980780 |  | HRCU-A-C | ACIQ-60-HPD |  | ACIQ-60-ACL-B |  |  |  | 10 | 15.2 | 8.1 | FALSE | FALSE |  | 47000 | 36000 | 2.14 | 48000 | 2
216980816 | 02/24/25 | Live | Midea Electric Trading | 1HVAC | Singlezone Ducted, Centrally Ducted | 216980816 |  | HRCU-A-C | ACIQ-60-HPD |  | ACIQ-60-ACL-B |  |  |  | 10 | 15.2 | 8.1 | FALSE | FALSE |  | 47000 | 36000 | 2.14 | 48000 | 2
216980811 | 02/24/25 | Live | Midea Electric Trading | 1HVAC | Singlezone Ducted, Centrally Ducted | 216980811 |  | HRCU-A-C | ACIQ-30-HPD |  | ACIQ-36-ACL-B |  |  |  | 10 | 16 | 9.5 | FALSE | FALSE |  | 29000 | 25000 | 2.4 | 33600 | 2.05
216980775 | 02/24/25 | Live | Midea Electric Trading | ACIQ | Singlezone Ducted, Centrally Ducted | 216980775 |  | HRCU-A-C | ACIQ-30-HPD |  | ACIQ-36-ACL-B |  |  |  | 10 | 16 | 9.5 | FALSE | FALSE |  | 29000 | 25000 | 2.4 | 33600 | 2.05
216980774 | 02/24/25 | Live | Midea Electric Trading | ACIQ | Singlezone Ducted, Centrally Ducted | 216980774 |  | HRCU-A-C | ACIQ-30-HPD |  | ACIQ-36-ACL-17-B |  |  |  | 10 | 16 | 9.5 | FALSE | FALSE |  | 29000 | 25000 | 2.4 | 33600 | 2.05
216980810 | 02/24/25 | Live | Midea Electric Trading | 1HVAC | Singlezone Ducted, Centrally Ducted | 216980810 |  | HRCU-A-C | ACIQ-30-HPD |  | ACIQ-36-ACL-17-B |  |  |  | 10 | 16 | 9.5 | FALSE | FALSE |  | 29000 | 25000 | 2.4 | 33600 | 2.05
216980809 | 02/24/25 | Live | Midea Electric Trading | 1HVAC | Singlezone Ducted, Centrally Ducted | 216980809 |  | HRCU-A-C | ACIQ-30-HPD |  | ACIQ-36-ACL-14-B |  |  |  | 10 | 15.3 | 9.3 | FALSE | FALSE |  | 30000 | 24000 | 2.36 | 31700 | 2
216980773 | 02/24/25 | Live | Midea Electric Trading | ACIQ | Singlezone Ducted, Centrally Ducted | 216980773 |  | HRCU-A-C | ACIQ-30-HPD |  | ACIQ-36-ACL-14-B |  |  |  | 10 | 15.3 | 9.3 | FALSE | FALSE |  | 30000 | 24000 | 2.36 | 31700 | 2
216980777 | 02/24/25 | Live | Midea Electric Trading | ACIQ | Singlezone Ducted, Centrally Ducted | 216980777 |  | HRCU-A-C | ACIQ-36-HPD |  | ACIQ-36-ACL-B |  |  |  | 10.7 | 15.8 | 9.4 | FALSE | FALSE |  | 36000 | 29200 | 2.5 | 39000 | 2.18
216980813 | 02/24/25 | Live | Midea Electric Trading | 1HVAC | Singlezone Ducted, Centrally Ducted | 216980813 |  | HRCU-A-C | ACIQ-36-HPD |  | ACIQ-36-ACL-B |  |  |  | 10.7 | 15.8 | 9.4 | FALSE | FALSE |  | 36000 | 29200 | 2.5 | 39000 | 2.18
216980812 | 02/24/25 | Live | Midea Electric Trading | 1HVAC | Singlezone Ducted, Centrally Ducted | 216980812 |  | HRCU-A-C | ACIQ-36-HPD |  | ACIQ-36-ACL-17-B |  |  |  | 10.7 | 15.8 | 9.4 | FALSE | FALSE |  | 36000 | 29200 | 2.5 | 39000 | 2.18
216980776 | 02/24/25 | Live | Midea Electric Trading | ACIQ | Singlezone Ducted, Centrally Ducted | 216980776 |  | HRCU-A-C | ACIQ-36-HPD |  | ACIQ-36-ACL-17-B |  |  |  | 10.7 | 15.8 | 9.4 | FALSE | FALSE |  | 36000 | 29200 | 2.5 | 39000 | 2.18
216980764 | 02/24/25 | Live | Midea Electric Trading | ACIQ | Singlezone Ducted, Centrally Ducted | 216980764 |  | HRCU-A-C | ACIQ-24-EHPD |  | ACIQ-24-ACL-B |  |  |  | 10 | 16 | 9 | FALSE | FALSE |  | 24000 | 19700 | 2.66 | 19700 | 2.66
216980800 | 02/24/25 | Live | Midea Electric Trading | 1HVAC | Singlezone Ducted, Centrally Ducted | 216980800 |  | HRCU-A-C | ACIQ-24-EHPD |  | ACIQ-24-ACL-B |  |  |  | 10 | 16 | 9 | FALSE | FALSE |  | 24000 | 19700 | 2.66 | 19700 | 2.66
216980799 | 02/24/25 | Live | Midea Electric Trading | 1HVAC | Singlezone Ducted, Centrally Ducted | 216980799 |  | HRCU-A-C | ACIQ-24-EHPD |  | ACIQ-24-ACL-14-B |  |  |  | 10 | 16 | 9 | FALSE | FALSE |  | 24000 | 19700 | 2.66 | 19700 | 2.66
216980763 | 02/24/25 | Live | Midea Electric Trading | ACIQ | Singlezone Ducted, Centrally Ducted | 216980763 |  | HRCU-A-C | ACIQ-24-EHPD |  | ACIQ-24-ACL-14-B |  |  |  | 10 | 16 | 9 | FALSE | FALSE |  | 24000 | 19700 | 2.66 | 19700 | 2.66
216980772 | 02/24/25 | Live | Midea Electric Trading | ACIQ | Singlezone Ducted, Centrally Ducted | 216980772 |  | HRCU-A-C | ACIQ-24-HPD |  | ACIQ-24-ACL-B |  |  |  | 10 | 16 | 9.5 | FALSE | FALSE |  | 24000 | 19700 | 2.66 | 22000 | 2
216980808 | 02/24/25 | Live | Midea Electric Trading | 1HVAC | Singlezone Ducted, Centrally Ducted | 216980808 |  | HRCU-A-C | ACIQ-24-HPD |  | ACIQ-24-ACL-B |  |  |  | 10 | 16 | 9.5 | FALSE | FALSE |  | 24000 | 19700 | 2.66 | 22000 | 2
216980807 | 02/24/25 | Live | Midea Electric Trading | 1HVAC | Singlezone Ducted, Centrally Ducted | 216980807 |  | HRCU-A-C | ACIQ-24-HPD |  | ACIQ-24-ACL-14-B |  |  |  | 10 | 16 | 9.5 | FALSE | FALSE |  | 24000 | 19700 | 2.66 | 22000 | 2
216980771 | 02/24/25 | Live | Midea Electric Trading | ACIQ | Singlezone Ducted, Centrally Ducted | 216980771 |  | HRCU-A-C | ACIQ-24-HPD |  | ACIQ-24-ACL-14-B |  |  |  | 10 | 16 | 9.5 | FALSE | FALSE |  | 24000 | 19700 | 2.66 | 22000 | 2
216980762 | 02/24/25 | Live | Midea Electric Trading | ACIQ | Singlezone Ducted, Centrally Ducted | 216980762 |  | HRCU-A-C | ACIQ-18-EHPD |  | ACIQ-24-ACL-B |  |  |  | 10.2 | 16 | 8.6 | FALSE | FALSE |  | 18000 | 13400 | 2.65 | 13400 | 2.65
216980798 | 02/24/25 | Live | Midea Electric Trading | 1HVAC | Singlezone Ducted, Centrally Ducted | 216980798 |  | HRCU-A-C | ACIQ-18-EHPD |  | ACIQ-24-ACL-B |  |  |  | 10.2 | 16 | 8.6 | FALSE | FALSE |  | 18000 | 13400 | 2.65 | 13400 | 2.65
216980797 | 02/24/25 | Live | Midea Electric Trading | 1HVAC | Singlezone Ducted, Centrally Ducted | 216980797 |  | HRCU-A-C | ACIQ-18-EHPD |  | ACIQ-24-ACL-14-B |  |  |  | 10.2 | 16 | 8.6 | FALSE | FALSE |  | 18000 | 13400 | 2.65 | 13400 | 2.65
216980761 | 02/24/25 | Live | Midea Electric Trading | ACIQ | Singlezone Ducted, Centrally Ducted | 216980761 |  | HRCU-A-C | ACIQ-18-EHPD |  | ACIQ-24-ACL-14-B |  |  |  | 10.2 | 16 | 8.6 | FALSE | FALSE |  | 18000 | 13400 | 2.65 | 13400 | 2.65
216980770 | 02/24/25 | Live | Midea Electric Trading | ACIQ | Singlezone Ducted, Centrally Ducted | 216980770 |  | HRCU-A-C | ACIQ-18-HPD |  | ACIQ-24-ACL-B |  |  |  | 11.7 | 16.1 | 9.5 | FALSE | FALSE |  | 18000 | 15200 | 2.7 | 21000 | 2
216980806 | 02/24/25 | Live | Midea Electric Trading | 1HVAC | Singlezone Ducted, Centrally Ducted | 216980806 |  | HRCU-A-C | ACIQ-18-HPD |  | ACIQ-24-ACL-B |  |  |  | 11.7 | 16.1 | 9.5 | FALSE | FALSE |  | 18000 | 15200 | 2.7 | 21000 | 2
216980805 | 02/24/25 | Live | Midea Electric Trading | 1HVAC | Singlezone Ducted, Centrally Ducted | 216980805 |  | HRCU-A-C | ACIQ-18-HPD |  | ACIQ-24-ACL-14-B |  |  |  | 11.7 | 16.1 | 9.5 | FALSE | FALSE |  | 18000 | 15200 | 2.7 | 21000 | 2
216980769 | 02/24/25 | Live | Midea Electric Trading | ACIQ | Singlezone Ducted, Centrally Ducted | 216980769 |  | HRCU-A-C | ACIQ-18-HPD |  | ACIQ-24-ACL-14-B |  |  |  | 11.7 | 16.1 | 9.5 | FALSE | FALSE |  | 18000 | 15200 | 2.7 | 21000 | 2
216980789 | 02/24/25 | Live | Midea Electric Trading | ACIQ | Singlezone Ducted, Centrally Ducted | 216980789 |  | HRCU-A-CB | ACIQ-18-EHPD |  | ACIQ-18W-PB |  |  |  | 11.5 | 16.8 | 8.8 | FALSE | FALSE |  | 18000 | 11800 | 2.7 | 13400 | 2.3
216980825 | 02/24/25 | Live | Midea Electric Trading | 1HVAC | Singlezone Ducted, Centrally Ducted | 216980825 |  | HRCU-A-CB | ACIQ-18-EHPD |  | ACIQ-18W-PB |  |  |  | 11.5 | 16.8 | 8.8 | FALSE | FALSE |  | 18000 | 11800 | 2.7 | 13400 | 2.3
216980832 | 02/24/25 | Live | Midea Electric Trading | 1HVAC | Singlezone Ducted, Centrally Ducted | 216980832 |  | HRCU-A-CB | ACIQ-36-HPD |  | ACIQ-36W-PB |  |  |  | 10.2 | 15.4 | 9.8 | FALSE | FALSE |  | 36000 | 31200 | 2.34 | 38000 | 2.06
216980796 | 02/24/25 | Live | Midea Electric Trading | ACIQ | Singlezone Ducted, Centrally Ducted | 216980796 |  | HRCU-A-CB | ACIQ-36-HPD |  | ACIQ-36W-PB |  |  |  | 10.2 | 15.4 | 9.8 | FALSE | FALSE |  | 36000 | 31200 | 2.34 | 38000 | 2.06
216980795 | 02/24/25 | Live | Midea Electric Trading | ACIQ | Singlezone Ducted, Centrally Ducted | 216980795 |  | HRCU-A-CB | ACIQ-30-HPD |  | ACIQ-30W-PB |  |  |  | 11 | 16.3 | 9.5 | FALSE | FALSE |  | 30000 | 24000 | 2.5 | 34800 | 2.33
216980831 | 02/24/25 | Live | Midea Electric Trading | 1HVAC | Singlezone Ducted, Centrally Ducted | 216980831 |  | HRCU-A-CB | ACIQ-30-HPD |  | ACIQ-30W-PB |  |  |  | 11 | 16.3 | 9.5 | FALSE | FALSE |  | 30000 | 24000 | 2.5 | 34800 | 2.33
216980827 | 02/24/25 | Live | Midea Electric Trading | 1HVAC | Singlezone Ducted, Centrally Ducted | 216980827 |  | HRCU-A-CB | ACIQ-30-EHPD |  | ACIQ-30W-PB |  |  |  | 10.5 | 16.6 | 8.1 | FALSE | FALSE |  | 30000 | 19000 | 2.47 | 20000 | 2.12
216980791 | 02/24/25 | Live | Midea Electric Trading | ACIQ | Singlezone Ducted, Centrally Ducted | 216980791 |  | HRCU-A-CB | ACIQ-30-EHPD |  | ACIQ-30W-PB |  |  |  | 10.5 | 16.6 | 8.1 | FALSE | FALSE |  | 30000 | 19000 | 2.47 | 20000 | 2.12
216980790 | 02/24/25 | Live | Midea Electric Trading | ACIQ | Singlezone Ducted, Centrally Ducted | 216980790 |  | HRCU-A-CB | ACIQ-24-EHPD |  | ACIQ-24W-PB |  |  |  | 10 | 16 | 9 | FALSE | FALSE |  | 24000 | 19800 | 2.5 | 20000 | 2
216980826 | 02/24/25 | Live | Midea Electric Trading | 1HVAC | Singlezone Ducted, Centrally Ducted | 216980826 |  | HRCU-A-CB | ACIQ-24-EHPD |  | ACIQ-24W-PB |  |  |  | 10 | 16 | 9 | FALSE | FALSE |  | 24000 | 19800 | 2.5 | 20000 | 2
216980830 | 02/24/25 | Live | Midea Electric Trading | 1HVAC | Singlezone Ducted, Centrally Ducted | 216980830 |  | HRCU-A-CB | ACIQ-24-HPD |  | ACIQ-24W-PB |  |  |  | 10.8 | 17.5 | 9.2 | FALSE | FALSE |  | 24000 | 19800 | 2.5 | 23000 | 2.1
216980794 | 02/24/25 | Live | Midea Electric Trading | ACIQ | Singlezone Ducted, Centrally Ducted | 216980794 |  | HRCU-A-CB | ACIQ-24-HPD |  | ACIQ-24W-PB |  |  |  | 10.8 | 17.5 | 9.2 | FALSE | FALSE |  | 24000 | 19800 | 2.5 | 23000 | 2.1
216980793 | 02/24/25 | Live | Midea Electric Trading | ACIQ | Singlezone Ducted, Centrally Ducted | 216980793 |  | HRCU-A-CB | ACIQ-18-HPD |  | ACIQ-18W-PB |  |  |  | 12 | 16.8 | 10.5 | FALSE | FALSE |  | 18000 | 15000 | 2.3 | 23000 | 2.1
216980829 | 02/24/25 | Live | Midea Electric Trading | 1HVAC | Singlezone Ducted, Centrally Ducted | 216980829 |  | HRCU-A-CB | ACIQ-18-HPD |  | ACIQ-18W-PB |  |  |  | 12 | 16.8 | 10.5 | FALSE | FALSE |  | 18000 | 15000 | 2.3 | 23000 | 2.1
216980822 | 02/24/25 | Live | Midea Electric Trading | 1HVAC | Singlezone Ducted, Centrally Ducted | 216980822 |  | HRCU-A-CB | ACIQ-24-HPD |  | ACIQ-24W-WMB |  |  |  | 10.8 | 17.5 | 10.5 | FALSE | FALSE |  | 24000 | 20800 | 2.8 | 21800 | 2.34
216980786 | 02/24/25 | Live | Midea Electric Trading | ACIQ | Singlezone Ducted, Centrally Ducted | 216980786 |  | HRCU-A-CB | ACIQ-24-HPD |  | ACIQ-24W-WMB |  |  |  | 10.8 | 17.5 | 10.5 | FALSE | FALSE |  | 24000 | 20800 | 2.8 | 21800 | 2.34
216980824 | 02/24/25 | Live | Midea Electric Trading | 1HVAC | Singlezone Ducted, Centrally Ducted | 216980824 |  | HRCU-A-CB | ACIQ-36-HPD |  | ACIQ-36W-WMB |  |  |  | 11.2 | 16.8 | 9.6 | FALSE | FALSE |  | 36000 | 30200 | 1.86 | 40000 | 2.17
216980788 | 02/24/25 | Live | Midea Electric Trading | ACIQ | Singlezone Ducted, Centrally Ducted | 216980788 |  | HRCU-A-CB | ACIQ-36-HPD |  | ACIQ-36W-WMB |  |  |  | 11.2 | 16.8 | 9.6 | FALSE | FALSE |  | 36000 | 30200 | 1.86 | 40000 | 2.17
216980787 | 02/24/25 | Live | Midea Electric Trading | ACIQ | Singlezone Ducted, Centrally Ducted | 216980787 |  | HRCU-A-CB | ACIQ-30-HPD |  | ACIQ-30W-WMB |  |  |  | 11.7 | 17.5 | 10.2 | FALSE | FALSE |  | 30000 | 23200 | 2.6 | 31900 | 2.25
216980823 | 02/24/25 | Live | Midea Electric Trading | 1HVAC | Singlezone Ducted, Centrally Ducted | 216980823 |  | HRCU-A-CB | ACIQ-30-HPD |  | ACIQ-30W-WMB |  |  |  | 11.7 | 17.5 | 10.2 | FALSE | FALSE |  | 30000 | 23200 | 2.6 | 31900 | 2.25
216980819 | 02/24/25 | Live | Midea Electric Trading | 1HVAC | Singlezone Ducted, Centrally Ducted | 216980819 |  | HRCU-A-CB | ACIQ-30-EHPD |  | ACIQ-30W-WMB |  |  |  | 11 | 18.6 | 8.7 | FALSE | FALSE |  | 30000 | 18200 | 2.42 | 23900 | 2.61
216980783 | 02/24/25 | Live | Midea Electric Trading | ACIQ | Singlezone Ducted, Centrally Ducted | 216980783 |  | HRCU-A-CB | ACIQ-30-EHPD |  | ACIQ-30W-WMB |  |  |  | 11 | 18.6 | 8.7 | FALSE | FALSE |  | 30000 | 18200 | 2.42 | 23900 | 2.61
216980781 | 02/24/25 | Live | Midea Electric Trading | ACIQ | Singlezone Ducted, Centrally Ducted | 216980781 |  | HRCU-A-CB | ACIQ-18-EHPD |  | ACIQ-18W-WMB |  |  |  | 11.5 | 18.5 | 9.4 | FALSE | FALSE |  | 18000 | 12600 | 2.7 | 12600 | 2.34
216980817 | 02/24/25 | Live | Midea Electric Trading | 1HVAC | Singlezone Ducted, Centrally Ducted | 216980817 |  | HRCU-A-CB | ACIQ-18-EHPD |  | ACIQ-18W-WMB |  |  |  | 11.5 | 18.5 | 9.4 | FALSE | FALSE |  | 18000 | 12600 | 2.7 | 12600 | 2.34
216980820 | 02/24/25 | Live | Midea Electric Trading | 1HVAC | Singlezone Ducted, Centrally Ducted | 216980820 |  | HRCU-A-CB | ACIQ-36-EHPD |  | ACIQ-36W-WMB |  |  |  | 10.2 | 16.7 | 9.3 | FALSE | FALSE |  | 36000 | 24800 | 2.62 | 31400 | 2.2
216980784 | 02/24/25 | Live | Midea Electric Trading | ACIQ | Singlezone Ducted, Centrally Ducted | 216980784 |  | HRCU-A-CB | ACIQ-36-EHPD |  | ACIQ-36W-WMB |  |  |  | 10.2 | 16.7 | 9.3 | FALSE | FALSE |  | 36000 | 24800 | 2.62 | 31400 | 2.2
216980782 | 02/24/25 | Live | Midea Electric Trading | ACIQ | Singlezone Ducted, Centrally Ducted | 216980782 |  | HRCU-A-CB | ACIQ-24-EHPD |  | ACIQ-24W-WMB |  |  |  | 10.8 | 17.4 | 10.4 | FALSE | FALSE |  | 24000 | 20800 | 2.8 | 21800 | 2.34
216980818 | 02/24/25 | Live | Midea Electric Trading | 1HVAC | Singlezone Ducted, Centrally Ducted | 216980818 |  | HRCU-A-CB | ACIQ-24-EHPD |  | ACIQ-24W-WMB |  |  |  | 10.8 | 17.4 | 10.4 | FALSE | FALSE |  | 24000 | 20800 | 2.8 | 21800 | 2.34
216980840 | 02/24/25 | Live | Midea Electric Trading | INFINITYLIVING | Singlezone Ducted, Centrally Ducted | 216980840 |  | HRCU-A-CB | EZ-60-HPB |  | EZ-60-AHB |  |  |  | 10 | 16 | 9 | FALSE | FALSE |  | 54000 | 45000 | 2.4 | 50400 | 2.3
216980836 | 02/24/25 | Live | Midea Electric Trading | INFINITYLIVING | Singlezone Ducted, Centrally Ducted | 216980836 |  | HRCU-A-CB | EZ-60-EHPB |  | EZ-60-AHB |  |  |  | 8.6 | 15.2 | 8.4 | FALSE | FALSE |  | 54000 | 33000 | 2.34 | 35800 | 1.96
216980843 | 02/24/25 | Live | Midea Electric Trading | DIYCOOL | Singlezone Ducted, Centrally Ducted | 216980843 |  | HRCU-A-CB | EZ-48-EHPB |  | EZ-48-AHB |  |  |  | 10 | 16 | 8.5 | FALSE | FALSE |  | 48000 | 32400 | 2.46 | 35400 | 2
216980835 | 02/24/25 | Live | Midea Electric Trading | INFINITYLIVING | Singlezone Ducted, Centrally Ducted | 216980835 |  | HRCU-A-CB | EZ-48-EHPB |  | EZ-48-AHB |  |  |  | 10 | 16 | 8.5 | FALSE | FALSE |  | 48000 | 32400 | 2.46 | 35400 | 2
216980839 | 02/24/25 | Live | Midea Electric Trading | INFINITYLIVING | Singlezone Ducted, Centrally Ducted | 216980839 |  | HRCU-A-CB | EZ-48-HPB |  | EZ-48-AHB |  |  |  | 10.5 | 16.5 | 9.5 | FALSE | FALSE |  | 48000 | 37000 | 2.7 | 38300 | 2.02
216980842 | 02/24/25 | Live | Midea Electric Trading | DIYCOOL | Singlezone Ducted, Centrally Ducted | 216980842 |  | HRCU-A-CB | EZ-36-EHPB |  | EZ-36-AHB |  |  |  | 10 | 16.2 | 8.7 | FALSE | FALSE |  | 36000 | 24800 | 2.52 | 26200 | 2.19
216980834 | 02/24/25 | Live | Midea Electric Trading | INFINITYLIVING | Singlezone Ducted, Centrally Ducted | 216980834 |  | HRCU-A-CB | EZ-36-EHPB |  | EZ-36-AHB |  |  |  | 10 | 16.2 | 8.7 | FALSE | FALSE |  | 36000 | 24800 | 2.52 | 26200 | 2.19
216980838 | 02/24/25 | Live | Midea Electric Trading | INFINITYLIVING | Singlezone Ducted, Centrally Ducted | 216980838 |  | HRCU-A-CB | EZ-36-HPB |  | EZ-36-AHB |  |  |  | 11.7 | 17.4 | 10.3 | FALSE | FALSE |  | 36000 | 31800 | 2.54 | 47500 | 2.36
216980841 | 02/24/25 | Live | Midea Electric Trading | DIYCOOL | Singlezone Ducted, Centrally Ducted | 216980841 |  | HRCU-A-CB | EZ-24-EHPB |  | EZ-24-AHB |  |  |  | 11 | 18.1 | 9.7 | FALSE | FALSE |  | 24000 | 20000 | 2.42 | 22200 | 2.24
216980833 | 02/24/25 | Live | Midea Electric Trading | INFINITYLIVING | Singlezone Ducted, Centrally Ducted | 216980833 |  | HRCU-A-CB | EZ-24-EHPB |  | EZ-24-AHB |  |  |  | 11 | 18.1 | 9.7 | FALSE | FALSE |  | 24000 | 20000 | 2.42 | 22200 | 2.24
216980837 | 02/24/25 | Live | Midea Electric Trading | INFINITYLIVING | Singlezone Ducted, Centrally Ducted | 216980837 |  | HRCU-A-CB | EZ-24-HPB |  | EZ-24-AHB |  |  |  | 11.7 | 18.4 | 10 | FALSE | FALSE |  | 23000 | 20000 | 2.42 | 22200 | 2.24
216768191 | 02/24/25 | Live | Midea Electric Trading | INNOVAIR | Singlezone Ducted, Centrally Ducted | 216768191 |  | HRCU-A-CB | SOV36H2BA |  | SFV36BDA |  |  |  | 9.2 | 15.4 | 8.7 | TRUE | TRUE |  | 36000 | 24600 | 2.5 | 32000 | 2.29
216768195 | 02/24/25 | Live | Midea Electric Trading | INNOVAIR | Singlezone Ducted, Centrally Ducted | 216768195 |  | HRCU-A-CB | SHV36H2BB |  | SFV36BDA |  |  |  | 10.2 | 15.4 | 9.8 | TRUE | TRUE |  | 36000 | 31200 | 2.34 | 38000 | 2.06
216768194 | 02/24/25 | Live | Midea Electric Trading | INNOVAIR | Singlezone Ducted, Centrally Ducted | 216768194 |  | HRCU-A-CB | SHV30H2BA |  | SFV30BDA |  |  |  | 11 | 16.3 | 9.5 | TRUE | TRUE |  | 30000 | 24000 | 2.5 | 34800 | 2.33
216768190 | 02/24/25 | Live | Midea Electric Trading | INNOVAIR | Singlezone Ducted, Centrally Ducted | 216768190 |  | HRCU-A-CB | SOV30H2BA |  | SFV30BDA |  |  |  | 10.5 | 16.6 | 8.1 | FALSE | FALSE |  | 30000 | 19000 | 2.47 | 20000 | 2.12
216768193 | 02/24/25 | Live | Midea Electric Trading | INNOVAIR | Singlezone Ducted, Centrally Ducted | 216768193 |  | HRCU-A-CB | SHV24H2BA |  | SFV24BDA |  |  |  | 10.8 | 17.5 | 9.2 | TRUE | TRUE |  | 24000 | 19800 | 2.5 | 23000 | 2.1
216768192 | 02/24/25 | Live | Midea Electric Trading | INNOVAIR | Singlezone Ducted, Centrally Ducted | 216768192 |  | HRCU-A-CB | SHV18H2BA |  | SFV18BDA |  |  |  | 12 | 16.8 | 10.5 | TRUE | TRUE |  | 18000 | 15000 | 2.3 | 23000 | 2.1
216768188 | 02/24/25 | Live | Midea Electric Trading | INNOVAIR | Singlezone Ducted, Centrally Ducted | 216768188 |  | HRCU-A-CB | SOV18H2BA |  | SFV18BDA |  |  |  | 11.5 | 16.8 | 8.8 | FALSE | FALSE |  | 18000 | 11800 | 2.7 | 13400 | 2.3
216768189 | 02/24/25 | Live | Midea Electric Trading | INNOVAIR | Singlezone Ducted, Centrally Ducted | 216768189 |  | HRCU-A-CB | SOV24H2BA |  | SFV24BDA |  |  |  | 10 | 16 | 9 | TRUE | TRUE |  | 24000 | 19800 | 2.5 | 20000 | 2
216980494 | 02/24/25 | Live | Midea Electric Trading | ZERO | Singlezone Ducted, Centrally Ducted | 216980494 |  | HRCU-A-CB | ZSOVA-60HDMB-US |  | ZAVA-60HDMB-US |  |  |  | 8.6 | 15.2 | 8.4 | FALSE | FALSE |  | 54000 | 33000 | 2.34 | 35800 | 1.96
216980493 | 02/24/25 | Live | Midea Electric Trading | ZERO | Singlezone Ducted, Centrally Ducted | 216980493 |  | HRCU-A-CB | ZSOVA-48HDMB-US |  | ZAVA-48HDMB-US |  |  |  | 10 | 16 | 8.5 | FALSE | FALSE |  | 48000 | 32400 | 2.46 | 35400 | 2
216980492 | 02/24/25 | Live | Midea Electric Trading | ZERO | Singlezone Ducted, Centrally Ducted | 216980492 |  | HRCU-A-CB | ZSOVA-36HDMB-US |  | ZAVA-36HDMB-US |  |  |  | 10 | 16.1 | 8.7 | FALSE | FALSE |  | 36000 | 24800 | 2.6 | 26200 | 2.19
216980491 | 02/24/25 | Live | Midea Electric Trading | ZERO | Singlezone Ducted, Centrally Ducted | 216980491 |  | HRCU-A-CB | ZSOVA-30HDMB-US |  | ZAVA-30HDMB-US |  |  |  | 10.7 | 17 | 8.5 | FALSE | FALSE |  | 30000 | 18500 | 2.4 | 20200 | 2.26
216980490 | 02/24/25 | Live | Midea Electric Trading | ZERO | Singlezone Ducted, Centrally Ducted | 216980490 |  | HRCU-A-CB | ZSOVA-24HDMB-US |  | ZAVA-24HDMB-US |  |  |  | 11 | 18.1 | 9.7 | FALSE | FALSE |  | 24000 | 20000 | 2.42 | 22200 | 2.24
216980489 | 02/24/25 | Live | Midea Electric Trading | ZERO | Singlezone Ducted, Centrally Ducted | 216980489 |  | HRCU-A-CB | ZSOVA-18HDMB-US |  | ZAVA-18HDMB-US |  |  |  | 11 | 18.8 | 9.1 | FALSE | FALSE |  | 18000 | 12600 | 2.6 | 12600 | 2.2
216980500 | 02/24/25 | Live | Midea Electric Trading | ZERO | Singlezone Ducted, Centrally Ducted | 216980500 |  | HRCU-A-CB | ZSOVA-60HDMB-USHH |  | ZAVA-60HDMB-US |  |  |  | 10 | 16 | 9 | FALSE | FALSE |  | 54000 | 45000 | 2.4 | 50400 | 2.3
216980499 | 02/24/25 | Live | Midea Electric Trading | ZERO | Singlezone Ducted, Centrally Ducted | 216980499 |  | HRCU-A-CB | ZSOVA-48HDMB-USHH |  | ZAVA-48HDMB-US |  |  |  | 10.5 | 16.5 | 9.5 | FALSE | FALSE |  | 48000 | 37000 | 2.7 | 38300 | 2.02
216980498 | 02/24/25 | Live | Midea Electric Trading | ZERO | Singlezone Ducted, Centrally Ducted | 216980498 |  | HRCU-A-CB | ZSOVA-36HDMB-USHH |  | ZAVA-36HDMB-US |  |  |  | 11.7 | 17.4 | 10.3 | FALSE | FALSE |  | 36000 | 31800 | 2.54 | 41000 | 2.03
216980497 | 02/24/25 | Live | Midea Electric Trading | ZERO | Singlezone Ducted, Centrally Ducted | 216980497 |  | HRCU-A-CB | ZSOVA-30HDMB-USHH |  | ZAVA-30HDMB-US |  |  |  | 11.7 | 16.8 | 10 | FALSE | FALSE |  | 30000 | 23800 | 2.76 | 37800 | 2.39
216980496 | 02/24/25 | Live | Midea Electric Trading | ZERO | Singlezone Ducted, Centrally Ducted | 216980496 |  | HRCU-A-CB | ZSOVA-24HDMB-USHH |  | ZAVA-24HDMB-US |  |  |  | 11.7 | 18.3 | 10 | FALSE | FALSE |  | 23000 | 20000 | 2.42 | 22200 | 2.24
216980495 | 02/24/25 | Live | Midea Electric Trading | ZERO | Singlezone Ducted, Centrally Ducted | 216980495 |  | HRCU-A-CB | ZSOVA-18HDMB-USHH |  | ZAVA-18HDMB-US |  |  |  | 12.5 | 19 | 9.7 | FALSE | FALSE |  | 18000 | 15000 | 2.6 | 21600 | 2.3
216980952 | 02/24/25 | Live | Midea Electric Trading | ECOER | Singlezone Ducted, Centrally Ducted | 216980952 |  | HRCU-A-CB | ESCA16H-60BBA |  | EAHDEC-60AB* |  |  |  | 8.6 | 15.2 | 8.4 | FALSE | FALSE |  | 54000 | 33000 | 2.34 | 35800 | 1.96
216980951 | 02/24/25 | Live | Midea Electric Trading | ECOER | Singlezone Ducted, Centrally Ducted | 216980951 |  | HRCU-A-CB | ESCA16H-36BBA |  | EAHDEC-36AB* |  |  |  | 10 | 16.1 | 8.7 | FALSE | FALSE |  | 36000 | 24800 | 2.6 | 26200 | 2.19
216980950 | 02/24/25 | Live | Midea Electric Trading | ECOER | Singlezone Ducted, Centrally Ducted | 216980950 |  | HRCU-A-CB | ESCA17H-60ABA |  | EAHDEC-60AB* |  |  |  | 10 | 16 | 9 | FALSE | FALSE |  | 54000 | 45000 | 2.4 | 50400 | 2.3
216980949 | 02/24/25 | Live | Midea Electric Trading | ECOER | Singlezone Ducted, Centrally Ducted | 216980949 |  | HRCU-A-CB | ESCA17H-36ABA |  | EAHDEC-36AB* |  |  |  | 11.7 | 17.4 | 10.3 | FALSE | FALSE |  | 36000 | 31800 | 2.54 | 41000 | 2.03
216773245 | 02/24/25 | Live | Midea Electric Trading | CUSTOM COMFORT | Singlezone Ducted, Centrally Ducted | 216773245 |  | HRCU-A-C | CCOXHB24V48HP |  | CCOBCC4860C |  |  |  | 10 | 15.2 | 8.8 | TRUE | TRUE |  | 45000 | 34400 | 2.42 | 36000 | 2.29
216997498 | 02/24/25 | Live | Midea Electric Trading | BLUERIDGE | Singlezone Ducted, Centrally Ducted | 216997498 |  | HRCU-A-CB | BNG2A18SCN |  | BNGFA18DH2 |  |  |  | 11 | 18.8 | 9.1 | FALSE | FALSE |  | 18000 | 12600 | 2.6 | 12600 | 2.2
216997506 | 02/24/25 | Live | Midea Electric Trading | BLUERIDGE | Singlezone Ducted, Centrally Ducted | 216997506 |  | HRCU-A-CB | BNG3A30UCN |  | BNGFA30DH2 |  |  |  | 11.7 | 16.8 | 10 | FALSE | FALSE |  | 30000 | 23800 | 2.76 | 37800 | 2.39
216997505 | 02/24/25 | Live | Midea Electric Trading | BLUERIDGE | Singlezone Ducted, Centrally Ducted | 216997505 |  | HRCU-A-CB | BNG3A24UCN |  | BNGFA24DH2 |  |  |  | 11.7 | 18.3 | 10 | FALSE | FALSE |  | 23000 | 20000 | 2.42 | 22200 | 2.24
216997504 | 02/24/25 | Live | Midea Electric Trading | BLUERIDGE | Singlezone Ducted, Centrally Ducted | 216997504 |  | HRCU-A-CB | BNG3A18UCN |  | BNGFA18DH2 |  |  |  | 12.5 | 19 | 9.7 | FALSE | FALSE |  | 18000 | 15000 | 2.6 | 21600 | 2.3
216997494 | 02/24/25 | Live | Midea Electric Trading | BLUERIDGE | Singlezone Ducted, Centrally Ducted | 216997494 |  | HRCU-A-CB | BXS3A24SC0 |  | BNHFA24DH0 |  |  |  | 11.7 | 19.7 | 9 | FALSE | FALSE |  | 24000 | 17600 | 2.4 | 23200 | 2.55
216997493 | 02/24/25 | Live | Midea Electric Trading | BLUERIDGE | Singlezone Ducted, Centrally Ducted | 216997493 |  | HRCU-A-CB | BXS3A18SC0 |  | BNHFA18DH0 |  |  |  | 12.1 | 18.5 | 9.8 | FALSE | FALSE |  | 18000 | 13200 | 2.6 | 14800 | 2.48
216997497 | 02/24/25 | Live | Midea Electric Trading | BLUERIDGE | Singlezone Ducted, Centrally Ducted | 216997497 |  | HRCU-A-CB | BXS5A33UC0 |  | BNHFA36DH0 |  |  |  | 11.7 | 16.5 | 10 | FALSE | FALSE |  | 33000 | 27400 | 2.58 | 33400 | 2.62
216997496 | 02/24/25 | Live | Midea Electric Trading | BLUERIDGE | Singlezone Ducted, Centrally Ducted | 216997496 |  | HRCU-A-CB | BXS5A24UC0 |  | BNHFA24DH0 |  |  |  | 12 | 18.7 | 10 | FALSE | FALSE |  | 23000 | 16900 | 2.4 | 24000 | 2.39
216997495 | 02/24/25 | Live | Midea Electric Trading | BLUERIDGE | Singlezone Ducted, Centrally Ducted | 216997495 |  | HRCU-A-CB | BXS5A18UC0 |  | BNHFA18DH0 |  |  |  | 12 | 18 | 10 | FALSE | FALSE |  | 18000 | 14000 | 2.6 | 19800 | 2.38
216997513 | 02/24/25 | Live | Midea Electric Trading | BLUERIDGE | Singlezone Ducted, Centrally Ducted | 216997513 |  | HRCU-A-CB | BNG3A36UCN |  | BNG3A36DH3 |  |  |  | 12 | 18 | 10 | FALSE | FALSE |  | 36000 | 31000 | 2.5 | 41500 | 2.21
216773246 | 02/24/25 | Live | Midea Electric Trading | CUSTOM COMFORT | Singlezone Ducted, Centrally Ducted | 216773246 |  | HRCU-A-C | CCOXHB24V60HP |  | CCOBCC4860C |  |  |  | 10 | 16 | 8.5 | TRUE | TRUE |  | 52000 | 37800 | 2.46 | 50000 | 2.02
216773247 | 02/24/25 | Live | Midea Electric Trading | CUSTOM COMFORT | Singlezone Ducted, Centrally Ducted | 216773247 |  | HRCU-A-C | CCOXHB24V60HP |  | CCOBCC4860D |  |  |  | 10 | 15.2 | 8.1 | TRUE | TRUE |  | 47000 | 36000 | 2.14 | 48000 | 2
216773243 | 02/24/25 | Live | Midea Electric Trading | CUSTOM COMFORT | Singlezone Ducted, Centrally Ducted | 216773243 |  | HRCU-A-C | CCOXHB24V30HP |  | CCOBCC3036C |  |  |  | 10 | 16 | 9.5 | TRUE | TRUE |  | 29000 | 25000 | 2.4 | 33600 | 2.05
216773241 | 02/24/25 | Live | Midea Electric Trading | CUSTOM COMFORT | Singlezone Ducted, Centrally Ducted | 216773241 |  | HRCU-A-C | CCOXHB24V30HP |  | CCOBCC3036B |  |  |  | 10 | 16 | 9.5 | TRUE | TRUE |  | 29000 | 25000 | 2.4 | 33600 | 2.05
216773244 | 02/24/25 | Live | Midea Electric Trading | CUSTOM COMFORT | Singlezone Ducted, Centrally Ducted | 216773244 |  | HRCU-A-C | CCOXHB24V36HP |  | CCOBCC3036C |  |  |  | 10.7 | 15.8 | 9.4 | TRUE | TRUE |  | 36000 | 29200 | 2.5 | 39000 | 2.18
216773242 | 02/24/25 | Live | Midea Electric Trading | CUSTOM COMFORT | Singlezone Ducted, Centrally Ducted | 216773242 |  | HRCU-A-C | CCOXHB24V36HP |  | CCOBCC3036B |  |  |  | 10.7 | 15.8 | 9.4 | TRUE | TRUE |  | 36000 | 29200 | 2.5 | 39000 | 2.18
216773240 | 02/24/25 | Live | Midea Electric Trading | CUSTOM COMFORT | Singlezone Ducted, Centrally Ducted | 216773240 |  | HRCU-A-C | CCOXHB24V24HP |  | CCOBCC1824B |  |  |  | 10 | 16 | 9.5 | TRUE | TRUE |  | 24000 | 19700 | 2.66 | 22000 | 2
216773238 | 02/24/25 | Live | Midea Electric Trading | CUSTOM COMFORT | Singlezone Ducted, Centrally Ducted | 216773238 |  | HRCU-A-C | CCOXHB24V24HP |  | CCOBCC1824A |  |  |  | 10 | 16 | 9.5 | TRUE | TRUE |  | 24000 | 19700 | 2.66 | 22000 | 2
216997503 | 02/24/25 | Live | Midea Electric Trading | BLUERIDGE | Singlezone Ducted, Centrally Ducted | 216997503 |  | HRCU-A-CB | BNG2A60SCN |  | BNGFA60DH2 |  |  |  | 8.6 | 15.2 | 8.4 | FALSE | FALSE |  | 54000 | 33000 | 2.34 | 35800 | 1.96
216997502 | 02/24/25 | Live | Midea Electric Trading | BLUERIDGE | Singlezone Ducted, Centrally Ducted | 216997502 |  | HRCU-A-CB | BNG2A48SCN |  | BNGFA48DH2 |  |  |  | 10 | 16 | 8.5 | FALSE | FALSE |  | 48000 | 32400 | 2.46 | 35400 | 2
216997501 | 02/24/25 | Live | Midea Electric Trading | BLUERIDGE | Singlezone Ducted, Centrally Ducted | 216997501 |  | HRCU-A-CB | BNG2A36SCN |  | BNGFA36DH2 |  |  |  | 10 | 16.1 | 8.7 | FALSE | FALSE |  | 36000 | 24800 | 2.6 | 26200 | 2.19
216997500 | 02/24/25 | Live | Midea Electric Trading | BLUERIDGE | Singlezone Ducted, Centrally Ducted | 216997500 |  | HRCU-A-CB | BNG2A30SCN |  | BNGFA30DH2 |  |  |  | 10.7 | 17 | 8.5 | FALSE | FALSE |  | 30000 | 18500 | 2.4 | 20200 | 2.26
216997499 | 02/24/25 | Live | Midea Electric Trading | BLUERIDGE | Singlezone Ducted, Centrally Ducted | 216997499 |  | HRCU-A-CB | BNG2A24SCN |  | BNGFA24DH2 |  |  |  | 11 | 18.1 | 9.7 | FALSE | FALSE |  | 24000 | 20000 | 2.42 | 22200 | 2.24
216997509 | 02/24/25 | Live | Midea Electric Trading | BLUERIDGE | Singlezone Ducted, Centrally Ducted | 216997509 |  | HRCU-A-CB | BNG3A60UCN |  | BNGFA60DH2 |  |  |  | 10 | 16 | 9 | FALSE | FALSE |  | 54000 | 45000 | 2.4 | 50400 | 2.3
216997508 | 02/24/25 | Live | Midea Electric Trading | BLUERIDGE | Singlezone Ducted, Centrally Ducted | 216997508 |  | HRCU-A-CB | BNG3A48UCN |  | BNGFA48DH2 |  |  |  | 10.5 | 16.5 | 9.5 | FALSE | FALSE |  | 48000 | 37000 | 2.7 | 38300 | 2.02
216997507 | 02/24/25 | Live | Midea Electric Trading | BLUERIDGE | Singlezone Ducted, Centrally Ducted | 216997507 |  | HRCU-A-CB | BNG3A36UCN |  | BNGFA36DH2 |  |  |  | 11.7 | 17.4 | 10.3 | FALSE | FALSE |  | 36000 | 31800 | 2.54 | 41000 | 2.03
216997512 | 02/24/25 | Live | Midea Electric Trading | BLUERIDGE | Singlezone Ducted, Centrally Ducted | 216997512 |  | HRCU-A-CB | BNG3A30UCN |  | BNG3A30DH3 |  |  |  | 12 | 17.2 | 10.8 | FALSE | FALSE |  | 30000 | 24000 | 2.69 | 24600 | 1.94
216997511 | 02/24/25 | Live | Midea Electric Trading | BLUERIDGE | Singlezone Ducted, Centrally Ducted | 216997511 |  | HRCU-A-CB | BNG3A24UCN |  | BNG3A24DH3 |  |  |  | 12 | 18.6 | 10 | FALSE | FALSE |  | 24000 | 19000 | 2.64 | 20200 | 2.24
216997510 | 02/24/25 | Live | Midea Electric Trading | BLUERIDGE | Singlezone Ducted, Centrally Ducted | 216997510 |  | HRCU-A-CB | BNG3A18UCN |  | BNG3A18DH3 |  |  |  | 12.5 | 19 | 10.1 | FALSE | FALSE |  | 18000 | 14700 | 2.66 | 19000 | 2.37
216997515 | 02/24/25 | Live | Midea Electric Trading | BLUERIDGE | Singlezone Ducted, Centrally Ducted | 216997515 |  | HRCU-A-CB | BNG3A60UCN |  | BNG3A60DH3 |  |  |  | 12 | 17.5 | 9.5 | FALSE | FALSE |  | 54000 | 35000 | 2.5 | 54000 | 2.29
216773239 | 02/24/25 | Live | Midea Electric Trading | CUSTOM COMFORT | Singlezone Ducted, Centrally Ducted | 216773239 |  | HRCU-A-C | CCOXHB24V18HP |  | CCOBCC1824B |  |  |  | 11.7 | 16.1 | 9.5 | FALSE | FALSE |  | 18000 | 15200 | 2.7 | 21000 | 2
216773237 | 02/24/25 | Live | Midea Electric Trading | CUSTOM COMFORT | Singlezone Ducted, Centrally Ducted | 216773237 |  | HRCU-A-C | CCOXHB24V18HP |  | CCOBCC1824A |  |  |  | 11.7 | 16.1 | 9.5 | FALSE | FALSE |  | 18000 | 15200 | 2.7 | 21000 | 2
216997514 | 02/24/25 | Live | Midea Electric Trading | BLUERIDGE | Singlezone Ducted, Centrally Ducted | 216997514 |  | HRCU-A-CB | BNG3A48UCN |  | BNG3A48DH3 |  |  |  | 12 | 17.5 | 9.5 | FALSE | FALSE |  | 48000 | 34000 | 2.56 | 48000 | 2.13
216779017 | 02/24/25 | Live | Midea Electric Trading | PROAIR | Singlezone Ducted, Centrally Ducted | 216779017 |  | HRCU-A-C | P30-24HFN1 |  | PAC-24A-HWDN1-UC |  |  |  | 10.7 | 16.1 | 9.8 | FALSE | FALSE |  | 24000 | 22400 | 2.42 | 25000 | 2.24
216779016 | 02/24/25 | Live | Midea Electric Trading | PROAIR | Singlezone Ducted, Centrally Ducted | 216779016 |  | HRCU-A-C | P15-24REFN1 |  | PAC-24A-HWDN1-UC |  |  |  | 10 | 15.4 | 9.2 | FALSE | FALSE |  | 24000 | 22600 | 2.56 | 22600 | 2.56
216980948 | 02/24/25 | Live | Midea Electric Trading | 1HVAC | Multizone Mix of Ducted and Non-Ducted | 216980948 |  | HMSV-A-CB | EZ-48Z-M5B | Mixed Ducted and Non-Ducted Indoor Units |  |  |  |  | 12 | 20.9 | 10.25 | FALSE | FALSE |  | 43000 | 36400 | 2.55 | 36500 | 2.1
216980928 | 02/24/25 | Live | Midea Electric Trading | DIYCOOL | Multizone Mix of Ducted and Non-Ducted | 216980928 |  | HMSV-A-CB | EZ-48Z-M5B | Mixed Ducted and Non-Ducted Indoor Units |  |  |  |  | 12 | 20.9 | 10.25 | FALSE | FALSE |  | 43000 | 36400 | 2.55 | 36500 | 2.1
216980938 | 02/24/25 | Live | Midea Electric Trading | POLARWAVE | Multizone Mix of Ducted and Non-Ducted | 216980938 |  | HMSV-A-CB | EZ-48Z-M5B | Mixed Ducted and Non-Ducted Indoor Units |  |  |  |  | 12 | 20.9 | 10.25 | FALSE | FALSE |  | 43000 | 36400 | 2.55 | 36500 | 2.1
216980918 | 02/24/25 | Live | Midea Electric Trading | INFINITYLIVING | Multizone Mix of Ducted and Non-Ducted | 216980918 |  | HMSV-A-CB | EZ-48Z-M5B | Mixed Ducted and Non-Ducted Indoor Units |  |  |  |  | 12 | 20.9 | 10.25 | FALSE | FALSE |  | 43000 | 36400 | 2.55 | 36500 | 2.1
216980915 | 02/24/25 | Live | Midea Electric Trading | INFINITYLIVING | Multizone Mix of Ducted and Non-Ducted | 216980915 |  | HMSV-A-CB | EZ-36Z-M4B | Mixed Ducted and Non-Ducted Indoor Units |  |  |  |  | 11.85 | 21 | 9.7 | FALSE | FALSE |  | 33400 | 24600 | 2.35 | 25000 | 2.1
216980935 | 02/24/25 | Live | Midea Electric Trading | POLARWAVE | Multizone Mix of Ducted and Non-Ducted | 216980935 |  | HMSV-A-CB | EZ-36Z-M4B | Mixed Ducted and Non-Ducted Indoor Units |  |  |  |  | 11.85 | 21 | 9.7 | FALSE | FALSE |  | 33400 | 24600 | 2.35 | 25000 | 2.1
216980925 | 02/24/25 | Live | Midea Electric Trading | DIYCOOL | Multizone Mix of Ducted and Non-Ducted | 216980925 |  | HMSV-A-CB | EZ-36Z-M4B | Mixed Ducted and Non-Ducted Indoor Units |  |  |  |  | 11.85 | 21 | 9.7 | FALSE | FALSE |  | 33400 | 24600 | 2.35 | 25000 | 2.1
216980945 | 02/24/25 | Live | Midea Electric Trading | 1HVAC | Multizone Mix of Ducted and Non-Ducted | 216980945 |  | HMSV-A-CB | EZ-36Z-M4B | Mixed Ducted and Non-Ducted Indoor Units |  |  |  |  | 11.85 | 21 | 9.7 | FALSE | FALSE |  | 33400 | 24600 | 2.35 | 25000 | 2.1
216980942 | 02/24/25 | Live | Midea Electric Trading | 1HVAC | Multizone Mix of Ducted and Non-Ducted | 216980942 |  | HMSV-A-CB | EZ-27Z-M3B | Mixed Ducted and Non-Ducted Indoor Units |  |  |  |  | 12 | 21.5 | 9.25 | FALSE | FALSE |  | 26000 | 17600 | 2.55 | 17600 | 2.11
216980922 | 02/24/25 | Live | Midea Electric Trading | DIYCOOL | Multizone Mix of Ducted and Non-Ducted | 216980922 |  | HMSV-A-CB | EZ-27Z-M3B | Mixed Ducted and Non-Ducted Indoor Units |  |  |  |  | 12 | 21.5 | 9.25 | FALSE | FALSE |  | 26000 | 17600 | 2.55 | 17600 | 2.11
216980932 | 02/24/25 | Live | Midea Electric Trading | POLARWAVE | Multizone Mix of Ducted and Non-Ducted | 216980932 |  | HMSV-A-CB | EZ-27Z-M3B | Mixed Ducted and Non-Ducted Indoor Units |  |  |  |  | 12 | 21.5 | 9.25 | FALSE | FALSE |  | 26000 | 17600 | 2.55 | 17600 | 2.11
216980912 | 02/24/25 | Live | Midea Electric Trading | INFINITYLIVING | Multizone Mix of Ducted and Non-Ducted | 216980912 |  | HMSV-A-CB | EZ-27Z-M3B | Mixed Ducted and Non-Ducted Indoor Units |  |  |  |  | 12 | 21.5 | 9.25 | FALSE | FALSE |  | 26000 | 17600 | 2.55 | 17600 | 2.11
216980908 | 02/24/25 | Live | Midea Electric Trading | POLARWAVE | Singlezone Non-Ducted, Wall Placement | 216980908 |  | HRCU-A-CB-O | EZ-36ZPL-HP230B | Mini-Splits | EZ-36W-MB |  |  |  | 8.5 | 18 | 8.5 | FALSE | FALSE |  | 36000 | 23400 | 2.03 | 26300 | 2
216980900 | 02/24/25 | Live | Midea Electric Trading | DIYCOOL | Singlezone Non-Ducted, Wall Placement | 216980900 |  | HRCU-A-CB-O | EZ-36ZPL-HP230B | Mini-Splits | EZ-36W-MB |  |  |  | 8.5 | 18 | 8.5 | FALSE | FALSE |  | 36000 | 23400 | 2.03 | 26300 | 2
216980892 | 02/24/25 | Live | Midea Electric Trading | 1HVAC | Singlezone Non-Ducted, Wall Placement | 216980892 |  | HRCU-A-CB-O | EZ-36ZPL-HP230B | Mini-Splits | EZ-36W-MB |  |  |  | 8.5 | 18 | 8.5 | FALSE | FALSE |  | 36000 | 23400 | 2.03 | 26300 | 2
216980878 | 02/24/25 | Live | Midea Electric Trading | INFINITYLIVING | Singlezone Non-Ducted, Wall Placement | 216980878 |  | HRCU-A-CB-O | EZ-36ZPL-HP230B | Mini-Splits | EZ-36W-MB |  |  |  | 8.5 | 18 | 8.5 | FALSE | FALSE |  | 36000 | 23400 | 2.03 | 26300 | 2
216980877 | 02/24/25 | Live | Midea Electric Trading | INFINITYLIVING | Singlezone Non-Ducted, Wall Placement | 216980877 |  | HRCU-A-CB-O | EZ-24ZPL-HP230B | Mini-Splits | EZ-24W-MB |  |  |  | 12.7 | 22.7 | 9.5 | FALSE | FALSE |  | 24000 | 17900 | 2.37 | 17900 | 2.37
216980891 | 02/24/25 | Live | Midea Electric Trading | 1HVAC | Singlezone Non-Ducted, Wall Placement | 216980891 |  | HRCU-A-CB-O | EZ-24ZPL-HP230B | Mini-Splits | EZ-24W-MB |  |  |  | 12.7 | 22.7 | 9.5 | FALSE | FALSE |  | 24000 | 17900 | 2.37 | 17900 | 2.37
216980899 | 02/24/25 | Live | Midea Electric Trading | DIYCOOL | Singlezone Non-Ducted, Wall Placement | 216980899 |  | HRCU-A-CB-O | EZ-24ZPL-HP230B | Mini-Splits | EZ-24W-MB |  |  |  | 12.7 | 22.7 | 9.5 | FALSE | FALSE |  | 24000 | 17900 | 2.37 | 17900 | 2.37
216980907 | 02/24/25 | Live | Midea Electric Trading | POLARWAVE | Singlezone Non-Ducted, Wall Placement | 216980907 |  | HRCU-A-CB-O | EZ-24ZPL-HP230B | Mini-Splits | EZ-24W-MB |  |  |  | 12.7 | 22.7 | 9.5 | FALSE | FALSE |  | 24000 | 17900 | 2.37 | 17900 | 2.37
216980906 | 02/24/25 | Live | Midea Electric Trading | POLARWAVE | Singlezone Non-Ducted, Wall Placement | 216980906 |  | HRCU-A-CB-O | EZ-18ZPL-HP230B | Mini-Splits | EZ-18W-MB |  |  |  | 13.7 | 22.5 | 11.5 | FALSE | FALSE |  | 18000 | 13400 | 2.75 | 20300 | 2.38
216980898 | 02/24/25 | Live | Midea Electric Trading | DIYCOOL | Singlezone Non-Ducted, Wall Placement | 216980898 |  | HRCU-A-CB-O | EZ-18ZPL-HP230B | Mini-Splits | EZ-18W-MB |  |  |  | 13.7 | 22.5 | 11.5 | FALSE | FALSE |  | 18000 | 13400 | 2.75 | 20300 | 2.38
216980890 | 02/24/25 | Live | Midea Electric Trading | 1HVAC | Singlezone Non-Ducted, Wall Placement | 216980890 |  | HRCU-A-CB-O | EZ-18ZPL-HP230B | Mini-Splits | EZ-18W-MB |  |  |  | 13.7 | 22.5 | 11.5 | FALSE | FALSE |  | 18000 | 13400 | 2.75 | 20300 | 2.38
216980876 | 02/24/25 | Live | Midea Electric Trading | INFINITYLIVING | Singlezone Non-Ducted, Wall Placement | 216980876 |  | HRCU-A-CB-O | EZ-18ZPL-HP230B | Mini-Splits | EZ-18W-MB |  |  |  | 13.7 | 22.5 | 11.5 | FALSE | FALSE |  | 18000 | 13400 | 2.75 | 20300 | 2.38
216980875 | 02/24/25 | Live | Midea Electric Trading | INFINITYLIVING | Singlezone Non-Ducted, Wall Placement | 216980875 |  | HRCU-A-CB-O | EZ-12ZPL-HP115B | Mini-Splits | EZ-12WPL-HP115B |  |  |  | 12.5 | 23.5 | 10.2 | FALSE | FALSE |  | 12000 | 8500 | 2.4 | 8500 | 2.4
216980889 | 02/24/25 | Live | Midea Electric Trading | 1HVAC | Singlezone Non-Ducted, Wall Placement | 216980889 |  | HRCU-A-CB-O | EZ-12ZPL-HP115B | Mini-Splits | EZ-12WPL-HP115B |  |  |  | 12.5 | 23.5 | 10.2 | FALSE | FALSE |  | 12000 | 8500 | 2.4 | 8500 | 2.4
216980897 | 02/24/25 | Live | Midea Electric Trading | DIYCOOL | Singlezone Non-Ducted, Wall Placement | 216980897 |  | HRCU-A-CB-O | EZ-12ZPL-HP115B | Mini-Splits | EZ-12WPL-HP115B |  |  |  | 12.5 | 23.5 | 10.2 | FALSE | FALSE |  | 12000 | 8500 | 2.4 | 8500 | 2.4
216980905 | 02/24/25 | Live | Midea Electric Trading | POLARWAVE | Singlezone Non-Ducted, Wall Placement | 216980905 |  | HRCU-A-CB-O | EZ-12ZPL-HP115B | Mini-Splits | EZ-12WPL-HP115B |  |  |  | 12.5 | 23.5 | 10.2 | FALSE | FALSE |  | 12000 | 8500 | 2.4 | 8500 | 2.4
216980902 | 02/24/25 | Live | Midea Electric Trading | POLARWAVE | Singlezone Non-Ducted, Wall Placement | 216980902 |  | HRCU-A-CB-O | EZ-12Z-HP115B | Mini-Splits | EZ-12W-HP115B |  |  |  | 9 | 19.5 | 9.3 | FALSE | FALSE |  | 12000 | 7400 | 2.64 | 7400 | 2.64
216980894 | 02/24/25 | Live | Midea Electric Trading | DIYCOOL | Singlezone Non-Ducted, Wall Placement | 216980894 |  | HRCU-A-CB-O | EZ-12Z-HP115B | Mini-Splits | EZ-12W-HP115B |  |  |  | 9 | 19.5 | 9.3 | FALSE | FALSE |  | 12000 | 7400 | 2.64 | 7400 | 2.64
216980872 | 02/24/25 | Live | Midea Electric Trading | INFINITYLIVING | Singlezone Non-Ducted, Wall Placement | 216980872 |  | HRCU-A-CB-O | EZ-12Z-HP115B | Mini-Splits | EZ-12W-HP115B |  |  |  | 9 | 19.5 | 9.3 | FALSE | FALSE |  | 12000 | 7400 | 2.64 | 7400 | 2.64
216980886 | 02/24/25 | Live | Midea Electric Trading | 1HVAC | Singlezone Non-Ducted, Wall Placement | 216980886 |  | HRCU-A-CB-O | EZ-12Z-HP115B | Mini-Splits | EZ-12W-HP115B |  |  |  | 9 | 19.5 | 9.3 | FALSE | FALSE |  | 12000 | 7400 | 2.64 | 7400 | 2.64
216980885 | 02/24/25 | Live | Midea Electric Trading | 1HVAC | Singlezone Non-Ducted, Wall Placement | 216980885 |  | HRCU-A-CB-O | EZ-09Z-HP115B | Mini-Splits | EZ-09W-HP115B |  |  |  | 11.3 | 20.2 | 9.2 | FALSE | FALSE |  | 9000 | 7000 | 2.56 | 7200 | 2.22
216980871 | 02/24/25 | Live | Midea Electric Trading | INFINITYLIVING | Singlezone Non-Ducted, Wall Placement | 216980871 |  | HRCU-A-CB-O | EZ-09Z-HP115B | Mini-Splits | EZ-09W-HP115B |  |  |  | 11.3 | 20.2 | 9.2 | FALSE | FALSE |  | 9000 | 7000 | 2.56 | 7200 | 2.22
216980893 | 02/24/25 | Live | Midea Electric Trading | DIYCOOL | Singlezone Non-Ducted, Wall Placement | 216980893 |  | HRCU-A-CB-O | EZ-09Z-HP115B | Mini-Splits | EZ-09W-HP115B |  |  |  | 11.3 | 20.2 | 9.2 | FALSE | FALSE |  | 9000 | 7000 | 2.56 | 7200 | 2.22
216980901 | 02/24/25 | Live | Midea Electric Trading | POLARWAVE | Singlezone Non-Ducted, Wall Placement | 216980901 |  | HRCU-A-CB-O | EZ-09Z-HP115B | Mini-Splits | EZ-09W-HP115B |  |  |  | 11.3 | 20.2 | 9.2 | FALSE | FALSE |  | 9000 | 7000 | 2.56 | 7200 | 2.22
216980903 | 02/24/25 | Live | Midea Electric Trading | POLARWAVE | Singlezone Non-Ducted, Wall Placement | 216980903 |  | HRCU-A-CB-O | EZ-18Z-HP230B | Mini-Splits | EZ-18W-HP230B |  |  |  | 9.8 | 20 | 8.5 | FALSE | FALSE |  | 17000 | 11500 | 2.48 | 18700 | 1.71
216980895 | 02/24/25 | Live | Midea Electric Trading | DIYCOOL | Singlezone Non-Ducted, Wall Placement | 216980895 |  | HRCU-A-CB-O | EZ-18Z-HP230B | Mini-Splits | EZ-18W-HP230B |  |  |  | 9.8 | 20 | 8.5 | FALSE | FALSE |  | 17000 | 11500 | 2.48 | 18700 | 1.71
216980887 | 02/24/25 | Live | Midea Electric Trading | 1HVAC | Singlezone Non-Ducted, Wall Placement | 216980887 |  | HRCU-A-CB-O | EZ-18Z-HP230B | Mini-Splits | EZ-18W-HP230B |  |  |  | 9.8 | 20 | 8.5 | FALSE | FALSE |  | 17000 | 11500 | 2.48 | 18700 | 1.71
216980873 | 02/24/25 | Live | Midea Electric Trading | INFINITYLIVING | Singlezone Non-Ducted, Wall Placement | 216980873 |  | HRCU-A-CB-O | EZ-18Z-HP230B | Mini-Splits | EZ-18W-HP230B |  |  |  | 9.8 | 20 | 8.5 | FALSE | FALSE |  | 17000 | 11500 | 2.48 | 18700 | 1.71
216980888 | 02/24/25 | Live | Midea Electric Trading | 1HVAC | Singlezone Non-Ducted, Wall Placement | 216980888 |  | HRCU-A-CB-O | EZ-24Z-HP230B | Mini-Splits | EZ-24W-HP230B |  |  |  | 9.7 | 18.9 | 8.7 | FALSE | FALSE |  | 24000 | 16300 | 2.46 | 19700 | 2.33
216980874 | 02/24/25 | Live | Midea Electric Trading | INFINITYLIVING | Singlezone Non-Ducted, Wall Placement | 216980874 |  | HRCU-A-CB-O | EZ-24Z-HP230B | Mini-Splits | EZ-24W-HP230B |  |  |  | 9.7 | 18.9 | 8.7 | FALSE | FALSE |  | 24000 | 16300 | 2.46 | 19700 | 2.33
216980896 | 02/24/25 | Live | Midea Electric Trading | DIYCOOL | Singlezone Non-Ducted, Wall Placement | 216980896 |  | HRCU-A-CB-O | EZ-24Z-HP230B | Mini-Splits | EZ-24W-HP230B |  |  |  | 9.7 | 18.9 | 8.7 | FALSE | FALSE |  | 24000 | 16300 | 2.46 | 19700 | 2.33
216980904 | 02/24/25 | Live | Midea Electric Trading | POLARWAVE | Singlezone Non-Ducted, Wall Placement | 216980904 |  | HRCU-A-CB-O | EZ-24Z-HP230B | Mini-Splits | EZ-24W-HP230B |  |  |  | 9.7 | 18.9 | 8.7 | FALSE | FALSE |  | 24000 | 16300 | 2.46 | 19700 | 2.33
216980947 | 02/24/25 | Live | Midea Electric Trading | 1HVAC | Multizone All Ducted | 216980947 |  | HMSV-A-CB | EZ-48Z-M5B | Ducted Indoor Units |  |  |  |  | 12 | 20 | 10.5 | FALSE | FALSE |  | 43000 | 37800 | 2.6 | 37800 | 2.2
216980937 | 02/24/25 | Live | Midea Electric Trading | POLARWAVE | Multizone All Ducted | 216980937 |  | HMSV-A-CB | EZ-48Z-M5B | Ducted Indoor Units |  |  |  |  | 12 | 20 | 10.5 | FALSE | FALSE |  | 43000 | 37800 | 2.6 | 37800 | 2.2
216980927 | 02/24/25 | Live | Midea Electric Trading | DIYCOOL | Multizone All Ducted | 216980927 |  | HMSV-A-CB | EZ-48Z-M5B | Ducted Indoor Units |  |  |  |  | 12 | 20 | 10.5 | FALSE | FALSE |  | 43000 | 37800 | 2.6 | 37800 | 2.2
216980917 | 02/24/25 | Live | Midea Electric Trading | INFINITYLIVING | Multizone All Ducted | 216980917 |  | HMSV-A-CB | EZ-48Z-M5B | Ducted Indoor Units |  |  |  |  | 12 | 20 | 10.5 | FALSE | FALSE |  | 43000 | 37800 | 2.6 | 37800 | 2.2
216980916 | 02/24/25 | Live | Midea Electric Trading | INFINITYLIVING | Multizone All Non-Ducted | 216980916 |  | HMSR-A-CB-O | EZ-48Z-M5B | Non-Ducted Indoor Units |  |  |  |  | 12 | 21.8 | 10 | FALSE | FALSE |  | 43000 | 35200 | 2.5 | 35200 | 2
216980926 | 02/24/25 | Live | Midea Electric Trading | DIYCOOL | Multizone All Non-Ducted | 216980926 |  | HMSR-A-CB-O | EZ-48Z-M5B | Non-Ducted Indoor Units |  |  |  |  | 12 | 21.8 | 10 | FALSE | FALSE |  | 43000 | 35200 | 2.5 | 35200 | 2
216980936 | 02/24/25 | Live | Midea Electric Trading | POLARWAVE | Multizone All Non-Ducted | 216980936 |  | HMSR-A-CB-O | EZ-48Z-M5B | Non-Ducted Indoor Units |  |  |  |  | 12 | 21.8 | 10 | FALSE | FALSE |  | 43000 | 35200 | 2.5 | 35200 | 2
216980946 | 02/24/25 | Live | Midea Electric Trading | 1HVAC | Multizone All Non-Ducted | 216980946 |  | HMSR-A-CB-O | EZ-48Z-M5B | Non-Ducted Indoor Units |  |  |  |  | 12 | 21.8 | 10 | FALSE | FALSE |  | 43000 | 35200 | 2.5 | 35200 | 2
216980944 | 02/24/25 | Live | Midea Electric Trading | 1HVAC | Multizone All Ducted | 216980944 |  | HMSV-A-CB | EZ-36Z-M4B | Ducted Indoor Units |  |  |  |  | 11.7 | 19 | 9.5 | FALSE | FALSE |  | 33000 | 25400 | 2.3 | 26000 | 2.1
216980934 | 02/24/25 | Live | Midea Electric Trading | POLARWAVE | Multizone All Ducted | 216980934 |  | HMSV-A-CB | EZ-36Z-M4B | Ducted Indoor Units |  |  |  |  | 11.7 | 19 | 9.5 | FALSE | FALSE |  | 33000 | 25400 | 2.3 | 26000 | 2.1
216980924 | 02/24/25 | Live | Midea Electric Trading | DIYCOOL | Multizone All Ducted | 216980924 |  | HMSV-A-CB | EZ-36Z-M4B | Ducted Indoor Units |  |  |  |  | 11.7 | 19 | 9.5 | FALSE | FALSE |  | 33000 | 25400 | 2.3 | 26000 | 2.1
216980914 | 02/24/25 | Live | Midea Electric Trading | INFINITYLIVING | Multizone All Ducted | 216980914 |  | HMSV-A-CB | EZ-36Z-M4B | Ducted Indoor Units |  |  |  |  | 11.7 | 19 | 9.5 | FALSE | FALSE |  | 33000 | 25400 | 2.3 | 26000 | 2.1
216980913 | 02/24/25 | Live | Midea Electric Trading | INFINITYLIVING | Multizone All Non-Ducted | 216980913 |  | HMSR-A-CB-O | EZ-36Z-M4B | Non-Ducted Indoor Units |  |  |  |  | 12 | 23 | 9.9 | FALSE | FALSE |  | 34000 | 24000 | 2.4 | 24000 | 2.1
216980923 | 02/24/25 | Live | Midea Electric Trading | DIYCOOL | Multizone All Non-Ducted | 216980923 |  | HMSR-A-CB-O | EZ-36Z-M4B | Non-Ducted Indoor Units |  |  |  |  | 12 | 23 | 9.9 | FALSE | FALSE |  | 34000 | 24000 | 2.4 | 24000 | 2.1
216980933 | 02/24/25 | Live | Midea Electric Trading | POLARWAVE | Multizone All Non-Ducted | 216980933 |  | HMSR-A-CB-O | EZ-36Z-M4B | Non-Ducted Indoor Units |  |  |  |  | 12 | 23 | 9.9 | FALSE | FALSE |  | 34000 | 24000 | 2.4 | 24000 | 2.1
216980943 | 02/24/25 | Live | Midea Electric Trading | 1HVAC | Multizone All Non-Ducted | 216980943 |  | HMSR-A-CB-O | EZ-36Z-M4B | Non-Ducted Indoor Units |  |  |  |  | 12 | 23 | 9.9 | FALSE | FALSE |  | 34000 | 24000 | 2.4 | 24000 | 2.1
216980941 | 02/24/25 | Live | Midea Electric Trading | 1HVAC | Multizone All Ducted | 216980941 |  | HMSV-A-CB | EZ-27Z-M3B | Ducted Indoor Units |  |  |  |  | 12 | 20 | 9.5 | FALSE | FALSE |  | 26000 | 19000 | 2.7 | 19000 | 2.2
216980931 | 02/24/25 | Live | Midea Electric Trading | POLARWAVE | Multizone All Ducted | 216980931 |  | HMSV-A-CB | EZ-27Z-M3B | Ducted Indoor Units |  |  |  |  | 12 | 20 | 9.5 | FALSE | FALSE |  | 26000 | 19000 | 2.7 | 19000 | 2.2
216980921 | 02/24/25 | Live | Midea Electric Trading | DIYCOOL | Multizone All Ducted | 216980921 |  | HMSV-A-CB | EZ-27Z-M3B | Ducted Indoor Units |  |  |  |  | 12 | 20 | 9.5 | FALSE | FALSE |  | 26000 | 19000 | 2.7 | 19000 | 2.2
216980911 | 02/24/25 | Live | Midea Electric Trading | INFINITYLIVING | Multizone All Ducted | 216980911 |  | HMSV-A-CB | EZ-27Z-M3B | Ducted Indoor Units |  |  |  |  | 12 | 20 | 9.5 | FALSE | FALSE |  | 26000 | 19000 | 2.7 | 19000 | 2.2
216980910 | 02/24/25 | Live | Midea Electric Trading | INFINITYLIVING | Multizone All Non-Ducted | 216980910 |  | HMSR-A-CB-O | EZ-27Z-M3B | Non-Ducted Indoor Units |  |  |  |  | 12 | 23 | 9 | FALSE | FALSE |  | 26000 | 16200 | 2.4 | 16200 | 2
216980920 | 02/24/25 | Live | Midea Electric Trading | DIYCOOL | Multizone All Non-Ducted | 216980920 |  | HMSR-A-CB-O | EZ-27Z-M3B | Non-Ducted Indoor Units |  |  |  |  | 12 | 23 | 9 | FALSE | FALSE |  | 26000 | 16200 | 2.4 | 16200 | 2
216980930 | 02/24/25 | Live | Midea Electric Trading | POLARWAVE | Multizone All Non-Ducted | 216980930 |  | HMSR-A-CB-O | EZ-27Z-M3B | Non-Ducted Indoor Units |  |  |  |  | 12 | 23 | 9 | FALSE | FALSE |  | 26000 | 16200 | 2.4 | 16200 | 2
216980940 | 02/24/25 | Live | Midea Electric Trading | 1HVAC | Multizone All Non-Ducted | 216980940 |  | HMSR-A-CB-O | EZ-27Z-M3B | Non-Ducted Indoor Units |  |  |  |  | 12 | 23 | 9 | FALSE | FALSE |  | 26000 | 16200 | 2.4 | 16200 | 2
216980939 | 02/24/25 | Live | Midea Electric Trading | 1HVAC | Multizone All Non-Ducted | 216980939 |  | HMSR-A-CB-O | EZ-18Z-M2B | Non-Ducted Indoor Units |  |  |  |  | 13 | 23.9 | 10 | FALSE | FALSE |  | 18000 | 13400 | 2.71 | 14000 | 2.28
216980929 | 02/24/25 | Live | Midea Electric Trading | POLARWAVE | Multizone All Non-Ducted | 216980929 |  | HMSR-A-CB-O | EZ-18Z-M2B | Non-Ducted Indoor Units |  |  |  |  | 13 | 23.9 | 10 | FALSE | FALSE |  | 18000 | 13400 | 2.71 | 14000 | 2.28
216980919 | 02/24/25 | Live | Midea Electric Trading | DIYCOOL | Multizone All Non-Ducted | 216980919 |  | HMSR-A-CB-O | EZ-18Z-M2B | Non-Ducted Indoor Units |  |  |  |  | 13 | 23.9 | 10 | FALSE | FALSE |  | 18000 | 13400 | 2.71 | 14000 | 2.28
216980909 | 02/24/25 | Live | Midea Electric Trading | INFINITYLIVING | Multizone All Non-Ducted | 216980909 |  | HMSR-A-CB-O | EZ-18Z-M2B | Non-Ducted Indoor Units |  |  |  |  | 13 | 23.9 | 10 | FALSE | FALSE |  | 18000 | 13400 | 2.71 | 14000 | 2.28
216775657 | 02/24/25 | Live | Midea Electric Trading | KADEN | Multizone Mix of Ducted and Non-Ducted | 216775657 |  | HMSV-A-CB | KOB-PS655HP-2AAMA | Mixed Ducted and Non-Ducted Indoor Units |  |  |  |  | 10 | 20 | 9.35 | FALSE | FALSE |  | 60000 | 39000 | 2.7 | 41500 | 2.35
216775656 | 02/24/25 | Live | Midea Electric Trading | KADEN | Multizone All Ducted | 216775656 |  | HMSV-A-CB | KOB-PS655HP-2AAMA | Ducted Indoor Units |  |  |  |  | 10 | 18 | 9.2 | FALSE | FALSE |  | 60000 | 39000 | 2.6 | 41000 | 2.3
216775655 | 02/24/25 | Live | Midea Electric Trading | KADEN | Multizone All Non-Ducted | 216775655 |  | HMSR-A-CB-O | KOB-PS655HP-2AAMA | Non-Ducted Indoor Units |  |  |  |  | 10 | 22 | 9.5 | FALSE | FALSE |  | 60000 | 39000 | 2.8 | 42000 | 2.4
216775654 | 02/24/25 | Live | Midea Electric Trading | KADEN | Multizone Mix of Ducted and Non-Ducted | 216775654 |  | HMSV-A-CB | KOB-PS648HP-2AAMA | Mixed Ducted and Non-Ducted Indoor Units |  |  |  |  | 12.25 | 22.2 | 10.45 | FALSE | FALSE |  | 46000 | 37400 | 2.5 | 39750 | 2.19
216775653 | 02/24/25 | Live | Midea Electric Trading | KADEN | Multizone All Ducted | 216775653 |  | HMSV-A-CB | KOB-PS648HP-2AAMA | Ducted Indoor Units |  |  |  |  | 12 | 20.4 | 10.6 | FALSE | FALSE |  | 45000 | 37000 | 2.5 | 41000 | 2.4
216775652 | 02/24/25 | Live | Midea Electric Trading | KADEN | Multizone All Non-Ducted | 216775652 |  | HMSR-A-CB-O | KOB-PS648HP-2AAMA | Non-Ducted Indoor Units |  |  |  |  | 12.5 | 24 | 10.3 | FALSE | FALSE |  | 47000 | 38000 | 2.5 | 38500 | 2
216775651 | 02/24/25 | Live | Midea Electric Trading | KADEN | Multizone Mix of Ducted and Non-Ducted | 216775651 |  | HMSV-A-CB | KOB-PS536HP-2AAMA | Mixed Ducted and Non-Ducted Indoor Units |  |  |  |  | 11.85 | 22 | 9.35 | FALSE | FALSE |  | 35400 | 26400 | 2.35 | 27300 | 2.15
216775650 | 02/24/25 | Live | Midea Electric Trading | KADEN | Multizone All Ducted | 216775650 |  | HMSV-A-CB | KOB-PS536HP-2AAMA | Ducted Indoor Units |  |  |  |  | 11.7 | 20 | 9.2 | FALSE | FALSE |  | 35000 | 26400 | 2.3 | 28000 | 2.2
216775649 | 02/24/25 | Live | Midea Electric Trading | KADEN | Multizone All Non-Ducted | 216775649 |  | HMSR-A-CB-O | KOB-PS536HP-2AAMA | Non-Ducted Indoor Units |  |  |  |  | 12 | 24 | 9.5 | FALSE | FALSE |  | 36000 | 26600 | 2.4 | 26600 | 2.4
216775648 | 02/24/25 | Live | Midea Electric Trading | KADEN | Multizone Mix of Ducted and Non-Ducted | 216775648 |  | HMSV-A-CB | KOB-PS427HP-2AAMA | Mixed Ducted and Non-Ducted Indoor Units |  |  |  |  | 12.5 | 23 | 9.25 | FALSE | FALSE |  | 26800 | 18400 | 2.56 | 18800 | 2.3
216775647 | 02/24/25 | Live | Midea Electric Trading | KADEN | Multizone All Ducted | 216775647 |  | HMSV-A-CB | KOB-PS427HP-2AAMA | Ducted Indoor Units |  |  |  |  | 12 | 21 | 9 | FALSE | FALSE |  | 26600 | 18400 | 2.5 | 18600 | 2.3
216775646 | 02/24/25 | Live | Midea Electric Trading | KADEN | Multizone All Non-Ducted | 216775646 |  | HMSR-A-CB-O | KOB-PS427HP-2AAMA | Non-Ducted Indoor Units |  |  |  |  | 13 | 25 | 9.5 | FALSE | FALSE |  | 27000 | 18400 | 2.61 | 19000 | 2.3
216775645 | 02/24/25 | Live | Midea Electric Trading | KADEN | Multizone Mix of Ducted and Non-Ducted | 216775645 |  | HMSV-A-CB | KOB-PS318HP-2AAMA | Mixed Ducted and Non-Ducted Indoor Units |  |  |  |  | 13 | 22.55 | 9.9 | FALSE | FALSE |  | 18000 | 14100 | 2.55 | 14300 | 2.39
216775644 | 02/24/25 | Live | Midea Electric Trading | KADEN | Multizone All Ducted | 216775644 |  | HMSV-A-CB | KOB-PS318HP-2AAMA | Ducted Indoor Units |  |  |  |  | 12 | 20 | 10 | FALSE | FALSE |  | 18000 | 14600 | 2.3 | 14600 | 2.3
216775643 | 02/24/25 | Live | Midea Electric Trading | KADEN | Multizone All Non-Ducted | 216775643 |  | HMSR-A-CB-O | KOB-PS318HP-2AAMA | Non-Ducted Indoor Units |  |  |  |  | 14 | 25.1 | 9.8 | FALSE | FALSE |  | 18000 | 13600 | 2.81 | 14000 | 2.5
216775672 | 02/24/25 | Live | Midea Electric Trading | KADEN | Multizone Mix of Ducted and Non-Ducted | 216775672 |  | HMSV-A-CB | KOB-HH-PS655HP-2AAMA | Mixed Ducted and Non-Ducted Indoor Units |  |  |  |  | 11.85 | 21.1 | 10.6 | FALSE | FALSE |  | 52000 | 44500 | 2.65 | 49500 | 2.39
216775671 | 02/24/25 | Live | Midea Electric Trading | KADEN | Multizone All Ducted | 216775671 |  | HMSV-A-CB | KOB-HH-PS655HP-2AAMA | Ducted Indoor Units |  |  |  |  | 11.7 | 20 | 10.7 | FALSE | FALSE |  | 53000 | 45000 | 2.7 | 52000 | 2.3
216775670 | 02/24/25 | Live | Midea Electric Trading | KADEN | Multizone All Non-Ducted | 216775670 |  | HMSR-A-CB-O | KOB-HH-PS655HP-2AAMA | Non-Ducted Indoor Units |  |  |  |  | 12 | 22.2 | 10.5 | FALSE | FALSE |  | 51000 | 44000 | 2.6 | 47000 | 2.5
216775669 | 02/24/25 | Live | Midea Electric Trading | KADEN | Multizone Mix of Ducted and Non-Ducted | 216775669 |  | HMSV-A-CB | KOB-HH-PS648HP-2AAMA | Mixed Ducted and Non-Ducted Indoor Units |  |  |  |  | 11.85 | 21.7 | 11 | FALSE | FALSE |  | 47000 | 44000 | 2.6 | 45500 | 2.1
216775668 | 02/24/25 | Live | Midea Electric Trading | KADEN | Multizone All Ducted | 216775668 |  | HMSV-A-CB | KOB-HH-PS648HP-2AAMA | Ducted Indoor Units |  |  |  |  | 11.7 | 20.4 | 11 | FALSE | FALSE |  | 47000 | 44500 | 2.6 | 46000 | 2.2
216775667 | 02/24/25 | Live | Midea Electric Trading | KADEN | Multizone All Non-Ducted | 216775667 |  | HMSR-A-CB-O | KOB-HH-PS648HP-2AAMA | Non-Ducted Indoor Units |  |  |  |  | 12 | 23 | 11 | FALSE | FALSE |  | 47000 | 44000 | 2.6 | 45000 | 2
216775666 | 02/24/25 | Live | Midea Electric Trading | KADEN | Multizone Mix of Ducted and Non-Ducted | 216775666 |  | HMSV-A-CB | KOB-HH-PS536HP-2AAMA | Mixed Ducted and Non-Ducted Indoor Units |  |  |  |  | 12.5 | 21.2 | 10.55 | FALSE | FALSE |  | 36000 | 31400 | 2.4 | 38000 | 2.41
216775665 | 02/24/25 | Live | Midea Electric Trading | KADEN | Multizone All Ducted | 216775665 |  | HMSV-A-CB | KOB-HH-PS536HP-2AAMA | Ducted Indoor Units |  |  |  |  | 12 | 19.4 | 10.4 | FALSE | FALSE |  | 36000 | 33000 | 2.4 | 34000 | 2.2
216775664 | 02/24/25 | Live | Midea Electric Trading | KADEN | Multizone All Non-Ducted | 216775664 |  | HMSR-A-CB-O | KOB-HH-PS536HP-2AAMA | Non-Ducted Indoor Units |  |  |  |  | 13 | 23 | 10.7 | FALSE | FALSE |  | 36000 | 30000 | 2.4 | 42000 | 2.6
216775663 | 02/24/25 | Live | Midea Electric Trading | KADEN | Multizone Mix of Ducted and Non-Ducted | 216775663 |  | HMSV-A-CB | KOB-HH-PS427HP-2AAMA | Mixed Ducted and Non-Ducted Indoor Units |  |  |  |  | 12.25 | 21 | 10 | FALSE | FALSE |  | 27400 | 24000 | 2.5 | 27500 | 2.15
216775662 | 02/24/25 | Live | Midea Electric Trading | KADEN | Multizone All Ducted | 216775662 |  | HMSV-A-CB | KOB-HH-PS427HP-2AAMA | Ducted Indoor Units |  |  |  |  | 12 | 19 | 9.5 | FALSE | FALSE |  | 28000 | 23000 | 2.4 | 27000 | 2.1
216775661 | 02/24/25 | Live | Midea Electric Trading | KADEN | Multizone All Non-Ducted | 216775661 |  | HMSR-A-CB-O | KOB-HH-PS427HP-2AAMA | Non-Ducted Indoor Units |  |  |  |  | 12.5 | 23 | 10.5 | FALSE | FALSE |  | 27000 | 25000 | 2.6 | 28000 | 2.2
216775660 | 02/24/25 | Live | Midea Electric Trading | KADEN | Multizone Mix of Ducted and Non-Ducted | 216775660 |  | HMSV-A-CB | KOB-HH-PS318HP-2AAMA | Mixed Ducted and Non-Ducted Indoor Units |  |  |  |  | 14 | 22.5 | 10.2 | FALSE | FALSE |  | 19000 | 17300 | 2.65 | 20500 | 2.36
216775659 | 02/24/25 | Live | Midea Electric Trading | KADEN | Multizone All Ducted | 216775659 |  | HMSV-A-CB | KOB-HH-PS318HP-2AAMA | Ducted Indoor Units |  |  |  |  | 13 | 20 | 10 | FALSE | FALSE |  | 19000 | 17000 | 2.59 | 22000 | 2.5
216775658 | 02/24/25 | Live | Midea Electric Trading | KADEN | Multizone All Non-Ducted | 216775658 |  | HMSR-A-CB-O | KOB-HH-PS318HP-2AAMA | Non-Ducted Indoor Units |  |  |  |  | 15 | 25 | 10.4 | FALSE | FALSE |  | 19000 | 17600 | 2.7 | 19000 | 2.2
216980870 | 02/24/25 | Live | Midea Electric Trading | ACIQ | Singlezone Non-Ducted, Wall Placement | 216980870 |  | HRCU-A-CB-O | ACIQ-24ZS-HP230C | Mini-Splits | ACIQ-24WS-HP230C |  |  |  | 13 | 23.5 | 10 | FALSE | FALSE |  | 24000 | 19500 | 2.5 | 21300 | 2.42
216980884 | 02/24/25 | Live | Midea Electric Trading | 1HVAC | Singlezone Non-Ducted, Wall Placement | 216980884 |  | HRCU-A-CB-O | ACIQ-24ZS-HP230C | Mini-Splits | ACIQ-24WS-HP230C |  |  |  | 13 | 23.5 | 10 | FALSE | FALSE |  | 24000 | 19500 | 2.5 | 21300 | 2.42
216980883 | 02/24/25 | Live | Midea Electric Trading | 1HVAC | Singlezone Non-Ducted, Wall Placement | 216980883 |  | HRCU-A-CB-O | ACIQ-18ZS-HP230C | Mini-Splits | ACIQ-18WS-HP230C |  |  |  | 13.5 | 24 | 11.1 | FALSE | FALSE |  | 18000 | 13000 | 2.59 | 15000 | 2.43
216980869 | 02/24/25 | Live | Midea Electric Trading | ACIQ | Singlezone Non-Ducted, Wall Placement | 216980869 |  | HRCU-A-CB-O | ACIQ-18ZS-HP230C | Mini-Splits | ACIQ-18WS-HP230C |  |  |  | 13.5 | 24 | 11.1 | FALSE | FALSE |  | 18000 | 13000 | 2.59 | 15000 | 2.43
216980868 | 02/24/25 | Live | Midea Electric Trading | ACIQ | Singlezone Non-Ducted, Wall Placement | 216980868 |  | HRCU-A-CB-O | ACIQ-12ZS-HP230C | Mini-Splits | ACIQ-12WS-HP230C |  |  |  | 12.2 | 23.1 | 11.5 | FALSE | FALSE |  | 12000 | 9600 | 2.84 | 9900 | 2.57
216980882 | 02/24/25 | Live | Midea Electric Trading | 1HVAC | Singlezone Non-Ducted, Wall Placement | 216980882 |  | HRCU-A-CB-O | ACIQ-12ZS-HP230C | Mini-Splits | ACIQ-12WS-HP230C |  |  |  | 12.2 | 23.1 | 11.5 | FALSE | FALSE |  | 12000 | 9600 | 2.84 | 9900 | 2.57
216980881 | 02/24/25 | Live | Midea Electric Trading | 1HVAC | Singlezone Non-Ducted, Wall Placement | 216980881 |  | HRCU-A-CB-O | ACIQ-09ZS-HP230C | Mini-Splits | ACIQ-09WS-HP230C |  |  |  | 14.7 | 24.6 | 13 | FALSE | FALSE |  | 9000 | 8600 | 2.8 | 10200 | 2.47
216980867 | 02/24/25 | Live | Midea Electric Trading | ACIQ | Singlezone Non-Ducted, Wall Placement | 216980867 |  | HRCU-A-CB-O | ACIQ-09ZS-HP230C | Mini-Splits | ACIQ-09WS-HP230C |  |  |  | 14.7 | 24.6 | 13 | FALSE | FALSE |  | 9000 | 8600 | 2.8 | 10200 | 2.47
216980866 | 02/24/25 | Live | Midea Electric Trading | ACIQ | Singlezone Non-Ducted, Wall Placement | 216980866 |  | HRCU-A-CB-O | ACIQ-12ZS-HP115C | Mini-Splits | ACIQ-12WS-HP115C |  |  |  | 12.5 | 23.2 | 10.4 | FALSE | FALSE |  | 12000 | 8800 | 2.77 | 8800 | 2.77
216980880 | 02/24/25 | Live | Midea Electric Trading | 1HVAC | Singlezone Non-Ducted, Wall Placement | 216980880 |  | HRCU-A-CB-O | ACIQ-12ZS-HP115C | Mini-Splits | ACIQ-12WS-HP115C |  |  |  | 12.5 | 23.2 | 10.4 | FALSE | FALSE |  | 12000 | 8800 | 2.77 | 8800 | 2.77
216980879 | 02/24/25 | Live | Midea Electric Trading | 1HVAC | Singlezone Non-Ducted, Wall Placement | 216980879 |  | HRCU-A-CB-O | ACIQ-09ZS-HP115C | Mini-Splits | ACIQ-09WS-HP115C |  |  |  | 15 | 24.5 | 10.7 | FALSE | FALSE |  | 9000 | 8800 | 2.77 | 8800 | 2.77
216980865 | 02/24/25 | Live | Midea Electric Trading | ACIQ | Singlezone Non-Ducted, Wall Placement | 216980865 |  | HRCU-A-CB-O | ACIQ-09ZS-HP115C | Mini-Splits | ACIQ-09WS-HP115C |  |  |  | 15 | 24.5 | 10.7 | FALSE | FALSE |  | 9000 | 8800 | 2.77 | 8800 | 2.77
216997644 | 02/24/25 | Live | Midea Electric Trading | BLUERIDGE | Multizone Mix of Ducted and Non-Ducted | 216997644 |  | HMSV-A-CB | BDM1A55SC0 | Mixed Ducted and Non-Ducted Indoor Units |  |  |  |  | 12 | 21 | 10.55 | FALSE | FALSE |  | 47000 | 43000 | 2.65 | 43750 | 1.95
216997641 | 02/24/25 | Live | Midea Electric Trading | BLUERIDGE | Multizone Mix of Ducted and Non-Ducted | 216997641 |  | HMSV-A-CB | BDM1A48SC0 | Mixed Ducted and Non-Ducted Indoor Units |  |  |  |  | 12 | 20.9 | 10.25 | FALSE | FALSE |  | 43000 | 36400 | 2.55 | 36500 | 2.1
216997638 | 02/24/25 | Live | Midea Electric Trading | BLUERIDGE | Multizone Mix of Ducted and Non-Ducted | 216997638 |  | HMSV-A-CB | BDM1A36SC0 | Mixed Ducted and Non-Ducted Indoor Units |  |  |  |  | 11.85 | 21 | 9.7 | FALSE | FALSE |  | 33400 | 24600 | 2.35 | 25000 | 2.1
216997635 | 02/24/25 | Live | Midea Electric Trading | BLUERIDGE | Multizone Mix of Ducted and Non-Ducted | 216997635 |  | HMSV-A-CB | BDM1A27SC0 | Mixed Ducted and Non-Ducted Indoor Units |  |  |  |  | 12 | 21.5 | 9.25 | FALSE | FALSE |  | 26000 | 17600 | 2.55 | 17600 | 2.11
216997599 | 02/24/25 | Live | Midea Electric Trading | BLUERIDGE | Singlezone Non-Ducted, Wall Placement | 216997599 |  | HRCU-A-CB-O | BDS2A36SC0 | Mini-Splits | BDAFA36WM0 |  |  |  | 8.5 | 18 | 8.5 | FALSE | FALSE |  | 36000 | 23400 | 2.03 | 26300 | 2
216997598 | 02/24/25 | Live | Midea Electric Trading | BLUERIDGE | Singlezone Non-Ducted, Wall Placement | 216997598 |  | HRCU-A-CB-O | BDS2A24SC0 | Mini-Splits | BDAFA24WM0 |  |  |  | 12.7 | 22.7 | 9.5 | FALSE | FALSE |  | 24000 | 17900 | 2.37 | 17900 | 2.37
216997597 | 02/24/25 | Live | Midea Electric Trading | BLUERIDGE | Singlezone Non-Ducted, Wall Placement | 216997597 |  | HRCU-A-CB-O | BDS2A18SC0 | Mini-Splits | BDAFA18WM0 |  |  |  | 13.7 | 22.5 | 11.5 | FALSE | FALSE |  | 18000 | 13400 | 2.75 | 20300 | 2.38
216997596 | 02/24/25 | Live | Midea Electric Trading | BLUERIDGE | Singlezone Non-Ducted, Wall Placement | 216997596 |  | HRCU-A-CB-O | BDS2A12SCV | Mini-Splits | BDS2A12WMV |  |  |  | 12.5 | 23.5 | 10.2 | FALSE | FALSE |  | 12000 | 8500 | 2.4 | 8500 | 2.4
216997595 | 02/24/25 | Live | Midea Electric Trading | BLUERIDGE | Singlezone Non-Ducted, Wall Placement | 216997595 |  | HRCU-A-CB-O | BDS2A09SCV | Mini-Splits | BDS2A09WMV |  |  |  | 14 | 23.6 | 11.5 | FALSE | FALSE |  | 9000 | 7500 | 2.53 | 7800 | 2.38
216997592 | 02/24/25 | Live | Midea Electric Trading | BLUERIDGE | Singlezone Non-Ducted, Wall Placement | 216997592 |  | HRCU-A-CB-O | BDS1A12SCV | Mini-Splits | BDS1A12WMV |  |  |  | 9 | 19.5 | 9.3 | FALSE | FALSE |  | 12000 | 7400 | 2.64 | 7400 | 2.64
216997591 | 02/24/25 | Live | Midea Electric Trading | BLUERIDGE | Singlezone Non-Ducted, Wall Placement | 216997591 |  | HRCU-A-CB-O | BDS1A09SCV | Mini-Splits | BDS1A09WMV |  |  |  | 11.3 | 20.2 | 9.2 | FALSE | FALSE |  | 9000 | 7000 | 2.56 | 7200 | 2.22
216997593 | 02/24/25 | Live | Midea Electric Trading | BLUERIDGE | Singlezone Non-Ducted, Wall Placement | 216997593 |  | HRCU-A-CB-O | BDS1A18SC0 | Mini-Splits | BDS1A18WM0 |  |  |  | 9.8 | 20 | 8.5 | FALSE | FALSE |  | 17000 | 11500 | 2.48 | 18700 | 1.71
216997594 | 02/24/25 | Live | Midea Electric Trading | BLUERIDGE | Singlezone Non-Ducted, Wall Placement | 216997594 |  | HRCU-A-CB-O | BDS1A24SC0 | Mini-Splits | BDS1A24WM0 |  |  |  | 9.7 | 18.9 | 8.7 | FALSE | FALSE |  | 24000 | 16300 | 2.46 | 19700 | 2.33
216997600 | 02/24/25 | Live | Midea Electric Trading | BLUERIDGE | Singlezone Non-Ducted, Wall Placement | 216997600 |  | HRCU-A-CB-O | BDS3A12UC0 | Mini-Splits | BDAFA12WM0 |  |  |  | 12.8 | 23.5 | 10 | FALSE | FALSE |  | 12000 | 8900 | 2.23 | 12500 | 2.02
216997601 | 02/24/25 | Live | Midea Electric Trading | BLUERIDGE | Singlezone Non-Ducted, Wall Placement | 216997601 |  | HRCU-A-CB-O | BDS3A18UC0 | Mini-Splits | BDAFA18WM0 |  |  |  | 12.5 | 21.2 | 11 | FALSE | FALSE |  | 18000 | 15200 | 2.72 | 20300 | 2.38
216997643 | 02/24/25 | Live | Midea Electric Trading | BLUERIDGE | Multizone All Ducted | 216997643 |  | HMSV-A-CB | BDM1A55SC0 | Ducted Indoor Units |  |  |  |  | 12 | 20 | 10.5 | FALSE | FALSE |  | 47000 | 42500 | 2.7 | 42500 | 2.7
216997642 | 02/24/25 | Live | Midea Electric Trading | BLUERIDGE | Multizone All Non-Ducted | 216997642 |  | HMSR-A-CB-O | BDM1A55SC0 | Non-Ducted Indoor Units |  |  |  |  | 12 | 22 | 10.6 | FALSE | FALSE |  | 47000 | 44000 | 2.6 | 45000 | 1.9
216997640 | 02/24/25 | Live | Midea Electric Trading | BLUERIDGE | Multizone All Ducted | 216997640 |  | HMSV-A-CB | BDM1A48SC0 | Ducted Indoor Units |  |  |  |  | 12 | 20 | 10.5 | FALSE | FALSE |  | 43000 | 37800 | 2.6 | 37800 | 2.2
216997639 | 02/24/25 | Live | Midea Electric Trading | BLUERIDGE | Multizone All Non-Ducted | 216997639 |  | HMSR-A-CB-O | BDM1A48SC0 | Non-Ducted Indoor Units |  |  |  |  | 12 | 21.8 | 10 | FALSE | FALSE |  | 43000 | 35200 | 2.5 | 35200 | 2
216997637 | 02/24/25 | Live | Midea Electric Trading | BLUERIDGE | Multizone All Ducted | 216997637 |  | HMSV-A-CB | BDM1A36SC0 | Ducted Indoor Units |  |  |  |  | 11.7 | 19 | 9.5 | FALSE | FALSE |  | 33000 | 25400 | 2.3 | 26000 | 2.1
216997636 | 02/24/25 | Live | Midea Electric Trading | BLUERIDGE | Multizone All Non-Ducted | 216997636 |  | HMSR-A-CB-O | BDM1A36SC0 | Non-Ducted Indoor Units |  |  |  |  | 12 | 23 | 9.9 | FALSE | FALSE |  | 34000 | 24000 | 2.4 | 24000 | 2.1
216997634 | 02/24/25 | Live | Midea Electric Trading | BLUERIDGE | Multizone All Ducted | 216997634 |  | HMSV-A-CB | BDM1A27SC0 | Ducted Indoor Units |  |  |  |  | 12 | 20 | 9.5 | FALSE | FALSE |  | 26000 | 19000 | 2.7 | 19000 | 2.2
216997633 | 02/24/25 | Live | Midea Electric Trading | BLUERIDGE | Multizone All Non-Ducted | 216997633 |  | HMSR-A-CB-O | BDM1A27SC0 | Non-Ducted Indoor Units |  |  |  |  | 12 | 23 | 9 | FALSE | FALSE |  | 26000 | 16200 | 2.4 | 16200 | 2
216997632 | 02/24/25 | Live | Midea Electric Trading | BLUERIDGE | Multizone All Non-Ducted | 216997632 |  | HMSR-A-CB-O | BDM1A18SC0 | Non-Ducted Indoor Units |  |  |  |  | 13 | 23.9 | 10 | FALSE | FALSE |  | 18000 | 13400 | 2.71 | 14000 | 2.28
216997579 | 02/24/25 | Live | Midea Electric Trading | BLUERIDGE | Singlezone Ducted, Compact Ducted | 216997579 |  | HRCU-A-CB | BXL1A60SC0 | Mini-Splits | BXALA60CDH |  |  |  | 10 | 17 | 9.7 | FALSE | FALSE |  | 58000 | 40000 | 2.66 | 41500 | 2.45
216997587 | 02/24/25 | Live | Midea Electric Trading | BLUERIDGE | Singlezone Ducted, Compact Ducted | 216997587 |  | HRCU-A-CB | BXL2A60UC0 | Mini-Splits | BXALA60CDH |  |  |  | 10.2 | 15.8 | 10.4 | FALSE | FALSE |  | 55000 | 45000 | 2.72 | 52000 | 2.41
216997578 | 02/24/25 | Live | Midea Electric Trading | BLUERIDGE | Singlezone Ducted, Compact Ducted | 216997578 |  | HRCU-A-CB | BXL1A48SC0 | Mini-Splits | BXALA48CDH |  |  |  | 10 | 17.1 | 9.8 | FALSE | FALSE |  | 48000 | 39000 | 2.48 | 46500 | 2.35
216997577 | 02/24/25 | Live | Midea Electric Trading | BLUERIDGE | Singlezone Ducted, Compact Ducted | 216997577 |  | HRCU-A-CB | BXL1A36SC0 | Mini-Splits | BXALA36CDH |  |  |  | 10.1 | 18.7 | 10.2 | FALSE | FALSE |  | 36000 | 27400 | 2.73 | 31000 | 2.39
216997586 | 02/24/25 | Live | Midea Electric Trading | BLUERIDGE | Singlezone Ducted, Compact Ducted | 216997586 |  | HRCU-A-CB | BXL2A48UC0 | Mini-Splits | BXALA48CDH |  |  |  | 10.4 | 16.7 | 10.8 | FALSE | FALSE |  | 48000 | 45000 | 2.61 | 45500 | 2.4
216997585 | 02/24/25 | Live | Midea Electric Trading | BLUERIDGE | Singlezone Ducted, Compact Ducted | 216997585 |  | HRCU-A-CB | BXL2A36UC0 | Mini-Splits | BXALA36CDH |  |  |  | 12 | 17.7 | 11.1 | FALSE | FALSE |  | 36000 | 31600 | 2.73 | 40000 | 2.29
216997549 | 02/24/25 | Live | Midea Electric Trading | BLUERIDGE | Singlezone Ducted, Compact Ducted | 216997549 |  | HRCU-A-CB | BXS3A24SC0 | Mini-Splits | BXAFA24CDH |  |  |  | 12.5 | 19 | 11 | FALSE | FALSE |  | 24000 | 21200 | 2.6 | 21600 | 2.56
216997548 | 02/24/25 | Live | Midea Electric Trading | BLUERIDGE | Singlezone Ducted, Compact Ducted | 216997548 |  | HRCU-A-CB | BXS3A18SC0 | Mini-Splits | BXAFA18CDH |  |  |  | 13.3 | 20 | 11.3 | FALSE | FALSE |  | 17500 | 14900 | 2.89 | 15900 | 2.65
216997545 | 02/24/25 | Live | Midea Electric Trading | BLUERIDGE | Singlezone Ducted, Compact Ducted | 216997545 |  | HRCU-A-CB | BXS3A18SC0 | Mini-Splits | BXAFA18CDL |  |  |  | 12.5 | 20 | 10.5 | FALSE | FALSE |  | 17000 | 14000 | 2.6 | 14100 | 2.4
216997547 | 02/24/25 | Live | Midea Electric Trading | BLUERIDGE | Singlezone Ducted, Compact Ducted | 216997547 |  | HRCU-A-CB | BXS3A12SC0 | Mini-Splits | BXAFA12CDH |  |  |  | 12 | 19.5 | 10.5 | FALSE | FALSE |  | 12000 | 9100 | 2.78 | 9800 | 2.52
216997544 | 02/24/25 | Live | Midea Electric Trading | BLUERIDGE | Singlezone Ducted, Compact Ducted | 216997544 |  | HRCU-A-CB | BXS3A12SC0 | Mini-Splits | BXAFA12CDL |  |  |  | 11.7 | 19 | 10.2 | FALSE | FALSE |  | 11500 | 9500 | 2.58 | 10300 | 2.58
216997546 | 02/24/25 | Live | Midea Electric Trading | BLUERIDGE | Singlezone Ducted, Compact Ducted | 216997546 |  | HRCU-A-CB | BXS3A09SC0 | Mini-Splits | BXAFA09CDH |  |  |  | 13 | 19.7 | 11.5 | FALSE | FALSE |  | 9000 | 9300 | 2.9 | 9800 | 2.56
216997543 | 02/24/25 | Live | Midea Electric Trading | BLUERIDGE | Singlezone Ducted, Compact Ducted | 216997543 |  | HRCU-A-CB | BXS3A09SC0 | Mini-Splits | BXAFA09CDL |  |  |  | 12.8 | 19.5 | 11 | FALSE | FALSE |  | 9000 | 8900 | 2.61 | 9600 | 2.45
216997569 | 02/24/25 | Live | Midea Electric Trading | BLUERIDGE | Singlezone Ducted, Compact Ducted | 216997569 |  | HRCU-A-CB | BXS5A24UC0 | Mini-Splits | BXAFA24CDH |  |  |  | 12 | 19 | 11.7 | FALSE | FALSE |  | 24000 | 21600 | 2.71 | 23600 | 2.48
216997568 | 02/24/25 | Live | Midea Electric Trading | BLUERIDGE | Singlezone Ducted, Compact Ducted | 216997568 |  | HRCU-A-CB | BXS5A18UC0 | Mini-Splits | BXAFA18CDH |  |  |  | 12 | 18.4 | 11.1 | FALSE | FALSE |  | 17500 | 15000 | 2.89 | 20000 | 2.5
216997565 | 02/24/25 | Live | Midea Electric Trading | BLUERIDGE | Singlezone Ducted, Compact Ducted | 216997565 |  | HRCU-A-CB | BXS5A18UC0 | Mini-Splits | BXAFA18CDL |  |  |  | 12 | 18 | 10.5 | FALSE | FALSE |  | 17000 | 15000 | 2.7 | 19000 | 2.23
216997567 | 02/24/25 | Live | Midea Electric Trading | BLUERIDGE | Singlezone Ducted, Compact Ducted | 216997567 |  | HRCU-A-CB | BXS5A12UC0 | Mini-Splits | BXAFA12CDH |  |  |  | 12 | 20 | 10.6 | FALSE | FALSE |  | 12000 | 10200 | 2.6 | 14000 | 2.31
216997564 | 02/24/25 | Live | Midea Electric Trading | BLUERIDGE | Singlezone Ducted, Compact Ducted | 216997564 |  | HRCU-A-CB | BXS5A12UC0 | Mini-Splits | BXAFA12CDL |  |  |  | 12 | 20 | 10 | FALSE | FALSE |  | 12000 | 9600 | 2.49 | 13100 | 1.99
216997566 | 02/24/25 | Live | Midea Electric Trading | BLUERIDGE | Singlezone Ducted, Compact Ducted | 216997566 |  | HRCU-A-CB | BXS5A09UC0 | Mini-Splits | BXAFA09CDH |  |  |  | 14 | 20.5 | 13.8 | FALSE | FALSE |  | 9000 | 10200 | 2.45 | 12600 | 1.94
216997563 | 02/24/25 | Live | Midea Electric Trading | BLUERIDGE | Singlezone Ducted, Compact Ducted | 216997563 |  | HRCU-A-CB | BXS5A09UC0 | Mini-Splits | BXAFA09CDL |  |  |  | 13.4 | 21.4 | 12.5 | FALSE | FALSE |  | 9000 | 9600 | 2.49 | 12600 | 1.99
216997616 | 02/24/25 | Live | Midea Electric Trading | BLUERIDGE | Multizone Mix of Ducted and Non-Ducted | 216997616 |  | HMSV-A-CB | BXM1A60SC0 | Mixed Ducted and Non-Ducted Indoor Units |  |  |  |  | 10 | 20 | 9.35 | FALSE | FALSE |  | 60000 | 39000 | 2.7 | 41500 | 2.35
216997615 | 02/24/25 | Live | Midea Electric Trading | BLUERIDGE | Multizone All Ducted | 216997615 |  | HMSV-A-CB | BXM1A60SC0 | Ducted Indoor Units |  |  |  |  | 10 | 18 | 9.2 | FALSE | FALSE |  | 60000 | 39000 | 2.6 | 41000 | 2.3
216997614 | 02/24/25 | Live | Midea Electric Trading | BLUERIDGE | Multizone All Non-Ducted | 216997614 |  | HMSR-A-CB-O | BXM1A60SC0 | Non-Ducted Indoor Units |  |  |  |  | 10 | 22 | 9.5 | FALSE | FALSE |  | 60000 | 39000 | 2.8 | 42000 | 2.4
216997613 | 02/24/25 | Live | Midea Electric Trading | BLUERIDGE | Multizone Mix of Ducted and Non-Ducted | 216997613 |  | HMSV-A-CB | BXM1A48SC0 | Mixed Ducted and Non-Ducted Indoor Units |  |  |  |  | 12.25 | 22.2 | 10.45 | FALSE | FALSE |  | 46000 | 37400 | 2.5 | 39750 | 2.19
216997612 | 02/24/25 | Live | Midea Electric Trading | BLUERIDGE | Multizone All Ducted | 216997612 |  | HMSV-A-CB | BXM1A48SC0 | Ducted Indoor Units |  |  |  |  | 12 | 20.4 | 10.6 | FALSE | FALSE |  | 45000 | 37000 | 2.5 | 41000 | 2.4
216997611 | 02/24/25 | Live | Midea Electric Trading | BLUERIDGE | Multizone All Non-Ducted | 216997611 |  | HMSR-A-CB-O | BXM1A48SC0 | Non-Ducted Indoor Units |  |  |  |  | 12.5 | 24 | 10.3 | FALSE | FALSE |  | 47000 | 38000 | 2.5 | 38500 | 2
216997610 | 02/24/25 | Live | Midea Electric Trading | BLUERIDGE | Multizone Mix of Ducted and Non-Ducted | 216997610 |  | HMSV-A-CB | BXM1A36SC0 | Mixed Ducted and Non-Ducted Indoor Units |  |  |  |  | 11.85 | 22 | 9.35 | FALSE | FALSE |  | 35400 | 26400 | 2.35 | 27300 | 2.15
216997609 | 02/24/25 | Live | Midea Electric Trading | BLUERIDGE | Multizone All Ducted | 216997609 |  | HMSV-A-CB | BXM1A36SC0 | Ducted Indoor Units |  |  |  |  | 11.7 | 20 | 9.2 | FALSE | FALSE |  | 35000 | 26400 | 2.3 | 28000 | 2.2
216997608 | 02/24/25 | Live | Midea Electric Trading | BLUERIDGE | Multizone All Non-Ducted | 216997608 |  | HMSR-A-CB-O | BXM1A36SC0 | Non-Ducted Indoor Units |  |  |  |  | 12 | 24 | 9.5 | FALSE | FALSE |  | 36000 | 26600 | 2.4 | 26600 | 2.4
216997607 | 02/24/25 | Live | Midea Electric Trading | BLUERIDGE | Multizone Mix of Ducted and Non-Ducted | 216997607 |  | HMSV-A-CB | BXM1A27SC0 | Mixed Ducted and Non-Ducted Indoor Units |  |  |  |  | 12.5 | 23 | 9.25 | FALSE | FALSE |  | 26800 | 18400 | 2.56 | 18800 | 2.3
216997606 | 02/24/25 | Live | Midea Electric Trading | BLUERIDGE | Multizone All Ducted | 216997606 |  | HMSV-A-CB | BXM1A27SC0 | Ducted Indoor Units |  |  |  |  | 12 | 21 | 9 | FALSE | FALSE |  | 26600 | 18400 | 2.5 | 18600 | 2.3
216997605 | 02/24/25 | Live | Midea Electric Trading | BLUERIDGE | Multizone All Non-Ducted | 216997605 |  | HMSR-A-CB-O | BXM1A27SC0 | Non-Ducted Indoor Units |  |  |  |  | 13 | 25 | 9.5 | FALSE | FALSE |  | 27000 | 18400 | 2.61 | 19000 | 2.3
216997604 | 02/24/25 | Live | Midea Electric Trading | BLUERIDGE | Multizone Mix of Ducted and Non-Ducted | 216997604 |  | HMSV-A-CB | BXM1A18SC0 | Mixed Ducted and Non-Ducted Indoor Units |  |  |  |  | 13 | 22.55 | 9.9 | FALSE | FALSE |  | 18000 | 14100 | 2.55 | 14300 | 2.39
216997603 | 02/24/25 | Live | Midea Electric Trading | BLUERIDGE | Multizone All Ducted | 216997603 |  | HMSV-A-CB | BXM1A18SC0 | Ducted Indoor Units |  |  |  |  | 12 | 20 | 10 | FALSE | FALSE |  | 18000 | 14600 | 2.3 | 14600 | 2.3
216997602 | 02/24/25 | Live | Midea Electric Trading | BLUERIDGE | Multizone All Non-Ducted | 216997602 |  | HMSR-A-CB-O | BXM1A18SC0 | Non-Ducted Indoor Units |  |  |  |  | 14 | 25.1 | 9.8 | FALSE | FALSE |  | 18000 | 13600 | 2.81 | 14000 | 2.5
216997631 | 02/24/25 | Live | Midea Electric Trading | BLUERIDGE | Multizone Mix of Ducted and Non-Ducted | 216997631 |  | HMSV-A-CB | BXM3A55UC0 | Mixed Ducted and Non-Ducted Indoor Units |  |  |  |  | 11.85 | 21.1 | 10.6 | FALSE | FALSE |  | 52000 | 44500 | 2.65 | 49500 | 2.39
216997630 | 02/24/25 | Live | Midea Electric Trading | BLUERIDGE | Multizone All Ducted | 216997630 |  | HMSV-A-CB | BXM3A55UC0 | Ducted Indoor Units |  |  |  |  | 11.7 | 20 | 10.7 | FALSE | FALSE |  | 53000 | 45000 | 2.7 | 52000 | 2.3
216997629 | 02/24/25 | Live | Midea Electric Trading | BLUERIDGE | Multizone All Non-Ducted | 216997629 |  | HMSR-A-CB-O | BXM3A55UC0 | Non-Ducted Indoor Units |  |  |  |  | 12 | 22.2 | 10.5 | FALSE | FALSE |  | 51000 | 44000 | 2.6 | 47000 | 2.5
216997628 | 02/24/25 | Live | Midea Electric Trading | BLUERIDGE | Multizone Mix of Ducted and Non-Ducted | 216997628 |  | HMSV-A-CB | BXM3A48UC0 | Mixed Ducted and Non-Ducted Indoor Units |  |  |  |  | 11.85 | 21.7 | 11 | FALSE | FALSE |  | 47000 | 44000 | 2.6 | 45500 | 2.1
216997627 | 02/24/25 | Live | Midea Electric Trading | BLUERIDGE | Multizone All Ducted | 216997627 |  | HMSV-A-CB | BXM3A48UC0 | Ducted Indoor Units |  |  |  |  | 11.7 | 20.4 | 11 | FALSE | FALSE |  | 47000 | 44500 | 2.6 | 46000 | 2.2
216997626 | 02/24/25 | Live | Midea Electric Trading | BLUERIDGE | Multizone All Non-Ducted | 216997626 |  | HMSR-A-CB-O | BXM3A48UC0 | Non-Ducted Indoor Units |  |  |  |  | 12 | 23 | 11 | FALSE | FALSE |  | 47000 | 44000 | 2.6 | 45000 | 2
216997625 | 02/24/25 | Live | Midea Electric Trading | BLUERIDGE | Multizone Mix of Ducted and Non-Ducted | 216997625 |  | HMSV-A-CB | BXM3A36UC0 | Mixed Ducted and Non-Ducted Indoor Units |  |  |  |  | 12.5 | 21.2 | 10.55 | FALSE | FALSE |  | 36000 | 31400 | 2.4 | 38000 | 2.41
216997624 | 02/24/25 | Live | Midea Electric Trading | BLUERIDGE | Multizone All Ducted | 216997624 |  | HMSV-A-CB | BXM3A36UC0 | Ducted Indoor Units |  |  |  |  | 12 | 19.4 | 10.4 | FALSE | FALSE |  | 36000 | 33000 | 2.4 | 34000 | 2.2
216997623 | 02/24/25 | Live | Midea Electric Trading | BLUERIDGE | Multizone All Non-Ducted | 216997623 |  | HMSR-A-CB-O | BXM3A36UC0 | Non-Ducted Indoor Units |  |  |  |  | 13 | 23 | 10.7 | FALSE | FALSE |  | 36000 | 30000 | 2.4 | 42000 | 2.6
216997622 | 02/24/25 | Live | Midea Electric Trading | BLUERIDGE | Multizone Mix of Ducted and Non-Ducted | 216997622 |  | HMSV-A-CB | BXM3A27UC0 | Mixed Ducted and Non-Ducted Indoor Units |  |  |  |  | 12.25 | 21 | 10 | FALSE | FALSE |  | 27400 | 24000 | 2.5 | 27500 | 2.15
216997621 | 02/24/25 | Live | Midea Electric Trading | BLUERIDGE | Multizone All Ducted | 216997621 |  | HMSV-A-CB | BXM3A27UC0 | Ducted Indoor Units |  |  |  |  | 12 | 19 | 9.5 | FALSE | FALSE |  | 28000 | 23000 | 2.4 | 27000 | 2.1
216997620 | 02/24/25 | Live | Midea Electric Trading | BLUERIDGE | Multizone All Non-Ducted | 216997620 |  | HMSR-A-CB-O | BXM3A27UC0 | Non-Ducted Indoor Units |  |  |  |  | 12.5 | 23 | 10.5 | FALSE | FALSE |  | 27000 | 25000 | 2.6 | 28000 | 2.2
216997619 | 02/24/25 | Live | Midea Electric Trading | BLUERIDGE | Multizone Mix of Ducted and Non-Ducted | 216997619 |  | HMSV-A-CB | BXM3A18UC0 | Mixed Ducted and Non-Ducted Indoor Units |  |  |  |  | 14 | 22.5 | 10.2 | FALSE | FALSE |  | 19000 | 17300 | 2.65 | 20500 | 2.36
216997618 | 02/24/25 | Live | Midea Electric Trading | BLUERIDGE | Multizone All Ducted | 216997618 |  | HMSV-A-CB | BXM3A18UC0 | Ducted Indoor Units |  |  |  |  | 13 | 20 | 10 | FALSE | FALSE |  | 19000 | 17000 | 2.59 | 22000 | 2.5
216997617 | 02/24/25 | Live | Midea Electric Trading | BLUERIDGE | Multizone All Non-Ducted | 216997617 |  | HMSR-A-CB-O | BXM3A18UC0 | Non-Ducted Indoor Units |  |  |  |  | 15 | 25 | 10.4 | FALSE | FALSE |  | 19000 | 17600 | 2.7 | 19000 | 2.2
216997519 | 02/24/25 | Live | Midea Electric Trading | BLUERIDGE | Singlezone Non-Ducted, Wall Placement | 216997519 |  | HRCU-A-CB-O | BXS1A12SC0 | Mini-Splits | BXS1A12WM0 |  |  |  | 8.8 | 18 | 8.8 | FALSE | FALSE |  | 12000 | 8000 | 2.58 | 8300 | 2.41
216997518 | 02/24/25 | Live | Midea Electric Trading | BLUERIDGE | Singlezone Non-Ducted, Wall Placement | 216997518 |  | HRCU-A-CB-O | BXS1A09SC0 | Mini-Splits | BXS1A09WM0 |  |  |  | 10.9 | 19 | 9.7 | FALSE | FALSE |  | 9000 | 8000 | 2.58 | 8300 | 2.41
216997574 | 02/24/25 | Live | Midea Electric Trading | BLUERIDGE | Singlezone Non-Ducted, Floor Placement | 216997574 |  | HRCU-A-CB-O | BXS5A24UC0 | Mini-Splits | BXAFA24FC0 |  |  |  | 12 | 20.4 | 12.1 | FALSE | FALSE |  | 22000 | 20200 | 2.74 | 23300 | 2.38
216997558 | 02/24/25 | Live | Midea Electric Trading | BLUERIDGE | Singlezone Non-Ducted, Wall Placement | 216997558 |  | HRCU-A-CB-O | BXS5A24UC0 | Mini-Splits | BXAFA24CC4 |  |  |  | 12 | 20.7 | 11.6 | FALSE | FALSE |  | 23400 | 20400 | 2.78 | 23900 | 2.48
216997573 | 02/24/25 | Live | Midea Electric Trading | BLUERIDGE | Singlezone Non-Ducted, Floor Placement | 216997573 |  | HRCU-A-CB-O | BXS5A18UC0 | Mini-Splits | BXAFA18FC0 |  |  |  | 12.5 | 20.4 | 10.3 | FALSE | FALSE |  | 17000 | 14400 | 2.54 | 20200 | 2.24
216997572 | 02/24/25 | Live | Midea Electric Trading | BLUERIDGE | Singlezone Non-Ducted, Wall Placement | 216997572 |  | HRCU-A-CB-O | BXS5A18UC0 | Mini-Splits | BXAFA16LW0 |  |  |  | 12.5 | 20 | 10.3 | FALSE | FALSE |  | 16000 | 14200 | 2.6 | 18800 | 2.13
216997557 | 02/24/25 | Live | Midea Electric Trading | BLUERIDGE | Singlezone Non-Ducted, Ceiling Placement | 216997557 |  | HRCU-A-CB-O | BXS5A18UC0 | Mini-Splits | BXAFA18CC4 |  |  |  | 12.5 | 20 | 12.3 | FALSE | FALSE |  | 16000 | 14900 | 2.7 | 18000 | 2.1
216997562 | 02/24/25 | Live | Midea Electric Trading | BLUERIDGE | Singlezone Non-Ducted, Ceiling Placement | 216997562 |  | HRCU-A-CB-O | BXS5A18UC0 | Mini-Splits | BXAFA18CC1 |  |  |  | 12.5 | 20.6 | 12.2 | FALSE | FALSE |  | 16700 | 14500 | 2.5 | 18800 | 2.05
216997529 | 02/24/25 | Live | Midea Electric Trading | BLUERIDGE | Singlezone Non-Ducted, Wall Placement | 216997529 |  | HRCU-A-CB-O | BXS5A18UC0 | Mini-Splits | BXAFA18WM0 |  |  |  | 12.5 | 21.4 | 11 | FALSE | FALSE |  | 18000 | 15000 | 2.56 | 19200 | 2
216997571 | 02/24/25 | Live | Midea Electric Trading | BLUERIDGE | Singlezone Non-Ducted, Wall Placement | 216997571 |  | HRCU-A-CB-O | BXS5A12UC0 | Mini-Splits | BXAFA12LW0 |  |  |  | 12.5 | 25 | 10.5 | FALSE | FALSE |  | 12000 | 9800 | 2.71 | 12400 | 2.14
216997556 | 02/24/25 | Live | Midea Electric Trading | BLUERIDGE | Singlezone Non-Ducted, Ceiling Placement | 216997556 |  | HRCU-A-CB-O | BXS5A12UC0 | Mini-Splits | BXAFA12CC4 |  |  |  | 12.5 | 22.2 | 11.6 | FALSE | FALSE |  | 12000 | 10000 | 2.74 | 12900 | 2.14
216997561 | 02/24/25 | Live | Midea Electric Trading | BLUERIDGE | Singlezone Non-Ducted, Ceiling Placement | 216997561 |  | HRCU-A-CB-O | BXS5A12UC0 | Mini-Splits | BXAFA12CC1 |  |  |  | 13 | 23 | 10 | FALSE | FALSE |  | 12000 | 9600 | 2.65 | 11900 | 1.95
216997528 | 02/24/25 | Live | Midea Electric Trading | BLUERIDGE | Singlezone Non-Ducted, Wall Placement | 216997528 |  | HRCU-A-CB-O | BXS5A12UC0 | Mini-Splits | BXAFA12WM0 |  |  |  | 13.4 | 25.4 | 10.5 | FALSE | FALSE |  | 12000 | 9800 | 2.71 | 12800 | 1.75
216997570 | 02/24/25 | Live | Midea Electric Trading | BLUERIDGE | Singlezone Non-Ducted, Wall Placement | 216997570 |  | HRCU-A-CB-O | BXS5A09UC0 | Mini-Splits | BXAFA09LW0 |  |  |  | 15.1 | 27.2 | 10.9 | FALSE | FALSE |  | 9000 | 9800 | 2.71 | 12200 | 2.17
216997527 | 02/24/25 | Live | Midea Electric Trading | BLUERIDGE | Singlezone Non-Ducted, Wall Placement | 216997527 |  | HRCU-A-CB-O | BXS5A09UC0 | Mini-Splits | BXAFA09WM0 |  |  |  | 15.4 | 27.4 | 12.5 | FALSE | FALSE |  | 9000 | 9800 | 2.71 | 12800 | 1.75
216997559 | 02/24/25 | Live | Midea Electric Trading | BLUERIDGE | Singlezone Non-Ducted, Ceiling Placement | 216997559 |  | HRCU-A-CB-O | BXS5A06UC0 | Mini-Splits | BXAFA06CC1 |  |  |  | 15 | 22 | 12 | FALSE | FALSE |  | 6500 | 7000 | 2.66 | 9500 | 2.53
216997526 | 02/24/25 | Live | Midea Electric Trading | BLUERIDGE | Singlezone Non-Ducted, Wall Placement | 216997526 |  | HRCU-A-CB-O | BXS5A06UC0 | Mini-Splits | BXAFA06WM0 |  |  |  | 18 | 25.5 | 14.8 | FALSE | FALSE |  | 6000 | 7900 | 2.79 | 8600 | 2.38
216997582 | 02/24/25 | Live | Midea Electric Trading | BLUERIDGE | Singlezone Non-Ducted, Floor Placement | 216997582 |  | HRCU-A-CB-O | BXL1A60SC0 | Mini-Splits | BXALA60FC0 |  |  |  | 9.5 | 19.5 | 9.5 | FALSE | FALSE |  | 54000 | 37200 | 2.53 | 45300 | 2.22
216997581 | 02/24/25 | Live | Midea Electric Trading | BLUERIDGE | Singlezone Non-Ducted, Floor Placement | 216997581 |  | HRCU-A-CB-O | BXL1A48SC0 | Mini-Splits | BXALA48FC0 |  |  |  | 9.5 | 19.8 | 10.2 | FALSE | FALSE |  | 48000 | 39500 | 2.4 | 45100 | 2.13
216997576 | 02/17/25 | Live | Midea Electric Trading | BLUERIDGE | Singlezone Non-Ducted, Wall Placement | 216997576 |  | HRCU-A-CB-O | BXL1A48SC0 | Mini-Splits | BXALA48CC4 |  |  |  | 9.5 | 19 | 9.9 | FALSE | FALSE |  | 48000 | 36600 | 2.24 | 44600 | 2.12
216997580 | 02/24/25 | Live | Midea Electric Trading | BLUERIDGE | Singlezone Non-Ducted, Floor Placement | 216997580 |  | HRCU-A-CB-O | BXL1A36SC0 | Mini-Splits | BXALA36FC0 |  |  |  | 10.1 | 20 | 10 | FALSE | FALSE |  | 36000 | 26400 | 2.68 | 30900 | 2.36
216997575 | 02/24/25 | Live | Midea Electric Trading | BLUERIDGE | Singlezone Non-Ducted, Wall Placement | 216997575 |  | HRCU-A-CB-O | BXL1A36SC0 | Mini-Splits | BXALA36CC4 |  |  |  | 9.6 | 20 | 10.3 | FALSE | FALSE |  | 36000 | 26800 | 2.68 | 28100 | 2.22
216997590 | 02/24/25 | Live | Midea Electric Trading | BLUERIDGE | Singlezone Non-Ducted, Floor Placement | 216997590 |  | HRCU-A-CB-O | BXL2A60UC0 | Mini-Splits | BXALA60FC0 |  |  |  | 9 | 18 | 10.7 | FALSE | FALSE |  | 54000 | 41000 | 2.33 | 58000 | 2.17
216997589 | 02/24/25 | Live | Midea Electric Trading | BLUERIDGE | Singlezone Non-Ducted, Floor Placement | 216997589 |  | HRCU-A-CB-O | BXL2A48UC0 | Mini-Splits | BXALA48FC0 |  |  |  | 9.4 | 18.5 | 10.1 | FALSE | FALSE |  | 48000 | 38500 | 2.38 | 44500 | 2.23
216997584 | 02/24/25 | Live | Midea Electric Trading | BLUERIDGE | Singlezone Non-Ducted, Wall Placement | 216997584 |  | HRCU-A-CB-O | BXL2A48UC0 | Mini-Splits | BXALA48CC4 |  |  |  | 10 | 18 | 11 | FALSE | FALSE |  | 48000 | 44000 | 2.44 | 48000 | 2.17
216997588 | 02/24/25 | Live | Midea Electric Trading | BLUERIDGE | Singlezone Non-Ducted, Floor Placement | 216997588 |  | HRCU-A-CB-O | BXL2A36UC0 | Mini-Splits | BXALA36FC0 |  |  |  | 12 | 20 | 10.8 | FALSE | FALSE |  | 36400 | 30200 | 2.58 | 42400 | 2.16
216997583 | 02/24/25 | Live | Midea Electric Trading | BLUERIDGE | Singlezone Non-Ducted, Wall Placement | 216997583 |  | HRCU-A-CB-O | BXL2A36UC0 | Mini-Splits | BXALA36CC4 |  |  |  | 12 | 21.2 | 10.6 | FALSE | FALSE |  | 36600 | 30600 | 2.56 | 46200 | 2.17
216997554 | 02/24/25 | Live | Midea Electric Trading | BLUERIDGE | Singlezone Non-Ducted, Floor Placement | 216997554 |  | HRCU-A-CB-O | BXS3A24SC0 | Mini-Splits | BXAFA24FC0 |  |  |  | 12.2 | 21.1 | 11.1 | FALSE | FALSE |  | 24000 | 20000 | 2.56 | 20000 | 2.31
216997539 | 02/24/25 | Live | Midea Electric Trading | BLUERIDGE | Singlezone Non-Ducted, Wall Placement | 216997539 |  | HRCU-A-CB-O | BXS3A24SC0 | Mini-Splits | BXAFA24CC4 |  |  |  | 12 | 22 | 10.5 | FALSE | FALSE |  | 24000 | 20400 | 2.73 | 20500 | 2.55
216997525 | 02/24/25 | Live | Midea Electric Trading | BLUERIDGE | Singlezone Non-Ducted, Wall Placement | 216997525 |  | HRCU-A-CB-O | BXS3A24SC0 | Mini-Splits | BXAFA24WM0 |  |  |  | 14 | 23 | 11.7 | FALSE | FALSE |  | 24000 | 18800 | 2.65 | 19300 | 2.33
216997553 | 02/24/25 | Live | Midea Electric Trading | BLUERIDGE | Singlezone Non-Ducted, Floor Placement | 216997553 |  | HRCU-A-CB-O | BXS3A18SC0 | Mini-Splits | BXAFA18FC0 |  |  |  | 12.5 | 22.3 | 10.4 | FALSE | FALSE |  | 18000 | 13700 | 2.51 | 15100 | 2.38
216997552 | 02/24/25 | Live | Midea Electric Trading | BLUERIDGE | Singlezone Non-Ducted, Wall Placement | 216997552 |  | HRCU-A-CB-O | BXS3A18SC0 | Mini-Splits | BXAFA16LW0 |  |  |  | 12.5 | 23.8 | 13.5 | FALSE | FALSE |  | 16000 | 14100 | 2.75 | 14600 | 2.58
216997538 | 02/24/25 | Live | Midea Electric Trading | BLUERIDGE | Singlezone Non-Ducted, Ceiling Placement | 216997538 |  | HRCU-A-CB-O | BXS3A18SC0 | Mini-Splits | BXAFA18CC4 |  |  |  | 12.5 | 20.7 | 11.4 | FALSE | FALSE |  | 16800 | 13900 | 2.66 | 14800 | 2.36
216997542 | 02/24/25 | Live | Midea Electric Trading | BLUERIDGE | Singlezone Non-Ducted, Ceiling Placement | 216997542 |  | HRCU-A-CB-O | BXS3A18SC0 | Mini-Splits | BXAFA18CC1 |  |  |  | 12.5 | 22.2 | 12.2 | FALSE | FALSE |  | 18000 | 14000 | 2.77 | 15200 | 2.47
216997524 | 02/24/25 | Live | Midea Electric Trading | BLUERIDGE | Singlezone Non-Ducted, Wall Placement | 216997524 |  | HRCU-A-CB-O | BXS3A18SC0 | Mini-Splits | BXAFA18WM0 |  |  |  | 12.7 | 23.5 | 10.8 | FALSE | FALSE |  | 18000 | 13600 | 2.73 | 14900 | 2.43
216997551 | 02/24/25 | Live | Midea Electric Trading | BLUERIDGE | Singlezone Non-Ducted, Wall Placement | 216997551 |  | HRCU-A-CB-O | BXS3A12SC0 | Mini-Splits | BXAFA12LW0 |  |  |  | 12.7 | 24.6 | 11 | FALSE | FALSE |  | 12000 | 9000 | 2.87 | 9600 | 2.49
216997537 | 02/24/25 | Live | Midea Electric Trading | BLUERIDGE | Singlezone Non-Ducted, Ceiling Placement | 216997537 |  | HRCU-A-CB-O | BXS3A12SC0 | Mini-Splits | BXAFA12CC4 |  |  |  | 12.5 | 21.1 | 10.4 | FALSE | FALSE |  | 12000 | 8500 | 2.8 | 9300 | 2.55
216997541 | 02/24/25 | Live | Midea Electric Trading | BLUERIDGE | Singlezone Non-Ducted, Ceiling Placement | 216997541 |  | HRCU-A-CB-O | BXS3A12SC0 | Mini-Splits | BXAFA12CC1 |  |  |  | 12.3 | 22.1 | 10 | FALSE | FALSE |  | 12000 | 8600 | 2.77 | 10000 | 2.59
216997523 | 02/24/25 | Live | Midea Electric Trading | BLUERIDGE | Singlezone Non-Ducted, Wall Placement | 216997523 |  | HRCU-A-CB-O | BXS3A12SC0 | Mini-Splits | BXAFA12WM0 |  |  |  | 13 | 25.5 | 10.6 | FALSE | FALSE |  | 12000 | 9300 | 2.84 | 9600 | 2.38
216997550 | 02/24/25 | Live | Midea Electric Trading | BLUERIDGE | Singlezone Non-Ducted, Wall Placement | 216997550 |  | HRCU-A-CB-O | BXS3A09SC0 | Mini-Splits | BXAFA09LW0 |  |  |  | 16.2 | 26 | 13.9 | FALSE | FALSE |  | 9000 | 9000 | 2.9 | 9600 | 2.49
216997536 | 02/24/25 | Live | Midea Electric Trading | BLUERIDGE | Singlezone Non-Ducted, Ceiling Placement | 216997536 |  | HRCU-A-CB-O | BXS3A09SC0 | Mini-Splits | BXAFA09CC4 |  |  |  | 14.3 | 21.6 | 11.3 | FALSE | FALSE |  | 9000 | 8500 | 2.8 | 9300 | 2.55
216997540 | 02/24/25 | Live | Midea Electric Trading | BLUERIDGE | Singlezone Non-Ducted, Ceiling Placement | 216997540 |  | HRCU-A-CB-O | BXS3A09SC0 | Mini-Splits | BXAFA09CC1 |  |  |  | 14.4 | 22.1 | 11.8 | FALSE | FALSE |  | 9000 | 7900 | 2.69 | 9900 | 2.59
216997522 | 02/24/25 | Live | Midea Electric Trading | BLUERIDGE | Singlezone Non-Ducted, Wall Placement | 216997522 |  | HRCU-A-CB-O | BXS3A09SC0 | Mini-Splits | BXAFA09WM0 |  |  |  | 14.9 | 25.8 | 12.5 | FALSE | FALSE |  | 9000 | 8100 | 2.83 | 9400 | 2.37
216997531 | 02/24/25 | Live | Midea Electric Trading | BLUERIDGE | Singlezone Non-Ducted, Wall Placement | 216997531 |  | HRCU-A-CB-O | BXS5A33UC0 | Mini-Splits | BXAFA33WM0 |  |  |  | 12 | 19.5 | 10.5 | FALSE | FALSE |  | 33000 | 30000 | 2.69 | 30200 | 2.02
216997530 | 02/24/25 | Live | Midea Electric Trading | BLUERIDGE | Singlezone Non-Ducted, Wall Placement | 216997530 |  | HRCU-A-CB-O | BXS5A24UC0 | Mini-Splits | BXAFA24WM0 |  |  |  | 13 | 21 | 13.5 | FALSE | FALSE |  | 24000 | 21000 | 2.88 | 23200 | 2.35
216997555 | 02/24/25 | Live | Midea Electric Trading | BLUERIDGE | Singlezone Non-Ducted, Ceiling Placement | 216997555 |  | HRCU-A-CB-O | BXS5A09UC0 | Mini-Splits | BXAFA09CC4 |  |  |  | 14 | 22.6 | 12.1 | FALSE | FALSE |  | 9000 | 9700 | 2.63 | 12600 | 2.1
216997560 | 02/24/25 | Live | Midea Electric Trading | BLUERIDGE | Singlezone Non-Ducted, Ceiling Placement | 216997560 |  | HRCU-A-CB-O | BXS5A09UC0 | Mini-Splits | BXAFA09CC1 |  |  |  | 14.6 | 24 | 12.1 | FALSE | FALSE |  | 9000 | 9000 | 2.44 | 11900 | 2
216997535 | 02/24/25 | Live | Midea Electric Trading | BLUERIDGE | Singlezone Non-Ducted, Wall Placement | 216997535 |  | HRCU-A-CB-O | BXS6A18UC0 | Mini-Splits | BXS6A18WM0 |  |  |  | 15 | 25.6 | 16.2 | FALSE | FALSE |  | 18000 | 19300 | 3.01 | 23200 | 2.35
216997534 | 02/24/25 | Live | Midea Electric Trading | BLUERIDGE | Singlezone Non-Ducted, Wall Placement | 216997534 |  | HRCU-A-CB-O | BXS6A12UC0 | Mini-Splits | BXS6A12WM0 |  |  |  | 14.2 | 29.4 | 14.5 | FALSE | FALSE |  | 12000 | 11000 | 2.41 | 14600 | 2.26
216997533 | 02/24/25 | Live | Midea Electric Trading | BLUERIDGE | Singlezone Non-Ducted, Wall Placement | 216997533 |  | HRCU-A-CB-O | BXS6A09UC0 | Mini-Splits | BXS6A09WM0 |  |  |  | 17 | 33.3 | 22 | FALSE | FALSE |  | 9000 | 11000 | 2.41 | 14600 | 2.26
216997532 | 02/24/25 | Live | Midea Electric Trading | BLUERIDGE | Singlezone Non-Ducted, Wall Placement | 216997532 |  | HRCU-A-CB-O | BXS6A06UC0 | Mini-Splits | BXS6A06WM0 |  |  |  | 17.4 | 35 | 30 | FALSE | FALSE |  | 6000 | 11000 | 2.41 | 14600 | 2.26
216997521 | 02/24/25 | Live | Midea Electric Trading | BLUERIDGE | Singlezone Non-Ducted, Wall Placement | 216997521 |  | HRCU-A-CB-O | BXS1A24SC0 | Mini-Splits | BXS1A24WM0 |  |  |  | 9 | 17 | 8.5 | FALSE | FALSE |  | 24000 | 17100 | 2.29 | 18400 | 2.17
216997520 | 02/24/25 | Live | Midea Electric Trading | BLUERIDGE | Singlezone Non-Ducted, Wall Placement | 216997520 |  | HRCU-A-CB-O | BXS1A18SC0 | Mini-Splits | BXS1A18WM0 |  |  |  | 9.9 | 18.3 | 8.7 | FALSE | FALSE |  | 17000 | 11200 | 2.41 | 11200 | 2.2
216997517 | 02/24/25 | Live | Midea Electric Trading | BLUERIDGE | Singlezone Non-Ducted, Wall Placement | 216997517 |  | HRCU-A-CB-O | BXS1A12SCV | Mini-Splits | BXS1A12WMV |  |  |  | 8.8 | 19 | 9.2 | FALSE | FALSE |  | 12000 | 7700 | 2.59 | 7900 | 2.41
216997516 | 02/24/25 | Live | Midea Electric Trading | BLUERIDGE | Singlezone Non-Ducted, Wall Placement | 216997516 |  | HRCU-A-CB-O | BXS1A09SCV | Mini-Splits | BXS1A09WMV |  |  |  | 10.1 | 18 | 9 | FALSE | FALSE |  | 9000 | 6900 | 2.32 | 7200 | 2.03
215588561 | 02/20/25 | Live | Havells | HAVELLS | Multizone All Non-Ducted | 215588561 |  | HMSR-A-CB-O | GSSHAX7641 | Non-Ducted Indoor Units |  |  |  |  | 12.3 | 22 | 10 | TRUE | TRUE |  | 17700 | 12000 | 2.61 | 15000 | 2.2
215588562 | 02/20/25 | Live | Havells | HAVELLS | Multizone All Non-Ducted | 215588562 |  | HMSR-A-CB-O | GSSHAX7642 | Non-Ducted Indoor Units |  |  |  |  | 12.5 | 23 | 10 | TRUE | TRUE |  | 24000 | 23600 | 3.84 | 25000 | 3.33
215588563 | 02/20/25 | Live | Havells | HAVELLS | Multizone All Non-Ducted | 215588563 |  | HMSR-A-CB-O | GSSHAX7643 | Non-Ducted Indoor Units |  |  |  |  | 12.3 | 23 | 10 | TRUE | TRUE |  | 36000 | 27200 | 3.39 | 28000 | 2.65
215864436 | 02/20/25 | Live | Havells | HAVELLS | Multizone All Non-Ducted | 215864436 |  | HMSR-A-CB-O | GSSHAX7644 | Non-Ducted Indoor Units |  |  |  |  | 12 | 22 | 10 | TRUE | TRUE |  | 37000 | 27200 | 1.63 | 41500 | 2.43
214731818 | 06/03/24 | Live | Havells | LLOYD | Singlezone Non-Ducted, Wall Placement | 214731818 |  | HRCU-A-CB-O | GSSHAX7496* | Mini-Splits | GSSHAX7495 |  |  |  | 10 | 19 | 8.5 | FALSE | FALSE | FALSE | 24000 | 15800 | 2.69 | 20500 | 2.15
214731817 | 06/03/24 | Live | Havells | LLOYD | Singlezone Non-Ducted, Wall Placement | 214731817 |  | HRCU-A-CB-O | GSSHAX7494* | Mini-Splits | GSSHAX7493 |  |  |  | 9.4 | 19 | 8.5 | FALSE | FALSE | FALSE | 18000 | 12000 | 2.79 | 14960 | 2.28
214731816 | 06/03/24 | Live | Havells | LLOYD | Singlezone Non-Ducted, Wall Placement | 214731816 |  | HRCU-A-CB-O | GSSHAX7492* | Mini-Splits | GSSHAX7491 |  |  |  | 10 | 19 | 8.5 | FALSE | FALSE | FALSE | 12000 | 7300 | 2.64 | 7300 | 2.64
214731815 | 06/03/24 | Live | Havells | LLOYD | Singlezone Non-Ducted, Wall Placement | 214731815 |  | HRCU-A-CB-O | GSSHAX7490* | Mini-Splits | GSSHAX7489 |  |  |  | 10 | 19 | 8.5 | FALSE | FALSE | FALSE | 12000 | 6900 | 2.66 | 6900 | 2.66
215712221 | 02/20/25 | Live | Mitsubishi Electric Trane | MITSUBISHI ELECTRIC | Singlezone Ducted, Centrally Ducted | 215712221 |  | HRCU-A-CB | PUZ-AK42NLHZ*** | Mini-Splits | PVA-AA42NL*** |  |  |  | 11.4 | 18.7 | 8.7 | TRUE | TRUE |  | 42000 | 32200 | 2.62 | 48000 | 1.96
215712216 | 02/20/25 | Live | Mitsubishi Electric Trane | MITSUBISHI ELECTRIC | Singlezone Ducted, Centrally Ducted | 215712216 |  | HRCU-A-CB | PUZ-AK36NLHZ*** | Mini-Splits | PVA-AA36NL*** |  |  |  | 12.1 | 21.2 | 9.2 | TRUE | TRUE |  | 36000 | 24400 | 2.75 | 38000 | 2
215712209 | 02/20/25 | Live | Mitsubishi Electric Trane | MITSUBISHI ELECTRIC | Singlezone Ducted, Centrally Ducted | 215712209 |  | HRCU-A-CB | PUZ-AK30NLHZ*** | Mini-Splits | PVA-AA30NL*** |  |  |  | 13.5 | 21 | 9.3 | TRUE | TRUE |  | 30000 | 21600 | 2.81 | 32000 | 2.02
215712200 | 02/20/25 | Live | Mitsubishi Electric Trane | MITSUBISHI ELECTRIC | Singlezone Ducted, Centrally Ducted | 215712200 |  | HRCU-A-CB | PUZ-AK24NLHZ*** | Mini-Splits | PVA-AA24NL*** |  |  |  | 13.6 | 19.7 | 8.8 | TRUE | TRUE |  | 24000 | 17000 | 2.49 | 26000 | 2.03
215712232 | 02/20/25 | Live | Mitsubishi Electric Trane | MITSUBISHI ELECTRIC | Singlezone Ducted, Centrally Ducted | 215712232 |  | HRCU-A-CB | PUZ-AK42NL*** | Mini-Splits | PVA-AA42NL*** |  |  |  | 11.1 | 19.1 | 9.4 | FALSE | FALSE |  | 42000 | 29600 | 2.75 | 29600 | 2.75
215712192 | 02/20/25 | Live | Mitsubishi Electric Trane | MITSUBISHI ELECTRIC | Singlezone Ducted, Centrally Ducted | 215712192 |  | HRCU-A-CB | PUZ-AK36NL*** | Mini-Splits | PVA-AA36NL*** |  |  |  | 12.1 | 19.5 | 9.2 | TRUE | FALSE |  | 36000 | 23600 | 2.88 | 23600 | 2.88
215712229 | 02/20/25 | Live | Mitsubishi Electric Trane | MITSUBISHI ELECTRIC | Singlezone Ducted, Centrally Ducted | 215712229 |  | HRCU-A-CB | PUZ-AH30NL*** | Mini-Splits | PVA-AA30NL*** |  |  |  | 9.9 | 18 | 8.5 | FALSE | FALSE |  | 30000 | 18200 | 2.48 | 18200 | 2.48
215712182 | 02/20/25 | Live | Mitsubishi Electric Trane | MITSUBISHI ELECTRIC | Singlezone Ducted, Centrally Ducted | 215712182 |  | HRCU-A-CB | PUZ-AH24NL*** | Mini-Splits | PVA-AA24NL*** |  |  |  | 12 | 19.2 | 8.9 | TRUE | FALSE |  | 23400 | 15200 | 2.7 | 15200 | 2.7
215712177 | 02/20/25 | Live | Mitsubishi Electric Trane | MITSUBISHI ELECTRIC | Singlezone Ducted, Centrally Ducted | 215712177 |  | HRCU-A-CB | PUZ-AK18NL*** | Mini-Splits | PVA-AA18NL*** |  |  |  | 11.7 | 18.6 | 8.6 | TRUE | FALSE |  | 18000 | 12100 | 2.36 | 12100 | 2.36
215712174 | 02/20/25 | Live | Mitsubishi Electric Trane | MITSUBISHI ELECTRIC | Singlezone Ducted, Centrally Ducted | 215712174 |  | HRCU-A-CB | PUZ-AK12NL*** | Mini-Splits | PVA-AA12NL*** |  |  |  | 14.2 | 20 | 9.8 | FALSE | FALSE |  | 12000 | 10200 | 2.6 | 10200 | 2.6
217005315 | 02/20/25 | Live | Daikin North America, LLC | DAIKIN | Singlezone Non-Ducted, Wall Placement | 217005315 |  | HRCU-A-CB-O | RXF24BVJU* | Mini-Splits | FTXF24BVJU* |  |  |  | 12 | 21 | 9.5 | FALSE | FALSE |  | 22400 | 16400 | 2.6 | 21400 | 2.31
217005314 | 02/20/25 | Live | Daikin North America, LLC | DAIKIN | Singlezone Non-Ducted, Wall Placement | 217005314 |  | HRCU-A-CB-O | RXF18BVJU* | Mini-Splits | FTXF18BVJU* |  |  |  | 12 | 21 | 9.6 | FALSE | FALSE |  | 18000 | 15200 | 2.61 | 19500 | 2.6
212604430 | 02/20/25 | Live | Daikin North America, LLC | DAIKIN | Multizone Mix of Ducted and Non-Ducted | 212604430 |  | HMSV-A-CB | 3MXLH24WVJU* | Mixed Ducted and Non-Ducted Indoor Units | FTXS09WVJU*+FDMQ09WVJU*+CDMQ07WVJU* |  |  |  | 10.1 | 16.5 | 8.4 | FALSE | FALSE |  | 24000 | 15200 | 2.65 | 24825 | 2.06
212604431 | 02/20/25 | Live | Daikin North America, LLC | DAIKIN | Multizone All Ducted | 212604431 |  | HMSV-A-CB | 4MXLH36WVJU* | Ducted Indoor Units | FDMQ09WVJU*+FDMQ09WVJU*+FDMQ09WVJU*+FDMQ09WVJU* |  |  |  | 9.3 | 15.9 | 7.8 | FALSE | FALSE |  | 34400 | 22000 | 2.68 | 22381 | 1.85
210725101 | 02/20/25 | Live | Daikin North America, LLC | DAIKIN | Multizone All Ducted | 210725101 |  | HMSV-A-CB | 3MXL24WMVJU* | Ducted Indoor Units | FDMQ09WVJU*+FDMQ09WVJU*+CDMQ07WVJU* |  |  |  | 8.5 | 14.9 | 7.8 | FALSE | FALSE |  | 24000 | 15000 | 2.71 | 21875 | 1.67
210725097 | 02/20/25 | Live | Daikin North America, LLC | DAIKIN | Multizone All Ducted | 210725097 |  | HMSV-A-CB | 3MXS24WMVJU* | Ducted Indoor Units | FDMQ09WVJU*+FDMQ09WVJU*+CDMQ07WVJU* |  |  |  | 8.5 | 14.9 | 7.8 | FALSE | FALSE |  | 24000 | 15000 | 2.71 | 19375 | 1.71
210725095 | 02/20/25 | Live | Daikin North America, LLC | DAIKIN | Multizone All Ducted | 210725095 |  | HMSV-A-CB | 2MXS18WMVJU* | Ducted Indoor Units | FDMQ09WVJU*+FDMQ09WVJU* |  |  |  | 8.8 | 14.3 | 7.7 | FALSE | FALSE |  | 17500 | 12000 | 2.62 | 16216 | 2.56
213797272 | 02/20/25 | Live | Daikin North America, LLC | DAIKIN | Singlezone Non-Ducted, Floor Placement | 213797272 |  | HRCU-A-CB-O | RXL15WMVJU* | Mini-Splits | FVXS15NVJU |  |  |  | 11.5 | 19.5 | 9.3 | FALSE | FALSE |  | 15000 | 11500 | 2.81 | 19400 | 2.71
213797270 | 02/20/25 | Live | Daikin North America, LLC | DAIKIN | Singlezone Non-Ducted, Floor Placement | 213797270 |  | HRCU-A-CB-O | RXL12WMVJU* | Mini-Splits | FVXS12NVJU |  |  |  | 11 | 19.5 | 9.4 | FALSE | FALSE |  | 10200 | 8300 | 2.97 | 13940 | 2.4
213797268 | 02/20/25 | Live | Daikin North America, LLC | DAIKIN | Singlezone Non-Ducted, Floor Placement | 213797268 |  | HRCU-A-CB-O | RXL09WMVJU* | Mini-Splits | FVXS09NVJU |  |  |  | 11.5 | 19.5 | 9.7 | FALSE | FALSE |  | 9000 | 6200 | 3.08 | 11080 | 2.35
213797274 | 02/20/25 | Live | Daikin North America, LLC | DAIKIN | Singlezone Non-Ducted, Wall Placement | 213797274 |  | HRCU-A-CB-O | RXL24WMVJU* | Mini-Splits | FTX24UVJU |  |  |  | 11.5 | 19.5 | 8.5 | FALSE | FALSE |  | 21200 | 15800 | 2.56 | 26100 | 1.97
213797273 | 02/20/25 | Live | Daikin North America, LLC | DAIKIN | Singlezone Non-Ducted, Wall Placement | 213797273 |  | HRCU-A-CB-O | RXL18WMVJU* | Mini-Splits | FTX18UVJU |  |  |  | 11.5 | 19.8 | 8.5 | FALSE | FALSE |  | 18000 | 14000 | 2.61 | 23200 | 2.16
208136394 | 02/20/25 | Live | Daikin North America, LLC | DAIKIN | Singlezone Non-Ducted, Wall Placement | 208136394 |  | HRCU-A-CB-O | RXL15QMVJU* | Mini-Splits | FTX15NMVJU* |  |  |  | 13 | 19.5 | 10 | FALSE | FALSE |  | 15000 | 11500 | 3.01 | 19750 | 2.45
213797267 | 02/20/25 | Live | Daikin North America, LLC | DAIKIN | Singlezone Non-Ducted, Wall Placement | 213797267 |  | HRCU-A-CB-O | RXL09WMVJU* | Mini-Splits | FTX09NMVJU* |  |  |  | 11.5 | 19.5 | 10 | FALSE | FALSE |  | 9000 | 6700 | 3.02 | 12130 | 2.17
213797278 | 02/20/25 | Live | Daikin North America, LLC | DAIKIN | Singlezone Non-Ducted, Wall Placement | 213797278 |  | HRCU-A-CB-O | RXM24WVJU* | Mini-Splits | FTXM24VVJU |  |  |  | 12 | 22 | 10 | FALSE | FALSE |  | 21600 | 16000 | 2.73 | 26100 | 2
213797277 | 02/20/25 | Live | Daikin North America, LLC | DAIKIN | Singlezone Non-Ducted, Wall Placement | 213797277 |  | HRCU-A-CB-O | RXM18WVJU* | Mini-Splits | FTXM18VVJU |  |  |  | 12.5 | 22.7 | 10 | FALSE | FALSE |  | 18000 | 15400 | 2.69 | 23800 | 2.02
213797276 | 02/20/25 | Live | Daikin North America, LLC | DAIKIN | Singlezone Non-Ducted, Wall Placement | 213797276 |  | HRCU-A-CB-O | RXM12WVJU* | Mini-Splits | FTXM12VVJU |  |  |  | 13.2 | 25.2 | 10.7 | FALSE | FALSE |  | 12000 | 8600 | 3.11 | 15900 | 2.24
213797275 | 02/20/25 | Live | Daikin North America, LLC | DAIKIN | Singlezone Non-Ducted, Wall Placement | 213797275 |  | HRCU-A-CB-O | RXM09WVJU* | Mini-Splits | FTXM09VVJU |  |  |  | 16.3 | 27.4 | 11.2 | FALSE | FALSE |  | 9000 | 6600 | 3.17 | 13200 | 2.33
213797261 | 02/20/25 | Live | Daikin North America, LLC | DAIKIN | Singlezone Non-Ducted, Ceiling Placement | 213797261 |  | HRCU-A-CB-O | RX15WMVJU* | Mini-Splits | FFQ15Q2VJU |  |  |  | 11.5 | 19.6 | 8.8 | FALSE | FALSE |  | 14400 | 10600 | 2.8 | 10650 | 2.74
213797258 | 02/20/25 | Live | Daikin North America, LLC | DAIKIN | Singlezone Non-Ducted, Ceiling Placement | 213797258 |  | HRCU-A-CB-O | RX12WMVJU* | Mini-Splits | FFQ12Q2VJU |  |  |  | 11.5 | 19.5 | 9 | FALSE | FALSE |  | 10800 | 8300 | 2.9 | 9810 | 2.82
213797279 | 02/20/25 | Live | Daikin North America, LLC | DAIKIN | Singlezone Non-Ducted, Ceiling Placement | 213797279 |  | HRCU-A-CB-O | RX09WMVJU* | Mini-Splits | FFQ09Q2VJU |  |  |  | 12 | 19.8 | 9.4 | FALSE | FALSE |  | 9100 | 6000 | 3.08 | 9130 | 2.68
213804899 | 02/20/25 | Live | Daikin North America, LLC | DAIKIN | Singlezone Non-Ducted, Wall Placement | 213804899 |  | HRCU-A-CB-O | RXS24LVJU | Mini-Splits | FTXS24WVJU* |  |  |  | 12.5 | 19.5 | 9 | FALSE | FALSE |  | 21400 | 16400 | 2.64 | 17041 | 2.61
213804898 | 02/20/25 | Live | Daikin North America, LLC | DAIKIN | Singlezone Non-Ducted, Wall Placement | 213804898 |  | HRCU-A-CB-O | RXS18LVJU | Mini-Splits | FTXS18WVJU* |  |  |  | 12.7 | 19.5 | 9 | FALSE | FALSE |  | 18000 | 13900 | 2.81 | 14485 | 2.89
213804897 | 02/20/25 | Live | Daikin North America, LLC | DAIKIN | Singlezone Non-Ducted, Wall Placement | 213804897 |  | HRCU-A-CB-O | RXS15LVJU | Mini-Splits | FTXS15WVJU* |  |  |  | 14.4 | 20 | 10.5 | FALSE | FALSE |  | 15000 | 11900 | 3.06 | 12114 | 3.11
213804896 | 02/20/25 | Live | Daikin North America, LLC | DAIKIN | Singlezone Non-Ducted, Wall Placement | 213804896 |  | HRCU-A-CB-O | RXS12LVJU | Mini-Splits | FTXS12WVJU* |  |  |  | 12.8 | 22.5 | 10.5 | FALSE | FALSE |  | 12000 | 9200 | 3.33 | 9780 | 3.26
213804895 | 02/20/25 | Live | Daikin North America, LLC | DAIKIN | Singlezone Non-Ducted, Wall Placement | 213804895 |  | HRCU-A-CB-O | RXS09LVJU | Mini-Splits | FTXS09WVJU* |  |  |  | 15.3 | 24.5 | 11 | FALSE | FALSE |  | 9000 | 7700 | 3.47 | 8465 | 2.82
216765710 | 02/18/25 | Live | GENERALLUX | GENERALLUX | Singlezone Non-Ducted, Wall Placement | 216765710 |  | HRCU-A-CB-O | TSHG18E2S22NAR45O | Mini-Splits | TSHG18E2S22NAR45I |  |  |  | 12.5 | 23 | 9.5 | FALSE | FALSE |  | 18000 | 11000 | 1.61 | 17500 | 2.14
216706474 | 02/18/25 | Live | ECOER INC. | ECOER | Singlezone Ducted, Centrally Ducted | 216706474 |  | HRCU-A-C | EODA19H-4860AA* | Ducted Indoor Units | GNC4860DPT |  |  |  | 11 | 16 | 8.6 | FALSE | FALSE |  | 50000 | 42000 | 2.2 | 42000 | 2.2
216706473 | 02/18/25 | Live | ECOER INC. | ECOER | Singlezone Ducted, Centrally Ducted | 216706473 |  | HRCU-A-C | EODA19H-4860AA* | Ducted Indoor Units | GNC4860CPT |  |  |  | 11 | 16 | 8.6 | FALSE | FALSE |  | 50000 | 42000 | 2.2 | 42000 | 2.2
216706472 | 02/18/25 | Live | ECOER INC. | ECOER | Singlezone Ducted, Centrally Ducted | 216706472 |  | HRCU-A-C | EODA19H-4860AA* | Ducted Indoor Units | GNC4248CPT |  |  |  | 11.2 | 16 | 8.6 | FALSE | FALSE |  | 42000 | 37000 | 2.2 | 38000 | 2.2
216706471 | 02/18/25 | Live | ECOER INC. | ECOER | Singlezone Ducted, Centrally Ducted | 216706471 |  | HRCU-A-C | EODA19H-2436AA* | Ducted Indoor Units | GNC3036BPT |  |  |  | 11 | 16 | 8.8 | FALSE | FALSE |  | 29000 | 25600 | 2.3 | 27000 | 2.15
216706470 | 02/18/25 | Live | ECOER INC. | ECOER | Singlezone Ducted, Centrally Ducted | 216706470 |  | HRCU-A-C | EODA19H-2436AA* | Ducted Indoor Units | GNC2430BPT |  |  |  | 11.2 | 16 | 8.8 | FALSE | FALSE |  | 23200 | 21000 | 2.3 | 23000 | 2.14
216706469 | 02/18/25 | Live | ECOER INC. | ECOER | Singlezone Ducted, Centrally Ducted | 216706469 |  | HRCU-A-C | EODA19H-2436AA* | Ducted Indoor Units | GNC2430APT |  |  |  | 11.2 | 16 | 8.6 | FALSE | FALSE |  | 22800 | 21000 | 2.3 | 23000 | 2.14
216623791 | 02/17/25 | Live | Midea Electric Trading | GOODMAN | Multizone Mix of Ducted and Non-Ducted | 216623791 |  | HMSV-A-CB | MST283G22MHAA | Mixed Ducted and Non-Ducted Indoor Units |  | 11.5 | 21 | 10.05 | 11.75 | 21.3 | 9.65 | TRUE | TRUE |  | 28000 | 26200 | 2.3 | 27200 | 2.21
216623789 | 02/17/25 | Live | Midea Electric Trading | GOODMAN | Multizone All Non-Ducted | 216623789 |  | HMSR-A-CB-O | MST283G22MHAA | Non-Ducted Indoor Units |  | 11.5 | 22 | 10 | 11.8 | 22.6 | 9.8 | TRUE | TRUE |  | 28000 | 25600 | 2.3 | 27200 | 2.21
216623790 | 02/17/25 | Live | Midea Electric Trading | GOODMAN | Multizone All Ducted | 216623790 |  | HMSV-A-CB | MST283G22MHAA | Ducted Indoor Units |  | 11.5 | 20 | 10.1 | 11.7 | 20 | 9.5 | TRUE | TRUE |  | 28000 | 27000 | 2.3 | 27200 | 2.21
216623788 | 02/17/25 | Live | Midea Electric Trading | FRANKLIN | Multizone Mix of Ducted and Non-Ducted | 216623788 |  | HMSV-A-CB | MST283F25MHAA | Mixed Ducted and Non-Ducted Indoor Units |  | 12 | 21.25 | 10.7 | 12.1 | 21.5 | 10.05 | TRUE | TRUE |  | 28000 | 26800 | 2.3 | 27200 | 2.21
216623787 | 02/17/25 | Live | Midea Electric Trading | FRANKLIN | Multizone All Ducted | 216623787 |  | HMSV-A-CB | MST283F25MHAA | Ducted Indoor Units |  | 11.5 | 20 | 10.1 | 11.7 | 20 | 9.5 | TRUE | TRUE |  | 28000 | 27000 | 2.3 | 27200 | 2.21
216623786 | 02/17/25 | Live | Midea Electric Trading | FRANKLIN | Multizone All Non-Ducted | 216623786 |  | HMSR-A-CB-O | MST283F25MHAA | Non-Ducted Indoor Units |  | 12.5 | 22.5 | 11.3 | 12.5 | 23 | 10.6 | TRUE | TRUE |  | 28000 | 26600 | 2.3 | 27200 | 2.21
216765704 | 02/14/25 | Live | AUX CLOUD COMMERCE(USA) INC | AUX | Singlezone Non-Ducted, Wall Placement | 216765704 |  | HRCU-A-CB-O | AUM20SW18HP230V1/O | Mini-Splits | AUM20SW18HP230V1/H |  |  |  | 11 | 20 | 9 | TRUE | FALSE |  | 18000 | 14000 | 2.34 | 14900 | 2.08
216765699 | 02/14/25 | Live | AUX CLOUD COMMERCE(USA) INC | AUX | Singlezone Non-Ducted, Wall Placement | 216765699 |  | HRCU-A-CB-O | AUM20SW12HP115V1/O | Mini-Splits | AUM20SW12HP115V1/H |  |  |  | 9.6 | 20 | 8.5 | FALSE | FALSE |  | 12000 | 9000 | 2.24 | 9950 | 2.21
216765702 | 02/14/25 | Live | AUX CLOUD COMMERCE(USA) INC | AUX | Singlezone Non-Ducted, Wall Placement | 216765702 |  | HRCU-A-CB-O | AUM20SW09HP115V1/O | Mini-Splits | AUM20SW09HP115V1/H |  |  |  | 11.4 | 20 | 8.5 | TRUE | FALSE |  | 9100 | 7600 | 2.23 | 9550 | 2.52
216765701 | 02/14/25 | Live | AUX CLOUD COMMERCE(USA) INC | AUX | Singlezone Non-Ducted, Wall Placement | 216765701 |  | HRCU-A-CB-O | AUM20SW09HP230V1/O | Mini-Splits | AUM20SW09HP230V1/H |  |  |  | 12 | 22 | 9.2 | TRUE | TRUE |  | 9100 | 5800 | 2.79 | 10300 | 2.34
215876498 | 01/24/25 | Live | AUX CLOUD COMMERCE(USA) INC | AUX | Singlezone Non-Ducted, Wall Placement | 215876498 |  | HRCU-A-CB-O | AMAR24HP230V2CO | Mini-Splits | AMAR24HP230V2CH |  |  |  | 14 | 25 | 10.5 | TRUE | TRUE |  | 22400 | 19600 | 2.42 | 22500 | 2.31
214311531 | 03/06/24 | Live | AUX CLOUD COMMERCE(USA) INC | AUX | Singlezone Non-Ducted, Wall Placement | 214311531 |  | HRCU-A-CB-O | AFEB18HP230V2CO | Mini-Splits | AFEB18HP230V2CH |  |  |  | 11.5 | 21.5 | 9.5 | TRUE | TRUE | TRUE | 18000 | 14000 | 2.37 | 15000 | 2.2
214290021 | 03/06/24 | Live | AUX CLOUD COMMERCE(USA) INC | AUX | Singlezone Non-Ducted, Wall Placement | 214290021 |  | HRCU-A-CB-O | AMAR12HP230V1CO | Mini-Splits | AMAR12HP230V1CH |  |  |  | 12.1 | 25 | 10.5 | TRUE | TRUE | TRUE | 12000 | 8800 | 2.69 | 11800 | 2.38
214290020 | 03/06/24 | Live | AUX CLOUD COMMERCE(USA) INC | AUX | Singlezone Non-Ducted, Wall Placement | 214290020 |  | HRCU-A-CB-O | AFEB12HP230V1CO | Mini-Splits | AFEB12HP230V1CH |  |  |  | 11.8 | 22 | 9.5 | TRUE | TRUE | TRUE | 12000 | 8500 | 2.57 | 10800 | 2.47
214290031 | 03/06/24 | Live | AUX CLOUD COMMERCE(USA) INC | AUX | Singlezone Non-Ducted, Wall Placement | 214290031 |  | HRCU-A-CB-O | AJAN12HP230V1CO | Mini-Splits | AJAN12HP230V1CH |  |  |  | 9.9 | 21 | 8.8 | FALSE | FALSE | FALSE | 12000 | 7500 | 2.89 | 10500 | 2.33
214290015 | 03/06/24 | Live | AUX CLOUD COMMERCE(USA) INC | AUX | Singlezone Non-Ducted, Wall Placement | 214290015 |  | HRCU-A-CB-O | AMAR09HP230V1CO | Mini-Splits | AMAR09HP230V1CH |  |  |  | 13.6 | 25 | 10.5 | TRUE | TRUE | TRUE | 9200 | 9400 | 2.55 | 11600 | 2.31
214290014 | 03/06/24 | Live | AUX CLOUD COMMERCE(USA) INC | AUX | Singlezone Non-Ducted, Wall Placement | 214290014 |  | HRCU-A-CB-O | AFEB09HP230V1CO | Mini-Splits | AFEB09HP230V1CH |  |  |  | 13 | 23 | 9.5 | TRUE | TRUE | TRUE | 9100 | 7600 | 2.93 | 10500 | 2.35
214290013 | 03/06/24 | Live | AUX CLOUD COMMERCE(USA) INC | AUX | Singlezone Non-Ducted, Wall Placement | 214290013 |  | HRCU-A-CB-O | AJAN09HP230V1CO | Mini-Splits | AJAN09HP230V1CH |  |  |  | 12 | 22 | 9.2 | TRUE | TRUE | FALSE | 9100 | 5800 | 2.79 | 10300 | 2.34
214290030 | 03/06/24 | Live | AUX CLOUD COMMERCE(USA) INC | AUX | Singlezone Non-Ducted, Wall Placement | 214290030 |  | HRCU-A-CB-O | AJAN36HP230V1CO | Mini-Splits | AJAN36HP230V1CH |  |  |  | 10.1 | 20 | 8.5 | FALSE | FALSE | FALSE | 33600 | 23600 | 2.57 | 24000 | 2.27
214290024 | 03/06/24 | Live | AUX CLOUD COMMERCE(USA) INC | AUX | Singlezone Non-Ducted, Wall Placement | 214290024 |  | HRCU-A-CB-O | AMAR24HP230V1CO | Mini-Splits | AMAR24HP230V1CH |  |  |  | 14 | 25 | 10.5 | TRUE | TRUE | TRUE | 22400 | 19600 | 2.42 | 22500 | 2.31
214290023 | 03/06/24 | Live | AUX CLOUD COMMERCE(USA) INC | AUX | Singlezone Non-Ducted, Wall Placement | 214290023 |  | HRCU-A-CB-O | AFEB24HP230V1CO | Mini-Splits | AFEB24HP230V1CH |  |  |  | 12 | 22 | 10 | TRUE | TRUE | TRUE | 23000 | 22400 | 2.46 | 23000 | 2.17
214290029 | 03/06/24 | Live | AUX CLOUD COMMERCE(USA) INC | AUX | Singlezone Non-Ducted, Wall Placement | 214290029 |  | HRCU-A-CB-O | AJAN24HP230V1CO | Mini-Splits | AJAN24HP230V1CH |  |  |  | 11.9 | 20 | 9 | FALSE | FALSE | FALSE | 24000 | 20800 | 2.28 | 21100 | 2.29
214290022 | 03/06/24 | Live | AUX CLOUD COMMERCE(USA) INC | AUX | Singlezone Non-Ducted, Wall Placement | 214290022 |  | HRCU-A-CB-O | AMAR18HP230V1CO | Mini-Splits | AMAR18HP230V1CH |  |  |  | 14 | 25 | 10.5 | TRUE | TRUE | TRUE | 18000 | 16000 | 2.63 | 16000 | 2.53
214290028 | 03/06/24 | Live | AUX CLOUD COMMERCE(USA) INC | AUX | Singlezone Non-Ducted, Wall Placement | 214290028 |  | HRCU-A-CB-O | AJAN18HP230V1CO | Mini-Splits | AJAN18HP230V1CH |  |  |  | 11 | 20 | 9 | FALSE | FALSE | FALSE | 18000 | 14000 | 2.34 | 14900 | 2.08
214290027 | 03/05/24 | Live | AUX CLOUD COMMERCE(USA) INC | AUX | Singlezone Non-Ducted, Wall Placement | 214290027 |  | HRCU-A-CB-O | AFEB18HP230V1CO | Mini-Splits | AFEB18HP230V1CH |  |  |  | 11.5 | 22 | 9.5 | FALSE | FALSE | FALSE | 18000 | 14000 | 2.37 | 15000 | 2.2
214290019 | 03/05/24 | Live | AUX CLOUD COMMERCE(USA) INC | AUX | Singlezone Non-Ducted, Wall Placement | 214290019 |  | HRCU-A-CB-O | AFEB12HP115V1CO | Mini-Splits | AFEB12HP115V1CH |  |  |  | 11.4 | 22 | 9.5 | TRUE | TRUE | TRUE | 12000 | 9600 | 2.33 | 11150 | 2.42
214290026 | 03/05/24 | Live | AUX CLOUD COMMERCE(USA) INC | AUX | Singlezone Non-Ducted, Wall Placement | 214290026 |  | HRCU-A-CB-O | AJAN12HP115V1CO | Mini-Splits | AJAN12HP115V1CH |  |  |  | 9.6 | 20 | 8.5 | FALSE | FALSE | FALSE | 12000 | 9000 | 2.24 | 9950 | 2.21
214290018 | 03/05/24 | Live | AUX CLOUD COMMERCE(USA) INC | AUX | Singlezone Non-Ducted, Wall Placement | 214290018 |  | HRCU-A-CB-O | AMAR12HP115V1CO | Mini-Splits | AMAR12HP115V1CH |  |  |  | 12 | 25 | 10.5 | TRUE | TRUE | TRUE | 12000 | 8600 | 3.07 | 11500 | 1.81
214290017 | 03/05/24 | Live | AUX CLOUD COMMERCE(USA) INC | AUX | Singlezone Non-Ducted, Wall Placement | 214290017 |  | HRCU-A-CB-O | AFEB09HP115V1CO | Mini-Splits | AFEB09HP115V1CH |  |  |  | 13 | 22 | 9.5 | TRUE | TRUE | TRUE | 9100 | 8800 | 2.58 | 11200 | 2.69
214290025 | 03/05/24 | Live | AUX CLOUD COMMERCE(USA) INC | AUX | Singlezone Non-Ducted, Wall Placement | 214290025 |  | HRCU-A-CB-O | AJAN09HP115V1CO | Mini-Splits | AJAN09HP115V1CH |  |  |  | 11.4 | 20 | 8.5 | FALSE | FALSE | FALSE | 9100 | 7600 | 2.23 | 9550 | 2.52
214290016 | 03/05/24 | Live | AUX CLOUD COMMERCE(USA) INC | AUX | Singlezone Non-Ducted, Wall Placement | 214290016 |  | HRCU-A-CB-O | AMAR09HP115V1CO | Mini-Splits | AMAR09HP115V1CH |  |  |  | 14 | 25 | 10.5 | TRUE | TRUE | TRUE | 9200 | 9400 | 3.94 | 9600 | 2.34
216800257 | 02/14/25 | Live | Mitsubishi Electric Trane | MITSUBISHI ELECTRIC | Singlezone Ducted, Centrally Ducted | 216800257 |  | HRCU-A-CB | SUZ-CA36NLH*** | Mini-Splits | SVZ-AP36NL*** |  |  |  | 9.3 | 15.8 | 8 | FALSE | FALSE |  | 33000 | 20800 | 2.63 | 20900 | 2.64
216800255 | 02/14/25 | Live | Mitsubishi Electric Trane | MITSUBISHI ELECTRIC | Singlezone Ducted, Centrally Ducted | 216800255 |  | HRCU-A-CB | SUZ-CA30NLH*** | Mini-Splits | SVZ-AP30NL*** |  |  |  | 11.2 | 17.8 | 8.8 | FALSE | FALSE |  | 27000 | 18600 | 2.71 | 18600 | 2.71
216800238 | 02/14/25 | Live | Mitsubishi Electric Trane | MITSUBISHI ELECTRIC | Singlezone Ducted, Centrally Ducted | 216800238 |  | HRCU-A-CB | SUZ-CA24NLH*** | Mini-Splits | SVZ-AP24NL*** |  |  |  | 11.8 | 19.5 | 9.1 | FALSE | FALSE |  | 22800 | 17100 | 2.83 | 17100 | 2.83
216800236 | 02/14/25 | Live | Mitsubishi Electric Trane | MITSUBISHI ELECTRIC | Singlezone Ducted, Centrally Ducted | 216800236 |  | HRCU-A-CB | SUZ-CA18NLH*** | Mini-Splits | SVZ-AP18NL*** |  |  |  | 12 | 16.2 | 9.5 | FALSE | FALSE |  | 18000 | 12800 | 2.91 | 12800 | 2.91
216800248 | 02/14/25 | Live | Mitsubishi Electric Trane | MITSUBISHI ELECTRIC | Singlezone Ducted, Centrally Ducted | 216800248 |  | HRCU-A-CB | SUZ-CA12NLH*** | Mini-Splits | SVZ-AP12NL*** |  |  |  | 12.1 | 18.4 | 9.5 | FALSE | FALSE |  | 11400 | 9700 | 2.63 | 9700 | 2.63
216720958 | 02/14/25 | Live | WILLIS | WILLIS | Singlezone Ducted, Centrally Ducted | 216720958 |  | HRCU-A-CB | FLEX60KUHR32 |  | FLEXAH60KR32 |  |  |  | 11.7 | 18.5 | 10.5 | TRUE | TRUE |  | 53000 | 45000 | 2.66 | 47300 | 2.64
216720957 | 02/14/25 | Live | WILLIS | WILLIS | Singlezone Ducted, Centrally Ducted | 216720957 |  | HRCU-A-CB | FLEX60KUHR32 |  | FLEXAH48KR32 |  |  |  | 12 | 19 | 10 | TRUE | TRUE |  | 48000 | 39500 | 2.86 | 41500 | 2.84
216720956 | 02/14/25 | Live | WILLIS | WILLIS | Singlezone Ducted, Centrally Ducted | 216720956 |  | HRCU-A-CB | FLEX48KUHR32 |  | FLEXAH48KR32 |  |  |  | 12 | 19 | 10 | TRUE | TRUE |  | 48000 | 39500 | 2.86 | 41500 | 2.84
216720955 | 02/14/25 | Live | WILLIS | WILLIS | Singlezone Ducted, Centrally Ducted | 216720955 |  | HRCU-A-CB | FLEX36KUHR32 |  | FLEXAH36KR32 |  |  |  | 12 | 18 | 10 | TRUE | TRUE |  | 34000 | 28200 | 2.5 | 29600 | 2.47
216720954 | 02/14/25 | Live | WILLIS | WILLIS | Singlezone Ducted, Centrally Ducted | 216720954 |  | HRCU-A-CB | FLEX36KUHR32 |  | FLEXAH24KR32 |  |  |  | 12.5 | 18 | 10 | TRUE | TRUE |  | 24000 | 20600 | 2.7 | 21600 | 2.67
216720953 | 02/14/25 | Live | WILLIS | WILLIS | Singlezone Ducted, Centrally Ducted | 216720953 |  | HRCU-A-CB | FLEX24KUHR32 |  | FLEXAH24KR32 |  |  |  | 12.5 | 18 | 10 | TRUE | TRUE |  | 24000 | 20600 | 2.7 | 21600 | 2.67
217007966 | 02/14/25 | Live | WILLIS | WILLIS | Singlezone Non-Ducted, Wall Placement | 217007966 |  | HRCU-A-CB-O | AUHW24KR32-O | Mini-Splits | AUHW24KR32-I |  |  |  | 13.95 | 27 | 10 | FALSE | FALSE |  | 22000 | 15000 | 2.95 | 24000 | 1.94
217007965 | 02/14/25 | Live | WILLIS | WILLIS | Singlezone Non-Ducted, Wall Placement | 217007965 |  | HRCU-A-CB-O | AUHW18KR32-O | Mini-Splits | AUHW18KR32-I |  |  |  | 14.3 | 27.5 | 10 | FALSE | FALSE |  | 18000 | 15500 | 2.86 | 20100 | 1.9
217007964 | 02/14/25 | Live | WILLIS | WILLIS | Singlezone Non-Ducted, Wall Placement | 217007964 |  | HRCU-A-CB-O | AUHW12KR32-O | Mini-Splits | AUHW12KR32-I |  |  |  | 15.2 | 28 | 10 | FALSE | FALSE |  | 12000 | 10300 | 3.11 | 13000 | 2.06
217007963 | 02/14/25 | Live | WILLIS | WILLIS | Singlezone Non-Ducted, Wall Placement | 217007963 |  | HRCU-A-CB-O | AUHW09KR32-O | Mini-Splits | AUHW09KR32-I |  |  |  | 16.8 | 30 | 11.2 | FALSE | FALSE |  | 9100 | 8900 | 3.22 | 13000 | 2.06
217007962 | 02/14/25 | Live | WILLIS | WILLIS | Singlezone Non-Ducted, Wall Placement | 217007962 |  | HRCU-A-CB-O | PUHW24KR32-O | Mini-Splits | PUHW24KR32-I |  |  |  | 13.65 | 26 | 10 | FALSE | FALSE |  | 22000 | 20000 | 2.7 | 22000 | 2.11
217007961 | 02/14/25 | Live | WILLIS | WILLIS | Singlezone Non-Ducted, Wall Placement | 217007961 |  | HRCU-A-CB-O | PUHW18KR32-O | Mini-Splits | PUHW18KR32-I |  |  |  | 13.65 | 24.5 | 9 | FALSE | FALSE |  | 18000 | 14700 | 2.69 | 18500 | 2.31
217007960 | 02/14/25 | Live | WILLIS | WILLIS | Singlezone Non-Ducted, Wall Placement | 217007960 |  | HRCU-A-CB-O | PUHW12KR32-O | Mini-Splits | PUHW12KR32-I |  |  |  | 13 | 24.5 | 9.5 | FALSE | FALSE |  | 12000 | 10000 | 2.9 | 12000 | 2.06
217007959 | 02/14/25 | Live | WILLIS | WILLIS | Singlezone Non-Ducted, Wall Placement | 217007959 |  | HRCU-A-CB-O | PUHW09KR32-O | Mini-Splits | PUHW09KR32-I |  |  |  | 15 | 26 | 10.4 | FALSE | FALSE |  | 9100 | 8800 | 2.93 | 11000 | 2.08
217007958 | 02/14/25 | Live | WILLIS | WILLIS | Singlezone Non-Ducted, Wall Placement | 217007958 |  | HRCU-A-CB-O | PUHW36KR32-O | Mini-Splits | PUHW36KR32-I |  |  |  | 10.6 | 21 | 8.5 | FALSE | FALSE |  | 33600 | 27400 | 2.55 | 27500 | 1.99
217007957 | 02/14/25 | Live | WILLIS | WILLIS | Singlezone Non-Ducted, Wall Placement | 217007957 |  | HRCU-A-CB-O | PUHW30KR32-O | Mini-Splits | PUHW30KR32-I |  |  |  | 10.9 | 22 | 9 | FALSE | FALSE |  | 30000 | 24000 | 2.55 | 27000 | 2.08
217007956 | 02/14/25 | Live | WILLIS | WILLIS | Singlezone Non-Ducted, Wall Placement | 217007956 |  | HRCU-A-CB-O | CHW24KR32-O | Mini-Splits | CHW24KR32-I |  |  |  | 11.9 | 19 | 8.5 | FALSE | FALSE |  | 24000 | 19200 | 2.5 | 19300 | 1.79
217007955 | 02/14/25 | Live | WILLIS | WILLIS | Singlezone Non-Ducted, Wall Placement | 217007955 |  | HRCU-A-CB-O | CHW18KR32-O | Mini-Splits | CHW18KR32-I |  |  |  | 12.35 | 20 | 8.5 | FALSE | FALSE |  | 18000 | 15300 | 4 | 15400 | 2.75
217007954 | 02/14/25 | Live | WILLIS | WILLIS | Singlezone Non-Ducted, Wall Placement | 217007954 |  | HRCU-A-CB-O | CHW12KR32-O | Mini-Splits | CHW12KR32-I |  |  |  | 9.75 | 19 | 8.5 | FALSE | FALSE |  | 12000 | 9700 | 2.71 | 11500 | 2.2
217007953 | 02/14/25 | Live | WILLIS | WILLIS | Singlezone Non-Ducted, Wall Placement | 217007953 |  | HRCU-A-CB-O | CHW09KR32-O | Mini-Splits | CHW09KR32-I |  |  |  | 12.5 | 20.5 | 8.8 | FALSE | FALSE |  | 9100 | 8100 | 2.7 | 9600 | 2.27
216772322 | 02/14/25 | Live | WILLIS | WILLIS | Multizone Mix of Ducted and Non-Ducted | 216772322 |  | HMSV-A-CB | MZUHW42KR32-O | Mixed Ducted and Non-Ducted Indoor Units |  |  |  |  | 12.2 | 19 | 9 | FALSE | FALSE |  | 42000 | 40000 | 2.28 | 43200 | 2.41
216772318 | 02/14/25 | Live | WILLIS | WILLIS | Multizone All Ducted | 216772318 |  | HMSV-A-CB | MZUHW42KR32-O | Ducted Indoor Units |  |  |  |  | 12 | 18 | 8.1 | FALSE | FALSE |  | 42000 | 40000 | 2.15 | 43200 | 2.29
216772312 | 02/14/25 | Live | WILLIS | WILLIS | Multizone All Non-Ducted | 216772312 |  | HMSR-A-CB-O | MZUHW42KR32-O | Non-Ducted Indoor Units |  |  |  |  | 13 | 21 | 10 | FALSE | FALSE |  | 42000 | 40000 | 2.4 | 43200 | 2.53
216772321 | 02/14/25 | Live | WILLIS | WILLIS | Multizone Mix of Ducted and Non-Ducted | 216772321 |  | HMSV-A-CB | MZUHW36KR32-O | Mixed Ducted and Non-Ducted Indoor Units |  |  |  |  | 11.8 | 19 | 9 | FALSE | FALSE |  | 36000 | 36000 | 2.2 | 37720 | 2.27
216772317 | 02/14/25 | Live | WILLIS | WILLIS | Multizone All Ducted | 216772317 |  | HMSV-A-CB | MZUHW36KR32-O | Ducted Indoor Units |  |  |  |  | 11.7 | 18 | 8.1 | FALSE | FALSE |  | 36000 | 36000 | 2.1 | 37720 | 2.16
216772311 | 02/14/25 | Live | WILLIS | WILLIS | Multizone All Non-Ducted | 216772311 |  | HMSR-A-CB-O | MZUHW36KR32-O | Non-Ducted Indoor Units |  |  |  |  | 12 | 21 | 10 | FALSE | FALSE |  | 36000 | 36000 | 2.3 | 37720 | 2.38
216772320 | 02/14/25 | Live | WILLIS | WILLIS | Multizone Mix of Ducted and Non-Ducted | 216772320 |  | HMSV-A-CB | MZUHW30KR32-O | Mixed Ducted and Non-Ducted Indoor Units |  |  |  |  | 12.2 | 19 | 9 | FALSE | FALSE |  | 28400 | 27600 | 2.33 | 31860 | 2.29
216772316 | 02/14/25 | Live | WILLIS | WILLIS | Multizone All Ducted | 216772316 |  | HMSV-A-CB | MZUHW30KR32-O | Ducted Indoor Units |  |  |  |  | 12 | 18 | 8.1 | FALSE | FALSE |  | 28400 | 27200 | 2.2 | 31860 | 2.18
216772310 | 02/14/25 | Live | WILLIS | WILLIS | Multizone All Non-Ducted | 216772310 |  | HMSR-A-CB-O | MZUHW30KR32-O | Non-Ducted Indoor Units |  |  |  |  | 13.6 | 21 | 10 | FALSE | FALSE |  | 28400 | 28000 | 2.45 | 31860 | 2.4
216772319 | 02/14/25 | Live | WILLIS | WILLIS | Multizone Mix of Ducted and Non-Ducted | 216772319 |  | HMSV-A-CB | MZUHW24KR32-O | Mixed Ducted and Non-Ducted Indoor Units |  |  |  |  | 12.2 | 19 | 9 | FALSE | FALSE |  | 24000 | 23000 | 2.35 | 26600 | 2.38
216772315 | 02/14/25 | Live | WILLIS | WILLIS | Multizone All Ducted | 216772315 |  | HMSV-A-CB | MZUHW24KR32-O | Ducted Indoor Units |  |  |  |  | 12 | 18 | 8.1 | FALSE | FALSE |  | 24000 | 22000 | 2.2 | 26600 | 2.27
216772309 | 02/14/25 | Live | WILLIS | WILLIS | Multizone All Non-Ducted | 216772309 |  | HMSR-A-CB-O | MZUHW24KR32-O | Non-Ducted Indoor Units |  |  |  |  | 13.3 | 21 | 10 | FALSE | FALSE |  | 24000 | 23600 | 2.45 | 26600 | 2.5
216772314 | 02/14/25 | Live | WILLIS | WILLIS | Multizone Mix of Ducted and Non-Ducted | 216772314 |  | HMSV-A-CB | MZUHW18KR32-O | Mixed Ducted and Non-Ducted Indoor Units |  |  |  |  | 11.8 | 19 | 9 | FALSE | FALSE |  | 18000 | 15400 | 2.34 | 16400 | 2.38
216772313 | 02/14/25 | Live | WILLIS | WILLIS | Multizone All Ducted | 216772313 |  | HMSV-A-CB | MZUHW18KR32-O | Ducted Indoor Units |  |  |  |  | 11.7 | 18 | 8.1 | FALSE | FALSE |  | 18000 | 15000 | 2.19 | 16400 | 2.3
216772308 | 02/14/25 | Live | WILLIS | WILLIS | Multizone All Non-Ducted | 216772308 |  | HMSR-A-CB-O | MZUHW18KR32-O | Non-Ducted Indoor Units |  |  |  |  | 12 | 21 | 10 | FALSE | FALSE |  | 18000 | 16000 | 2.51 | 16400 | 2.45
215748479 | 02/14/25 | Live | Mitsubishi Electric Trane | Mitsubishi Electric | Singlezone Non-Ducted, Wall Placement | 215748479 |  | HRCU-A-CB | SUZ-AA18NLHZ*** | Mini-Splits | MSZ-EX18NLS*** |  |  |  | 11.7 | 17.5 | 10.2 | FALSE | FALSE |  | 16400 | 13100 | 2.61 | 20000 | 2.01
215748477 | 02/14/25 | Live | Mitsubishi Electric Trane | Mitsubishi Electric | Singlezone Non-Ducted, Wall Placement | 215748477 |  | HRCU-A-CB | SUZ-AA18NLHZ*** | Mini-Splits | MSZ-EX18NLB*** |  |  |  | 11.7 | 17.5 | 10.2 | FALSE | FALSE |  | 16400 | 13100 | 2.61 | 20000 | 2.01
215748486 | 02/14/25 | Live | Mitsubishi Electric Trane | Mitsubishi Electric | Singlezone Non-Ducted, Wall Placement | 215748486 |  | HRCU-A-CB | SUZ-AA18NL*** | Mini-Splits | MSZ-EX18NLS*** |  |  |  | 11.7 | 17.5 | 10.6 | FALSE | FALSE |  | 16400 | 13100 | 2.87 | 13100 | 2.87
215748484 | 02/14/25 | Live | Mitsubishi Electric Trane | Mitsubishi Electric | Singlezone Non-Ducted, Wall Placement | 215748484 |  | HRCU-A-CB | SUZ-AA18NL*** | Mini-Splits | MSZ-EX18NLB*** |  |  |  | 11.7 | 17.5 | 10.6 | FALSE | FALSE |  | 16400 | 13100 | 2.87 | 13100 | 2.87
215748510 | 02/14/25 | Live | Mitsubishi Electric Trane | Mitsubishi Electric | Singlezone Non-Ducted, Wall Placement | 215748510 |  | HRCU-A-CB | SUZ-AA15NLHZ*** | Mini-Splits | MSZ-EX15NLS*** |  |  |  | 11.9 | 17.5 | 9.8 | FALSE | FALSE |  | 15000 | 10900 | 2.64 | 17000 | 2.45
215748508 | 02/14/25 | Live | Mitsubishi Electric Trane | Mitsubishi Electric | Singlezone Non-Ducted, Wall Placement | 215748508 |  | HRCU-A-CB | SUZ-AA15NLHZ*** | Mini-Splits | MSZ-EX15NLB*** |  |  |  | 11.9 | 17.5 | 9.8 | FALSE | FALSE |  | 15000 | 10900 | 2.64 | 17000 | 2.45
215748504 | 02/14/25 | Live | Mitsubishi Electric Trane | Mitsubishi Electric | Singlezone Non-Ducted, Wall Placement | 215748504 |  | HRCU-A-CB-O | SUZ-AA15NL*** | Mini-Splits | MSZ-EX15NLS*** |  |  |  | 12.1 | 20.9 | 10.6 | FALSE | FALSE |  | 15000 | 11100 | 3.04 | 11100 | 3.04
215748501 | 02/14/25 | Live | Mitsubishi Electric Trane | Mitsubishi Electric | Singlezone Non-Ducted, Wall Placement | 215748501 |  | HRCU-A-CB-O | SUZ-AA15NL*** | Mini-Splits | MSZ-EX15NLB*** |  |  |  | 12.1 | 20.9 | 10.6 | FALSE | FALSE |  | 15000 | 11100 | 3.04 | 11100 | 3.04
215748497 | 02/14/25 | Live | Mitsubishi Electric Trane | Mitsubishi Electric | Singlezone Non-Ducted, Wall Placement | 215748497 |  | HRCU-A-CB | SUZ-AA12NLHZ*** | Mini-Splits | MSZ-EX12NLS*** |  |  |  | 14.1 | 17.6 | 10 | FALSE | FALSE |  | 12000 | 9400 | 2.65 | 15000 | 2.63
215748495 | 02/14/25 | Live | Mitsubishi Electric Trane | Mitsubishi Electric | Singlezone Non-Ducted, Wall Placement | 215748495 |  | HRCU-A-CB | SUZ-AA12NLHZ*** | Mini-Splits | MSZ-EX12NLB*** |  |  |  | 14.1 | 17.6 | 10 | FALSE | FALSE |  | 12000 | 9400 | 2.65 | 15000 | 2.63
215748491 | 02/14/25 | Live | Mitsubishi Electric Trane | Mitsubishi Electric | Singlezone Non-Ducted, Wall Placement | 215748491 |  | HRCU-A-CB-O | SUZ-AA12NL*** | Mini-Splits | MSZ-EX12NLS*** |  |  |  | 12.2 | 21.7 | 10 | FALSE | FALSE |  | 12000 | 9600 | 2.73 | 9600 | 2.73
215748489 | 02/14/25 | Live | Mitsubishi Electric Trane | Mitsubishi Electric | Singlezone Non-Ducted, Wall Placement | 215748489 |  | HRCU-A-CB-O | SUZ-AA12NL*** | Mini-Splits | MSZ-EX12NLB*** |  |  |  | 12.2 | 21.7 | 10 | FALSE | FALSE |  | 12000 | 9600 | 2.73 | 9600 | 2.73
215748466 | 02/14/25 | Live | Mitsubishi Electric Trane | Mitsubishi Electric | Singlezone Non-Ducted, Wall Placement | 215748466 |  | HRCU-A-CB | SUZ-AA09NLHZ*** | Mini-Splits | MSZ-EX09NLS*** |  |  |  | 12.6 | 17.4 | 10 | FALSE | FALSE |  | 9000 | 7300 | 2.49 | 12000 | 2.81
215748463 | 02/14/25 | Live | Mitsubishi Electric Trane | Mitsubishi Electric | Singlezone Non-Ducted, Wall Placement | 215748463 |  | HRCU-A-CB | SUZ-AA09NLHZ*** | Mini-Splits | MSZ-EX09NLB*** |  |  |  | 12.6 | 17.4 | 10 | FALSE | FALSE |  | 9000 | 7300 | 2.49 | 12000 | 2.81
215748472 | 02/14/25 | Live | Mitsubishi Electric Trane | Mitsubishi Electric | Singlezone Non-Ducted, Wall Placement | 215748472 |  | HRCU-A-CB-O | SUZ-AA09NL*** | Mini-Splits | MSZ-EX09NLS*** |  |  |  | 12.8 | 21.7 | 12.9 | FALSE | FALSE |  | 9000 | 7700 | 3.42 | 7700 | 3.42
215748470 | 02/14/25 | Live | Mitsubishi Electric Trane | Mitsubishi Electric | Singlezone Non-Ducted, Wall Placement | 215748470 |  | HRCU-A-CB-O | SUZ-AA09NL*** | Mini-Splits | MSZ-EX09NLB*** |  |  |  | 12.8 | 21.7 | 12.9 | FALSE | FALSE |  | 9000 | 7700 | 3.42 | 7700 | 3.42
215748482 | 02/14/25 | Live | Mitsubishi Electric Trane | Mitsubishi Electric | Singlezone Non-Ducted, Wall Placement | 215748482 |  | HRCU-A-CB | SUZ-AA18NLHZ*** | Mini-Splits | MSZ-EX18NLW*** |  |  |  | 11.7 | 17.5 | 10.2 | FALSE | FALSE |  | 16400 | 13100 | 2.61 | 20000 | 2.01
215748487 | 02/14/25 | Live | Mitsubishi Electric Trane | Mitsubishi Electric | Singlezone Non-Ducted, Wall Placement | 215748487 |  | HRCU-A-CB | SUZ-AA18NL*** | Mini-Splits | MSZ-EX18NLW*** |  |  |  | 11.7 | 17.5 | 10.6 | FALSE | FALSE |  | 16400 | 13100 | 2.87 | 13100 | 2.87
215748513 | 02/14/25 | Live | Mitsubishi Electric Trane | Mitsubishi Electric | Singlezone Non-Ducted, Wall Placement | 215748513 |  | HRCU-A-CB | SUZ-AA15NLHZ*** | Mini-Splits | MSZ-EX15NLW*** |  |  |  | 11.9 | 17.5 | 9.8 | FALSE | FALSE |  | 15000 | 10900 | 2.64 | 17000 | 2.45
215748506 | 02/14/25 | Live | Mitsubishi Electric Trane | Mitsubishi Electric | Singlezone Non-Ducted, Wall Placement | 215748506 |  | HRCU-A-CB-O | SUZ-AA15NL*** | Mini-Splits | MSZ-EX15NLW*** |  |  |  | 12.1 | 20.9 | 10.6 | FALSE | FALSE |  | 15000 | 11100 | 3.04 | 11100 | 3.04
215748500 | 02/14/25 | Live | Mitsubishi Electric Trane | Mitsubishi Electric | Singlezone Non-Ducted, Wall Placement | 215748500 |  | HRCU-A-CB | SUZ-AA12NLHZ*** | Mini-Splits | MSZ-EX12NLW*** |  |  |  | 14.1 | 17.6 | 10 | FALSE | FALSE |  | 12000 | 9400 | 2.65 | 15000 | 2.63
215748493 | 02/14/25 | Live | Mitsubishi Electric Trane | Mitsubishi Electric | Singlezone Non-Ducted, Wall Placement | 215748493 |  | HRCU-A-CB-O | SUZ-AA12NL*** | Mini-Splits | MSZ-EX12NLW*** |  |  |  | 12.2 | 21.7 | 10 | FALSE | FALSE |  | 12000 | 9600 | 2.73 | 9600 | 2.73
215748468 | 02/14/25 | Live | Mitsubishi Electric Trane | Mitsubishi Electric | Singlezone Non-Ducted, Wall Placement | 215748468 |  | HRCU-A-CB | SUZ-AA09NLHZ*** | Mini-Splits | MSZ-EX09NLW*** |  |  |  | 12.6 | 17.4 | 10 | FALSE | FALSE |  | 9000 | 7300 | 2.49 | 12000 | 2.81
215748474 | 02/14/25 | Live | Mitsubishi Electric Trane | Mitsubishi Electric | Singlezone Non-Ducted, Wall Placement | 215748474 |  | HRCU-A-CB-O | SUZ-AA09NL*** | Mini-Splits | MSZ-EX09NLW*** |  |  |  | 12.8 | 21.7 | 12.9 | FALSE | FALSE |  | 9000 | 7700 | 3.42 | 7700 | 3.42
215734920 | 02/14/25 | Live | Mitsubishi Electric Trane | Mitsubishi Electric | Singlezone Non-Ducted, Ceiling Placement | 215734920 |  | HRCU-A-CB | SUZ-AA18NLHZ*** | Mini-Splits | MLZ-KX18NL*** |  |  |  | 11.7 | 17.2 | 9.5 | FALSE | FALSE |  | 16400 | 12000 | 2.49 | 18400 | 1.96
215734925 | 02/14/25 | Live | Mitsubishi Electric Trane | Mitsubishi Electric | Singlezone Non-Ducted, Ceiling Placement | 215734925 |  | HRCU-A-CB | SUZ-AA18NL*** | Mini-Splits | MLZ-KX18NL*** |  |  |  | 11.7 | 17.2 | 10 | FALSE | FALSE |  | 16400 | 12600 | 2.7 | 12600 | 2.7
215734912 | 02/14/25 | Live | Mitsubishi Electric Trane | Mitsubishi Electric | Singlezone Non-Ducted, Ceiling Placement | 215734912 |  | HRCU-A-CB | SUZ-AA12NLHZ*** | Mini-Splits | MLZ-KX12NL*** |  |  |  | 13.3 | 16.7 | 9.6 | FALSE | FALSE |  | 12000 | 9500 | 2.44 | 15000 | 2.25
215734897 | 02/14/25 | Live | Mitsubishi Electric Trane | Mitsubishi Electric | Singlezone Non-Ducted, Ceiling Placement | 215734897 |  | HRCU-A-CB-O | SUZ-AA12NL*** | Mini-Splits | MLZ-KX12NL*** |  |  |  | 11.8 | 20.7 | 10 | FALSE | FALSE |  | 11300 | 9600 | 2.61 | 9600 | 2.61
215734908 | 02/14/25 | Live | Mitsubishi Electric Trane | Mitsubishi Electric | Singlezone Non-Ducted, Ceiling Placement | 215734908 |  | HRCU-A-CB | SUZ-AA09NLHZ*** | Mini-Splits | MLZ-KX09NL*** |  |  |  | 12.3 | 16.7 | 9.7 | FALSE | FALSE |  | 9000 | 7000 | 2.21 | 11400 | 2.37
215734893 | 02/14/25 | Live | Mitsubishi Electric Trane | Mitsubishi Electric | Singlezone Non-Ducted, Ceiling Placement | 215734893 |  | HRCU-A-CB-O | SUZ-AA09NL*** | Mini-Splits | MLZ-KX09NL*** |  |  |  | 11.8 | 20.9 | 12.2 | FALSE | FALSE |  | 9000 | 7800 | 3.09 | 7800 | 3.09
215734921 | 02/14/25 | Live | Mitsubishi Electric Trane | Mitsubishi Electric | Singlezone Non-Ducted, Floor Placement | 215734921 |  | HRCU-A-CB | SUZ-AA18NLHZ*** | Mini-Splits | MFZ-KX18NL*** |  |  |  | 12.4 | 17.2 | 9.9 | FALSE | FALSE |  | 18000 | 13400 | 2.64 | 20000 | 2.01
215734926 | 02/14/25 | Live | Mitsubishi Electric Trane | Mitsubishi Electric | Singlezone Non-Ducted, Floor Placement | 215734926 |  | HRCU-A-CB | SUZ-AA18NL*** | Mini-Splits | MFZ-KX18NL*** |  |  |  | 12.4 | 17.2 | 10.3 | FALSE | FALSE |  | 18000 | 13400 | 2.91 | 13400 | 2.91
215734917 | 02/14/25 | Live | Mitsubishi Electric Trane | Mitsubishi Electric | Singlezone Non-Ducted, Floor Placement | 215734917 |  | HRCU-A-CB | SUZ-AA15NLHZ*** | Mini-Splits | MFZ-KX15NL*** |  |  |  | 12.8 | 17.3 | 10 | FALSE | FALSE |  | 15000 | 10900 | 2.73 | 17000 | 2.59
215734902 | 02/14/25 | Live | Mitsubishi Electric Trane | Mitsubishi Electric | Singlezone Non-Ducted, Floor Placement | 215734902 |  | HRCU-A-CB-O | SUZ-AA15NL*** | Mini-Splits | MFZ-KX15NL*** |  |  |  | 13 | 20.1 | 10.5 | FALSE | FALSE |  | 15000 | 10900 | 3.13 | 10900 | 3.13
215734913 | 02/14/25 | Live | Mitsubishi Electric Trane | Mitsubishi Electric | Singlezone Non-Ducted, Floor Placement | 215734913 |  | HRCU-A-CB | SUZ-AA12NLHZ*** | Mini-Splits | MFZ-KX12NL*** |  |  |  | 13.9 | 17.2 | 10 | FALSE | FALSE |  | 12000 | 9300 | 2.6 | 15000 | 2.53
215734898 | 02/14/25 | Live | Mitsubishi Electric Trane | Mitsubishi Electric | Singlezone Non-Ducted, Floor Placement | 215734898 |  | HRCU-A-CB-O | SUZ-AA12NL*** | Mini-Splits | MFZ-KX12NL*** |  |  |  | 12.6 | 19.6 | 8.7 | FALSE | FALSE |  | 12000 | 9700 | 2.79 | 9700 | 2.79
215734909 | 02/14/25 | Live | Mitsubishi Electric Trane | Mitsubishi Electric | Singlezone Non-Ducted, Floor Placement | 215734909 |  | HRCU-A-CB | SUZ-AA09NLHZ*** | Mini-Splits | MFZ-KX09NL*** |  |  |  | 12.5 | 17 | 10 | FALSE | FALSE |  | 9000 | 7300 | 2.46 | 12000 | 2.81
215734894 | 02/14/25 | Live | Mitsubishi Electric Trane | Mitsubishi Electric | Singlezone Non-Ducted, Floor Placement | 215734894 |  | HRCU-A-CB-O | SUZ-AA09NL*** | Mini-Splits | MFZ-KX09NL*** |  |  |  | 12.6 | 21.6 | 12.3 | FALSE | FALSE |  | 9000 | 7700 | 3.37 | 7700 | 3.37
215862743 | 02/14/25 | Live | Mitsubishi Electric Trane | Mitsubishi Electric | Singlezone Non-Ducted, Wall Placement | 215862743 |  | HRCU-A-CB-O | MUZ-HX24NL*** | Mini-Splits | MSZ-HX24NL*** |  |  |  | 11.75 | 20 | 9.5 | TRUE | FALSE |  | 22400 | 17200 | 2.65 | 18500 | 1.77
215862742 | 02/14/25 | Live | Mitsubishi Electric Trane | Mitsubishi Electric | Singlezone Non-Ducted, Wall Placement | 215862742 |  | HRCU-A-CB-O | MUZ-HX18NL*** | Mini-Splits | MSZ-HX18NL*** |  |  |  | 12.55 | 20 | 9.5 | TRUE | FALSE |  | 17200 | 11400 | 2.65 | 15000 | 2.22
216626291 | 02/14/25 | Live | Mitsubishi Electric Trane | Mitsubishi Electric | Singlezone Non-Ducted, Wall Placement | 216626291 |  | HRCU-A-CB-O | MUZ-HX12NL*** | Mini-Splits | MSZ-HX12NL*** |  |  |  | 12.5 | 20 | 10 | TRUE | FALSE |  | 12000 | 7800 | 2.54 | 9000 | 1.58
216626290 | 02/14/25 | Live | Mitsubishi Electric Trane | Mitsubishi Electric | Singlezone Non-Ducted, Wall Placement | 216626290 |  | HRCU-A-CB-O | MUZ-HX09NL*** | Mini-Splits | MSZ-HX09NL*** |  |  |  | 12.5 | 20 | 10 | TRUE | FALSE |  | 9000 | 6800 | 2.43 | 7200 | 1.72
215862739 | 02/14/25 | Live | Mitsubishi Electric Trane | Mitsubishi Electric | Singlezone Non-Ducted, Wall Placement | 215862739 |  | HRCU-A-CB-O | MUZ-GX36NL*** | Mini-Splits | MSZ-GX36NL*** |  |  |  | 8.4 | 18.5 | 8.5 | FALSE | FALSE |  | 33800 | 22600 | 2.39 | 26400 | 2.23
215862738 | 02/14/25 | Live | Mitsubishi Electric Trane | Mitsubishi Electric | Singlezone Non-Ducted, Wall Placement | 215862738 |  | HRCU-A-CB-O | MUZ-GX30NL*** | Mini-Splits | MSZ-GX30NL*** |  |  |  | 9.05 | 19.2 | 8.9 | FALSE | FALSE |  | 30600 | 21200 | 2.49 | 26000 | 2.3
215862741 | 02/14/25 | Live | Mitsubishi Electric Trane | Mitsubishi Electric | Singlezone Non-Ducted, Wall Placement | 215862741 |  | HRCU-A-CB-O | MUZ-GX24NLHZ*** | Mini-Splits | MSZ-GX24NL*** |  |  |  | 13 | 21.5 | 10 | TRUE | TRUE |  | 22400 | 14000 | 2.93 | 25400 | 2.13
215862737 | 02/14/25 | Live | Mitsubishi Electric Trane | Mitsubishi Electric | Singlezone Non-Ducted, Wall Placement | 215862737 |  | HRCU-A-CB-O | MUZ-GX24NL*** | Mini-Splits | MSZ-GX24NL*** |  |  |  | 13 | 21.5 | 10.3 | TRUE | TRUE |  | 22400 | 19200 | 2.79 | 24600 | 2.32
215862740 | 02/14/25 | Live | Mitsubishi Electric Trane | Mitsubishi Electric | Singlezone Non-Ducted, Wall Placement | 215862740 |  | HRCU-A-CB-O | MUZ-GX18NLHZ*** | Mini-Splits | MSZ-GX18NL*** |  |  |  | 14.05 | 22.5 | 10 | TRUE | TRUE |  | 18000 | 12000 | 2.86 | 22400 | 2.03
215862736 | 02/14/25 | Live | Mitsubishi Electric Trane | Mitsubishi Electric | Singlezone Non-Ducted, Wall Placement | 215862736 |  | HRCU-A-CB-O | MUZ-GX18NL*** | Mini-Splits | MSZ-GX18NL*** |  |  |  | 14.05 | 22.5 | 10.3 | TRUE | TRUE |  | 18000 | 13700 | 2.75 | 18200 | 1.84
216626289 | 02/14/25 | Live | Mitsubishi Electric Trane | Mitsubishi Electric | Singlezone Non-Ducted, Wall Placement | 216626289 |  | HRCU-A-CB-O | MUZ-GX15NLHZ*** | Mini-Splits | MSZ-GX15NL*** |  |  |  | 13 | 22.2 | 10 | TRUE | TRUE |  | 14000 | 8700 | 2.68 | 16800 | 1.97
216626286 | 02/14/25 | Live | Mitsubishi Electric Trane | Mitsubishi Electric | Singlezone Non-Ducted, Wall Placement | 216626286 |  | HRCU-A-CB-O | MUZ-GX15NL*** | Mini-Splits | MSZ-GX15NL*** |  |  |  | 13 | 22.2 | 11 | TRUE | TRUE |  | 14000 | 11400 | 2.51 | 16400 | 1.92
216626288 | 02/14/25 | Live | Mitsubishi Electric Trane | Mitsubishi Electric | Singlezone Non-Ducted, Wall Placement | 216626288 |  | HRCU-A-CB-O | MUZ-GX12NLHZ*** | Mini-Splits | MSZ-GX12NL*** |  |  |  | 13.35 | 25.6 | 10 | TRUE | TRUE |  | 12000 | 7600 | 2.72 | 16000 | 1.85
216626285 | 02/14/25 | Live | Mitsubishi Electric Trane | Mitsubishi Electric | Singlezone Non-Ducted, Wall Placement | 216626285 |  | HRCU-A-CB-O | MUZ-GX12NL*** | Mini-Splits | MSZ-GX12NL*** |  |  |  | 13.35 | 25.6 | 10.7 | TRUE | TRUE |  | 12000 | 9000 | 2.64 | 12000 | 2.11
216626287 | 02/14/25 | Live | Mitsubishi Electric Trane | Mitsubishi Electric | Singlezone Non-Ducted, Wall Placement | 216626287 |  | HRCU-A-CB-O | MUZ-GX09NLHZ*** | Mini-Splits | MSZ-GX09NL*** |  |  |  | 15.4 | 28.4 | 10.2 | TRUE | TRUE |  | 9000 | 5900 | 2.66 | 11500 | 2.39
216626284 | 02/14/25 | Live | Mitsubishi Electric Trane | Mitsubishi Electric | Singlezone Non-Ducted, Wall Placement | 216626284 |  | HRCU-A-CB-O | MUZ-GX09NL*** | Mini-Splits | MSZ-GX09NL*** |  |  |  | 15.4 | 28.4 | 10.9 | TRUE | TRUE |  | 9000 | 6700 | 2.69 | 10200 | 2.15
215912359 | 02/14/25 | Live | Mitsubishi Electric Trane | Mitsubishi Electric | Singlezone Non-Ducted, Wall Placement | 215912359 |  | HRCU-A-CB-O | MUZ-FX24NLHZ*** | Mini-Splits | MSZ-FX24NL*** |  |  |  | 13.35 | 23.5 | 10.5 | TRUE | TRUE |  | 20800 | 13600 | 3.02 | 29200 | 2.25
215611128 | 02/14/25 | Live | Mitsubishi Electric Trane | Mitsubishi Electric | Singlezone Non-Ducted, Wall Placement | 215611128 |  | HRCU-A-CB-O | MUZ-FX18NLHZ*** | Mini-Splits | MSZ-FX18NL*** |  |  |  | 13.05 | 25.5 | 11.1 | TRUE | TRUE |  | 17200 | 12700 | 3 | 28200 | 2.16
215611127 | 02/14/25 | Live | Mitsubishi Electric Trane | Mitsubishi Electric | Singlezone Non-Ducted, Wall Placement | 215611127 |  | HRCU-A-CB-O | MUZ-FX15NLHZ*** | Mini-Splits | MSZ-FX15NL*** |  |  |  | 14.7 | 25.9 | 11 | TRUE | TRUE |  | 15000 | 10600 | 3.08 | 26500 | 2.1
215611126 | 02/14/25 | Live | Mitsubishi Electric Trane | Mitsubishi Electric | Singlezone Non-Ducted, Wall Placement | 215611126 |  | HRCU-A-CB-O | MUZ-FX12NLHZ*** | Mini-Splits | MSZ-FX12NL*** |  |  |  | 15.4 | 29.9 | 12.4 | TRUE | TRUE |  | 12000 | 9300 | 3.41 | 18200 | 2.49
215611125 | 02/14/25 | Live | Mitsubishi Electric Trane | Mitsubishi Electric | Singlezone Non-Ducted, Wall Placement | 215611125 |  | HRCU-A-CB-O | MUZ-FX09NLHZ*** | Mini-Splits | MSZ-FX09NL*** |  |  |  | 18.35 | 33.1 | 13.3 | TRUE | TRUE |  | 9000 | 7700 | 3.47 | 16300 | 2.39
215611124 | 02/14/25 | Live | Mitsubishi Electric Trane | Mitsubishi Electric | Singlezone Non-Ducted, Wall Placement | 215611124 |  | HRCU-A-CB-O | MUZ-FX06NLHZ*** | Mini-Splits | MSZ-FX06NL*** |  |  |  | 21.45 | 35 | 13 | TRUE | TRUE |  | 6000 | 6000 | 3.45 | 14400 | 2.69
216699794 | 01/23/25 | Live | Daikin North America, LLC | AMANA | Singlezone Ducted, Centrally Ducted | 216699794 |  | HRCU-A-CB | AZV9SA361CA* | Ducted Indoor Units | CAHEA3630C3A*+MBVK16CH*X00A* |  |  |  | 12 | 21 | 10 | TRUE | TRUE |  | 34200 | 34200 | 2.5 | 34200 | 2.5
216699793 | 01/23/25 | Live | Daikin North America, LLC | AMANA | Singlezone Ducted, Centrally Ducted | 216699793 |  | HRCU-A-CB | AZV9SA241CA* | Ducted Indoor Units | CAHEA3630C3A*+MBVK16CH*X00A* |  |  |  | 12.2 | 21 | 10 | TRUE | TRUE |  | 24000 | 24000 | 2.69 | 24000 | 2.69
216699792 | 01/23/25 | Live | Daikin North America, LLC | DAIKIN | Singlezone Ducted, Centrally Ducted | 216699792 |  | HRCU-A-CB | DH9VSA361CA* | Ducted Indoor Units | CAHEA3630C3A*+MBVK16CH*X00A* |  |  |  | 12 | 21 | 10 | TRUE | TRUE |  | 34200 | 34200 | 2.5 | 34200 | 2.5
216699791 | 01/23/25 | Live | Daikin North America, LLC | DAIKIN | Singlezone Ducted, Centrally Ducted | 216699791 |  | HRCU-A-CB | DH9VSA241CA* | Ducted Indoor Units | CAHEA3630C3A*+MBVK16CH*X00A* |  |  |  | 12.2 | 21 | 10 | TRUE | TRUE |  | 24000 | 24000 | 2.69 | 24000 | 2.69
216699872 | 01/23/25 | Live | Daikin North America, LLC | AMANA | Singlezone Ducted, Centrally Ducted | 216699872 |  | HRCU-A-CB | AZV9SA361CA* | Ducted Indoor Units | CA*EA6030*3A*+MBVK16CP1X00A* |  |  |  | 11.7 | 19 | 9.2 | TRUE | TRUE |  | 34200 | 31000 | 2.5 | 31000 | 2.5
216699871 | 01/23/25 | Live | Daikin North America, LLC | AMANA | Singlezone Ducted, Centrally Ducted | 216699871 |  | HRCU-A-CB | AZV9SA361CA* | Ducted Indoor Units | CHPEA4830*3A*+MBVK16CP1X00A* |  |  |  | 11 | 18.2 | 9 | TRUE | TRUE |  | 33400 | 30800 | 2.2 | 30800 | 2.2
216699870 | 01/23/25 | Live | Daikin North America, LLC | AMANA | Singlezone Ducted, Centrally Ducted | 216699870 |  | HRCU-A-CB | AZV9SA361CA* | Ducted Indoor Units | AHVE48CP0300A* |  |  |  | 11.7 | 19 | 9.2 | TRUE | TRUE |  | 34200 | 32000 | 2.6 | 32000 | 2.6
216699869 | 01/23/25 | Live | Daikin North America, LLC | AMANA | Singlezone Ducted, Centrally Ducted | 216699869 |  | HRCU-A-CB | AZV9SA361CA* | Ducted Indoor Units | AHVE48CP1300A* |  |  |  | 11.7 | 19 | 9.2 | TRUE | TRUE |  | 34200 | 32000 | 2.6 | 32000 | 2.6
216699868 | 01/23/25 | Live | Daikin North America, LLC | AMANA | Singlezone Ducted, Centrally Ducted | 216699868 |  | HRCU-A-CB | AZV9SA361CA* | Ducted Indoor Units | AHVE48DP0300A* |  |  |  | 11.7 | 19 | 9.2 | TRUE | TRUE |  | 34200 | 32000 | 2.6 | 32000 | 2.6
216699867 | 01/23/25 | Live | Daikin North America, LLC | AMANA | Singlezone Ducted, Centrally Ducted | 216699867 |  | HRCU-A-CB | AZV9SA361CA* | Ducted Indoor Units | AHVE48DP1300A* |  |  |  | 11.7 | 19 | 9.2 | TRUE | TRUE |  | 34200 | 32000 | 2.6 | 32000 | 2.6
216699866 | 01/23/25 | Live | Daikin North America, LLC | AMANA | Singlezone Ducted, Centrally Ducted | 216699866 |  | HRCU-A-CB | AZV9SA361CA* | Ducted Indoor Units | AHVE60DP0300A* |  |  |  | 11.7 | 19 | 9.2 | TRUE | TRUE |  | 34200 | 32000 | 2.58 | 32000 | 2.58
216699865 | 01/23/25 | Live | Daikin North America, LLC | AMANA | Singlezone Ducted, Centrally Ducted | 216699865 |  | HRCU-A-CB | AZV9SA361CA* | Ducted Indoor Units | AHVE60DP1300A* |  |  |  | 11.7 | 19 | 9.2 | TRUE | TRUE |  | 34200 | 32000 | 2.58 | 32000 | 2.58
216699846 | 01/23/25 | Live | Daikin North America, LLC | AMANA | Singlezone Ducted, Centrally Ducted | 216699846 |  | HRCU-A-CB | AZV9SA241CA* | Ducted Indoor Units | CA*EA4830*3A*+MBVK16CP1X00A* |  |  |  | 11.7 | 19.2 | 9.2 | TRUE | TRUE |  | 23400 | 22000 | 2.5 | 22000 | 2.5
216699845 | 01/23/25 | Live | Daikin North America, LLC | AMANA | Singlezone Ducted, Centrally Ducted | 216699845 |  | HRCU-A-CB | AZV9SA241CA* | Ducted Indoor Units | CHPEA4830*3A*+MBVK16CP1X00A* |  |  |  | 11.7 | 18.2 | 9 | TRUE | TRUE |  | 23000 | 21000 | 2.2 | 21000 | 2.2
216699844 | 01/23/25 | Live | Daikin North America, LLC | AMANA | Singlezone Ducted, Centrally Ducted | 216699844 |  | HRCU-A-CB | AZV9SA241CA* | Ducted Indoor Units | AHVE48CP0300A* |  |  |  | 11.7 | 19.2 | 9.2 | TRUE | TRUE |  | 23800 | 23000 | 2.61 | 23000 | 2.61
216699843 | 01/23/25 | Live | Daikin North America, LLC | AMANA | Singlezone Ducted, Centrally Ducted | 216699843 |  | HRCU-A-CB | AZV9SA241CA* | Ducted Indoor Units | AHVE48CP1300A* |  |  |  | 11.7 | 19.2 | 9.2 | TRUE | TRUE |  | 23800 | 23000 | 2.61 | 23000 | 2.61
216699826 | 01/23/25 | Live | Daikin North America, LLC | DAIKIN | Singlezone Ducted, Centrally Ducted | 216699826 |  | HRCU-A-CB | DH9VSA361CA* | Ducted Indoor Units | CA*EA6030*3A*+MBVK16CP1X00A* |  |  |  | 11.7 | 19 | 9.2 | TRUE | TRUE |  | 34200 | 31000 | 2.5 | 31000 | 2.5
216699825 | 01/23/25 | Live | Daikin North America, LLC | DAIKIN | Singlezone Ducted, Centrally Ducted | 216699825 |  | HRCU-A-CB | DH9VSA361CA* | Ducted Indoor Units | CHPEA4830*3A*+MBVK16CP1X00A* |  |  |  | 11 | 18.2 | 9 | TRUE | TRUE |  | 33400 | 30800 | 2.2 | 30800 | 2.2
216699824 | 01/23/25 | Live | Daikin North America, LLC | DAIKIN | Singlezone Ducted, Centrally Ducted | 216699824 |  | HRCU-A-CB | DH9VSA361CA* | Ducted Indoor Units | DFVE48CP0300A* |  |  |  | 11.7 | 19 | 9.2 | TRUE | TRUE |  | 34200 | 32000 | 2.6 | 32000 | 2.6
216699823 | 01/23/25 | Live | Daikin North America, LLC | DAIKIN | Singlezone Ducted, Centrally Ducted | 216699823 |  | HRCU-A-CB | DH9VSA361CA* | Ducted Indoor Units | DFVE48CP1300A* |  |  |  | 11.7 | 19 | 9.2 | TRUE | TRUE |  | 34200 | 32000 | 2.6 | 32000 | 2.6
216699822 | 01/23/25 | Live | Daikin North America, LLC | DAIKIN | Singlezone Ducted, Centrally Ducted | 216699822 |  | HRCU-A-CB | DH9VSA361CA* | Ducted Indoor Units | DFVE48DP0300A* |  |  |  | 11.7 | 19 | 9.2 | TRUE | TRUE |  | 34200 | 32000 | 2.6 | 32000 | 2.6
216699821 | 01/23/25 | Live | Daikin North America, LLC | DAIKIN | Singlezone Ducted, Centrally Ducted | 216699821 |  | HRCU-A-CB | DH9VSA361CA* | Ducted Indoor Units | DFVE48DP1300A* |  |  |  | 11.7 | 19 | 9.2 | TRUE | TRUE |  | 34200 | 32000 | 2.6 | 32000 | 2.6
216699820 | 01/23/25 | Live | Daikin North America, LLC | DAIKIN | Singlezone Ducted, Centrally Ducted | 216699820 |  | HRCU-A-CB | DH9VSA361CA* | Ducted Indoor Units | DFVE60DP0300A* |  |  |  | 11.7 | 19 | 9.2 | TRUE | TRUE |  | 34200 | 32000 | 2.58 | 32000 | 2.58
216699819 | 01/23/25 | Live | Daikin North America, LLC | DAIKIN | Singlezone Ducted, Centrally Ducted | 216699819 |  | HRCU-A-CB | DH9VSA361CA* | Ducted Indoor Units | DFVE60DP1300A* |  |  |  | 11.7 | 19 | 9.2 | TRUE | TRUE |  | 34200 | 32000 | 2.58 | 32000 | 2.58
216699800 | 01/23/25 | Live | Daikin North America, LLC | DAIKIN | Singlezone Ducted, Centrally Ducted | 216699800 |  | HRCU-A-CB | DH9VSA241CA* | Ducted Indoor Units | CA*EA4830*3A*+MBVK16CP1X00A* |  |  |  | 11.7 | 19.2 | 9.2 | TRUE | TRUE |  | 23400 | 22000 | 2.5 | 22000 | 2.5
216699799 | 01/23/25 | Live | Daikin North America, LLC | DAIKIN | Singlezone Ducted, Centrally Ducted | 216699799 |  | HRCU-A-CB | DH9VSA241CA* | Ducted Indoor Units | CHPEA4830*3A*+MBVK16CP1X00A* |  |  |  | 11.7 | 18.2 | 9 | TRUE | TRUE |  | 23000 | 21000 | 2.2 | 21000 | 2.2
216699798 | 01/23/25 | Live | Daikin North America, LLC | DAIKIN | Singlezone Ducted, Centrally Ducted | 216699798 |  | HRCU-A-CB | DH9VSA241CA* | Ducted Indoor Units | DFVE48CP0300A* |  |  |  | 11.7 | 19.2 | 9.2 | TRUE | TRUE |  | 23800 | 23000 | 2.61 | 23000 | 2.61
216699797 | 01/23/25 | Live | Daikin North America, LLC | DAIKIN | Singlezone Ducted, Centrally Ducted | 216699797 |  | HRCU-A-CB | DH9VSA241CA* | Ducted Indoor Units | DFVE48CP1300A* |  |  |  | 11.7 | 19.2 | 9.2 | TRUE | TRUE |  | 23800 | 23000 | 2.61 | 23000 | 2.61
216505938 | 02/14/25 | Live | Mitsubishi Electric Trane | MITSUBISHI ELECTRIC | Multizone All Ducted | 216505938 |  | HMSV-A-CB | MXZ-3D30NLHZ*** | Ducted Indoor Units |  |  |  |  | 10.3 | 16 | 8 | FALSE | FALSE |  | 27400 | 17000 | 2.4 | 27600 | 1.9
216505942 | 02/14/25 | Live | Mitsubishi Electric Trane | MITSUBISHI ELECTRIC | Multizone Mix of Ducted and Non-Ducted | 216505942 |  | HMSV-A-CB | MXZ-3D30NLHZ*** | Mixed Ducted and Non-Ducted Indoor Units |  |  |  |  | 10.9 | 18 | 9 | FALSE | FALSE |  | 23600 | 15200 | 2.23 | 21700 | 1.42
216505922 | 02/14/25 | Live | Mitsubishi Electric Trane | MITSUBISHI ELECTRIC | Multizone All Ducted | 216505922 |  | HMSV-A-CB | MXZ-2D20NL*** | Ducted Indoor Units |  |  |  |  | 10 | 16 | 9.1 | FALSE | FALSE |  | 20000 | 13500 | 2.66 | 15800 | 2.36
216505923 | 02/14/25 | Live | Mitsubishi Electric Trane | MITSUBISHI ELECTRIC | Multizone Mix of Ducted and Non-Ducted | 216505923 |  | HMSV-A-CB | MXZ-2D20NL*** | Mixed Ducted and Non-Ducted Indoor Units |  |  |  |  | 11.5 | 18 | 9.55 | FALSE | FALSE |  | 20000 | 13500 | 2.49 | 15800 | 2.42
216472854 | 01/23/25 | Live | TCL AIR CONDITIONER (ZHONGSHAN) CO.,LTD. | COMFORT TEMPS | Singlezone Non-Ducted, Wall Placement | 216472854 |  | HRCU-A-CB-O | CTP-BH242A-O | Mini-Splits | CTP-BH242A-I |  |  |  | 12 | 23 | 9.5 | TRUE | TRUE |  | 23000 | 14000 | 1.39 | 22000 | 1.87
216472853 | 01/23/25 | Live | TCL AIR CONDITIONER (ZHONGSHAN) CO.,LTD. | COMFORT TEMPS | Singlezone Non-Ducted, Wall Placement | 216472853 |  | HRCU-A-CB-O | CTP-BH182A-O | Mini-Splits | CTP-BH182A-I |  |  |  | 12.5 | 23 | 9.5 | TRUE | TRUE |  | 18000 | 11000 | 1.61 | 17500 | 2.14
216472852 | 01/23/25 | Live | TCL AIR CONDITIONER (ZHONGSHAN) CO.,LTD. | COMFORT TEMPS | Singlezone Non-Ducted, Wall Placement | 216472852 |  | HRCU-A-CB-O | CTP-BH122A-O | Mini-Splits | CTP-BH122A-I |  |  |  | 13 | 24 | 10 | TRUE | TRUE |  | 12000 | 8100 | 3.08 | 9700 | 2.2
216472851 | 01/23/25 | Live | TCL AIR CONDITIONER (ZHONGSHAN) CO.,LTD. | COMFORT TEMPS | Singlezone Non-Ducted, Wall Placement | 216472851 |  | HRCU-A-CB-O | CTP-BH092A-O | Mini-Splits | CTP-BH092A-I |  |  |  | 13 | 24 | 10 | FALSE | FALSE |  | 9000 | 5800 | 2.66 | 9100 | 2.22
216472850 | 01/23/25 | Live | TCL AIR CONDITIONER (ZHONGSHAN) CO.,LTD. | COMFORT TEMPS | Singlezone Non-Ducted, Wall Placement | 216472850 |  | HRCU-A-CB-O | CTP-BH121A-O | Mini-Splits | CTP-BH121A-I |  |  |  | 13 | 23 | 10 | TRUE | TRUE |  | 12000 | 7800 | 2.89 | 9700 | 2.2
216472849 | 01/23/25 | Live | TCL AIR CONDITIONER (ZHONGSHAN) CO.,LTD. | COMFORT TEMPS | Singlezone Non-Ducted, Wall Placement | 216472849 |  | HRCU-A-CB-O | CTP-BH091A-O | Mini-Splits | CTP-BH091A-I |  |  |  | 13 | 24 | 10 | TRUE | TRUE |  | 9000 | 6200 | 2.84 | 9100 | 2.22
216719240 | 01/23/25 | Live | TCL AIR CONDITIONER (ZHONGSHAN) CO.,LTD. | COMFORT TEMPS | Singlezone Non-Ducted, Wall Placement | 216719240 |  | HRCU-A-CB-O | CEL-BH242A-O* | Mini-Splits | CEL-BH242A-I |  |  |  | 11 | 21 | 9.5 | FALSE | FALSE |  | 24000 | 15500 | 2.72 | 17000 | 2.21
216719239 | 01/23/25 | Live | TCL AIR CONDITIONER (ZHONGSHAN) CO.,LTD. | COMFORT TEMPS | Singlezone Non-Ducted, Wall Placement | 216719239 |  | HRCU-A-CB-O | CEL-BH182A-O* | Mini-Splits | CEL-BH182A-I |  |  |  | 11 | 21 | 9.5 | FALSE | FALSE |  | 18000 | 11500 | 2.55 | 12400 | 1.91
216472846 | 01/23/25 | Live | TCL AIR CONDITIONER (ZHONGSHAN) CO.,LTD. | COMFORT TEMPS | Singlezone Non-Ducted, Wall Placement | 216472846 |  | HRCU-A-CB-O | CEL-BH122A-O | Mini-Splits | CEL-BH122A-I |  |  |  | 11.2 | 23 | 9.5 | FALSE | FALSE |  | 12000 | 7400 | 2.71 | 9700 | 2.2
216472845 | 01/23/25 | Live | TCL AIR CONDITIONER (ZHONGSHAN) CO.,LTD. | COMFORT TEMPS | Singlezone Non-Ducted, Wall Placement | 216472845 |  | HRCU-A-CB-O | CEL-BH092A-O | Mini-Splits | CEL-BH092A-I |  |  |  | 12 | 20 | 10 | FALSE | FALSE |  | 9000 | 5800 | 2.54 | 9100 | 2.07
216472844 | 01/23/25 | Live | TCL AIR CONDITIONER (ZHONGSHAN) CO.,LTD. | COMFORT TEMPS | Singlezone Non-Ducted, Wall Placement | 216472844 |  | HRCU-A-CB-O | CEL-BH121A-O | Mini-Splits | CEL-BH121A-I |  |  |  | 10.5 | 20.5 | 9.5 | FALSE | FALSE |  | 12000 | 7500 | 2.65 | 9700 | 2.2
216472843 | 01/23/25 | Live | TCL AIR CONDITIONER (ZHONGSHAN) CO.,LTD. | COMFORT TEMPS | Singlezone Non-Ducted, Wall Placement | 216472843 |  | HRCU-A-CB-O | CEL-BH091A-O | Mini-Splits | CEL-BH091A-I |  |  |  | 11.7 | 19 | 9.5 | FALSE | FALSE |  | 9000 | 5800 | 2.5 | 9100 | 2.05
214606509 | 02/13/25 | Live | Johnson Controls Inc. (York International Norman) | JOHNSON CONTROLS | Singlezone Ducted, Centrally Ducted | 214606509 |  | HRCU-A-C | HH836E2S11 |  | CTF36C5CDS1 |  |  |  | 10 | 15.2 | 8.5 | FALSE | FALSE |  | 33600 | 28000 | 2.44 | 28000 | 2.44
214606489 | 02/13/25 | Live | Johnson Controls Inc. (York International Norman) | CHAMPION HEATING AND COOLING | Singlezone Ducted, Centrally Ducted | 214606489 |  | HRCU-A-C | HH836E2S11 |  | CTF36C5CDS1 |  |  |  | 10 | 15.2 | 8.5 | FALSE | FALSE |  | 33600 | 28000 | 2.44 | 28000 | 2.44
214606493 | 02/13/25 | Live | Johnson Controls Inc. (York International Norman) | FRASER-JOHNSTON | Singlezone Ducted, Centrally Ducted | 214606493 |  | HRCU-A-C | HH836E2S11 |  | CTF36C5CDS1 |  |  |  | 10 | 15.2 | 8.5 | FALSE | FALSE |  | 33600 | 28000 | 2.44 | 28000 | 2.44
214606498 | 02/13/25 | Live | Johnson Controls Inc. (York International Norman) | LUXAIRE | Singlezone Ducted, Centrally Ducted | 214606498 |  | HRCU-A-C | HH836E2S11 |  | CTF36C5CDS1 |  |  |  | 10 | 15.2 | 8.5 | FALSE | FALSE |  | 33600 | 28000 | 2.44 | 28000 | 2.44
214606502 | 02/13/25 | Live | Johnson Controls Inc. (York International Norman) | COLEMAN | Singlezone Ducted, Centrally Ducted | 214606502 |  | HRCU-A-C | HH836E2S11 |  | CTF36C5CDS1 |  |  |  | 10 | 15.2 | 8.5 | FALSE | FALSE |  | 33600 | 28000 | 2.44 | 28000 | 2.44
214606574 | 02/13/25 | Live | Johnson Controls Inc. (York International Norman) | YORK | Singlezone Ducted, Centrally Ducted | 214606574 |  | HRCU-A-C | HH836E2S11 |  | CTF36C5CDS1 |  |  |  | 10 | 15.2 | 8.5 | FALSE | FALSE |  | 33600 | 28000 | 2.44 | 28000 | 2.44
214606497 | 02/13/25 | Live | Johnson Controls Inc. (York International Norman) | JOHNSON CONTROLS | Singlezone Ducted, Centrally Ducted | 214606497 |  | HRCU-A-C | HH836E2S11 |  | CTF36B5CDS1 |  |  |  | 10 | 15.2 | 8.5 | FALSE | FALSE |  | 33600 | 27800 | 2.42 | 27800 | 2.42
214606501 | 02/13/25 | Live | Johnson Controls Inc. (York International Norman) | CHAMPION HEATING AND COOLING | Singlezone Ducted, Centrally Ducted | 214606501 |  | HRCU-A-C | HH836E2S11 |  | CTF36B5CDS1 |  |  |  | 10 | 15.2 | 8.5 | FALSE | FALSE |  | 33600 | 27800 | 2.42 | 27800 | 2.42
214606506 | 02/13/25 | Live | Johnson Controls Inc. (York International Norman) | FRASER-JOHNSTON | Singlezone Ducted, Centrally Ducted | 214606506 |  | HRCU-A-C | HH836E2S11 |  | CTF36B5CDS1 |  |  |  | 10 | 15.2 | 8.5 | FALSE | FALSE |  | 33600 | 27800 | 2.42 | 27800 | 2.42
214606508 | 02/13/25 | Live | Johnson Controls Inc. (York International Norman) | LUXAIRE | Singlezone Ducted, Centrally Ducted | 214606508 |  | HRCU-A-C | HH836E2S11 |  | CTF36B5CDS1 |  |  |  | 10 | 15.2 | 8.5 | FALSE | FALSE |  | 33600 | 27800 | 2.42 | 27800 | 2.42
214606488 | 02/13/25 | Live | Johnson Controls Inc. (York International Norman) | COLEMAN | Singlezone Ducted, Centrally Ducted | 214606488 |  | HRCU-A-C | HH836E2S11 |  | CTF36B5CDS1 |  |  |  | 10 | 15.2 | 8.5 | FALSE | FALSE |  | 33600 | 27800 | 2.42 | 27800 | 2.42
214606573 | 02/13/25 | Live | Johnson Controls Inc. (York International Norman) | YORK | Singlezone Ducted, Centrally Ducted | 214606573 |  | HRCU-A-C | HH836E2S11 |  | CTF36B5CDS1 |  |  |  | 10 | 15.2 | 8.5 | FALSE | FALSE |  | 33600 | 27800 | 2.42 | 27800 | 2.42
214606504 | 02/13/25 | Live | Johnson Controls Inc. (York International Norman) | JOHNSON CONTROLS | Singlezone Ducted, Centrally Ducted | 214606504 |  | HRCU-A-C | HH836E2S11 |  | CTM36C5CDS1 |  |  |  | 10 | 15.2 | 8.5 | FALSE | FALSE |  | 33400 | 27600 | 2.4 | 27600 | 2.4
214606507 | 02/13/25 | Live | Johnson Controls Inc. (York International Norman) | CHAMPION HEATING AND COOLING | Singlezone Ducted, Centrally Ducted | 214606507 |  | HRCU-A-C | HH836E2S11 |  | CTM36C5CDS1 |  |  |  | 10 | 15.2 | 8.5 | FALSE | FALSE |  | 33400 | 27600 | 2.4 | 27600 | 2.4
214606511 | 02/13/25 | Live | Johnson Controls Inc. (York International Norman) | FRASER-JOHNSTON | Singlezone Ducted, Centrally Ducted | 214606511 |  | HRCU-A-C | HH836E2S11 |  | CTM36C5CDS1 |  |  |  | 10 | 15.2 | 8.5 | FALSE | FALSE |  | 33400 | 27600 | 2.4 | 27600 | 2.4
214606491 | 02/13/25 | Live | Johnson Controls Inc. (York International Norman) | LUXAIRE | Singlezone Ducted, Centrally Ducted | 214606491 |  | HRCU-A-C | HH836E2S11 |  | CTM36C5CDS1 |  |  |  | 10 | 15.2 | 8.5 | FALSE | FALSE |  | 33400 | 27600 | 2.4 | 27600 | 2.4
214606495 | 02/13/25 | Live | Johnson Controls Inc. (York International Norman) | COLEMAN | Singlezone Ducted, Centrally Ducted | 214606495 |  | HRCU-A-C | HH836E2S11 |  | CTM36C5CDS1 |  |  |  | 10 | 15.2 | 8.5 | FALSE | FALSE |  | 33400 | 27600 | 2.4 | 27600 | 2.4
214606576 | 02/13/25 | Live | Johnson Controls Inc. (York International Norman) | YORK | Singlezone Ducted, Centrally Ducted | 214606576 |  | HRCU-A-C | HH836E2S11 |  | CTM36C5CDS1 |  |  |  | 10 | 15.2 | 8.5 | FALSE | FALSE |  | 33400 | 27600 | 2.4 | 27600 | 2.4
215853327 | 02/13/25 | Live | Johnson Controls Inc. (York International Norman) | JOHNSON CONTROLS | Singlezone Ducted, Centrally Ducted | 215853327 |  | HRCU-A-CB | HH836E2S11 |  | CTM36C5CDS1+JMET16CS2N1 |  |  |  | 11.7 | 19 | 9 | FALSE | FALSE |  | 34200 | 27800 | 2.56 | 27800 | 2.56
215853429 | 02/13/25 | Live | Johnson Controls Inc. (York International Norman) | CHAMPION HEATING AND COOLING | Singlezone Ducted, Centrally Ducted | 215853429 |  | HRCU-A-CB | HH836E2S11 |  | CTM36C5CDS1+JMET16CS2N1 |  |  |  | 11.7 | 19 | 9 | FALSE | FALSE |  | 34200 | 27800 | 2.56 | 27800 | 2.56
215853411 | 02/13/25 | Live | Johnson Controls Inc. (York International Norman) | FRASER-JOHNSTON | Singlezone Ducted, Centrally Ducted | 215853411 |  | HRCU-A-CB | HH836E2S11 |  | CTM36C5CDS1+JMET16CS2N1 |  |  |  | 11.7 | 19 | 9 | FALSE | FALSE |  | 34200 | 27800 | 2.56 | 27800 | 2.56
215853373 | 02/13/25 | Live | Johnson Controls Inc. (York International Norman) | LUXAIRE | Singlezone Ducted, Centrally Ducted | 215853373 |  | HRCU-A-CB | HH836E2S11 |  | CTM36C5CDS1+JMET16CS2N1 |  |  |  | 11.7 | 19 | 9 | FALSE | FALSE |  | 34200 | 27800 | 2.56 | 27800 | 2.56
215853355 | 02/13/25 | Live | Johnson Controls Inc. (York International Norman) | COLEMAN | Singlezone Ducted, Centrally Ducted | 215853355 |  | HRCU-A-CB | HH836E2S11 |  | CTM36C5CDS1+JMET16CS2N1 |  |  |  | 11.7 | 19 | 9 | FALSE | FALSE |  | 34200 | 27800 | 2.56 | 27800 | 2.56
215853285 | 02/13/25 | Live | Johnson Controls Inc. (York International Norman) | YORK | Singlezone Ducted, Centrally Ducted | 215853285 |  | HRCU-A-CB | HH836E2S11 |  | CTM36C5CDS1+JMET16CS2N1 |  |  |  | 11.7 | 19 | 9 | FALSE | FALSE |  | 34200 | 27800 | 2.56 | 27800 | 2.56
215712242 | 02/13/25 | Live | Mitsubishi Electric Trane | MITSUBISHI ELECTRIC | Singlezone Ducted, Centrally Ducted | 215712242 |  | HRCU-A-CB | SUZ-AK36NLHZ*** | Mini-Splits | SVZ-AP36NL*** |  |  |  | 10.5 | 15.2 | 9.1 | TRUE | TRUE |  | 36000 | 25800 | 2.53 | 37000 | 1.79
215712238 | 02/13/25 | Live | Mitsubishi Electric Trane | MITSUBISHI ELECTRIC | Singlezone Ducted, Centrally Ducted | 215712238 |  | HRCU-A-CB | SUZ-AK24NLHZ*** | Mini-Splits | SVZ-AP24NL*** |  |  |  | 11.7 | 18.6 | 8.6 | TRUE | FALSE |  | 23800 | 19000 | 2.58 | 23000 | 1.8
215734923 | 02/13/25 | Live | Mitsubishi Electric Trane | MITSUBISHI ELECTRIC | Singlezone Ducted, Centrally Ducted | 215734923 |  | HRCU-A-CB | SUZ-AA18NLHZ*** | Mini-Splits | SVZ-AP18NL*** |  |  |  | 12 | 16.2 | 9.5 | FALSE | FALSE |  | 18000 | 12800 | 2.64 | 20000 | 2.21
215734915 | 02/13/25 | Live | Mitsubishi Electric Trane | MITSUBISHI ELECTRIC | Singlezone Ducted, Centrally Ducted | 215734915 |  | HRCU-A-CB | SUZ-AA12NLHZ*** | Mini-Splits | SVZ-AP12NL*** |  |  |  | 12.6 | 16.1 | 9.3 | FALSE | FALSE |  | 12000 | 9300 | 2.46 | 15000 | 2.59
216799677 | 02/06/25 | Live | Gree | KINGHOME | Singlezone Non-Ducted, Wall Placement | 216799677 |  | HRCU-A-CB-O | KW24XQ29SDO | Mini-Splits | KM24XTDI |  |  |  | 13 | 23 | 9.5 | FALSE | FALSE |  | 22000 | 20000 | 2.9 | 23000 | 1.95
216799676 | 02/06/25 | Live | Gree | KINGHOME | Singlezone Ducted, Compact Ducted | 216799676 |  | HRCU-A-CB | KW24XQ29SDO | Mini-Splits | KM24XFDI |  |  |  | 12.5 | 22 | 9 | FALSE | FALSE |  | 22000 | 20000 | 2.9 | 21000 | 1.95
216799675 | 02/06/25 | Live | Gree | KINGHOME | Singlezone Non-Ducted, Wall Placement | 216799675 |  | HRCU-A-CB-O | KW24XQ29SDO | Mini-Splits | KM24XK8DI |  |  |  | 12.5 | 23 | 9 | FALSE | FALSE |  | 22000 | 20000 | 2.7 | 21000 | 1.86
216799668 | 02/06/25 | Live | Gree | KINGHOME | Singlezone Non-Ducted, Ceiling Placement | 216799668 |  | HRCU-A-CB-O | KW18XQ29SDO | Mini-Splits | KM18XTDI |  |  |  | 11.25 | 21.5 | 9.2 | FALSE | FALSE |  | 18000 | 14600 | 2.4 | 19788 | 1.69
216799667 | 02/06/25 | Live | Gree | KINGHOME | Singlezone Non-Ducted, Ceiling Placement | 216799667 |  | HRCU-A-CB-O | KW18XQ29SDO | Mini-Splits | KM18XK8DI |  |  |  | 11.6 | 22 | 8.8 | FALSE | FALSE |  | 18000 | 15500 | 2.29 | 18915 | 1.43
216799666 | 02/06/25 | Live | Gree | KINGHOME | Singlezone Non-Ducted, Ceiling Placement | 216799666 |  | HRCU-A-CB-O | KW18XQ29SDO | Mini-Splits | KM20XK1DI |  |  |  | 10.25 | 20 | 9.2 | FALSE | FALSE |  | 19000 | 15500 | 2.4 | 19303 | 1.58
216799665 | 02/06/25 | Live | Gree | KINGHOME | Singlezone Non-Ducted, Ceiling Placement | 216799665 |  | HRCU-A-CB-O | KW18XQ29SDO | Mini-Splits | KM18XK1DI |  |  |  | 10.75 | 20 | 9.2 | FALSE | FALSE |  | 18000 | 15500 | 2.5 | 19200 | 1.53
216799664 | 02/06/25 | Live | Gree | KINGHOME | Singlezone Ducted, Compact Ducted | 216799664 |  | HRCU-A-CB | KW18XQ29SDO | Mini-Splits | KM21XFDI |  |  |  | 13 | 24 | 9.4 | FALSE | FALSE |  | 21000 | 15500 | 2.8 | 19200 | 1.87
216799663 | 02/06/25 | Live | Gree | KINGHOME | Singlezone Ducted, Compact Ducted | 216799663 |  | HRCU-A-CB | KW18XQ29SDO | Mini-Splits | KM18XFDI |  |  |  | 14 | 24.5 | 9.4 | FALSE | FALSE |  | 18000 | 15500 | 2.86 | 19200 | 1.87
216799662 | 02/06/25 | Live | Gree | KINGHOME | Singlezone Non-Ducted, Wall Placement | 216799662 |  | HRCU-A-CB-O | KW12XQ29SDO | Mini-Splits | KM12XEDI |  |  |  | 13 | 23.1 | 9 | FALSE | FALSE |  | 12000 | 10300 | 2.6 | 12000 | 1.85
216799661 | 02/06/25 | Live | Gree | KINGHOME | Singlezone Non-Ducted, Ceiling Placement | 216799661 |  | HRCU-A-CB-O | KW12XQ29SDO | Mini-Splits | KM12XTDI |  |  |  | 13 | 23 | 8.5 | FALSE | FALSE |  | 12000 | 10300 | 2.6 | 13000 | 2.01
216799660 | 02/06/25 | Live | Gree | KINGHOME | Singlezone Non-Ducted, Ceiling Placement | 216799660 |  | HRCU-A-CB-O | KW12XQ29SDO | Mini-Splits | KM12XK1DI |  |  |  | 12.3 | 20 | 8.5 | FALSE | FALSE |  | 12000 | 10300 | 2.8 | 12000 | 2.13
216799659 | 02/06/25 | Live | Gree | KINGHOME | Singlezone Non-Ducted, Ceiling Placement | 216799659 |  | HRCU-A-CB-O | KW12XQ29SDO | Mini-Splits | KM12XK8DI |  |  |  | 13 | 23 | 8.5 | FALSE | FALSE |  | 12000 | 10300 | 2.8 | 12000 | 2.17
216799658 | 02/06/25 | Live | Gree | KINGHOME | Singlezone Ducted, Compact Ducted | 216799658 |  | HRCU-A-CB | KW12XQ29SDO | Mini-Splits | KM12XFDI |  |  |  | 13 | 21.5 | 9 | FALSE | FALSE |  | 12000 | 10300 | 2.8 | 12000 | 2.2
216799657 | 02/06/25 | Live | Gree | KINGHOME | Singlezone Non-Ducted, Wall Placement | 216799657 |  | HRCU-A-CB-O | KW09XQ29SDO | Mini-Splits | KM09XEDI |  |  |  | 15.3 | 23.3 | 9.5 | FALSE | FALSE |  | 9100 | 8900 | 2.75 | 12000 | 1.93
216799656 | 02/06/25 | Live | Gree | KINGHOME | Singlezone Non-Ducted, Ceiling Placement | 216799656 |  | HRCU-A-CB-O | KW09XQ29SDO | Mini-Splits | KM09XK1DI |  |  |  | 13.65 | 22.5 | 9.5 | FALSE | FALSE |  | 9100 | 8900 | 2.8 | 10100 | 1.75
216799655 | 02/06/25 | Live | Gree | KINGHOME | Singlezone Non-Ducted, Ceiling Placement | 216799655 |  | HRCU-A-CB-O | KW09XQ29SDO | Mini-Splits | KM09XTDI |  |  |  | 14.3 | 25.5 | 9.8 | FALSE | FALSE |  | 9100 | 8900 | 2.96 | 13000 | 1.98
216799654 | 02/06/25 | Live | Gree | KINGHOME | Singlezone Non-Ducted, Ceiling Placement | 216799654 |  | HRCU-A-CB-O | KW09XQ29SDO | Mini-Splits | KM09XK8DI |  |  |  | 15.5 | 24.5 | 9.5 | FALSE | FALSE |  | 9100 | 8900 | 2.87 | 10200 | 1.78
216799653 | 02/06/25 | Live | Gree | KINGHOME | Singlezone Ducted, Compact Ducted | 216799653 |  | HRCU-A-CB | KW09XQ29SDO | Mini-Splits | KM09XFDI |  |  |  | 14.3 | 22.3 | 9.5 | FALSE | FALSE |  | 9100 | 8900 | 2.84 | 10900 | 2.03
216799649 | 02/06/25 | Live | Gree | KINGHOME | Singlezone Non-Ducted, Floor Placement | 216799649 |  | HRCU-A-CB-O | KW36XQ21CDO | Mini-Splits | KM36XVDI |  |  |  | 12 | 20 | 8.5 | FALSE | FALSE |  | 33600 | 27200 | 2.58 | 27300 | 1.96
216799673 | 02/06/25 | Live | Gree | KINGHOME | Singlezone Non-Ducted, Ceiling Placement | 216799673 |  | HRCU-A-CB-O | KW30XQ21CDO | Mini-Splits | KM30XTDI |  |  |  | 11.45 | 21 | 8 | FALSE | FALSE |  | 30000 | 24000 | 2.5 | 24100 | 1.97
216799674 | 02/06/25 | Live | Gree | KINGHOME | Singlezone Non-Ducted, Ceiling Placement | 216799674 |  | HRCU-A-CB-O | KW30XQ21CDO | Mini-Splits | KM30XK8DI |  |  |  | 11.25 | 22.5 | 8.5 | FALSE | FALSE |  | 30000 | 24000 | 2.2 | 24100 | 1.91
216799672 | 02/06/25 | Live | Gree | KINGHOME | Singlezone Ducted, Compact Ducted | 216799672 |  | HRCU-A-CB | KW30XQ21CDO | Mini-Splits | KM30XFDI |  |  |  | 11.25 | 18.5 | 8.5 | FALSE | FALSE |  | 30000 | 24000 | 2.89 | 24100 | 1.91
216799671 | 02/06/25 | Live | Gree | KINGHOME | Singlezone Non-Ducted, Ceiling Placement | 216799671 |  | HRCU-A-CB-O | KW24XQ25SDO | Mini-Splits | KM24XTDI |  |  |  | 12.6 | 22.5 | 9.5 | FALSE | FALSE |  | 22000 | 20000 | 2.9 | 22000 | 1.9
216799670 | 02/06/25 | Live | Gree | KINGHOME | Singlezone Non-Ducted, Ceiling Placement | 216799670 |  | HRCU-A-CB-O | KW24XQ25SDO | Mini-Splits | KM24XK8DI |  |  |  | 11.6 | 22.5 | 9 | FALSE | FALSE |  | 22000 | 19400 | 2.69 | 20000 | 1.8
216799669 | 02/06/25 | Live | Gree | KINGHOME | Singlezone Ducted, Compact Ducted | 216799669 |  | HRCU-A-CB | KW24XQ25SDO | Mini-Splits | KM24XFDI |  |  |  | 12.3 | 19.5 | 9 | FALSE | FALSE |  | 22000 | 19800 | 2.9 | 20000 | 1.9
216799648 | 02/06/25 | Live | Gree | KINGHOME | Singlezone Non-Ducted, Ceiling Placement | 216799648 |  | HRCU-A-CB-O | KW18XQ25SDO | Mini-Splits | KM20XK1DI |  |  |  | 10.9 | 21.5 | 8.5 | FALSE | FALSE |  | 19000 | 14700 | 2.1 | 17400 | 2.12
216799647 | 02/06/25 | Live | Gree | KINGHOME | Singlezone Non-Ducted, Wall Placement | 216799647 |  | HRCU-A-CB-O | KW18XQ25SDO | Mini-Splits | KM18XEDI |  |  |  | 11.6 | 21.5 | 8.5 | FALSE | FALSE |  | 18000 | 14700 | 2.2 | 15200 | 1.86
216799646 | 02/06/25 | Live | Gree | KINGHOME | Singlezone Non-Ducted, Ceiling Placement | 216799646 |  | HRCU-A-CB-O | KW18XQ25SDO | Mini-Splits | KM18XTDI |  |  |  | 12.8 | 21.5 | 9.5 | FALSE | FALSE |  | 18000 | 14700 | 2.5 | 16000 | 2.08
216799645 | 02/06/25 | Live | Gree | KINGHOME | Singlezone Ducted, Compact Ducted | 216799645 |  | HRCU-A-CB | KW18XQ25SDO | Mini-Splits | KM21XFDI |  |  |  | 12.6 | 21 | 9 | FALSE | FALSE |  | 21000 | 14700 | 2.69 | 18500 | 2.41
216799644 | 02/06/25 | Live | Gree | KINGHOME | Singlezone Ducted, Compact Ducted | 216799644 |  | HRCU-A-CB | KW18XQ25SDO | Mini-Splits | KM18XFDI |  |  |  | 14 | 22.5 | 9 | FALSE | FALSE |  | 18000 | 14700 | 2.8 | 18500 | 2.41
216799643 | 02/06/25 | Live | Gree | KINGHOME | Singlezone Non-Ducted, Ceiling Placement | 216799643 |  | HRCU-A-CB-O | KW18XQ25SDO | Mini-Splits | KM18XK8DI |  |  |  | 10.9 | 21 | 9 | FALSE | FALSE |  | 18000 | 14700 | 2.3 | 14800 | 1.98
216799642 | 02/06/25 | Live | Gree | KINGHOME | Singlezone Non-Ducted, Ceiling Placement | 216799642 |  | HRCU-A-CB-O | KW18XQ25SDO | Mini-Splits | KM18XK1DI |  |  |  | 10.9 | 21.5 | 8.5 | FALSE | FALSE |  | 18000 | 14700 | 2.2 | 15000 | 1.87
216799641 | 02/06/25 | Live | Gree | KINGHOME | Singlezone Non-Ducted, Wall Placement | 216799641 |  | HRCU-A-CB-O | KW12XQ25SDO | Mini-Splits | KM12XEDI |  |  |  | 13 | 23 | 9 | FALSE | FALSE |  | 12000 | 10000 | 2.79 | 12000 | 2.2
216799640 | 02/06/25 | Live | Gree | KINGHOME | Singlezone Non-Ducted, Ceiling Placement | 216799640 |  | HRCU-A-CB-O | KW12XQ25SDO | Mini-Splits | KM12XTDI |  |  |  | 13 | 23 | 9.5 | FALSE | FALSE |  | 12000 | 10000 | 2.79 | 12000 | 2.2
216799639 | 02/06/25 | Live | Gree | KINGHOME | Singlezone Non-Ducted, Ceiling Placement | 216799639 |  | HRCU-A-CB-O | KW12XQ25SDO | Mini-Splits | KM12XK1DI |  |  |  | 12.3 | 21.5 | 9.5 | FALSE | FALSE |  | 12000 | 10000 | 2.79 | 12000 | 2.13
216799638 | 02/06/25 | Live | Gree | KINGHOME | Singlezone Non-Ducted, Ceiling Placement | 216799638 |  | HRCU-A-CB-O | KW12XQ25SDO | Mini-Splits | KM12XK8DI |  |  |  | 13 | 23 | 9 | FALSE | FALSE |  | 12000 | 10000 | 2.79 | 12000 | 2.17
216799637 | 02/06/25 | Live | Gree | KINGHOME | Singlezone Ducted, Compact Ducted | 216799637 |  | HRCU-A-CB | KW12XQ25SDO | Mini-Splits | KM12XFDI |  |  |  | 13 | 21 | 9 | FALSE | FALSE |  | 12000 | 10000 | 2.79 | 12000 | 2.2
216799636 | 02/06/25 | Live | Gree | KINGHOME | Singlezone Ducted, Compact Ducted | 216799636 |  | HRCU-A-CB | KW09XQ25SDO | Mini-Splits | KM09XFDI |  |  |  | 14.2 | 22 | 9.2 | FALSE | FALSE |  | 9100 | 8800 | 2.8 | 10200 | 2.32
216799635 | 02/06/25 | Live | Gree | KINGHOME | Singlezone Non-Ducted, Wall Placement | 216799635 |  | HRCU-A-CB-O | KW09XQ25SDO | Mini-Splits | KM09XEDI |  |  |  | 15 | 23 | 9.4 | FALSE | FALSE |  | 9100 | 8800 | 2.77 | 10000 | 1.83
216799634 | 02/06/25 | Live | Gree | KINGHOME | Singlezone Non-Ducted, Wall Placement | 216799634 |  | HRCU-A-CB-O | KW09XQ25SDO | Mini-Splits | KM09XTDI |  |  |  | 14.2 | 25 | 9.6 | FALSE | FALSE |  | 9100 | 8800 | 2.96 | 11400 | 2.16
216799633 | 02/06/25 | Live | Gree | KINGHOME | Singlezone Non-Ducted, Wall Placement | 216799633 |  | HRCU-A-CB-O | KW09XQ25SDO | Mini-Splits | KM09XK1DI |  |  |  | 13.1 | 22 | 9.5 | FALSE | FALSE |  | 9100 | 8800 | 2.87 | 11000 | 2.34
216799632 | 02/06/25 | Live | Gree | KINGHOME | Singlezone Non-Ducted, Wall Placement | 216799632 |  | HRCU-A-CB-O | KW09XQ25SDO | Mini-Splits | KM09XK8DI |  |  |  | 15 | 24 | 9.2 | FALSE | FALSE |  | 9100 | 8800 | 2.87 | 10800 | 2.59
216445263 | 02/06/25 | Live | LG | LG | Singlezone Ducted, Centrally Ducted | 216445263 |  | HRCU-A-C | KUSXB601A |  | LKMMA48C1 |  |  |  | 11.7 | 15.9 | 8.9 | TRUE | TRUE |  | 45500 | 32000 | 2.3 | 44300 | 2.07
216445262 | 02/06/25 | Live | LG | LG | Singlezone Ducted, Centrally Ducted | 216445262 |  | HRCU-A-C | KUSXA482A |  | LKMMA48D1 |  |  |  | 11.7 | 16.1 | 9.1 | TRUE | TRUE |  | 45500 | 32600 | 2.34 | 46000 | 2.21
216445261 | 02/06/25 | Live | LG | LG | Singlezone Ducted, Centrally Ducted | 216445261 |  | HRCU-A-C | KUSXA482A |  | LKMMA48C1 |  |  |  | 11.7 | 15.9 | 8.9 | TRUE | TRUE |  | 45500 | 32600 | 2.34 | 45000 | 2.16
216445260 | 02/06/25 | Live | LG | LG | Singlezone Ducted, Centrally Ducted | 216445260 |  | HRCU-A-C | KUSXA422A |  | LKMMA42C1 |  |  |  | 11.9 | 16 | 8.9 | TRUE | TRUE |  | 41000 | 29000 | 2.3 | 43000 | 2.17
216835372 | 02/06/25 | Live | Daikin North America, LLC | GOODMAN | Singlezone Ducted, Centrally Ducted | 216835372 |  | HRCU-A-CB | GZV7SA6010A* | Ducted Indoor Units | CAHEA3630C3A*+MBVK16CH*X00A* |  |  |  | 9.8 | 17 | 8.8 | FALSE | FALSE |  | 52000 | 33400 | 2.5 | 33400 | 2.5
216835319 | 02/06/25 | Live | Daikin North America, LLC | GOODMAN | Singlezone Ducted, Centrally Ducted | 216835319 |  | HRCU-A-CB | GZV7SA6010A* | Ducted Indoor Units | CA*EA6030*3A*+MBVK16CP1X00A* |  |  |  | 9.8 | 17 | 8.8 | FALSE | FALSE |  | 52000 | 33400 | 2.5 | 33400 | 2.5
216835317 | 02/06/25 | Live | Daikin North America, LLC | GOODMAN | Singlezone Ducted, Centrally Ducted | 216835317 |  | HRCU-A-CB | GZV7SA6010A* | Ducted Indoor Units | CHPEA6030*3A*+MBVK16CP1X00A* |  |  |  | 9.8 | 16 | 8.5 | FALSE | FALSE |  | 52000 | 33400 | 2.2 | 33400 | 2.2
216835314 | 02/06/25 | Live | Daikin North America, LLC | GOODMAN | Singlezone Ducted, Centrally Ducted | 216835314 |  | HRCU-A-CB | GZV7SA6010A* | Ducted Indoor Units | CA*EA6030*3A*+MBVK20DP1X00A* |  |  |  | 9.8 | 17 | 8.8 | FALSE | FALSE |  | 52000 | 33400 | 2.5 | 33400 | 2.5
216835312 | 02/06/25 | Live | Daikin North America, LLC | GOODMAN | Singlezone Ducted, Centrally Ducted | 216835312 |  | HRCU-A-CB | GZV7SA6010A* | Ducted Indoor Units | CHPEA6030*3A*+MBVK20DP1X00A* |  |  |  | 9.8 | 16 | 8.5 | FALSE | FALSE |  | 52000 | 33400 | 2.2 | 33400 | 2.2
216835310 | 02/06/25 | Live | Daikin North America, LLC | GOODMAN | Singlezone Ducted, Centrally Ducted | 216835310 |  | HRCU-A-CB | GZV7SA6010A* | Ducted Indoor Units | AHVE60DP0300A* |  |  |  | 9.8 | 17 | 8.8 | FALSE | FALSE |  | 52000 | 33400 | 2.5 | 33400 | 2.5
216835221 | 02/06/25 | Live | Daikin North America, LLC | GOODMAN | Singlezone Ducted, Centrally Ducted | 216835221 |  | HRCU-A-CB | GZV7SA6010A* | Ducted Indoor Units | AHVE60DP1300A* |  |  |  | 9.8 | 17 | 8.8 | FALSE | FALSE |  | 52000 | 33400 | 2.5 | 33400 | 2.5
216835180 | 02/06/25 | Live | Daikin North America, LLC | AMANA | Singlezone Ducted, Centrally Ducted | 216835180 |  | HRCU-A-CB | AZV7SA6010A* | Ducted Indoor Units | CAHEA3630C3A*+MBVK16CH*X00A* |  |  |  | 9.8 | 17 | 8.8 | FALSE | FALSE |  | 52000 | 33400 | 2.5 | 33400 | 2.5
216835119 | 02/06/25 | Live | Daikin North America, LLC | AMANA | Singlezone Ducted, Centrally Ducted | 216835119 |  | HRCU-A-CB | AZV7SA6010A* | Ducted Indoor Units | CA*EA6030*3A*+MBVK16CP1X00A* |  |  |  | 9.8 | 17 | 8.8 | FALSE | FALSE |  | 52000 | 33400 | 2.5 | 33400 | 2.5
216835116 | 02/06/25 | Live | Daikin North America, LLC | AMANA | Singlezone Ducted, Centrally Ducted | 216835116 |  | HRCU-A-CB | AZV7SA6010A* | Ducted Indoor Units | CHPEA6030*3A*+MBVK16CP1X00A* |  |  |  | 9.8 | 16 | 8.5 | FALSE | FALSE |  | 52000 | 33400 | 2.2 | 33400 | 2.2
216835114 | 02/06/25 | Live | Daikin North America, LLC | AMANA | Singlezone Ducted, Centrally Ducted | 216835114 |  | HRCU-A-CB | AZV7SA6010A* | Ducted Indoor Units | CA*EA6030*3A*+MBVK20DP1X00A* |  |  |  | 9.8 | 17 | 8.8 | FALSE | FALSE |  | 52000 | 33400 | 2.5 | 33400 | 2.5
216835109 | 02/06/25 | Live | Daikin North America, LLC | AMANA | Singlezone Ducted, Centrally Ducted | 216835109 |  | HRCU-A-CB | AZV7SA6010A* | Ducted Indoor Units | CHPEA6030*3A*+MBVK20DP1X00A* |  |  |  | 9.8 | 16 | 8.5 | FALSE | FALSE |  | 52000 | 33400 | 2.2 | 33400 | 2.2
216835107 | 02/06/25 | Live | Daikin North America, LLC | AMANA | Singlezone Ducted, Centrally Ducted | 216835107 |  | HRCU-A-CB | AZV7SA6010A* | Ducted Indoor Units | AHVE60DP0300A* |  |  |  | 9.8 | 17 | 8.8 | FALSE | FALSE |  | 52000 | 33400 | 2.5 | 33400 | 2.5
216835066 | 02/06/25 | Live | Daikin North America, LLC | AMANA | Singlezone Ducted, Centrally Ducted | 216835066 |  | HRCU-A-CB | AZV7SA6010A* | Ducted Indoor Units | AHVE60DP1300A* |  |  |  | 9.8 | 17 | 8.8 | FALSE | FALSE |  | 52000 | 33400 | 2.5 | 33400 | 2.5
215712170 | 02/06/25 | Live | Mitsubishi Electric Trane | MITSUBISHI ELECTRIC | Multizone Mix of Ducted and Non-Ducted | 215712170 |  | HMSV-A-CB | MXZ-SM60NL*** | Mixed Ducted and Non-Ducted Indoor Units |  |  |  |  | 10.7 | 18.2 | 10 | TRUE | TRUE |  | 60000 | 41000 | 2.7 | 65000 | 2.16
215712169 | 02/06/25 | Live | Mitsubishi Electric Trane | MITSUBISHI ELECTRIC | Multizone All Ducted | 215712169 |  | HMSV-A-CB | MXZ-SM60NL*** | Ducted Indoor Units |  |  |  |  | 9.4 | 16.4 | 9.5 | TRUE | TRUE |  | 60000 | 40500 | 2.5 | 65000 | 2.16
215685468 | 02/06/25 | Live | Mitsubishi Electric Trane | MITSUBISHI ELECTRIC | Multizone All Non-Ducted | 215685468 |  | HMSR-A-CB-O | MXZ-SM60NL*** | Non-Ducted Indoor Units |  |  |  |  | 12 | 20 | 10.5 | TRUE | TRUE |  | 60000 | 41500 | 2.9 | 65000 | 2.18
215712168 | 02/06/25 | Live | Mitsubishi Electric Trane | MITSUBISHI ELECTRIC | Multizone Mix of Ducted and Non-Ducted | 215712168 |  | HMSV-A-CB | MXZ-SM48NLHZ*** | Mixed Ducted and Non-Ducted Indoor Units |  |  |  |  | 11.55 | 20.5 | 10.75 | TRUE | TRUE |  | 48000 | 38000 | 2.45 | 54000 | 1.88
215712167 | 02/06/25 | Live | Mitsubishi Electric Trane | MITSUBISHI ELECTRIC | Multizone All Ducted | 215712167 |  | HMSV-A-CB | MXZ-SM48NLHZ*** | Ducted Indoor Units |  |  |  |  | 10 | 18 | 10 | TRUE | TRUE |  | 48000 | 38000 | 2.2 | 54000 | 1.76
215685467 | 02/06/25 | Live | Mitsubishi Electric Trane | MITSUBISHI ELECTRIC | Multizone All Non-Ducted | 215685467 |  | HMSR-A-CB-O | MXZ-SM48NLHZ*** | Non-Ducted Indoor Units |  |  |  |  | 13.1 | 23 | 11.5 | TRUE | TRUE |  | 48000 | 38000 | 2.7 | 54000 | 2
215712166 | 02/06/25 | Live | Mitsubishi Electric Trane | MITSUBISHI ELECTRIC | Multizone Mix of Ducted and Non-Ducted | 215712166 |  | HMSV-A-CB | MXZ-SM48NL*** | Mixed Ducted and Non-Ducted Indoor Units |  |  |  |  | 10.2 | 20 | 9.95 | TRUE | TRUE |  | 48000 | 32400 | 2.55 | 43000 | 1.88
215712165 | 02/06/25 | Live | Mitsubishi Electric Trane | MITSUBISHI ELECTRIC | Multizone All Ducted | 215712165 |  | HMSV-A-CB | MXZ-SM48NL*** | Ducted Indoor Units |  |  |  |  | 8.4 | 17 | 9.5 | TRUE | TRUE |  | 48000 | 33400 | 2.4 | 43000 | 1.76
215685466 | 02/06/25 | Live | Mitsubishi Electric Trane | MITSUBISHI ELECTRIC | Multizone All Non-Ducted | 215685466 |  | HMSR-A-CB-O | MXZ-SM48NL*** | Non-Ducted Indoor Units |  |  |  |  | 12 | 23 | 10.4 | TRUE | TRUE |  | 48000 | 31400 | 2.7 | 43000 | 2
215712164 | 02/06/25 | Live | Mitsubishi Electric Trane | MITSUBISHI ELECTRIC | Multizone Mix of Ducted and Non-Ducted | 215712164 |  | HMSV-A-CB | MXZ-SM42NLHZ*** | Mixed Ducted and Non-Ducted Indoor Units |  |  |  |  | 11.9 | 19.5 | 10.55 | TRUE | TRUE |  | 42000 | 33000 | 2.65 | 48000 | 2
215712163 | 02/06/25 | Live | Mitsubishi Electric Trane | MITSUBISHI ELECTRIC | Multizone All Ducted | 215712163 |  | HMSV-A-CB | MXZ-SM42NLHZ*** | Ducted Indoor Units |  |  |  |  | 10.4 | 17.5 | 10 | TRUE | TRUE |  | 42000 | 32000 | 2.5 | 48000 | 1.78
215685465 | 02/06/25 | Live | Mitsubishi Electric Trane | MITSUBISHI ELECTRIC | Multizone All Non-Ducted | 215685465 |  | HMSR-A-CB-O | MXZ-SM42NLHZ*** | Non-Ducted Indoor Units |  |  |  |  | 13.4 | 21.5 | 11.1 | TRUE | TRUE |  | 42000 | 34000 | 2.8 | 48000 | 2.02
215712162 | 02/06/25 | Live | Mitsubishi Electric Trane | MITSUBISHI ELECTRIC | Multizone Mix of Ducted and Non-Ducted | 215712162 |  | HMSV-A-CB | MXZ-SM36NLHZ*** | Mixed Ducted and Non-Ducted Indoor Units |  |  |  |  | 12.7 | 20.35 | 11.25 | TRUE | TRUE |  | 36000 | 29600 | 2.73 | 42000 | 2.07
215712161 | 02/06/25 | Live | Mitsubishi Electric Trane | MITSUBISHI ELECTRIC | Multizone All Ducted | 215712161 |  | HMSV-A-CB | MXZ-SM36NLHZ*** | Ducted Indoor Units |  |  |  |  | 10.9 | 17.7 | 10.5 | TRUE | TRUE |  | 36000 | 26600 | 2.66 | 42000 | 1.8
215685464 | 02/06/25 | Live | Mitsubishi Electric Trane | MITSUBISHI ELECTRIC | Multizone All Non-Ducted | 215685464 |  | HMSR-A-CB-O | MXZ-SM36NLHZ*** | Non-Ducted Indoor Units |  |  |  |  | 14.5 | 23 | 12 | TRUE | TRUE |  | 36000 | 32600 | 2.8 | 42000 | 2.04
215712160 | 02/06/25 | Live | Mitsubishi Electric Trane | MITSUBISHI ELECTRIC | Multizone Mix of Ducted and Non-Ducted | 215712160 |  | HMSV-A-CB | MXZ-SM36NL*** | Mixed Ducted and Non-Ducted Indoor Units |  |  |  |  | 12.05 | 20.6 | 10.5 | TRUE | TRUE |  | 36000 | 26400 | 2.7 | 36000 | 1.92
215712159 | 02/06/25 | Live | Mitsubishi Electric Trane | MITSUBISHI ELECTRIC | Multizone All Ducted | 215712159 |  | HMSV-A-CB | MXZ-SM36NL*** | Ducted Indoor Units |  |  |  |  | 10 | 18.2 | 10 | TRUE | TRUE |  | 36000 | 26600 | 2.6 | 36000 | 1.8
215685463 | 02/06/25 | Live | Mitsubishi Electric Trane | MITSUBISHI ELECTRIC | Multizone All Non-Ducted | 215685463 |  | HMSR-A-CB-O | MXZ-SM36NL*** | Non-Ducted Indoor Units |  |  |  |  | 14.1 | 23 | 11 | TRUE | TRUE |  | 36000 | 26400 | 2.8 | 36000 | 2.04
207657377 | 10/27/22 | Live | Fujitsu General America, Inc. | FUJITSU | Singlezone Ducted, Centrally Ducted | 207657377 |  | HRCU-A-CB | AOUH36LMAH1 | Mini-Splits | AMUG36LMAS | 11.5 | 17.3 | 11 | 11 | 17.1 | 10.4 | FALSE | FALSE | TRUE | 33000 | 25600 | 3.06 | 44880 | 2.23
215734924 | 02/03/25 | Live | Mitsubishi Electric Trane | MITSUBISHI ELECTRIC | Singlezone Non-Ducted, Ceiling Placement | 215734924 |  | HRCU-A-CB | SUZ-AA18NL*** | Mini-Splits | SLZ-AF18NL*** |  |  |  | 12 | 17.5 | 9.6 | FALSE | FALSE |  | 18000 | 13200 | 2.71 | 13200 | 2.71
215734916 | 02/03/25 | Live | Mitsubishi Electric Trane | MITSUBISHI ELECTRIC | Singlezone Non-Ducted, Ceiling Placement | 215734916 |  | HRCU-A-CB | SUZ-AA15NLHZ*** | Mini-Splits | SLZ-AF15NL*** |  |  |  | 12.7 | 17 | 9.2 | FALSE | FALSE |  | 15000 | 11000 | 2.41 | 17000 | 2.19
215734911 | 02/03/25 | Live | Mitsubishi Electric Trane | MITSUBISHI ELECTRIC | Singlezone Non-Ducted, Ceiling Placement | 215734911 |  | HRCU-A-CB | SUZ-AA12NLHZ*** | Mini-Splits | SLZ-AF12NL*** |  |  |  | 13.9 | 16.8 | 9.4 | FALSE | FALSE |  | 12000 | 9600 | 2.4 | 15000 | 2.36
215734907 | 02/03/25 | Live | Mitsubishi Electric Trane | MITSUBISHI ELECTRIC | Singlezone Non-Ducted, Ceiling Placement | 215734907 |  | HRCU-A-CB | SUZ-AA09NLHZ*** | Mini-Splits | SLZ-AF09NL*** |  |  |  | 12.5 | 16.6 | 9.3 | FALSE | FALSE |  | 9000 | 7500 | 2.29 | 12000 | 2.51
215734901 | 02/03/25 | Live | Mitsubishi Electric Trane | MITSUBISHI ELECTRIC | Singlezone Non-Ducted, Ceiling Placement | 215734901 |  | HRCU-A-CB-O | SUZ-AA15NL*** | Mini-Splits | SLZ-AF15NL*** |  |  |  | 12 | 20.6 | 10.1 | FALSE | FALSE |  | 15000 | 11300 | 2.69 | 11300 | 2.69
215734896 | 02/03/25 | Live | Mitsubishi Electric Trane | MITSUBISHI ELECTRIC | Singlezone Non-Ducted, Ceiling Placement | 215734896 |  | HRCU-A-CB-O | SUZ-AA12NL*** | Mini-Splits | SLZ-AF12NL*** |  |  |  | 12.5 | 20.3 | 9.7 | FALSE | FALSE |  | 12000 | 9800 | 2.61 | 9800 | 2.61
215734892 | 02/03/25 | Live | Mitsubishi Electric Trane | MITSUBISHI ELECTRIC | Singlezone Non-Ducted, Ceiling Placement | 215734892 |  | HRCU-A-CB-O | SUZ-AA09NL*** | Mini-Splits | SLZ-AF09NL*** |  |  |  | 13.2 | 21 | 11.8 | FALSE | FALSE |  | 9000 | 7800 | 3.01 | 7800 | 3.01
216801487 | 01/31/25 | Live | Mitsubishi Electric Trane | MITSUBISHI ELECTRIC | Singlezone Non-Ducted, Wall Placement | 216801487 |  | HRCU-A-CB-O | MUZ-GX36NLH2*** | Mini-Splits | MSZ-GX36NL*** |  |  |  | 8.4 | 18.5 | 8.5 | FALSE | FALSE |  | 33800 | 22600 | 2.39 | 26400 | 2.23
216801486 | 01/31/25 | Live | Mitsubishi Electric Trane | MITSUBISHI ELECTRIC | Singlezone Non-Ducted, Wall Placement | 216801486 |  | HRCU-A-CB-O | MUZ-GX30NLH2*** | Mini-Splits | MSZ-GX30NL*** |  |  |  | 9.05 | 19.2 | 8.9 | FALSE | FALSE |  | 30600 | 21200 | 2.49 | 26000 | 2.3
216801485 | 01/31/25 | Live | Mitsubishi Electric Trane | MITSUBISHI ELECTRIC | Singlezone Non-Ducted, Wall Placement | 216801485 |  | HRCU-A-CB-O | MUZ-GX24NLH2*** | Mini-Splits | MSZ-GX24NL*** |  |  |  | 13 | 21.5 | 10.3 | FALSE | FALSE |  | 22400 | 19200 | 2.79 | 24600 | 2.32
216801484 | 01/31/25 | Live | Mitsubishi Electric Trane | MITSUBISHI ELECTRIC | Singlezone Non-Ducted, Wall Placement | 216801484 |  | HRCU-A-CB-O | MUZ-GX18NLH2*** | Mini-Splits | MSZ-GX18NL*** |  |  |  | 14.05 | 22.5 | 10.3 | FALSE | FALSE |  | 18000 | 13700 | 2.75 | 18200 | 1.84
216801483 | 01/31/25 | Live | Mitsubishi Electric Trane | MITSUBISHI ELECTRIC | Singlezone Non-Ducted, Wall Placement | 216801483 |  | HRCU-A-CB-O | MUZ-GX15NLH2*** | Mini-Splits | MSZ-GX15NL*** |  |  |  | 13 | 22.2 | 11 | FALSE | FALSE |  | 14000 | 11400 | 2.51 | 16400 | 1.92
216801482 | 01/31/25 | Live | Mitsubishi Electric Trane | MITSUBISHI ELECTRIC | Singlezone Non-Ducted, Wall Placement | 216801482 |  | HRCU-A-CB-O | MUZ-GX12NLH2*** | Mini-Splits | MSZ-GX12NL*** |  |  |  | 13.35 | 25.6 | 10.7 | FALSE | FALSE |  | 12000 | 9000 | 2.64 | 12000 | 2.11
216801481 | 01/31/25 | Live | Mitsubishi Electric Trane | MITSUBISHI ELECTRIC | Singlezone Non-Ducted, Wall Placement | 216801481 |  | HRCU-A-CB-O | MUZ-GX09NLH2*** | Mini-Splits | MSZ-GX09NL*** |  |  |  | 15.4 | 28.4 | 10.9 | FALSE | FALSE |  | 9000 | 6700 | 2.69 | 10200 | 2.15
216801492 | 01/31/25 | Live | Mitsubishi Electric Trane | MITSUBISHI ELECTRIC | Singlezone Non-Ducted, Wall Placement | 216801492 |  | HRCU-A-CB-O | MUZ-GX24NLHZ2*** | Mini-Splits | MSZ-GX24NL*** |  |  |  | 13 | 21.5 | 10 | FALSE | FALSE |  | 22400 | 14000 | 2.93 | 25400 | 2.13
216801491 | 01/31/25 | Live | Mitsubishi Electric Trane | MITSUBISHI ELECTRIC | Singlezone Non-Ducted, Wall Placement | 216801491 |  | HRCU-A-CB-O | MUZ-GX18NLHZ2*** | Mini-Splits | MSZ-GX18NL*** |  |  |  | 14.05 | 22.5 | 10 | FALSE | FALSE |  | 18000 | 12000 | 2.86 | 22400 | 2.03
216801490 | 01/31/25 | Live | Mitsubishi Electric Trane | MITSUBISHI ELECTRIC | Singlezone Non-Ducted, Wall Placement | 216801490 |  | HRCU-A-CB-O | MUZ-GX15NLHZ2*** | Mini-Splits | MSZ-GX15NL*** |  |  |  | 13 | 22.2 | 10 | FALSE | FALSE |  | 14000 | 8700 | 2.68 | 16800 | 1.97
216801489 | 01/31/25 | Live | Mitsubishi Electric Trane | MITSUBISHI ELECTRIC | Singlezone Non-Ducted, Wall Placement | 216801489 |  | HRCU-A-CB-O | MUZ-GX12NLHZ2*** | Mini-Splits | MSZ-GX12NL*** |  |  |  | 13.35 | 25.6 | 10 | FALSE | FALSE |  | 12000 | 7600 | 2.72 | 16000 | 1.85
216801488 | 01/31/25 | Live | Mitsubishi Electric Trane | MITSUBISHI ELECTRIC | Singlezone Non-Ducted, Wall Placement | 216801488 |  | HRCU-A-CB-O | MUZ-GX09NLHZ2*** | Mini-Splits | MSZ-GX09NL*** |  |  |  | 15.4 | 28.4 | 10.2 | FALSE | FALSE |  | 9000 | 5900 | 2.66 | 11500 | 2.39
216566094 | 01/15/25 | Live | Johnson Controls Inc. (York International Norman) | COLEMAN | Multizone Mix of Ducted and Non-Ducted | 216566094 |  | HMSR-A-CB-O | UMC48CN23STG1 | Mixed Ducted and Non-Ducted Indoor Units |  |  |  |  | 11.8 | 20 | 9.15 | TRUE | TRUE |  | 42000 | 27800 | 2.54 | 36600 | 2.21
216566097 | 01/15/25 | Live | Johnson Controls Inc. (York International Norman) | COLEMAN | Multizone Mix of Ducted and Non-Ducted | 216566097 |  | HMSR-A-CB-O | UMC36CN23STG1 | Mixed Ducted and Non-Ducted Indoor Units |  |  |  |  | 12.85 | 20.5 | 9.5 | TRUE | TRUE |  | 36000 | 21800 | 2.74 | 33875 | 2.22
216566091 | 01/15/25 | Live | Johnson Controls Inc. (York International Norman) | COLEMAN | Multizone Mix of Ducted and Non-Ducted | 216566091 |  | HMSR-A-CB-O | UMC24CN23STG1 | Mixed Ducted and Non-Ducted Indoor Units |  |  |  |  | 12.2 | 20.5 | 9.4 | TRUE | TRUE |  | 27000 | 18000 | 2.75 | 28525 | 2.36
216566089 | 01/15/25 | Live | Johnson Controls Inc. (York International Norman) | COLEMAN | Multizone Mix of Ducted and Non-Ducted | 216566089 |  | HMSR-A-CB-O | UMC18CN23STG1 | Mixed Ducted and Non-Ducted Indoor Units |  |  |  |  | 12.65 | 19.75 | 9.7 | TRUE | TRUE |  | 18000 | 11700 | 2.96 | 18050 | 2.39
216566092 | 01/15/25 | Live | Johnson Controls Inc. (York International Norman) | COLEMAN | Multizone All Ducted | 216566092 |  | HMSV-A-CB | UMC48CN23STG1 | Ducted Indoor Units |  |  |  |  | 11.35 | 18 | 8.8 | TRUE | TRUE |  | 42000 | 27400 | 2.49 | 37550 | 2.15
216566095 | 01/15/25 | Live | Johnson Controls Inc. (York International Norman) | COLEMAN | Multizone All Ducted | 216566095 |  | HMSV-A-CB | UMC36CN23STG1 | Ducted Indoor Units |  |  |  |  | 12.85 | 19 | 9 | TRUE | TRUE |  | 36000 | 21000 | 2.56 | 33900 | 2.21
216566090 | 01/15/25 | Live | Johnson Controls Inc. (York International Norman) | COLEMAN | Multizone All Ducted | 216566090 |  | HMSV-A-CB | UMC24CN23STG1 | Ducted Indoor Units |  |  |  |  | 11.5 | 18 | 8.8 | TRUE | TRUE |  | 27000 | 18200 | 2.75 | 27950 | 2.34
216566088 | 01/15/25 | Live | Johnson Controls Inc. (York International Norman) | COLEMAN | Multizone All Ducted | 216566088 |  | HMSV-A-CB | UMC18CN23STG1 | Ducted Indoor Units |  |  |  |  | 12 | 17.5 | 9.4 | TRUE | TRUE |  | 18000 | 11900 | 2.98 | 17800 | 2.38
216566093 | 01/15/25 | Live | Johnson Controls Inc. (York International Norman) | COLEMAN | Multizone All Non-Ducted | 216566093 |  | HMSR-A-CB-O | UMC48CN23STG1 | Non-Ducted Indoor Units |  |  |  |  | 12 | 22 | 9.5 | TRUE | TRUE |  | 42000 | 28200 | 2.59 | 35650 | 2.28
216566096 | 01/15/25 | Live | Johnson Controls Inc. (York International Norman) | COLEMAN | Multizone All Non-Ducted | 216566096 |  | HMSR-A-CB-O | UMC36CN23STG1 | Non-Ducted Indoor Units |  |  |  |  | 12.85 | 22 | 10 | TRUE | TRUE |  | 36000 | 22600 | 2.92 | 33850 | 2.22
216566118 | 01/15/25 | Live | Johnson Controls Inc. (York International Norman) | COLEMAN | Multizone All Non-Ducted | 216566118 |  | HMSR-A-CB-O | UMC24CN23STG1 | Non-Ducted Indoor Units |  |  |  |  | 12.85 | 23 | 10 | TRUE | TRUE |  | 27000 | 17600 | 2.71 | 29100 | 2.38
216566116 | 01/15/25 | Live | Johnson Controls Inc. (York International Norman) | COLEMAN | Multizone All Non-Ducted | 216566116 |  | HMSR-A-CB-O | UMC18CN23STG1 | Non-Ducted Indoor Units |  |  |  |  | 13.3 | 22 | 10 | TRUE | TRUE |  | 18000 | 11500 | 2.93 | 18300 | 2.41
216772262 | 01/29/25 | Live | Trane U.S. Inc. | AMERICAN STANDARD | Singlezone Ducted, Centrally Ducted | 216772262 |  | HRCU-A-CB | 5HCL5060A1 |  | 5TEM5D07AC51 |  |  |  | 10.1 | 17 | 9.3 | FALSE | FALSE |  | 52000 | 40000 | 2.4 | 47500 | 2.55
216772261 | 01/29/25 | Live | Trane U.S. Inc. | AMERICAN STANDARD | Singlezone Ducted, Centrally Ducted | 216772261 |  | HRCU-A-CB | 5HCL5060A1 |  | 5TEM5D06AC41 |  |  |  | 10.8 | 17 | 9.4 | FALSE | FALSE |  | 48000 | 36800 | 2.4 | 42800 | 2.55
216772260 | 01/29/25 | Live | Trane U.S. Inc. | AMERICAN STANDARD | Singlezone Ducted, Centrally Ducted | 216772260 |  | HRCU-A-CB | 5HCL5036A1 |  | 5TEM5B04AC31 |  |  |  | 11.7 | 17 | 9.4 | FALSE | FALSE |  | 34000 | 31200 | 2.3 | 34100 | 2.14
216772259 | 01/29/25 | Live | Trane U.S. Inc. | AMERICAN STANDARD | Singlezone Ducted, Centrally Ducted | 216772259 |  | HRCU-A-CB | 5HCL5024A1 |  | 5TEM5B03AC21 |  |  |  | 11.7 | 17 | 9.2 | FALSE | FALSE |  | 23000 | 18000 | 2.4 | 23030 | 2.26
216772258 | 01/29/25 | Live | Trane U.S. Inc. | TRANE | Singlezone Ducted, Centrally Ducted | 216772258 |  | HRCU-A-CB | 5HCL5060A1 |  | 5TEM5D07AC51 |  |  |  | 10.1 | 17 | 9.3 | FALSE | FALSE |  | 52000 | 40000 | 2.4 | 47500 | 2.55
216772257 | 01/29/25 | Live | Trane U.S. Inc. | TRANE | Singlezone Ducted, Centrally Ducted | 216772257 |  | HRCU-A-CB | 5HCL5060A1 |  | 5TEM5D06AC41 |  |  |  | 10.8 | 17 | 9.4 | FALSE | FALSE |  | 48000 | 36800 | 2.4 | 42800 | 2.55
216772256 | 01/29/25 | Live | Trane U.S. Inc. | TRANE | Singlezone Ducted, Centrally Ducted | 216772256 |  | HRCU-A-CB | 5HCL5036A1 |  | 5TEM5B04AC31 |  |  |  | 11.7 | 17 | 9.4 | FALSE | FALSE |  | 34000 | 31200 | 2.3 | 34100 | 2.14
216772255 | 01/29/25 | Live | Trane U.S. Inc. | TRANE | Singlezone Ducted, Centrally Ducted | 216772255 |  | HRCU-A-CB | 5HCL5024A1 |  | 5TEM5B03AC21 |  |  |  | 11.7 | 17 | 9.2 | FALSE | FALSE |  | 23000 | 18000 | 2.4 | 23030 | 2.26
216011942 | 01/29/25 | Live | Bosch | BOSCH | Singlezone Ducted, Centrally Ducted | 216011942 |  | HSP-A | BPBA-36RCB-M18S | [5 empty] | 11 | 18 | 8.1 | TRUE | FALSE |  | 34200 | 25000 | 2.2 | 25000 | 2.2
216790060 | 01/29/25 | Live | Midea Electric Trading | DIRECT AIR | Singlezone Ducted, Centrally Ducted | 216790060 |  | HRCU-A-C | DIRM4-30CS19-OU |  | DIRM4-3621MAGICP20-CCOIL* |  |  |  | 10 | 16 | 8.5 | TRUE | TRUE |  | 29000 | 20000 | 2.44 | 25000 | 2.5
216790055 | 01/29/25 | Live | Midea Electric Trading | DIRECT AIR | Singlezone Ducted, Centrally Ducted | 216790055 |  | HRCU-A-C | DIRM4-30CS19-OU |  | DIRM4-3617MAGICP20-CCOIL |  |  |  | 10 | 16 | 8.5 | TRUE | TRUE |  | 29000 | 20000 | 2.44 | 25000 | 2.5
216798019 | 01/30/25 | Live | Mitsubishi Electric Trane | MITSUBISHI ELECTRIC | Singlezone Non-Ducted, Wall Placement | 216798019 |  | HRCU-A-CB-O | MUZ-FX24NLHZ2*** | Mini-Splits | MSZ-FX24NL*** |  |  |  | 13.35 | 23.5 | 10.5 | FALSE | FALSE |  | 20800 | 13600 | 3.02 | 29200 | 2.93
216798018 | 01/30/25 | Live | Mitsubishi Electric Trane | MITSUBISHI ELECTRIC | Singlezone Non-Ducted, Wall Placement | 216798018 |  | HRCU-A-CB-O | MUZ-FX18NLHZ2*** | Mini-Splits | MSZ-FX18NL*** |  |  |  | 13.05 | 25.5 | 11.1 | FALSE | FALSE |  | 17200 | 12700 | 3 | 28200 | 2.93
216798017 | 01/30/25 | Live | Mitsubishi Electric Trane | MITSUBISHI ELECTRIC | Singlezone Non-Ducted, Wall Placement | 216798017 |  | HRCU-A-CB-O | MUZ-FX15NLHZ2*** | Mini-Splits | MSZ-FX15NL*** |  |  |  | 14.7 | 25.9 | 11 | FALSE | FALSE |  | 15000 | 10600 | 3.08 | 26500 | 2.93
216798016 | 01/30/25 | Live | Mitsubishi Electric Trane | MITSUBISHI ELECTRIC | Singlezone Non-Ducted, Wall Placement | 216798016 |  | HRCU-A-CB-O | MUZ-FX12NLHZ2*** | Mini-Splits | MSZ-FX12NL*** |  |  |  | 15.4 | 29.9 | 12.4 | FALSE | FALSE |  | 12000 | 9300 | 3.41 | 18200 | 2.93
216798015 | 01/30/25 | Live | Mitsubishi Electric Trane | MITSUBISHI ELECTRIC | Singlezone Non-Ducted, Wall Placement | 216798015 |  | HRCU-A-CB-O | MUZ-FX09NLHZ2*** | Mini-Splits | MSZ-FX09NL*** |  |  |  | 18.35 | 33.1 | 13.3 | FALSE | FALSE |  | 9000 | 7700 | 3.47 | 16300 | 2.93
216798014 | 01/30/25 | Live | Mitsubishi Electric Trane | MITSUBISHI ELECTRIC | Singlezone Non-Ducted, Wall Placement | 216798014 |  | HRCU-A-CB-O | MUZ-FX06NLHZ2*** | Mini-Splits | MSZ-FX06NL*** |  |  |  | 21.45 | 35 | 13 | FALSE | FALSE |  | 6000 | 6000 | 3.45 | 14400 | 2.93
216021082 | 12/18/24 | Live | Midea Electric Trading | MIDEA | Multizone Mix of Ducted and Non-Ducted | 216021082 |  | HMSV-A-CB | MDV-V60WMN10T | Mixed Ducted and Non-Ducted Indoor Units |  |  |  |  | 9.5 | 18.25 | 9.65 | FALSE | FALSE |  | 60000 | 42000 | 2.45 | 43700 | 2.43
216021081 | 11/27/24 | Live | Midea Electric Trading | MIDEA | Multizone All Non-Ducted | 216021081 |  | HMSR-A-CB-O | MDV-V60WMN10T | Non-Ducted Indoor Units |  |  |  |  | 9.5 | 19.5 | 10.1 | FALSE | FALSE |  | 60000 | 42000 | 2.45 | 43000 | 2.45
216021080 | 01/29/25 | Live | Midea Electric Trading | MIDEA | Multizone Mix of Ducted and Non-Ducted | 216021080 |  | HMSV-A-CB | MDV-V48WMN10T | Mixed Ducted and Non-Ducted Indoor Units |  |  |  |  | 11.7 | 18.8 | 10.05 | FALSE | FALSE |  | 47500 | 35000 | 2.45 | 40380 | 2.48
216021061 | 12/18/24 | Live | Midea Electric Trading | MIDEA | Multizone All Ducted | 216021061 |  | HMSV-A-CB | MDV-V48WMN10T | Ducted Indoor Units |  |  |  |  | 11.7 | 17.6 | 10 | FALSE | FALSE |  | 47000 | 35000 | 2.35 | 40500 | 2.49
216684169 | 01/29/25 | Live | TTI Climatisation | ZEPHYR | Multizone Mix of Ducted and Non-Ducted | 216684169 |  | HMSR-A-CB-O | ZE-542M525 | Mixed Ducted and Non-Ducted Indoor Units |  |  |  |  | 11.8 | 20 | 9.15 | TRUE | TRUE |  | 42000 | 27800 | 2.54 | 36600 | 2.21
216684166 | 01/29/25 | Live | TTI Climatisation | ZEPHYR | Multizone Mix of Ducted and Non-Ducted | 216684166 |  | HMSR-A-CB-O | ZE-527M325 | Mixed Ducted and Non-Ducted Indoor Units |  |  |  |  | 12.2 | 20.5 | 9.4 | TRUE | TRUE |  | 27000 | 18000 | 2.75 | 28525 | 2.36
216684163 | 01/23/25 | Live | TTI Climatisation | ZEPHYR | Multizone Mix of Ducted and Non-Ducted | 216684163 |  | HMSR-A-CB-O | ZE-518M225 | Mixed Ducted and Non-Ducted Indoor Units |  |  |  |  | 12.65 | 19.75 | 9.7 | TRUE | TRUE |  | 18000 | 11700 | 2.96 | 18050 | 2.39
215323778 | 10/08/24 | Live | CARRIER | WEATHERMAKER | Singlezone Non-Ducted, Wall Placement | 215323778 |  | HRCU-A-CB-O | 37MAHAQ18AA3 | Mini-Splits | D5MAHAQ18XA3 |  |  |  | 12.5 | 21.5 | 11 | TRUE | TRUE | TRUE | 18000 | 16600 | 2.55 | 19200 | 2
215323767 | 10/08/24 | Live | CARRIER | PAYNE | Singlezone Non-Ducted, Wall Placement | 215323767 |  | HRCU-A-CB-O | 37MAHAQ18AA3 | Mini-Splits | D5MAHAQ18XA3 |  |  |  | 12.5 | 21.5 | 11 | TRUE | TRUE | TRUE | 18000 | 16600 | 2.55 | 19200 | 2
215323756 | 10/08/24 | Live | CARRIER | BRYANT | Singlezone Non-Ducted, Wall Placement | 215323756 |  | HRCU-A-CB-O | 37MAHAQ18AA3 | Mini-Splits | 615AHAQ18XA3 |  |  |  | 12.5 | 21.5 | 11 | TRUE | TRUE | TRUE | 18000 | 16600 | 2.55 | 19200 | 2
215323745 | 10/08/24 | Live | CARRIER | CARRIER | Singlezone Non-Ducted, Wall Placement | 215323745 |  | HRCU-A-CB-O | 37MAHAQ18AA3 | Mini-Splits | 45MAHAQ18XA3 |  |  |  | 12.5 | 21.5 | 11 | TRUE | TRUE | TRUE | 18000 | 16600 | 2.55 | 19200 | 2
215323789 | 10/08/24 | Live | CARRIER | MIDEA | Singlezone Non-Ducted, Wall Placement | 215323789 |  | HRCU-A-CB-O | 37MAHAQ18AA3 | Mini-Splits | D5MAHAQ18XA3 |  |  |  | 12.5 | 21.5 | 11 | TRUE | TRUE | TRUE | 18000 | 16600 | 2.55 | 19200 | 2
215324117 | 10/08/24 | Live | CARRIER | ARCOAIRE | Singlezone Non-Ducted, Wall Placement | 215324117 |  | HRCU-A-CB-O | D5CSHAH18AAK | Mini-Splits | D5FSHAH18XAK |  |  |  | 12.5 | 21.5 | 11 | TRUE | TRUE | TRUE | 18000 | 16600 | 2.55 | 19200 | 2
215324190 | 09/16/24 | Live | CARRIER | COMFORTMAKER | Singlezone Non-Ducted, Wall Placement | 215324190 |  | HRCU-A-CB-O | D5CSHAH18AAK | Mini-Splits | D5FSHAH18XAK |  |  |  | 12.5 | 21.5 | 11 | TRUE | TRUE | TRUE | 18000 | 16600 | 2.55 | 19200 | 2
215324263 | 09/16/24 | Live | CARRIER | DAY & NIGHT | Singlezone Non-Ducted, Wall Placement | 215324263 |  | HRCU-A-CB-O | D5CSHAH18AAK | Mini-Splits | D5FSHAH18XAK |  |  |  | 12.5 | 21.5 | 11 | TRUE | TRUE | TRUE | 18000 | 16600 | 2.55 | 19200 | 2
215324336 | 09/16/24 | Live | CARRIER | HEIL | Singlezone Non-Ducted, Wall Placement | 215324336 |  | HRCU-A-CB-O | D5CSHAH18AAK | Mini-Splits | D5FSHAH18XAK |  |  |  | 12.5 | 21.5 | 11 | TRUE | TRUE | TRUE | 18000 | 16600 | 2.55 | 19200 | 2
215324409 | 09/16/24 | Live | CARRIER | KEEPRITE | Singlezone Non-Ducted, Wall Placement | 215324409 |  | HRCU-A-CB-O | D5CSHAH18AAK | Mini-Splits | D5FSHAH18XAK |  |  |  | 12.5 | 21.5 | 11 | TRUE | TRUE | TRUE | 18000 | 16600 | 2.55 | 19200 | 2
215324482 | 09/16/24 | Live | CARRIER | KENMORE | Singlezone Non-Ducted, Wall Placement | 215324482 |  | HRCU-A-CB-O | D5CSHAH18AAK | Mini-Splits | D5FSHAH18XAK |  |  |  | 12.5 | 21.5 | 11 | TRUE | TRUE | TRUE | 18000 | 16600 | 2.55 | 19200 | 2
215324555 | 09/16/24 | Live | CARRIER | MIDEA | Singlezone Non-Ducted, Wall Placement | 215324555 |  | HRCU-A-CB-O | D5CSHAH18AAK | Mini-Splits | D5FSHAH18XAK |  |  |  | 12.5 | 21.5 | 11 | TRUE | TRUE | TRUE | 18000 | 16600 | 2.55 | 19200 | 2
215324628 | 09/16/24 | Live | CARRIER | TEMPSTAR | Singlezone Non-Ducted, Wall Placement | 215324628 |  | HRCU-A-CB-O | D5CSHAH18AAK | Mini-Splits | D5FSHAH18XAK |  |  |  | 12.5 | 21.5 | 11 | TRUE | TRUE | TRUE | 18000 | 16600 | 2.55 | 19200 | 2
215324701 | 09/16/24 | Live | CARRIER | SMART COMFORT | Singlezone Non-Ducted, Wall Placement | 215324701 |  | HRCU-A-CB-O | D5CSHAH18AAK | Mini-Splits | D5FSHAH18XAK |  |  |  | 12.5 | 21.5 | 11 | TRUE | TRUE | TRUE | 18000 | 16600 | 2.55 | 19200 | 2
215324774 | 09/16/24 | Live | CARRIER | AIRQUEST | Singlezone Non-Ducted, Wall Placement | 215324774 |  | HRCU-A-CB-O | D5CSHAH18AAK | Mini-Splits | D5FSHAH18XAK |  |  |  | 12.5 | 21.5 | 11 | TRUE | TRUE | TRUE | 18000 | 16600 | 2.55 | 19200 | 2
215324847 | 09/16/24 | Live | CARRIER | LPS LEGACY | Singlezone Non-Ducted, Wall Placement | 215324847 |  | HRCU-A-CB-O | D5CSHAH18AAK | Mini-Splits | D5FSHAH18XAK |  |  |  | 12.5 | 21.5 | 11 | TRUE | TRUE | TRUE | 18000 | 16600 | 2.55 | 19200 | 2
215324920 | 09/16/24 | Live | CARRIER | GRANDAIRE | Singlezone Non-Ducted, Wall Placement | 215324920 |  | HRCU-A-CB-O | D5CSHAH18AAK | Mini-Splits | D5FSHAH18XAK |  |  |  | 12.5 | 21.5 | 11 | TRUE | TRUE | TRUE | 18000 | 16600 | 2.55 | 19200 | 2
216021074 | 01/29/25 | Live | Midea Electric Trading | MIDEA | Multizone Mix of Ducted and Non-Ducted | 216021074 |  | HMSV-A-CB | MDV-V24WMN10T | Mixed Ducted and Non-Ducted Indoor Units |  |  |  |  | 11.7 | 17.75 | 9.5 | FALSE | FALSE |  | 22000 | 18000 | 2.52 | 21795 | 2.33
216411314 | 12/01/24 | Live | Samsung Electronics | LENNOX | Singlezone Non-Ducted, Wall Placement | 216411314 |  | HRCU-A-CB-O | MWPD024S6S-1P | Mini-Splits | MWMD024S6-1P |  |  |  | 12.8 | 20 | 9.5 | TRUE | TRUE |  | 22000 | 22000 | 2.22 | 26500 | 2.22
216411309 | 12/01/24 | Live | Samsung Electronics | LENNOX | Singlezone Non-Ducted, Wall Placement | 216411309 |  | HRCU-A-CB-O | MWLD024S6S-1P | Mini-Splits | MWMD024S6-1P |  |  |  | 12.8 | 20 | 9.5 | TRUE | TRUE |  | 22000 | 22000 | 2.22 | 26500 | 2.22
216411308 | 11/27/24 | Live | Samsung Electronics | LENNOX | Singlezone Non-Ducted, Wall Placement | 216411308 |  | HRCU-A-CB-O | MWLD018S6S-1P | Mini-Splits | MWMD018S6-1P |  |  |  | 13.2 | 21 | 9.7 | TRUE | TRUE |  | 18500 | 17500 | 2.33 | 25000 | 1.98
216411307 | 11/27/24 | Live | Samsung Electronics | LENNOX | Singlezone Non-Ducted, Wall Placement | 216411307 |  | HRCU-A-CB-O | MWLD015S6S-1P | Mini-Splits | MWMD015S6-1P |  |  |  | 14.55 | 23 | 11 | TRUE | TRUE |  | 15000 | 14000 | 2.93 | 20000 | 2.44
216411306 | 11/27/24 | Live | Samsung Electronics | LENNOX | Singlezone Non-Ducted, Wall Placement | 216411306 |  | HRCU-A-CB-O | MWLD012S6S-1P | Mini-Splits | MWMD012S6-1P |  |  |  | 14.1 | 24 | 10.5 | TRUE | TRUE |  | 12000 | 10600 | 2.82 | 17000 | 2.26
216411305 | 11/27/24 | Live | Samsung Electronics | LENNOX | Singlezone Non-Ducted, Wall Placement | 216411305 |  | HRCU-A-CB-O | MWLD009S6S-1P | Mini-Splits | MWMD009S6-1P |  |  |  | 16.35 | 25 | 10.5 | TRUE | TRUE |  | 9000 | 9900 | 2.64 | 16000 | 2.23
216011943 | 01/29/25 | Live | Bosch | BOSCH | Singlezone Ducted, Centrally Ducted | 216011943 |  | HSP-A | BPBA-60RCB-M18S | [5 empty] | 11.2 | 19 | 9 | TRUE | TRUE |  | 57000 | 43000 | 2.2 | 43000 | 2.2
216020662 | 01/29/25 | Live | Bosch | BOSCH | Singlezone Ducted, Centrally Ducted | 216020662 |  | HSP-A | BPHA-36RCB-M16S | [5 empty] | 10 | 16 | 8.1 | FALSE | FALSE |  | 34200 | 25000 | 2.11 | 25000 | 2.11
216020663 | 01/29/25 | Live | Bosch | BOSCH | Singlezone Ducted, Centrally Ducted | 216020663 |  | HSP-A | BPHA-60RCB-M16S | [5 empty] | 9 | 16 | 8.5 | TRUE | TRUE |  | 57000 | 40500 | 2.1 | 40500 | 2.1
216605058 | 01/29/25 | Live | Bosch | BOSCH | Singlezone Ducted, Centrally Ducted | 216605058 |  | HRCU-A-CB | BOVA-36RXB-M15S |  | BIWA-36RXB-M16X |  |  |  | 10.2 | 16 | 8.5 | FALSE | FALSE |  | 33600 | 24800 | 2.4 | 24800 | 2.4
216618895 | 01/29/25 | Live | Bosch | BOSCH | Singlezone Ducted, Centrally Ducted | 216618895 |  | HRCU-A-CB | BOVA-36RXB-M15S |  | BIWA-30RXB-M16X |  |  |  | 11.7 | 16 | 8.5 | TRUE | TRUE |  | 28600 | 21800 | 2.5 | 21800 | 2.5
216605059 | 01/29/25 | Live | Bosch | BOSCH | Singlezone Ducted, Centrally Ducted | 216605059 |  | HRCU-A-CB | BOVA-36RXB-M15S |  | BICA-36RXB-M16X |  |  |  | 10.5 | 16 | 8 | FALSE | FALSE |  | 33800 | 24200 | 2.32 | 24200 | 2.32
216618896 | 01/29/25 | Live | Bosch | BOSCH | Singlezone Ducted, Centrally Ducted | 216618896 |  | HRCU-A-CB | BOVA-36RXB-M15S |  | BICA-30RXB-M16X |  |  |  | 10.6 | 16 | 8.5 | TRUE | TRUE |  | 27800 | 21000 | 2.32 | 21000 | 2.32
216618894 | 01/29/25 | Live | Bosch | BOSCH | Singlezone Ducted, Centrally Ducted | 216618894 |  | HRCU-A-CB | BOVA-24RXB-M15S |  | BICA-24RXB-M16X |  |  |  | 11.7 | 16 | 8.5 | TRUE | TRUE |  | 23400 | 20200 | 2.3 | 20200 | 2.3
216618893 | 01/29/25 | Live | Bosch | BOSCH | Singlezone Ducted, Centrally Ducted | 216618893 |  | HRCU-A-CB | BOVA-24RXB-M15S |  | BICA-18RXB-M16X |  |  |  | 11.7 | 16 | 9 | TRUE | TRUE |  | 18000 | 14800 | 2.32 | 14800 | 2.32
216618892 | 01/29/25 | Live | Bosch | BOSCH | Singlezone Ducted, Centrally Ducted | 216618892 |  | HRCU-A-CB | BOVA-24RXB-M15S |  | BIWA-24RXB-M16X |  |  |  | 10.5 | 15.2 | 9 | TRUE | TRUE |  | 23800 | 20200 | 2.4 | 20200 | 2.4
216618891 | 01/29/25 | Live | Bosch | BOSCH | Singlezone Ducted, Centrally Ducted | 216618891 |  | HRCU-A-CB | BOVA-24RXB-M15S |  | BIWA-18RXB-M16X |  |  |  | 11.7 | 16 | 9 | TRUE | TRUE |  | 18000 | 15000 | 2.4 | 15000 | 2.4
215225125 | 08/19/24 | Live | Bosch | BOSCH | Singlezone Ducted, Centrally Ducted | 215225125 |  | HRCU-A-C | BOVA-60RXB-M15S |  | BMAC4860DBTA |  |  |  | 9.5 | 14.3 | 8 | FALSE | FALSE | FALSE | 54000 | 37400 | 2.14 | 37400 | 2.14
215225124 | 08/19/24 | Live | Bosch | BOSCH | Singlezone Ducted, Centrally Ducted | 215225124 |  | HRCU-A-C | BOVA-60RXB-M15S |  | BMAC4860CBTA |  |  |  | 9.5 | 14.3 | 8 | FALSE | FALSE | FALSE | 53000 | 37000 | 2.14 | 37000 | 2.14
215225123 | 08/19/24 | Live | Bosch | BOSCH | Singlezone Ducted, Centrally Ducted | 215225123 |  | HRCU-A-C | BOVA-60RXB-M15S |  | BMAC4248DBTA |  |  |  | 10 | 14.3 | 8 | FALSE | FALSE | FALSE | 45000 | 32800 | 2.2 | 32800 | 2.2
215225122 | 08/19/24 | Live | Bosch | BOSCH | Singlezone Ducted, Centrally Ducted | 215225122 |  | HRCU-A-C | BOVA-60RXB-M15S |  | BMAC4248CBTA |  |  |  | 10 | 14.3 | 8 | FALSE | FALSE | FALSE | 44500 | 32800 | 2.2 | 32800 | 2.2
215225121 | 08/19/24 | Live | Bosch | BOSCH | Singlezone Ducted, Centrally Ducted | 215225121 |  | HRCU-A-C | BOVA-60RXB-M15S |  | BMAC4248BBTA |  |  |  | 10 | 14.3 | 8 | FALSE | FALSE | FALSE | 43500 | 32600 | 2.2 | 32600 | 2.2
215225107 | 08/19/24 | Live | Bosch | BOSCH | Singlezone Ducted, Centrally Ducted | 215225107 |  | HRCU-A-C | BOVA-36RXB-M15S |  | BMAC4248DBTA |  |  |  | 10.2 | 14.3 | 8 | FALSE | FALSE | FALSE | 33200 | 23000 | 2.28 | 23000 | 2.28
215225106 | 08/19/24 | Live | Bosch | BOSCH | Singlezone Ducted, Centrally Ducted | 215225106 |  | HRCU-A-C | BOVA-36RXB-M15S |  | BMAC4248CBTA |  |  |  | 10.2 | 14.3 | 8 | FALSE | FALSE | FALSE | 33200 | 23000 | 2.28 | 23000 | 2.28
215225105 | 08/19/24 | Live | Bosch | BOSCH | Singlezone Ducted, Centrally Ducted | 215225105 |  | HRCU-A-C | BOVA-36RXB-M15S |  | BMAC4248BBTA |  |  |  | 10.2 | 14.3 | 8 | FALSE | FALSE | FALSE | 33200 | 23000 | 2.28 | 23000 | 2.28
215225110 | 08/19/24 | Live | Bosch | BOSCH | Singlezone Ducted, Centrally Ducted | 215225110 |  | HRCU-A-CB | BOVA-60RXB-M15S |  | BIVA-60RCB-M20X |  |  |  | 10 | 16.5 | 8.5 | TRUE | TRUE | TRUE | 55000 | 40000 | 2.32 | 40000 | 2.32
215225108 | 08/19/24 | Live | Bosch | BOSCH | Singlezone Ducted, Centrally Ducted | 215225108 |  | HRCU-A-CB | BOVA-60RXB-M15S |  | BIVA-48RCB-M20X |  |  |  | 11.7 | 17 | 8.5 | TRUE | TRUE | TRUE | 46000 | 38000 | 2.3 | 38000 | 2.3
215225109 | 08/19/24 | Live | Bosch | BOSCH | Singlezone Ducted, Centrally Ducted | 215225109 |  | HRCU-A-CB | BOVA-60RXB-M15S |  | BIVA-36RCB-M20X |  |  |  | 11.7 | 17 | 8.5 | TRUE | TRUE | TRUE | 34200 | 34200 | 2.34 | 34200 | 2.34
215225093 | 08/19/24 | Live | Bosch | BOSCH | Singlezone Ducted, Centrally Ducted | 215225093 |  | HRCU-A-CB | BOVA-36RXB-M15S |  | BIVA-36RCB-M20X |  |  |  | 10.4 | 17 | 8.5 | FALSE | FALSE | TRUE | 34200 | 24600 | 2.34 | 24600 | 2.34
215225094 | 08/19/24 | Live | Bosch | BOSCH | Singlezone Ducted, Centrally Ducted | 215225094 |  | HRCU-A-CB | BOVA-36RXB-M15S |  | BIVA-24RCB-M20X |  |  |  | 11.8 | 18 | 8.5 | TRUE | TRUE | TRUE | 24000 | 21000 | 2.38 | 21000 | 2.38
215225087 | 08/19/24 | Live | Bosch | BOSCH | Singlezone Ducted, Centrally Ducted | 215225087 |  | HRCU-A-CB | BOVA-24RXB-M15S |  | BIVA-24RCB-M20X |  |  |  | 11.7 | 18 | 8.5 | TRUE | TRUE | TRUE | 24000 | 19000 | 2.38 | 19000 | 2.38
215225118 | 08/19/24 | Live | Bosch | BOSCH | Singlezone Ducted, Centrally Ducted | 215225118 |  | HRCU-A-CB | BOVA-60RXB-M15S |  | BIVA-60RXB-M15X |  |  |  | 9.8 | 14.3 | 8 | FALSE | FALSE | FALSE | 54000 | 40500 | 2.26 | 40500 | 2.26
215225117 | 08/19/24 | Live | Bosch | BOSCH | Singlezone Ducted, Centrally Ducted | 215225117 |  | HRCU-A-CB | BOVA-60RXB-M15S |  | BIVA-48RXB-M15X |  |  |  | 10.6 | 14.3 | 8 | FALSE | FALSE | FALSE | 46000 | 38000 | 2.3 | 38000 | 2.3
215225116 | 08/19/24 | Live | Bosch | BOSCH | Singlezone Ducted, Centrally Ducted | 215225116 |  | HRCU-A-CB | BOVA-60RXB-M15S |  | BIVA-36RXB-M15X |  |  |  | 10.6 | 14.6 | 8.2 | FALSE | FALSE | FALSE | 34600 | 28400 | 2.3 | 28400 | 2.3
215225096 | 08/19/24 | Live | Bosch | BOSCH | Singlezone Ducted, Centrally Ducted | 215225096 |  | HRCU-A-CB | BOVA-36RXB-M15S |  | BIVA-36RXB-M15X |  |  |  | 10 | 14.3 | 8 | FALSE | FALSE | FALSE | 34200 | 25000 | 2.3 | 25000 | 2.3
215225095 | 08/19/24 | Live | Bosch | BOSCH | Singlezone Ducted, Centrally Ducted | 215225095 |  | HRCU-A-CB | BOVA-36RXB-M15S |  | BIVA-24RXB-M15X |  |  |  | 11.7 | 15.2 | 8.5 | TRUE | TRUE | TRUE | 24000 | 20600 | 2.28 | 20600 | 2.28
215225088 | 08/19/24 | Live | Bosch | BOSCH | Singlezone Ducted, Centrally Ducted | 215225088 |  | HRCU-A-CB | BOVA-24RXB-M15S |  | BIVA-24RXB-M15X |  |  |  | 10.6 | 15.2 | 8.5 | TRUE | TRUE | TRUE | 24000 | 20000 | 2.24 | 20000 | 2.24
216788537 | 01/28/25 | Live | Midea Electric Trading | DIRECT AIR | Singlezone Ducted, Compact Ducted | 216788537 |  | HRCU-A-CB | DIRM4-48LCDA25-1Z | Mini-Splits | DIRM4-48HP-DU |  |  |  | 10 | 17.1 | 9.8 | FALSE | FALSE |  | 48000 | 39000 | 2.48 | 46500 | 2.35
216788535 | 01/28/25 | Live | Midea Electric Trading | DIRECT AIR | Singlezone Ducted, Compact Ducted | 216788535 |  | HRCU-A-CB | DIRM4-48LCHX-1Z | Mini-Splits | DIRM4-48HP-DU |  |  |  | 10.4 | 16.7 | 10.8 | FALSE | FALSE |  | 48000 | 45000 | 2.61 | 45500 | 2.4
216788534 | 01/28/25 | Live | Midea Electric Trading | DIRECT AIR | Singlezone Non-Ducted, Wall Placement | 216788534 |  | HRCU-A-CB-O | DIRM4-48LCHX-1Z | Mini-Splits | DIRM4-48HP-CA |  |  |  | 10 | 18 | 11 | FALSE | FALSE |  | 48000 | 44000 | 2.44 | 48000 | 2.17
216788533 | 01/28/25 | Live | Midea Electric Trading | DIRECT AIR | Singlezone Ducted, Compact Ducted | 216788533 |  | HRCU-A-CB | DIRM4-36LCDA25-1Z | Mini-Splits | DIRM4-36HP-DU |  |  |  | 10.1 | 18.7 | 10.2 | FALSE | FALSE |  | 36000 | 27400 | 2.73 | 31000 | 2.39
216788532 | 01/28/25 | Live | Midea Electric Trading | DIRECT AIR | Singlezone Non-Ducted, Wall Placement | 216788532 |  | HRCU-A-CB-O | DIRM4-36LCDA25-1Z | Mini-Splits | DIRM4-36HP-CA |  |  |  | 9.6 | 20 | 10.3 | FALSE | FALSE |  | 36000 | 26800 | 2.68 | 28100 | 2.22
216788531 | 01/28/25 | Live | Midea Electric Trading | DIRECT AIR | Singlezone Ducted, Compact Ducted | 216788531 |  | HRCU-A-CB | DIRM4-36LCHX-1Z | Mini-Splits | DIRM4-36HP-DU |  |  |  | 12 | 17.7 | 11.1 | FALSE | FALSE |  | 36000 | 31600 | 2.73 | 40000 | 2.29
216788530 | 01/28/25 | Live | Midea Electric Trading | DIRECT AIR | Singlezone Non-Ducted, Wall Placement | 216788530 |  | HRCU-A-CB-O | DIRM4-36LCHX-1Z | Mini-Splits | DIRM4-36HP-CA |  |  |  | 12 | 21.2 | 10.6 | FALSE | FALSE |  | 36600 | 30600 | 2.56 | 46200 | 2.17
216788529 | 01/28/25 | Live | Midea Electric Trading | DIRECT AIR | Singlezone Ducted, Compact Ducted | 216788529 |  | HRCU-A-CB | DIRM4-24DA25-1Z | Mini-Splits | DIRM4-24HP-DU |  |  |  | 12.5 | 19 | 11 | FALSE | FALSE |  | 24000 | 21200 | 2.6 | 21600 | 2.56
216788528 | 01/28/25 | Live | Midea Electric Trading | DIRECT AIR | Singlezone Non-Ducted, Wall Placement | 216788528 |  | HRCU-A-CB-O | DIRM4-24DA25-1Z | Mini-Splits | DIRM4-24HP-CA |  |  |  | 12 | 22 | 10.5 | FALSE | FALSE |  | 24000 | 20400 | 2.73 | 20500 | 2.55
216788527 | 01/28/25 | Live | Midea Electric Trading | DIRECT AIR | Singlezone Ducted, Compact Ducted | 216788527 |  | HRCU-A-CB | DIRM4-24HXPRO28-1Z | Mini-Splits | DIRM4-24HP-DU |  |  |  | 12 | 19 | 11.7 | FALSE | FALSE |  | 24000 | 21600 | 2.71 | 23600 | 2.48
216788526 | 01/28/25 | Live | Midea Electric Trading | DIRECT AIR | Singlezone Non-Ducted, Wall Placement | 216788526 |  | HRCU-A-CB-O | DIRM4-24HXPRO28-1Z | Mini-Splits | DIRM4-24HP-CA |  |  |  | 12 | 20.7 | 11.6 | FALSE | FALSE |  | 23400 | 20400 | 2.78 | 23900 | 2.48
216788525 | 01/28/25 | Live | Midea Electric Trading | DIRECT AIR | Singlezone Ducted, Compact Ducted | 216788525 |  | HRCU-A-CB | DIRM4-18DA25-1Z | Mini-Splits | DIRM4-18HP-DUV |  |  |  | 13.3 | 20 | 11.3 | FALSE | FALSE |  | 17500 | 14900 | 2.89 | 15900 | 2.65
216788524 | 01/28/25 | Live | Midea Electric Trading | DIRECT AIR | Singlezone Ducted, Compact Ducted | 216788524 |  | HRCU-A-CB | DIRM4-18DA25-1Z | Mini-Splits | DIRM4-18HP-DUH |  |  |  | 13.3 | 20 | 11.3 | FALSE | FALSE |  | 17500 | 14900 | 2.89 | 15900 | 2.65
216788523 | 01/28/25 | Live | Midea Electric Trading | DIRECT AIR | Singlezone Non-Ducted, Ceiling Placement | 216788523 |  | HRCU-A-CB-O | DIRM4-18DA25-1Z | Mini-Splits | DIRM4-18HP-CA |  |  |  | 12.5 | 20.7 | 11.4 | FALSE | FALSE |  | 16800 | 13900 | 2.66 | 14800 | 2.36
216788522 | 01/28/25 | Live | Midea Electric Trading | DIRECT AIR | Singlezone Ducted, Compact Ducted | 216788522 |  | HRCU-A-CB | DIRM4-18HXPRO28-1Z | Mini-Splits | DIRM4-18HP-DUV |  |  |  | 12 | 18.4 | 11.1 | FALSE | FALSE |  | 17500 | 15000 | 2.89 | 20000 | 2.5
216788521 | 01/28/25 | Live | Midea Electric Trading | DIRECT AIR | Singlezone Ducted, Compact Ducted | 216788521 |  | HRCU-A-CB | DIRM4-18HXPRO28-1Z | Mini-Splits | DIRM4-18HP-DUH |  |  |  | 12 | 18.4 | 11.1 | FALSE | FALSE |  | 17500 | 15000 | 2.89 | 20000 | 2.5
216788520 | 01/28/25 | Live | Midea Electric Trading | DIRECT AIR | Singlezone Non-Ducted, Ceiling Placement | 216788520 |  | HRCU-A-CB-O | DIRM4-18HXPRO28-1Z | Mini-Splits | DIRM4-18HP-CA |  |  |  | 12.5 | 20 | 12.3 | FALSE | FALSE |  | 16000 | 14900 | 2.7 | 18000 | 2.1
216788519 | 01/28/25 | Live | Midea Electric Trading | DIRECT AIR | Singlezone Ducted, Compact Ducted | 216788519 |  | HRCU-A-CB | DIRM4-12DA25-1Z | Mini-Splits | DIRM4-12HP-DUV |  |  |  | 12 | 19.5 | 10.5 | FALSE | FALSE |  | 12000 | 9100 | 2.78 | 9800 | 2.52
216788518 | 01/28/25 | Live | Midea Electric Trading | DIRECT AIR | Singlezone Ducted, Compact Ducted | 216788518 |  | HRCU-A-CB | DIRM4-12DA25-1Z | Mini-Splits | DIRM4-12HP-DUH |  |  |  | 12 | 19.5 | 10.5 | FALSE | FALSE |  | 12000 | 9100 | 2.78 | 9800 | 2.52
216788517 | 01/28/25 | Live | Midea Electric Trading | DIRECT AIR | Singlezone Non-Ducted, Ceiling Placement | 216788517 |  | HRCU-A-CB-O | DIRM4-12DA25-1Z | Mini-Splits | DIRM4-12HP-CA |  |  |  | 12.5 | 21.1 | 10.4 | FALSE | FALSE |  | 12000 | 8500 | 2.8 | 9300 | 2.55
216788516 | 01/28/25 | Live | Midea Electric Trading | DIRECT AIR | Singlezone Ducted, Compact Ducted | 216788516 |  | HRCU-A-CB | DIRM4-12HXPRO28-1Z | Mini-Splits | DIRM4-12HP-DUV |  |  |  | 12 | 20 | 10.6 | FALSE | FALSE |  | 12000 | 10200 | 2.6 | 14000 | 2.31
216788515 | 01/28/25 | Live | Midea Electric Trading | DIRECT AIR | Singlezone Ducted, Compact Ducted | 216788515 |  | HRCU-A-CB | DIRM4-12HXPRO28-1Z | Mini-Splits | DIRM4-12HP-DUH |  |  |  | 12 | 20 | 10.6 | FALSE | FALSE |  | 12000 | 10200 | 2.6 | 14000 | 2.31
216788514 | 01/28/25 | Live | Midea Electric Trading | DIRECT AIR | Singlezone Non-Ducted, Ceiling Placement | 216788514 |  | HRCU-A-CB-O | DIRM4-12HXPRO28-1Z | Mini-Splits | DIRM4-12HP-CA |  |  |  | 12.5 | 22.2 | 11.6 | FALSE | FALSE |  | 12000 | 10000 | 2.74 | 12900 | 2.14
216788513 | 01/28/25 | Live | Midea Electric Trading | DIRECT AIR | Singlezone Ducted, Compact Ducted | 216788513 |  | HRCU-A-CB | DIRM4-09DA25-1Z | Mini-Splits | DIRM4-09HP-DUV |  |  |  | 13 | 19.7 | 11.5 | FALSE | FALSE |  | 9000 | 9300 | 2.9 | 9800 | 2.56
216788512 | 01/28/25 | Live | Midea Electric Trading | DIRECT AIR | Singlezone Ducted, Compact Ducted | 216788512 |  | HRCU-A-CB | DIRM4-09DA25-1Z | Mini-Splits | DIRM4-09HP-DUH |  |  |  | 13 | 19.7 | 11.5 | FALSE | FALSE |  | 9000 | 9300 | 2.9 | 9800 | 2.56
216788511 | 01/28/25 | Live | Midea Electric Trading | DIRECT AIR | Singlezone Non-Ducted, Wall Placement | 216788511 |  | HRCU-A-CB-O | DIRM4-09DA25-1Z | Mini-Splits | DIRM4-09HP-CO |  |  |  | 16.2 | 26 | 13.9 | FALSE | FALSE |  | 9000 | 9000 | 2.9 | 9600 | 2.49
216788510 | 01/28/25 | Live | Midea Electric Trading | DIRECT AIR | Singlezone Non-Ducted, Ceiling Placement | 216788510 |  | HRCU-A-CB-O | DIRM4-09DA25-1Z | Mini-Splits | DIRM4-09HP-CA |  |  |  | 14.3 | 21.6 | 11.3 | FALSE | FALSE |  | 9000 | 8500 | 2.8 | 9300 | 2.55
216788509 | 01/28/25 | Live | Midea Electric Trading | DIRECT AIR | Singlezone Ducted, Compact Ducted | 216788509 |  | HRCU-A-CB | DIRM4-09HXPRO28-1Z | Mini-Splits | DIRM4-09HP-DUV |  |  |  | 14 | 20.5 | 13.8 | FALSE | FALSE |  | 9000 | 10200 | 2.45 | 12600 | 1.94
216788508 | 01/28/25 | Live | Midea Electric Trading | DIRECT AIR | Singlezone Ducted, Compact Ducted | 216788508 |  | HRCU-A-CB | DIRM4-09HXPRO28-1Z | Mini-Splits | DIRM4-09HP-DUH |  |  |  | 14 | 20.5 | 13.8 | FALSE | FALSE |  | 9000 | 10200 | 2.45 | 12600 | 1.94
216788507 | 01/28/25 | Live | Midea Electric Trading | DIRECT AIR | Singlezone Non-Ducted, Wall Placement | 216788507 |  | HRCU-A-CB-O | DIRM4-09HXPRO28-1Z | Mini-Splits | DIRM4-09HP-CO |  |  |  | 15.1 | 27.2 | 10.9 | FALSE | FALSE |  | 9000 | 9800 | 2.71 | 12200 | 2.17
216788506 | 01/28/25 | Live | Midea Electric Trading | DIRECT AIR | Singlezone Non-Ducted, Ceiling Placement | 216788506 |  | HRCU-A-CB-O | DIRM4-09HXPRO28-1Z | Mini-Splits | DIRM4-09HP-CA |  |  |  | 14 | 22.6 | 12.1 | FALSE | FALSE |  | 9000 | 9700 | 2.63 | 12600 | 2.1
216790061 | 01/28/25 | Live | Midea Electric Trading | DIRECT AIR | Singlezone Ducted, Centrally Ducted | 216790061 |  | HRCU-A-C | DIRM4-36CS19-OU |  | DIRM4-3621MAGICP20-CCOIL* |  |  |  | 8.5 | 14.3 | 8.3 | FALSE | FALSE |  | 35000 | 24200 | 2.42 | 28000 | 1.91
216790059 | 01/28/25 | Live | Midea Electric Trading | DIRECT AIR | Singlezone Ducted, Centrally Ducted | 216790059 |  | HRCU-A-C | DIRM4-36MAGICPRO20-OU |  | DIRM4-3621MAGICP20-CCOIL* |  |  |  | 10.7 | 15.8 | 9.4 | TRUE | TRUE |  | 36000 | 29200 | 2.5 | 39000 | 2.18
216790058 | 01/28/25 | Live | Midea Electric Trading | DIRECT AIR | Singlezone Ducted, Centrally Ducted | 216790058 |  | HRCU-A-C | DIRM4-30MAGICPRO20-OU |  | DIRM4-3621MAGICP20-CCOIL* |  |  |  | 10 | 16 | 9.5 | TRUE | TRUE |  | 29000 | 25000 | 2.4 | 33600 | 2.05
216790057 | 01/28/25 | Live | Midea Electric Trading | DIRECT AIR | Singlezone Ducted, Centrally Ducted | 216790057 |  | HRCU-A-C | DIRM4-30MAGICPRO20-OU |  | DIRM4-3617MAGICP20-CCOIL* |  |  |  | 10 | 16 | 9.5 | TRUE | TRUE |  | 29000 | 25000 | 2.4 | 33600 | 2.05
216790056 | 01/28/25 | Live | Midea Electric Trading | DIRECT AIR | Singlezone Ducted, Centrally Ducted | 216790056 |  | HRCU-A-C | DIRM4-36CS19-OU |  | DIRM4-3617MAGICP20-CCOIL |  |  |  | 8.5 | 14.3 | 8.3 | FALSE | FALSE |  | 35000 | 24200 | 2.42 | 28000 | 1.91
216790054 | 01/28/25 | Live | Midea Electric Trading | DIRECT AIR | Singlezone Ducted, Centrally Ducted | 216790054 |  | HRCU-A-C | DIRM4-36MAGICPRO20-OU |  | DIRM4-3617MAGICP20-CCOIL |  |  |  | 10.7 | 15.8 | 9.4 | TRUE | TRUE |  | 36000 | 29200 | 2.5 | 39000 | 2.18
216790053 | 01/28/25 | Live | Midea Electric Trading | DIRECT AIR | Singlezone Ducted, Centrally Ducted | 216790053 |  | HRCU-A-C | DIRM4-30MAGICPRO20-OU |  | DIRM4-3614MAGICP20-CCOIL |  |  |  | 10 | 15.3 | 9.3 | TRUE | TRUE |  | 30000 | 24000 | 2.36 | 31700 | 2
215876499 | 01/24/25 | Live | AUX CLOUD COMMERCE(USA) INC | AUX | Singlezone Non-Ducted, Wall Placement | 215876499 |  | HRCU-A-CB-O | AJAN36HP230V2CO | Mini-Splits | AJAN36HP230V2CH |  |  |  | 10.1 | 20 | 8.5 | FALSE | FALSE |  | 33600 | 23600 | 2.57 | 24000 | 2.27
216050938 | 01/29/25 | Live | AUX CLOUD COMMERCE(USA) INC | AUX | Multizone Mix of Ducted and Non-Ducted | 216050938 |  | HMSV-A-CB | ASPR42HPMULO | Mixed Ducted and Non-Ducted Indoor Units |  |  |  |  | 11.6 | 21 | 9.6 | FALSE | FALSE |  | 37000 | 31800 | 2.3 | 31800 | 2.1
216050937 | 01/29/25 | Live | AUX CLOUD COMMERCE(USA) INC | AUX | Multizone Mix of Ducted and Non-Ducted | 216050937 |  | HMSV-A-CB | ASPR36HPMULO | Mixed Ducted and Non-Ducted Indoor Units |  |  |  |  | 11.95 | 21.5 | 10 | FALSE | FALSE |  | 36000 | 28800 | 2.43 | 28800 | 2.2
215405092 | 01/28/25 | Live | AUX CLOUD COMMERCE(USA) INC | AUX | Singlezone Non-Ducted, Wall Placement | 215405092 |  | HRCU-A-CB-O | ASW-H36I9B2/*R3DI-B8 | Mini-Splits | ASW-H36I9B2/*R3DI-B8 |  |  |  | 10.1 | 20 | 8.5 | FALSE | FALSE |  | 33600 | 23600 | 2.57 | 24000 | 2.27
215876553 | 01/28/25 | Live | GE Appliances, a Haier company | GE APPLIANCES | Singlezone Non-Ducted, Wall Placement | 215876553 |  | HRCU-A-CB-O | 1G18ED2BE** | Mini-Splits | GS18WP2BE** |  |  |  | 12 | 20.5 | 10 | TRUE | TRUE |  | 17000 | 12000 | 2.62 | 13200 | 2.19
215876552 | 01/28/25 | Live | GE Appliances, a Haier company | GE APPLIANCES | Singlezone Non-Ducted, Wall Placement | 215876552 |  | HRCU-A-CB-O | 1G12ED2BE** | Mini-Splits | GS12WP2BE** |  |  |  | 12.5 | 25 | 11 | TRUE | TRUE |  | 12000 | 8700 | 2.2 | 9570 | 1.83
215876551 | 01/28/25 | Live | GE Appliances, a Haier company | GE APPLIANCES | Singlezone Non-Ducted, Wall Placement | 215876551 |  | HRCU-A-CB-O | 1G09ED2BE** | Mini-Splits | GS09WP2BE** |  |  |  | 12.5 | 27 | 11 | TRUE | TRUE |  | 9000 | 6000 | 3.2 | 6600 | 2.65
215565289 | 01/28/25 | Live | GE Appliances, a Haier company | GE APPLIANCES | Singlezone Non-Ducted, Wall Placement | 215565289 |  | HRCU-A-CB-O | 1G12CB1BE** | Mini-Splits | GS12WB1BE** |  |  |  | 12 | 20 | 9.5 | TRUE | FALSE |  | 11500 | 7800 | 2.63 | 8580 | 2.19
215565288 | 01/28/25 | Live | GE Appliances, a Haier company | GE APPLIANCES | Singlezone Non-Ducted, Wall Placement | 215565288 |  | HRCU-A-CB-O | 1G09CB1BE** | Mini-Splits | GS09WB1BE** |  |  |  | 12 | 20 | 9.5 | TRUE | TRUE |  | 9000 | 6400 | 2.76 | 7040 | 2.29
215876550 | 01/28/25 | Live | GE Appliances, a Haier company | HAIER | Singlezone Non-Ducted, Wall Placement | 215876550 |  | HRCU-A-CB-O | 1Q18RT2BE** | Mini-Splits | QS18WP2BE** |  |  |  | 12 | 20.5 | 10 | TRUE | TRUE |  | 17000 | 12000 | 2.62 | 13200 | 2.19
215876549 | 01/28/25 | Live | GE Appliances, a Haier company | HAIER | Singlezone Non-Ducted, Wall Placement | 215876549 |  | HRCU-A-CB-O | 1Q12RT2BE** | Mini-Splits | QS12WP2BE** |  |  |  | 12.5 | 25 | 11 | TRUE | TRUE |  | 12000 | 8700 | 2.2 | 9570 | 1.83
215876548 | 01/28/25 | Live | GE Appliances, a Haier company | HAIER | Singlezone Non-Ducted, Wall Placement | 215876548 |  | HRCU-A-CB-O | 1Q09RT2BE** | Mini-Splits | QS09WP2BE** |  |  |  | 12.5 | 27 | 11 | TRUE | TRUE |  | 9000 | 6000 | 3.2 | 6600 | 2.65
215564828 | 01/28/25 | Live | GE Appliances, a Haier company | HAIER | Singlezone Non-Ducted, Wall Placement | 215564828 |  | HRCU-A-CB-O | 1Q12TE1BE** | Mini-Splits | QS12WB1BE** |  |  |  | 12 | 20 | 9.5 | TRUE | FALSE |  | 11500 | 7800 | 2.63 | 8580 | 2.19
215564827 | 01/28/25 | Live | GE Appliances, a Haier company | HAIER | Singlezone Non-Ducted, Wall Placement | 215564827 |  | HRCU-A-CB-O | 1Q09TE1BE** | Mini-Splits | QS09WB1BE** |  |  |  | 12 | 20 | 9.5 | TRUE | TRUE |  | 9000 | 6400 | 2.76 | 7040 | 2.29
216759920 | 01/29/25 | Live | Midea Electric Trading | ECO-AIR | Singlezone Ducted, Centrally Ducted | 216759920 |  | HRCU-A-C | ECUO-60H |  | ECCC-60U |  |  |  | 10 | 16 | 8.5 | TRUE | TRUE |  | 52000 | 37800 | 2.46 | 50000 | 2.02
216759925 | 01/29/25 | Live | Midea Electric Trading | ECO-AIR | Singlezone Ducted, Centrally Ducted | 216759925 |  | HRCU-A-CB | ECUO-36E |  | ECPA-36U |  |  |  | 9.2 | 15.4 | 8.7 | TRUE | TRUE |  | 36000 | 24600 | 2.5 | 32000 | 2.29
216759921 | 01/29/25 | Live | Midea Electric Trading | ECO-AIR | Singlezone Ducted, Centrally Ducted | 216759921 |  | HRCU-A-C | ECUO-60H |  | ECCD-60U |  |  |  | 10 | 15.2 | 8.1 | TRUE | TRUE |  | 47000 | 36000 | 2.14 | 48000 | 2
216759922 | 01/29/25 | Live | Midea Electric Trading | ECO-AIR | Singlezone Ducted, Centrally Ducted | 216759922 |  | HRCU-A-CB | ECUO-18E |  | ECPA-18U |  |  |  | 11.5 | 16.8 | 8.8 | FALSE | FALSE |  | 18000 | 11800 | 2.7 | 13400 | 2.3
216759924 | 01/29/25 | Live | Midea Electric Trading | ECO-AIR | Singlezone Ducted, Centrally Ducted | 216759924 |  | HRCU-A-CB | ECUO-30E |  | ECPA-30U |  |  |  | 10.5 | 16.6 | 8.1 | FALSE | FALSE |  | 30000 | 19000 | 2.47 | 20000 | 2.12
216759923 | 01/29/25 | Live | Midea Electric Trading | ECO-AIR | Singlezone Ducted, Centrally Ducted | 216759923 |  | HRCU-A-CB | ECUO-24E |  | ECPA-24U |  |  |  | 10 | 16 | 9 | TRUE | TRUE |  | 24000 | 19800 | 2.5 | 20000 | 2
216720982 | 01/29/25 | Live | Midea Electric Trading | MIDEA | Singlezone Ducted, Centrally Ducted | 216720982 |  | HRCU-A-CB | MOE30-60HFN10-M2P |  | MVBC-60HWFN10-MD2P |  |  |  | 9.5 | 16 | 9.1 | FALSE | FALSE |  | 55000 | 40500 | 2.6 | 41500 | 2.2
216720981 | 01/29/25 | Live | Midea Electric Trading | MIDEA | Singlezone Ducted, Centrally Ducted | 216720981 |  | HRCU-A-CB | MOE30-48HFN10-M2P |  | MVBC-48HWFN10-MD2P |  |  |  | 10 | 17.7 | 10 | TRUE | TRUE |  | 48000 | 40000 | 2.6 | 41000 | 2.28
216720980 | 01/29/25 | Live | Midea Electric Trading | MIDEA | Singlezone Ducted, Centrally Ducted | 216720980 |  | HRCU-A-CB | MOD30-36HFN10-M2P |  | MVBC-36HWFN10-MC2P |  |  |  | 9 | 15.8 | 9.3 | FALSE | FALSE |  | 36000 | 25000 | 2.4 | 27000 | 2.15
216759907 | 01/29/25 | Live | Midea Electric Trading | ECO-AIR | Singlezone Ducted, Centrally Ducted | 216759907 |  | HRCU-A-C | ECUO-30E |  | ECCC-36U |  |  |  | 10 | 16 | 8.5 | TRUE | TRUE |  | 29000 | 20000 | 2.44 | 25000 | 2.5
216732471 | 01/29/25 | Live | Midea Electric Trading | INNOVAIR | Singlezone Ducted, Centrally Ducted | 216732471 |  | HRCU-A-C | SOV30H2BA |  | MAC36H2124B |  |  |  | 10 | 16 | 8.5 | TRUE | TRUE |  | 29000 | 20000 | 2.44 | 25000 | 2.5
216760044 | 01/29/25 | Live | Midea Electric Trading | MULTI MFG | Singlezone Ducted, Centrally Ducted | 216760044 |  | HRCU-A-CB | HHS-18HD-B |  | 18MUC0-HP-B |  |  |  | 12.1 | 19.3 | 10.8 | FALSE | FALSE |  | 18000 | 15300 | 2.72 | 19600 | 2.4
216760042 | 01/29/25 | Live | Midea Electric Trading | MULTI MFG | Singlezone Ducted, Centrally Ducted | 216760042 |  | HRCU-A-CB | HES-30HD-B |  | 30MUC0-HP-B |  |  |  | 11 | 18.6 | 8.7 | FALSE | FALSE |  | 30000 | 18200 | 2.42 | 23900 | 2.61
216760043 | 01/29/25 | Live | Midea Electric Trading | MULTI MFG | Singlezone Ducted, Centrally Ducted | 216760043 |  | HRCU-A-CB | HES-36HD-B |  | 36MUC0-HP-B |  |  |  | 10.2 | 16.7 | 9.3 | FALSE | FALSE |  | 36000 | 24800 | 2.62 | 31400 | 2.2
216760031 | 01/29/25 | Live | Midea Electric Trading | MULTI MFG | Singlezone Ducted, Centrally Ducted | 216760031 |  | HRCU-A-CB | HES-48HD-B |  | 48MPHP0-M-B |  |  |  | 10 | 16 | 8.5 | FALSE | FALSE |  | 48000 | 32400 | 2.46 | 35400 | 2
216760030 | 01/29/25 | Live | Midea Electric Trading | MULTI MFG | Singlezone Ducted, Centrally Ducted | 216760030 |  | HRCU-A-CB | HES-36HD-B |  | 36MPHP0-M-B |  |  |  | 10 | 16.1 | 8.7 | FALSE | FALSE |  | 36000 | 24800 | 2.6 | 26200 | 2.19
216760029 | 01/29/25 | Live | Midea Electric Trading | MULTI MFG | Singlezone Ducted, Centrally Ducted | 216760029 |  | HRCU-A-CB | HES-30HD-B |  | 30MPHP0-M-B |  |  |  | 10.7 | 17 | 8.5 | FALSE | FALSE |  | 30000 | 18500 | 2.4 | 20200 | 2.26
216760028 | 01/29/25 | Live | Midea Electric Trading | MULTI MFG | Singlezone Ducted, Centrally Ducted | 216760028 |  | HRCU-A-CB | HES-24HD-B |  | 24MPHP0-M-B |  |  |  | 11 | 18.1 | 9.7 | FALSE | FALSE |  | 24000 | 20000 | 2.42 | 22200 | 2.24
216760027 | 01/29/25 | Live | Midea Electric Trading | MULTI MFG | Singlezone Ducted, Centrally Ducted | 216760027 |  | HRCU-A-CB | HES-18HD-B |  | 18MPHP0-M-B |  |  |  | 11 | 18.8 | 9.1 | FALSE | FALSE |  | 18000 | 12600 | 2.6 | 12600 | 2.2
216760039 | 01/29/25 | Live | Midea Electric Trading | MULTI MFG | Singlezone Ducted, Centrally Ducted | 216760039 |  | HRCU-A-CB | HHS-60HD-B |  | 60MPHP0-M-B |  |  |  | 10 | 16 | 9 | FALSE | FALSE |  | 54000 | 45000 | 2.4 | 50400 | 2.3
216760038 | 01/29/25 | Live | Midea Electric Trading | MULTI MFG | Singlezone Ducted, Centrally Ducted | 216760038 |  | HRCU-A-CB | HHS-48HD-B |  | 48MPHP0-M-B |  |  |  | 10.5 | 16.5 | 9.5 | FALSE | FALSE |  | 48000 | 37000 | 2.7 | 38300 | 2.02
216760037 | 01/29/25 | Live | Midea Electric Trading | MULTI MFG | Singlezone Ducted, Centrally Ducted | 216760037 |  | HRCU-A-CB | HHS-42HD-B |  | 42MPHP0-M-B |  |  |  | 11.7 | 16.7 | 9.5 | FALSE | FALSE |  | 42000 | 37000 | 2.7 | 38300 | 2.02
216760036 | 01/29/25 | Live | Midea Electric Trading | MULTI MFG | Singlezone Ducted, Centrally Ducted | 216760036 |  | HRCU-A-CB | HHS-36HD-B |  | 36MPHP0-M-B |  |  |  | 11.7 | 17.4 | 10.3 | FALSE | FALSE |  | 36000 | 31800 | 2.54 | 41000 | 2.03
216760026 | 01/29/25 | Live | Midea Electric Trading | MULTI MFG | Singlezone Ducted, Centrally Ducted | 216760026 |  | HRCU-A-CB | 24MSZ-M-B |  | 24MPHP0-S-B |  |  |  | 11.7 | 19.7 | 9 | FALSE | FALSE |  | 24000 | 17600 | 2.4 | 23200 | 2.55
216760025 | 01/29/25 | Live | Midea Electric Trading | MULTI MFG | Singlezone Ducted, Centrally Ducted | 216760025 |  | HRCU-A-CB | 18MSZ-M-B |  | 18MPHP0-S-B |  |  |  | 12.1 | 18.5 | 9.8 | FALSE | FALSE |  | 18000 | 13200 | 2.6 | 14800 | 2.48
216760051 | 01/29/25 | Live | Midea Electric Trading | MULTI MFG | Singlezone Ducted, Centrally Ducted | 216760051 |  | HRCU-A-CB | HES-36HD-B |  | 36HSHP0-C-M-B |  |  |  | 9.2 | 15.4 | 8.7 | FALSE | FALSE |  | 36000 | 24600 | 2.5 | 32000 | 2.29
216760048 | 01/29/25 | Live | Midea Electric Trading | MULTI MFG | Singlezone Ducted, Centrally Ducted | 216760048 |  | HRCU-A-CB | HES-18HD-B |  | 18HSHP0-C-M-B |  |  |  | 11.5 | 16.8 | 8.8 | FALSE | FALSE |  | 18000 | 11800 | 2.7 | 13400 | 2.3
216760055 | 01/29/25 | Live | Midea Electric Trading | MULTI MFG | Singlezone Ducted, Centrally Ducted | 216760055 |  | HRCU-A-CB | HHS-36HD-B |  | 36HSHP0-C-M-B |  |  |  | 10.2 | 15.4 | 9.8 | FALSE | FALSE |  | 36000 | 31200 | 2.34 | 38000 | 2.06
216760054 | 01/29/25 | Live | Midea Electric Trading | MULTI MFG | Singlezone Ducted, Centrally Ducted | 216760054 |  | HRCU-A-CB | HHS-30HD-B |  | 30HSHP0-C-M-B |  |  |  | 11 | 16.3 | 9.5 | FALSE | FALSE |  | 30000 | 24000 | 2.5 | 34800 | 2.33
216760050 | 01/29/25 | Live | Midea Electric Trading | MULTI MFG | Singlezone Ducted, Centrally Ducted | 216760050 |  | HRCU-A-CB | HES-30HD-B |  | 30HSHP0-C-M-B |  |  |  | 10.5 | 16.6 | 8.1 | FALSE | FALSE |  | 30000 | 19000 | 2.47 | 20000 | 2.12
216760049 | 01/29/25 | Live | Midea Electric Trading | MULTI MFG | Singlezone Ducted, Centrally Ducted | 216760049 |  | HRCU-A-CB | HES-24HD-B |  | 24HSHP0-C-M-B |  |  |  | 10 | 16 | 9 | FALSE | FALSE |  | 24000 | 19800 | 2.5 | 20000 | 2
216760053 | 01/29/25 | Live | Midea Electric Trading | MULTI MFG | Singlezone Ducted, Centrally Ducted | 216760053 |  | HRCU-A-CB | HHS-24HD-B |  | 24HSHP0-C-M-B |  |  |  | 10.8 | 17.5 | 9.2 | FALSE | FALSE |  | 24000 | 19800 | 2.5 | 23000 | 2.1
216760052 | 01/29/25 | Live | Midea Electric Trading | MULTI MFG | Singlezone Ducted, Centrally Ducted | 216760052 |  | HRCU-A-CB | HHS-18HD-B |  | 18HSHP0-C-M-B |  |  |  | 12 | 16.8 | 10.5 | FALSE | FALSE |  | 18000 | 15000 | 2.3 | 23000 | 2.1
216760045 | 01/29/25 | Live | Midea Electric Trading | MULTI MFG | Singlezone Ducted, Centrally Ducted | 216760045 |  | HRCU-A-CB | HHS-24HD-B |  | 24MUC0-HP-B |  |  |  | 10.8 | 17.5 | 10.5 | FALSE | FALSE |  | 24000 | 20800 | 2.8 | 21800 | 2.34
216760047 | 01/29/25 | Live | Midea Electric Trading | MULTI MFG | Singlezone Ducted, Centrally Ducted | 216760047 |  | HRCU-A-CB | HHS-36HD-B |  | 36MUC0-HP-B |  |  |  | 11.2 | 16.8 | 9.6 | FALSE | FALSE |  | 36000 | 30200 | 1.86 | 40000 | 2.17
216760046 | 01/29/25 | Live | Midea Electric Trading | MULTI MFG | Singlezone Ducted, Centrally Ducted | 216760046 |  | HRCU-A-CB | HHS-30HD-B |  | 30MUC0-HP-B |  |  |  | 11.7 | 17.5 | 10.2 | FALSE | FALSE |  | 30000 | 23200 | 2.6 | 31900 | 2.25
216760040 | 01/29/25 | Live | Midea Electric Trading | MULTI MFG | Singlezone Ducted, Centrally Ducted | 216760040 |  | HRCU-A-CB | HES-18HD-B |  | 18MUC0-HP-B |  |  |  | 11.5 | 18.5 | 9.4 | FALSE | FALSE |  | 18000 | 12600 | 2.7 | 12600 | 2.34
216760041 | 01/29/25 | Live | Midea Electric Trading | MULTI MFG | Singlezone Ducted, Centrally Ducted | 216760041 |  | HRCU-A-CB | HES-24HD-B |  | 24MUC0-HP-B |  |  |  | 10.8 | 17.4 | 10.4 | FALSE | FALSE |  | 24000 | 20800 | 2.8 | 21800 | 2.34
216760032 | 01/29/25 | Live | Midea Electric Trading | MULTI MFG | Singlezone Ducted, Centrally Ducted | 216760032 |  | HRCU-A-CB | HES-60HD-B |  | 60MPHP0-M-B |  |  |  | 8.6 | 15.2 | 8.4 | FALSE | FALSE |  | 54000 | 33000 | 2.34 | 35800 | 1.96
216759906 | 01/29/25 | Live | Midea Electric Trading | ECO-AIR | Singlezone Ducted, Centrally Ducted | 216759906 |  | HRCU-A-C | ECUO-30E |  | ECCB-36U |  |  |  | 10 | 16 | 8.5 | TRUE | TRUE |  | 29000 | 20000 | 2.44 | 25000 | 2.5
216759909 | 01/29/25 | Live | Midea Electric Trading | ECO-AIR | Singlezone Ducted, Centrally Ducted | 216759909 |  | HRCU-A-C | ECUO-36E |  | ECCC-36U |  |  |  | 8.5 | 14.3 | 8.3 | FALSE | FALSE |  | 35000 | 24200 | 2.42 | 28000 | 1.91
216759908 | 01/29/25 | Live | Midea Electric Trading | ECO-AIR | Singlezone Ducted, Centrally Ducted | 216759908 |  | HRCU-A-C | ECUO-36E |  | ECCB-36U |  |  |  | 8.5 | 14.3 | 8.3 | FALSE | FALSE |  | 35000 | 24200 | 2.42 | 28000 | 1.91
216759917 | 01/29/25 | Live | Midea Electric Trading | ECO-AIR | Singlezone Ducted, Centrally Ducted | 216759917 |  | HRCU-A-C | ECUO-30H |  | ECCC-36U |  |  |  | 10 | 16 | 9.5 | TRUE | TRUE |  | 29000 | 25000 | 2.4 | 33600 | 2.05
216759915 | 01/29/25 | Live | Midea Electric Trading | ECO-AIR | Singlezone Ducted, Centrally Ducted | 216759915 |  | HRCU-A-C | ECUO-30H |  | ECCB-36U |  |  |  | 10 | 16 | 9.5 | TRUE | TRUE |  | 29000 | 25000 | 2.4 | 33600 | 2.05
216759914 | 01/29/25 | Live | Midea Electric Trading | ECO-AIR | Singlezone Ducted, Centrally Ducted | 216759914 |  | HRCU-A-C | ECUO-30H |  | ECCA-36U |  |  |  | 10 | 15.3 | 9.3 | TRUE | TRUE |  | 30000 | 24000 | 2.36 | 31700 | 2
216759918 | 01/29/25 | Live | Midea Electric Trading | ECO-AIR | Singlezone Ducted, Centrally Ducted | 216759918 |  | HRCU-A-C | ECUO-36H |  | ECCC-36U |  |  |  | 10.7 | 15.8 | 9.4 | TRUE | TRUE |  | 36000 | 29200 | 2.5 | 39000 | 2.18
216759916 | 01/29/25 | Live | Midea Electric Trading | ECO-AIR | Singlezone Ducted, Centrally Ducted | 216759916 |  | HRCU-A-C | ECUO-36H |  | ECCB-36U |  |  |  | 10.7 | 15.8 | 9.4 | TRUE | TRUE |  | 36000 | 29200 | 2.5 | 39000 | 2.18
216759905 | 01/29/25 | Live | Midea Electric Trading | ECO-AIR | Singlezone Ducted, Centrally Ducted | 216759905 |  | HRCU-A-C | ECUO-24E |  | ECCB-24U |  |  |  | 10 | 16 | 9 | TRUE | TRUE |  | 24000 | 19700 | 2.66 | 19700 | 2.66
216759904 | 01/29/25 | Live | Midea Electric Trading | ECO-AIR | Singlezone Ducted, Centrally Ducted | 216759904 |  | HRCU-A-C | ECUO-24E |  | ECCA-24U |  |  |  | 10 | 16 | 9 | TRUE | TRUE |  | 24000 | 19700 | 2.66 | 19700 | 2.66
216759913 | 01/29/25 | Live | Midea Electric Trading | ECO-AIR | Singlezone Ducted, Centrally Ducted | 216759913 |  | HRCU-A-C | ECUO-24H |  | ECCB-24U |  |  |  | 10 | 16 | 9.5 | TRUE | TRUE |  | 24000 | 19700 | 2.66 | 22000 | 2
216759911 | 01/29/25 | Live | Midea Electric Trading | ECO-AIR | Singlezone Ducted, Centrally Ducted | 216759911 |  | HRCU-A-C | ECUO-24H |  | ECCA-24U |  |  |  | 10 | 16 | 9.5 | TRUE | TRUE |  | 24000 | 19700 | 2.66 | 22000 | 2
216759903 | 01/29/25 | Live | Midea Electric Trading | ECO-AIR | Singlezone Ducted, Centrally Ducted | 216759903 |  | HRCU-A-C | ECUO-18E |  | ECCB-24U |  |  |  | 10.2 | 16 | 8.6 | FALSE | FALSE |  | 18000 | 13400 | 2.65 | 13400 | 2.65
216759902 | 01/29/25 | Live | Midea Electric Trading | ECO-AIR | Singlezone Ducted, Centrally Ducted | 216759902 |  | HRCU-A-C | ECUO-18E |  | ECCA-24U |  |  |  | 10.2 | 16 | 8.6 | FALSE | FALSE |  | 18000 | 13400 | 2.65 | 13400 | 2.65
216759912 | 01/29/25 | Live | Midea Electric Trading | ECO-AIR | Singlezone Ducted, Centrally Ducted | 216759912 |  | HRCU-A-C | ECUO-18H |  | ECCB-24U |  |  |  | 11.7 | 16.1 | 9.5 | FALSE | FALSE |  | 18000 | 15200 | 2.7 | 21000 | 2
216759910 | 01/29/25 | Live | Midea Electric Trading | ECO-AIR | Singlezone Ducted, Centrally Ducted | 216759910 |  | HRCU-A-C | ECUO-18H |  | ECCA-24U |  |  |  | 11.7 | 16.1 | 9.5 | FALSE | FALSE |  | 18000 | 15200 | 2.7 | 21000 | 2
216759896 | 01/29/25 | Live | Midea Electric Trading | ECO-AIR | Singlezone Ducted, Centrally Ducted | 216759896 |  | HRCU-A-CB | ECUO-33H |  | ECMP-33U |  |  |  | 10 | 16.5 | 8.2 | TRUE | TRUE |  | 36000 | 23200 | 2.34 | 31900 | 2.09
216759892 | 01/29/25 | Live | Midea Electric Trading | ECO-AIR | Singlezone Ducted, Centrally Ducted | 216759892 |  | HRCU-A-CB | ECUO-60E |  | ECMP-60U |  |  |  | 8.6 | 15.2 | 8.4 | TRUE | TRUE |  | 54000 | 33000 | 2.34 | 35800 | 1.96
216759891 | 01/29/25 | Live | Midea Electric Trading | ECO-AIR | Singlezone Ducted, Centrally Ducted | 216759891 |  | HRCU-A-CB | ECUO-48E |  | ECMP-48U |  |  |  | 10 | 16 | 8.5 | TRUE | TRUE |  | 48000 | 32400 | 2.46 | 35400 | 2
216759890 | 01/29/25 | Live | Midea Electric Trading | ECO-AIR | Singlezone Ducted, Centrally Ducted | 216759890 |  | HRCU-A-CB | ECUO-36E |  | ECMP-36U |  |  |  | 10 | 16.1 | 8.7 | TRUE | TRUE |  | 36000 | 24800 | 2.6 | 26200 | 2.19
216759889 | 01/29/25 | Live | Midea Electric Trading | ECO-AIR | Singlezone Ducted, Centrally Ducted | 216759889 |  | HRCU-A-CB | ECUO-30E |  | ECMP-30U |  |  |  | 10.7 | 17 | 8.5 | FALSE | FALSE |  | 30000 | 18500 | 2.4 | 20200 | 2.26
216759888 | 01/29/25 | Live | Midea Electric Trading | ECO-AIR | Singlezone Ducted, Centrally Ducted | 216759888 |  | HRCU-A-CB | ECUO-24E |  | ECMP-24U |  |  |  | 11 | 18.1 | 9.7 | TRUE | TRUE |  | 24000 | 20000 | 2.42 | 22200 | 2.24
216759887 | 01/29/25 | Live | Midea Electric Trading | ECO-AIR | Singlezone Ducted, Centrally Ducted | 216759887 |  | HRCU-A-CB | ECUO-18E |  | ECMP-18U |  |  |  | 11 | 18.8 | 9.1 | FALSE | FALSE |  | 18000 | 12600 | 2.6 | 12600 | 2.2
216759901 | 01/29/25 | Live | Midea Electric Trading | ECO-AIR | Singlezone Ducted, Centrally Ducted | 216759901 |  | HRCU-A-CB | ECUO-60H |  | ECMP-60U |  |  |  | 10 | 16 | 9 | TRUE | TRUE |  | 54000 | 45000 | 2.4 | 50400 | 2.3
216759900 | 01/29/25 | Live | Midea Electric Trading | ECO-AIR | Singlezone Ducted, Centrally Ducted | 216759900 |  | HRCU-A-CB | ECUO-48H |  | ECMP-60U |  |  |  | 11.7 | 16.3 | 9 | TRUE | TRUE |  | 48000 | 45000 | 2.4 | 50400 | 2.3
216759899 | 01/29/25 | Live | Midea Electric Trading | ECO-AIR | Singlezone Ducted, Centrally Ducted | 216759899 |  | HRCU-A-CB | ECUO-48H |  | ECMP-48U |  |  |  | 10.5 | 16.5 | 9.5 | TRUE | TRUE |  | 48000 | 37000 | 2.7 | 38300 | 2.02
216759898 | 01/29/25 | Live | Midea Electric Trading | ECO-AIR | Singlezone Ducted, Centrally Ducted | 216759898 |  | HRCU-A-CB | ECUO-42H |  | ECMP-48U |  |  |  | 11.7 | 16.7 | 9.5 | FALSE | FALSE |  | 42000 | 37000 | 2.7 | 38300 | 2.02
216759897 | 01/29/25 | Live | Midea Electric Trading | ECO-AIR | Singlezone Ducted, Centrally Ducted | 216759897 |  | HRCU-A-CB | ECUO-36H |  | ECMP-36U |  |  |  | 11.7 | 17.4 | 10.3 | FALSE | FALSE |  | 36000 | 31800 | 2.54 | 41000 | 2.03
216759895 | 01/29/25 | Live | Midea Electric Trading | ECO-AIR | Singlezone Ducted, Centrally Ducted | 216759895 |  | HRCU-A-CB | ECUO-30H |  | ECMP-30U |  |  |  | 11.7 | 16.8 | 10 | FALSE | FALSE |  | 30000 | 23800 | 2.76 | 37800 | 2.39
216759894 | 01/29/25 | Live | Midea Electric Trading | ECO-AIR | Singlezone Ducted, Centrally Ducted | 216759894 |  | HRCU-A-CB | ECUO-24H |  | ECMP-24U |  |  |  | 11.7 | 18.3 | 10 | FALSE | FALSE |  | 23000 | 20000 | 2.42 | 22200 | 2.24
216759893 | 01/29/25 | Live | Midea Electric Trading | ECO-AIR | Singlezone Ducted, Centrally Ducted | 216759893 |  | HRCU-A-CB | ECUO-18H |  | ECMP-18U |  |  |  | 12.5 | 19 | 9.7 | FALSE | FALSE |  | 18000 | 15000 | 2.6 | 21600 | 2.3
216720951 | 01/29/25 | Live | Midea Electric Trading | CANAIR | Singlezone Ducted, Centrally Ducted | 216720951 |  | HRCU-A-C | 4CDH2060C21 |  | CEB-60MX2121 |  |  |  | 10 | 16 | 8.5 | TRUE | TRUE |  | 52000 | 37800 | 2.46 | 50000 | 2.02
216720952 | 01/29/25 | Live | Midea Electric Trading | CANAIR | Singlezone Ducted, Centrally Ducted | 216720952 |  | HRCU-A-C | 4CDH2060C21 |  | CEB-60MX2421 |  |  |  | 10 | 15.2 | 8.1 | TRUE | TRUE |  | 47000 | 36000 | 2.14 | 48000 | 2
216732467 | 01/29/25 | Live | Midea Electric Trading | MAINLINE | Singlezone Ducted, Centrally Ducted | 216732467 |  | HRCU-A-C | ML30HP230LMNT-O |  | ML36HP230CC21-I |  |  |  | 10 | 16 | 8.5 | FALSE | FALSE |  | 29000 | 20000 | 2.44 | 25000 | 2.5
216732466 | 01/29/25 | Live | Midea Electric Trading | MAINLINE | Singlezone Ducted, Centrally Ducted | 216732466 |  | HRCU-A-C | ML30HP230LMNT-O |  | ML36HP230CC17-I |  |  |  | 10 | 16 | 8.5 | FALSE | FALSE |  | 29000 | 20000 | 2.44 | 25000 | 2.5
216707851 | 01/29/25 | Live | Midea Electric Trading | ECOER | Singlezone Ducted, Centrally Ducted | 216707851 |  | HRCU-A-CB | ESCA16H-60BBA |  | EAHDEC-60ABA* |  |  |  | 8.6 | 15.2 | 8.4 | TRUE | TRUE |  | 54000 | 33000 | 2.34 | 35800 | 1.96
216707850 | 01/29/25 | Live | Midea Electric Trading | ECOER | Singlezone Ducted, Centrally Ducted | 216707850 |  | HRCU-A-CB | ESCA16H-36BBA |  | EAHDEC-36ABA* |  |  |  | 10 | 16.1 | 8.7 | TRUE | TRUE |  | 36000 | 24800 | 2.6 | 26200 | 2.19
216707853 | 01/29/25 | Live | Midea Electric Trading | ECOER | Singlezone Ducted, Centrally Ducted | 216707853 |  | HRCU-A-CB | ESCA17H-60ABA |  | EAHDEC-60ABA* |  |  |  | 10 | 16 | 9 | TRUE | TRUE |  | 54000 | 45000 | 2.4 | 50400 | 2.3
216707852 | 01/29/25 | Live | Midea Electric Trading | ECOER | Singlezone Ducted, Centrally Ducted | 216707852 |  | HRCU-A-CB | ESCA17H-36ABA |  | EAHDEC-36ABA* |  |  |  | 11.7 | 17.4 | 10.3 | TRUE | TRUE |  | 36000 | 31800 | 2.54 | 41000 | 2.03
216732470 | 01/29/25 | Live | Midea Electric Trading | INNOVAIR | Singlezone Ducted, Centrally Ducted | 216732470 |  | HRCU-A-C | SOV30H2BA |  | MAC36H1724B |  |  |  | 10 | 16 | 8.5 | TRUE | TRUE |  | 29000 | 20000 | 2.44 | 25000 | 2.5
216760308 | 01/29/25 | Live | Midea Electric Trading | STELPRO | Singlezone Ducted, Centrally Ducted | 216760308 |  | HRCU-A-C | SDB1-H48A-O |  | SMCB1-H60A2128-I |  |  |  | 10 | 15.2 | 8.8 | TRUE | TRUE |  | 45000 | 34400 | 2.42 | 36000 | 2.29
216760309 | 01/29/25 | Live | Midea Electric Trading | STELPRO | Singlezone Ducted, Centrally Ducted | 216760309 |  | HRCU-A-C | SDB1-H60A-O |  | SMCB1-H60A2128-I |  |  |  | 10 | 16 | 8.3 | TRUE | TRUE |  | 52000 | 37800 | 2.46 | 50000 | 2.02
216760310 | 01/29/25 | Live | Midea Electric Trading | STELPRO | Singlezone Ducted, Centrally Ducted | 216760310 |  | HRCU-A-C | SDB1-H60A-O |  | SACB1-H60A2428-I |  |  |  | 10 | 15.2 | 8.1 | TRUE | TRUE |  | 47000 | 36000 | 2.14 | 48000 | 2
216760305 | 01/29/25 | Live | Midea Electric Trading | STELPRO | Singlezone Ducted, Centrally Ducted | 216760305 |  | HRCU-A-C | SDB1-H30A-O |  | SACB1-H36A2124-I |  |  |  | 10 | 16 | 9.5 | TRUE | TRUE |  | 29000 | 25000 | 2.4 | 33600 | 2.05
216760307 | 01/29/25 | Live | Midea Electric Trading | STELPRO | Singlezone Ducted, Centrally Ducted | 216760307 |  | HRCU-A-C | SDB1-H36A-O |  | SACB1-H36A2124-I |  |  |  | 10.7 | 15.8 | 9.4 | TRUE | TRUE |  | 36000 | 29200 | 2.5 | 39000 | 2.18
216760306 | 01/29/25 | Live | Midea Electric Trading | STELPRO | Singlezone Ducted, Centrally Ducted | 216760306 |  | HRCU-A-C | SDB1-H36A-O |  | SACB1-H36A1724-I |  |  |  | 10.7 | 15.8 | 9.4 | TRUE | TRUE |  | 36000 | 29200 | 2.5 | 39000 | 2.18
216760304 | 01/29/25 | Live | Midea Electric Trading | STELPRO | Singlezone Ducted, Centrally Ducted | 216760304 |  | HRCU-A-C | SDB1-H30A-O |  | SACB1-H36A1724-I |  |  |  | 10 | 16 | 9.5 | TRUE | TRUE |  | 29000 | 25000 | 2.4 | 33600 | 2.05
216760303 | 01/29/25 | Live | Midea Electric Trading | STELPRO | Singlezone Ducted, Centrally Ducted | 216760303 |  | HRCU-A-C | SDB1-H30A-O |  | SACB1-H36A1424-I |  |  |  | 10 | 15.3 | 9.3 | TRUE | TRUE |  | 30000 | 24000 | 2.36 | 31700 | 2
216760302 | 01/29/25 | Live | Midea Electric Trading | STELPRO | Singlezone Ducted, Centrally Ducted | 216760302 |  | HRCU-A-C | SDB1-H24A-O |  | SACB1-H24A1718-I |  |  |  | 10 | 16 | 9.5 | TRUE | TRUE |  | 24000 | 19700 | 2.66 | 22000 | 2
216760301 | 01/29/25 | Live | Midea Electric Trading | STELPRO | Singlezone Ducted, Centrally Ducted | 216760301 |  | HRCU-A-C | SDB1-H24A-O |  | SACB1-H24A1418-I |  |  |  | 10 | 16 | 9.5 | TRUE | TRUE |  | 24000 | 19700 | 2.66 | 22000 | 2
216763026 | 01/29/25 | Live | Midea Electric Trading | NG TRADE | Singlezone Ducted, Centrally Ducted | 216763026 |  | HRCU-A-CB | EZCENO60K |  | EZCENI60K |  |  |  | 8.6 | 15.2 | 8.4 | TRUE | TRUE |  | 54000 | 33000 | 2.34 | 35800 | 1.96
216763025 | 01/29/25 | Live | Midea Electric Trading | NG TRADE | Singlezone Ducted, Centrally Ducted | 216763025 |  | HRCU-A-CB | EZCENO48K |  | EZCENI48K |  |  |  | 10 | 16 | 8.5 | TRUE | TRUE |  | 48000 | 32400 | 2.46 | 35400 | 2
216763032 | 01/29/25 | Live | Midea Electric Trading | SLIMAIR | Singlezone Ducted, Centrally Ducted | 216763032 |  | HRCU-A-CB | SHC60AE224V |  | SHV60AE2AG |  |  |  | 8.6 | 15.2 | 8.4 | TRUE | TRUE |  | 54000 | 33000 | 2.34 | 35800 | 1.96
216763031 | 01/29/25 | Live | Midea Electric Trading | SLIMAIR | Singlezone Ducted, Centrally Ducted | 216763031 |  | HRCU-A-CB | SHC48AE224V |  | SHV48AE2AG |  |  |  | 10 | 16 | 8.5 | FALSE | FALSE |  | 48000 | 32400 | 2.46 | 35400 | 2
216763024 | 01/29/25 | Live | Midea Electric Trading | NG TRADE | Singlezone Ducted, Centrally Ducted | 216763024 |  | HRCU-A-CB | EZCENO36K |  | EZCENI36K |  |  |  | 10 | 16.1 | 8.7 | FALSE | FALSE |  | 36000 | 24800 | 2.6 | 26200 | 2.19
216763030 | 01/29/25 | Live | Midea Electric Trading | SLIMAIR | Singlezone Ducted, Centrally Ducted | 216763030 |  | HRCU-A-CB | SHC36AE224V |  | SHV36AE2AG |  |  |  | 10 | 16.1 | 8.7 | TRUE | TRUE |  | 36000 | 24800 | 2.6 | 26200 | 2.19
216763029 | 01/29/25 | Live | Midea Electric Trading | SLIMAIR | Singlezone Ducted, Centrally Ducted | 216763029 |  | HRCU-A-CB | SHC30AE224V |  | SHV30AE2AG |  |  |  | 10.7 | 17 | 8.5 | FALSE | FALSE |  | 30000 | 18500 | 2.4 | 20200 | 2.26
216763023 | 01/29/25 | Live | Midea Electric Trading | NG TRADE | Singlezone Ducted, Centrally Ducted | 216763023 |  | HRCU-A-CB | EZCENO30K |  | EZCENI30K |  |  |  | 10.7 | 17 | 8.5 | FALSE | FALSE |  | 30000 | 18500 | 2.4 | 20200 | 2.26
216763022 | 01/29/25 | Live | Midea Electric Trading | NG TRADE | Singlezone Ducted, Centrally Ducted | 216763022 |  | HRCU-A-CB | EZCENO24K |  | EZCENI24K |  |  |  | 11 | 18.1 | 9.7 | TRUE | TRUE |  | 24000 | 20000 | 2.42 | 22200 | 2.24
216763028 | 01/29/25 | Live | Midea Electric Trading | SLIMAIR | Singlezone Ducted, Centrally Ducted | 216763028 |  | HRCU-A-CB | SHC24AE224V |  | SHV24AE2AG |  |  |  | 11 | 18.1 | 9.7 | TRUE | TRUE |  | 24000 | 20000 | 2.42 | 22200 | 2.24
216763027 | 01/29/25 | Live | Midea Electric Trading | SLIMAIR | Singlezone Ducted, Centrally Ducted | 216763027 |  | HRCU-A-CB | SHC18AE224V |  | SHV18AE2AG |  |  |  | 11 | 18.8 | 9.1 | FALSE | FALSE |  | 18000 | 12600 | 2.6 | 12600 | 2.2
216763021 | 01/29/25 | Live | Midea Electric Trading | NG TRADE | Singlezone Ducted, Centrally Ducted | 216763021 |  | HRCU-A-CB | EZCENO18K |  | EZCENI18K |  |  |  | 11 | 18.8 | 9.1 | FALSE | FALSE |  | 18000 | 12600 | 2.6 | 12600 | 2.2
216763038 | 01/29/25 | Live | Midea Electric Trading | SLIMAIR | Singlezone Ducted, Centrally Ducted | 216763038 |  | HRCU-A-CB | SHC60AH224V |  | SHV60AE2AG |  |  |  | 10 | 16 | 9 | TRUE | TRUE |  | 54000 | 45000 | 2.4 | 50400 | 2.3
216763037 | 01/29/25 | Live | Midea Electric Trading | SLIMAIR | Singlezone Ducted, Centrally Ducted | 216763037 |  | HRCU-A-CB | SHC48AH224V |  | SHV48AE2AG |  |  |  | 10.5 | 16.5 | 9.5 | TRUE | TRUE |  | 48000 | 37000 | 2.7 | 38300 | 2.02
216763036 | 01/29/25 | Live | Midea Electric Trading | SLIMAIR | Singlezone Ducted, Centrally Ducted | 216763036 |  | HRCU-A-CB | SHC36AH224V |  | SHV36AE2AG |  |  |  | 11.7 | 17.4 | 10.3 | FALSE | FALSE |  | 36000 | 31800 | 2.54 | 41000 | 2.03
216763035 | 01/29/25 | Live | Midea Electric Trading | SLIMAIR | Singlezone Ducted, Centrally Ducted | 216763035 |  | HRCU-A-CB | SHC30AH224V |  | SHV30AE2AG |  |  |  | 11.7 | 16.8 | 10 | TRUE | TRUE |  | 30000 | 23800 | 2.76 | 37800 | 2.39
216763034 | 01/29/25 | Live | Midea Electric Trading | SLIMAIR | Singlezone Ducted, Centrally Ducted | 216763034 |  | HRCU-A-CB | SHC24AH224V |  | SHV24AE2AG |  |  |  | 11.7 | 18.3 | 10 | FALSE | FALSE |  | 23000 | 20000 | 2.42 | 22200 | 2.24
216763033 | 01/29/25 | Live | Midea Electric Trading | SLIMAIR | Singlezone Ducted, Centrally Ducted | 216763033 |  | HRCU-A-CB | SHC18AH224V |  | SHV18AE2AG |  |  |  | 12.5 | 19 | 9.7 | FALSE | FALSE |  | 18000 | 15000 | 2.6 | 21600 | 2.3
216727308 | 01/29/25 | Live | Midea Electric Trading | MDV | Singlezone Ducted, Centrally Ducted | 216727308 |  | HRCU-A-C | MOD30-30HFN10-M3 |  | MVBM-36C24T4N10 |  |  |  | 10 | 16 | 8.5 | TRUE | TRUE |  | 29000 | 20000 | 2.44 | 25000 | 2.5
216727307 | 01/29/25 | Live | Midea Electric Trading | MDV | Singlezone Ducted, Centrally Ducted | 216727307 |  | HRCU-A-C | MOD30-30HFN10-M3 |  | MVBM-36B24T4N10 |  |  |  | 10 | 16 | 8.5 | TRUE | TRUE |  | 29000 | 20000 | 2.44 | 25000 | 2.5
216684113 | 01/29/25 | Live | Midea Electric Trading | MDV | Singlezone Ducted, Centrally Ducted | 216684113 |  | HRCU-A-C | MOX630-48HFN10-M3X |  | MVBM-60C28T6N10-MAS |  |  |  | 10 | 15.2 | 8.8 | TRUE | TRUE |  | 45000 | 34400 | 2.42 | 36000 | 2.29
216626168 | 01/29/25 | Live | Midea Electric Trading | MDV | Singlezone Ducted, Centrally Ducted | 216626168 |  | HRCU-A-C | MOX630-48HFN10-M3X |  | MVBM-60C28T6N10 |  |  |  | 10 | 15.2 | 8.8 | TRUE | TRUE |  | 45000 | 34400 | 2.42 | 36000 | 2.29
216626167 | 01/29/25 | Live | Midea Electric Trading | MDV | Singlezone Ducted, Centrally Ducted | 216626167 |  | HRCU-A-C | MOD30-36HFN10-M3 |  | MVBM-36C24T4N10 |  |  |  | 8.5 | 14.3 | 8.3 | FALSE | FALSE |  | 35000 | 24200 | 2.42 | 28000 | 1.91
216626166 | 01/29/25 | Live | Midea Electric Trading | MDV | Singlezone Ducted, Centrally Ducted | 216626166 |  | HRCU-A-C | MOD30-36HFN10-M3 |  | MVBM-36B24T4N10 |  |  |  | 8.5 | 14.3 | 8.3 | FALSE | FALSE |  | 35000 | 24200 | 2.42 | 28000 | 1.91
216623451 | 01/29/25 | Live | Midea Electric Trading | MDV | Singlezone Ducted, Centrally Ducted | 216623451 |  | HRCU-A-C | MOE30-60HFN10-M3X |  | MVBM-60D28T6N10-MAS |  |  |  | 10 | 15.2 | 8.1 | TRUE | TRUE |  | 47000 | 35600 | 2.4 | 48000 | 2
216623450 | 01/29/25 | Live | Midea Electric Trading | MDV | Singlezone Ducted, Centrally Ducted | 216623450 |  | HRCU-A-C | MOX630-36HFN10-M3X |  | MVBM-36C24T4N10-MAS |  |  |  | 10.7 | 15.8 | 9.4 | TRUE | TRUE |  | 36000 | 29200 | 2.5 | 39000 | 2.18
216623448 | 01/29/25 | Live | Midea Electric Trading | MDV | Singlezone Ducted, Centrally Ducted | 216623448 |  | HRCU-A-C | MOD30-30HFN10-M3X |  | MVBM-36C24T4N10-MAS |  |  |  | 10 | 16 | 9.5 | TRUE | TRUE |  | 29000 | 25000 | 2.4 | 33600 | 2.05
216623449 | 01/29/25 | Live | Midea Electric Trading | MDV | Singlezone Ducted, Centrally Ducted | 216623449 |  | HRCU-A-C | MOX630-36HFN10-M3X |  | MVBM-36B24T4N10-MAS |  |  |  | 10.7 | 15.8 | 9.4 | TRUE | TRUE |  | 36000 | 29200 | 2.5 | 39000 | 2.18
216623447 | 01/29/25 | Live | Midea Electric Trading | MDV | Singlezone Ducted, Centrally Ducted | 216623447 |  | HRCU-A-C | MOD30-30HFN10-M3X |  | MVBM-36B24T4N10-MAS |  |  |  | 10 | 16 | 9.5 | TRUE | TRUE |  | 29000 | 25000 | 2.4 | 33600 | 2.05
216623446 | 01/29/25 | Live | Midea Electric Trading | MDV | Singlezone Ducted, Centrally Ducted | 216623446 |  | HRCU-A-C | MOX430-24HFN10-M3X |  | MVBM-24B18T3N10-MAS |  |  |  | 10 | 16 | 9.5 | TRUE | TRUE |  | 24000 | 19700 | 2.66 | 22000 | 2
216623445 | 01/29/25 | Live | Midea Electric Trading | MDV | Singlezone Ducted, Centrally Ducted | 216623445 |  | HRCU-A-C | MOX430-18HFN10-M3X |  | MVBM-24B18T3N10-MAS |  |  |  | 11.7 | 16.1 | 9.5 | TRUE | TRUE |  | 18000 | 15200 | 2.7 | 21000 | 2
216621508 | 01/29/25 | Live | Midea Electric Trading | MDV | Singlezone Ducted, Centrally Ducted | 216621508 |  | HRCU-A-C | MOE30-60HFN10-M3X |  | MVBM-60C28T6N10 |  |  |  | 10 | 16 | 8.3 | TRUE | TRUE |  | 52000 | 37800 | 2.46 | 50000 | 2.02
216620311 | 01/29/25 | Live | Midea Electric Trading | MDV | Singlezone Ducted, Centrally Ducted | 216620311 |  | HRCU-A-C | MOE30-60HFN10-M3X |  | MVBM-60D28T6N10 |  |  |  | 10 | 15.2 | 8.1 | TRUE | TRUE |  | 47000 | 36000 | 2.14 | 48000 | 2
216620310 | 01/29/25 | Live | Midea Electric Trading | MDV | Singlezone Ducted, Centrally Ducted | 216620310 |  | HRCU-A-C | MOD30-30HFN10-M3X |  | MVBM-36C24T4N10 |  |  |  | 10 | 16 | 9.5 | TRUE | TRUE |  | 29000 | 25000 | 2.4 | 33600 | 2.05
216620309 | 01/29/25 | Live | Midea Electric Trading | MDV | Singlezone Ducted, Centrally Ducted | 216620309 |  | HRCU-A-C | MOD30-30HFN10-M3X |  | MVBM-36B24T4N10 |  |  |  | 10 | 16 | 9.5 | TRUE | TRUE |  | 29000 | 25000 | 2.4 | 33600 | 2.05
216620308 | 01/29/25 | Live | Midea Electric Trading | MDV | Singlezone Ducted, Centrally Ducted | 216620308 |  | HRCU-A-C | MOD30-30HFN10-M3X |  | MVBM-36A24T4N10 |  |  |  | 10 | 15.3 | 9.3 | TRUE | TRUE |  | 30000 | 24000 | 2.36 | 31700 | 2
216620307 | 01/29/25 | Live | Midea Electric Trading | MDV | Singlezone Ducted, Centrally Ducted | 216620307 |  | HRCU-A-C | MOX630-36HFN10-M3X |  | MVBM-36C24T4N10 |  |  |  | 10.7 | 15.8 | 9.4 | TRUE | TRUE |  | 36000 | 29200 | 2.5 | 39000 | 2.18
216620306 | 01/29/25 | Live | Midea Electric Trading | MDV | Singlezone Ducted, Centrally Ducted | 216620306 |  | HRCU-A-C | MOX630-36HFN10-M3X |  | MVBM-36B24T4N10 |  |  |  | 10.7 | 15.8 | 9.4 | TRUE | TRUE |  | 36000 | 29200 | 2.5 | 39000 | 2.18
216620305 | 01/29/25 | Live | Midea Electric Trading | MDV | Singlezone Ducted, Centrally Ducted | 216620305 |  | HRCU-A-C | MOX430-24HFN10-M3 |  | MVBM-24B18T3N10 |  |  |  | 10 | 16 | 9 | TRUE | TRUE |  | 24000 | 19700 | 2.66 | 19700 | 2.66
216620304 | 01/29/25 | Live | Midea Electric Trading | MDV | Singlezone Ducted, Centrally Ducted | 216620304 |  | HRCU-A-C | MOX430-24HFN10-M3 |  | MVBM-24A18T3N10 |  |  |  | 10 | 16 | 9 | TRUE | TRUE |  | 24000 | 19700 | 2.66 | 19700 | 2.66
216620303 | 01/29/25 | Live | Midea Electric Trading | MDV | Singlezone Ducted, Centrally Ducted | 216620303 |  | HRCU-A-C | MOX430-24HFN10-M3X |  | MVBM-24B18T3N10 |  |  |  | 10 | 16 | 9.5 | TRUE | TRUE |  | 24000 | 19700 | 2.66 | 22000 | 2
216620302 | 01/29/25 | Live | Midea Electric Trading | MDV | Singlezone Ducted, Centrally Ducted | 216620302 |  | HRCU-A-C | MOX430-24HFN10-M3X |  | MVBM-24A18T3N10 |  |  |  | 10 | 16 | 9.5 | TRUE | TRUE |  | 24000 | 19700 | 2.66 | 22000 | 2
216620301 | 01/29/25 | Live | Midea Electric Trading | MDV | Singlezone Ducted, Centrally Ducted | 216620301 |  | HRCU-A-C | MOX330-18HFN10-M3 |  | MVBM-24B18T3N10 |  |  |  | 10.2 | 16 | 8.6 | FALSE | FALSE |  | 18000 | 13400 | 2.65 | 13400 | 2.65
216620300 | 01/29/25 | Live | Midea Electric Trading | MDV | Singlezone Ducted, Centrally Ducted | 216620300 |  | HRCU-A-C | MOX330-18HFN10-M3 |  | MVBM-24A18T3N10 |  |  |  | 10.2 | 16 | 8.6 | FALSE | FALSE |  | 18000 | 13400 | 2.65 | 13400 | 2.65
216620299 | 01/29/25 | Live | Midea Electric Trading | MDV | Singlezone Ducted, Centrally Ducted | 216620299 |  | HRCU-A-C | MOX430-18HFN10-M3X |  | MVBM-24B18T3N10 |  |  |  | 11.7 | 16.1 | 9.5 | TRUE | TRUE |  | 18000 | 15200 | 2.7 | 21000 | 2
216620298 | 01/29/25 | Live | Midea Electric Trading | MDV | Singlezone Ducted, Centrally Ducted | 216620298 |  | HRCU-A-C | MOX430-18HFN10-M3X |  | MVBM-24A18T3N10 |  |  |  | 11.7 | 16.1 | 9.5 | TRUE | TRUE |  | 18000 | 15200 | 2.7 | 21000 | 2
216620323 | 01/29/25 | Live | Midea Electric Trading | MDV | Singlezone Ducted, Centrally Ducted | 216620323 |  | HRCU-A-CB | MOD30-36HFN10-M3 |  | MVBL-36HWFN10-WK3 |  |  |  | 9.2 | 15.4 | 8.7 | TRUE | TRUE |  | 36000 | 24600 | 2.5 | 32000 | 2.29
216620296 | 01/29/25 | Live | Midea Electric Trading | MDV | Singlezone Ducted, Centrally Ducted | 216620296 |  | HRCU-A-CB | MOX630-36HFN10-M3X |  | MVBL-36HWFN10-WK3 |  |  |  | 10.2 | 15.4 | 9.8 | TRUE | TRUE |  | 36000 | 31200 | 2.34 | 38000 | 2.06
216620295 | 01/29/25 | Live | Midea Electric Trading | MDV | Singlezone Ducted, Centrally Ducted | 216620295 |  | HRCU-A-CB | MOD30-30HFN10-M3X |  | MVBL-30HWFN10-WJ3 |  |  |  | 11 | 16.3 | 9.5 | FALSE | FALSE |  | 30000 | 24000 | 2.5 | 34800 | 2.33
216620294 | 01/29/25 | Live | Midea Electric Trading | MDV | Singlezone Ducted, Centrally Ducted | 216620294 |  | HRCU-A-CB | MOD30-30HFN10-M3 |  | MVBL-30HWFN10-WJ3 |  |  |  | 10.5 | 16.6 | 8.1 | FALSE | FALSE |  | 30000 | 19000 | 2.47 | 20000 | 2.12
216620293 | 01/29/25 | Live | Midea Electric Trading | MDV | Singlezone Ducted, Centrally Ducted | 216620293 |  | HRCU-A-CB | MOX430-24HFN10-M3 |  | MVBL-24HWFN10-MI3 |  |  |  | 10 | 16 | 9 | TRUE | TRUE |  | 24000 | 19800 | 2.5 | 20000 | 2
216620292 | 01/29/25 | Live | Midea Electric Trading | MDV | Singlezone Ducted, Centrally Ducted | 216620292 |  | HRCU-A-CB | MOX430-24HFN10-M3X |  | MVBL-24HWFN10-MI3 |  |  |  | 10.8 | 17.5 | 9.2 | TRUE | TRUE |  | 24000 | 19800 | 2.5 | 23000 | 2.1
216620291 | 01/29/25 | Live | Midea Electric Trading | MDV | Singlezone Ducted, Centrally Ducted | 216620291 |  | HRCU-A-CB | MOX430-18HFN10-M3X |  | MVBL-18HWFN10-MH3 |  |  |  | 12 | 16.8 | 10.5 | TRUE | TRUE |  | 18000 | 15000 | 2.3 | 23000 | 2.1
216620297 | 01/29/25 | Live | Midea Electric Trading | MDV | Singlezone Ducted, Centrally Ducted | 216620297 |  | HRCU-A-CB | MOX330-18HFN10-M3 |  | MVBL-18HWFN10-MH3 |  |  |  | 11.5 | 16.8 | 8.8 | FALSE | FALSE |  | 18000 | 11800 | 2.7 | 13400 | 2.3
216018272 | 01/29/25 | Live | Midea Electric Trading | MDV | Singlezone Non-Ducted, Wall Placement | 216018272 |  | HRCU-A-CB-O | MOX430-15HFN10-M1X | Mini-Splits | MSEPC-15HRFN10-M1-D |  |  |  | 13.5 | 22.2 | 11.5 | TRUE | TRUE |  | 15400 | 15000 | 2.63 | 19200 | 2
216498629 | 12/12/24 | Live | Midea Electric Trading | MDV | Singlezone Non-Ducted, Wall Placement | 216498629 |  | HRCU-A-CB-O | MOX330-15HFN10-M1 | Mini-Splits | MSEPB-15HRFN10-M1 |  |  |  | 11.7 | 23.5 | 9.9 | TRUE | TRUE |  | 15000 | 10100 | 2.64 | 12500 | 2.12
216472805 | 12/12/24 | Live | Midea Electric Trading | MDV | Singlezone Non-Ducted, Wall Placement | 216472805 |  | HMSR-A-CB-O | M3OX430-18HFN10-M1** | Non-Ducted Indoor Units |  |  |  |  | 11.7 | 18.5 | 9.2 | TRUE | TRUE |  | 18000 | 15000 | 2.4 | 15000 | 2.1
216472804 | 12/12/24 | Live | Midea Electric Trading | MDV | Singlezone Non-Ducted, Wall Placement | 216472804 |  | HMSR-A-CB-O | M4OD30-27HFN10-M1D** | Non-Ducted Indoor Units |  |  |  |  | 10.5 | 18.5 | 8.5 | TRUE | TRUE |  | 26400 | 16000 | 2.4 | 16000 | 2
216472803 | 12/12/24 | Live | Midea Electric Trading | MDV | Singlezone Non-Ducted, Wall Placement | 216472803 |  | HMSR-A-CB-O | M5OD30-36HFN10-M1D** | Non-Ducted Indoor Units |  |  |  |  | 9.5 | 18.8 | 8.5 | TRUE | TRUE |  | 36000 | 25600 | 2.2 | 26000 | 1.95
216472802 | 12/12/24 | Live | Midea Electric Trading | MDV | Singlezone Non-Ducted, Wall Placement | 216472802 |  | HMSR-A-CB-O | M6OE30-48HFN10-M1D** | Non-Ducted Indoor Units |  |  |  |  | 10 | 18.7 | 9.5 | TRUE | TRUE |  | 48000 | 37000 | 2.3 | 37000 | 2.3
216760008 | 01/29/25 | Live | Midea Electric Trading | ECO-AIR | Multizone Mix of Ducted and Non-Ducted | 216760008 |  | HMSV-A-CB | EDMO-36H | Mixed Ducted and Non-Ducted Indoor Units |  |  |  |  | 12.5 | 21.2 | 10.55 | TRUE | TRUE |  | 36000 | 31400 | 2.4 | 38000 | 2.41
216760007 | 01/29/25 | Live | Midea Electric Trading | ECO-AIR | Multizone All Ducted | 216760007 |  | HMSV-A-CB | EDMO-36H | Ducted Indoor Units |  |  |  |  | 12 | 19.4 | 10.4 | TRUE | TRUE |  | 36000 | 33000 | 2.4 | 34000 | 2.2
216760006 | 01/29/25 | Live | Midea Electric Trading | ECO-AIR | Multizone All Non-Ducted | 216760006 |  | HMSR-A-CB-O | EDMO-36H | Non-Ducted Indoor Units |  |  |  |  | 13 | 23 | 10.7 | TRUE | TRUE |  | 36000 | 30000 | 2.4 | 42000 | 2.6
216760005 | 01/29/25 | Live | Midea Electric Trading | ECO-AIR | Multizone Mix of Ducted and Non-Ducted | 216760005 |  | HMSV-A-CB | EDMO-27H | Mixed Ducted and Non-Ducted Indoor Units |  |  |  |  | 12.25 | 21 | 10 | TRUE | TRUE |  | 27400 | 24000 | 2.5 | 27500 | 2.15
216760004 | 01/29/25 | Live | Midea Electric Trading | ECO-AIR | Multizone All Ducted | 216760004 |  | HMSV-A-CB | EDMO-27H | Ducted Indoor Units |  |  |  |  | 12 | 19 | 9.5 | TRUE | TRUE |  | 28000 | 23000 | 2.4 | 27000 | 2.1
216760003 | 01/29/25 | Live | Midea Electric Trading | ECO-AIR | Multizone All Non-Ducted | 216760003 |  | HMSR-A-CB-O | EDMO-27H | Non-Ducted Indoor Units |  |  |  |  | 12.5 | 23 | 10.5 | TRUE | TRUE |  | 27000 | 25000 | 2.6 | 28000 | 2.2
216760002 | 01/29/25 | Live | Midea Electric Trading | ECO-AIR | Multizone Mix of Ducted and Non-Ducted | 216760002 |  | HMSV-A-CB | EDMO-18H | Mixed Ducted and Non-Ducted Indoor Units |  |  |  |  | 14 | 22.5 | 10.2 | TRUE | TRUE |  | 19000 | 17300 | 2.65 | 20500 | 2.36
216760001 | 01/29/25 | Live | Midea Electric Trading | ECO-AIR | Multizone All Ducted | 216760001 |  | HMSV-A-CB | EDMO-18H | Ducted Indoor Units |  |  |  |  | 13 | 20 | 10 | TRUE | TRUE |  | 19000 | 17000 | 2.59 | 22000 | 2.5
216760000 | 01/29/25 | Live | Midea Electric Trading | ECO-AIR | Multizone All Non-Ducted | 216760000 |  | HMSR-A-CB-O | EDMO-18H | Non-Ducted Indoor Units |  |  |  |  | 15 | 25 | 10.4 | TRUE | TRUE |  | 19000 | 17600 | 2.7 | 19000 | 2.2
216759948 | 01/29/25 | Live | Midea Electric Trading | ECO-AIR | Singlezone Non-Ducted, Wall Placement | 216759948 |  | HRCU-A-CB-O | EDSO-24H | Mini-Splits | ED4W-24U |  |  |  | 12 | 20.7 | 11.6 | TRUE | TRUE |  | 23400 | 20400 | 2.78 | 23900 | 2.48
216759947 | 01/29/25 | Live | Midea Electric Trading | ECO-AIR | Singlezone Non-Ducted, Ceiling Placement | 216759947 |  | HRCU-A-CB-O | EDSO-18H | Mini-Splits | ED4W-18U |  |  |  | 12.5 | 20 | 12.3 | TRUE | TRUE |  | 16000 | 14900 | 2.7 | 18000 | 2.1
216759954 | 01/29/25 | Live | Midea Electric Trading | ECO-AIR | Singlezone Non-Ducted, Ceiling Placement | 216759954 |  | HRCU-A-CB-O | EDSO-18H | Mini-Splits | ED1W-18U |  |  |  | 12.5 | 20.6 | 12.2 | TRUE | TRUE |  | 16700 | 14500 | 2.5 | 18800 | 2.05
216763040 | 01/23/25 | Live | Midea Electric Trading | COOPER&HUNTER | Singlezone Non-Ducted, Wall Placement | 216763040 |  | HRCU-A-CB-O | CH-RHP15-230VO | Mini-Splits | CH-PRO15MASTWM-230VI |  |  |  | 12.5 | 21.4 | 11 | TRUE | TRUE |  | 18000 | 15000 | 2.56 | 19200 | 2
216763039 | 01/23/25 | Live | Midea Electric Trading | COOPER&HUNTER | Singlezone Non-Ducted, Wall Placement | 216763039 |  | HRCU-A-CB-O | CH-RHP15-230VO | Mini-Splits | CH-RH15MASTWM-230VI |  |  |  | 12.5 | 21.4 | 11 | TRUE | TRUE |  | 18000 | 15000 | 2.56 | 19200 | 2
216759982 | 01/23/25 | Live | Midea Electric Trading | ECO-AIR | Singlezone Non-Ducted, Wall Placement | 216759982 |  | HRCU-A-CB-O | EDSO-18H | Mini-Splits | EDWM-18U |  |  |  | 12.5 | 21.4 | 11 | TRUE | TRUE |  | 18000 | 15000 | 2.56 | 19200 | 2
216759946 | 01/29/25 | Live | Midea Electric Trading | ECO-AIR | Singlezone Non-Ducted, Ceiling Placement | 216759946 |  | HRCU-A-CB-O | EDSO-12H | Mini-Splits | ED4W-12U |  |  |  | 12.5 | 22.2 | 11.6 | TRUE | TRUE |  | 12000 | 10000 | 2.74 | 12900 | 2.14
216759953 | 01/29/25 | Live | Midea Electric Trading | ECO-AIR | Singlezone Non-Ducted, Ceiling Placement | 216759953 |  | HRCU-A-CB-O | EDSO-12H | Mini-Splits | ED1W-12U |  |  |  | 13 | 23 | 10 | TRUE | TRUE |  | 12000 | 9600 | 2.65 | 11900 | 1.95
216759981 | 01/29/25 | Live | Midea Electric Trading | ECO-AIR | Singlezone Non-Ducted, Wall Placement | 216759981 |  | HRCU-A-CB-O | EDSO-12H | Mini-Splits | EDWM-12U |  |  |  | 13.4 | 25.4 | 10.5 | TRUE | TRUE |  | 12000 | 9800 | 2.71 | 12800 | 1.75
216759980 | 01/29/25 | Live | Midea Electric Trading | ECO-AIR | Singlezone Non-Ducted, Wall Placement | 216759980 |  | HRCU-A-CB-O | EDSO-09H | Mini-Splits | EDWM-09U |  |  |  | 15.4 | 27.4 | 12.5 | TRUE | TRUE |  | 9000 | 9800 | 2.71 | 12800 | 1.75
216759951 | 01/29/25 | Live | Midea Electric Trading | ECO-AIR | Singlezone Non-Ducted, Ceiling Placement | 216759951 |  | HRCU-A-CB-O | EDSO-06H | Mini-Splits | ED1W-06U |  |  |  | 15 | 22 | 12 | TRUE | TRUE |  | 6500 | 7000 | 2.66 | 9500 | 2.53
216759979 | 01/29/25 | Live | Midea Electric Trading | ECO-AIR | Singlezone Non-Ducted, Wall Placement | 216759979 |  | HRCU-A-CB-O | EDSO-06H | Mini-Splits | EDWM-06U |  |  |  | 18 | 25.5 | 14.8 | TRUE | TRUE |  | 6000 | 7900 | 2.79 | 8600 | 2.38
216759931 | 01/29/25 | Live | Midea Electric Trading | ECO-AIR | Singlezone Non-Ducted, Wall Placement | 216759931 |  | HRCU-A-CB-O | EDSO-24S | Mini-Splits | EDWM-24S |  |  |  | 9.6 | 18.5 | 9 | TRUE | TRUE |  | 24000 | 17200 | 2.46 | 20200 | 2.26
216720979 | 01/29/25 | Live | Midea Electric Trading | MIDEA | Singlezone Non-Ducted, Floor Placement | 216720979 |  | HRCU-A-CB-O | MOE30-60HFN10-M2P | Mini-Splits | MUE-60HRFN10-M2P |  |  |  | 9.5 | 19.5 | 9.5 | FALSE | FALSE |  | 54000 | 37200 | 2.53 | 45300 | 2.22
216720976 | 01/29/25 | Live | Midea Electric Trading | MIDEA | Singlezone Non-Ducted, Floor Placement | 216720976 |  | HRCU-A-CB-O | MOE30-48HFN10-M2P | Mini-Splits | MUE-48HRFN10-M2P |  |  |  | 9.5 | 19.8 | 10.2 | TRUE | TRUE |  | 48000 | 39500 | 2.4 | 45100 | 2.13
216720973 | 01/29/25 | Live | Midea Electric Trading | MIDEA | Singlezone Non-Ducted, Floor Placement | 216720973 |  | HRCU-A-CB-O | MOD30-36HFN10-M2P | Mini-Splits | MUE-36HRFN10-M2P |  |  |  | 10.1 | 20 | 10 | FALSE | FALSE |  | 36000 | 26400 | 2.68 | 30900 | 2.36
216720974 | 01/29/25 | Live | Midea Electric Trading | MIDEA | Singlezone Non-Ducted, Wall Placement | 216720974 |  | HRCU-A-CB-O | MOD30-36HFN10-M2P | Mini-Splits | MCD-36HRFN10-M2P |  |  |  | 9.6 | 20 | 10.3 | TRUE | TRUE |  | 36000 | 26800 | 2.68 | 28100 | 2.22
216759944 | 01/29/25 | Live | Midea Electric Trading | ECO-AIR | Singlezone Non-Ducted, Wall Placement | 216759944 |  | HRCU-A-CB-O | EDSO-36E | Mini-Splits | ED4W-36U |  |  |  | 9.6 | 20 | 10.3 | TRUE | TRUE |  | 36000 | 26800 | 2.68 | 28100 | 2.22
216759950 | 01/29/25 | Live | Midea Electric Trading | ECO-AIR | Singlezone Non-Ducted, Wall Placement | 216759950 |  | HRCU-A-CB-O | EDSO-48H | Mini-Splits | ED4W-48U |  |  |  | 10 | 18 | 11 | TRUE | TRUE |  | 48000 | 44000 | 2.44 | 48000 | 2.17
216759949 | 01/29/25 | Live | Midea Electric Trading | ECO-AIR | Singlezone Non-Ducted, Wall Placement | 216759949 |  | HRCU-A-CB-O | EDSO-36H | Mini-Splits | ED4W-36U |  |  |  | 12 | 21.2 | 10.6 | TRUE | TRUE |  | 36600 | 30600 | 2.56 | 46200 | 2.17
216759933 | 01/29/25 | Live | Midea Electric Trading | ECO-AIR | Singlezone Non-Ducted, Wall Placement | 216759933 |  | HRCU-A-CB-O | EDSO-36S | Mini-Splits | EDWM-36S |  |  |  | 9.3 | 19.5 | 9.1 | FALSE | FALSE |  | 36000 | 25600 | 2.3 | 25600 | 2.27
216759932 | 01/29/25 | Live | Midea Electric Trading | ECO-AIR | Singlezone Non-Ducted, Wall Placement | 216759932 |  | HRCU-A-CB-O | EDSO-30S | Mini-Splits | EDWM-30S |  |  |  | 12 | 22.3 | 9 | TRUE | FALSE |  | 30000 | 20000 | 2.4 | 21500 | 2.2
216759930 | 01/29/25 | Live | Midea Electric Trading | ECO-AIR | Singlezone Non-Ducted, Wall Placement | 216759930 |  | HRCU-A-CB-O | EDSO-18S | Mini-Splits | EDWM-18S |  |  |  | 11.5 | 20.2 | 9.1 | FALSE | FALSE |  | 18000 | 11700 | 2.62 | 13300 | 2.41
216759929 | 01/29/25 | Live | Midea Electric Trading | ECO-AIR | Singlezone Non-Ducted, Wall Placement | 216759929 |  | HRCU-A-CB-O | EDSO-12S | Mini-Splits | EDWM-12S |  |  |  | 10.8 | 21.3 | 9.2 | FALSE | FALSE |  | 12000 | 8300 | 2.32 | 9300 | 2.11
216759928 | 01/29/25 | Live | Midea Electric Trading | ECO-AIR | Singlezone Non-Ducted, Wall Placement | 216759928 |  | HRCU-A-CB-O | EDSO-09S | Mini-Splits | EDWM-09S |  |  |  | 12.6 | 21.6 | 9.4 | TRUE | TRUE |  | 9000 | 6600 | 2.45 | 7500 | 2
216759927 | 01/29/25 | Live | Midea Electric Trading | ECO-AIR | Singlezone Non-Ducted, Wall Placement | 216759927 |  | HRCU-A-CB-O | EDSO-12S-115V | Mini-Splits | EDWM-12S-115V |  |  |  | 10 | 21.3 | 8.7 | FALSE | FALSE |  | 12000 | 7800 | 2.31 | 8100 | 1.99
216759926 | 01/29/25 | Live | Midea Electric Trading | ECO-AIR | Singlezone Non-Ducted, Wall Placement | 216759926 |  | HRCU-A-CB-O | EDSO-09S-115V | Mini-Splits | EDWM-09S-115V |  |  |  | 12.5 | 21.5 | 9 | TRUE | TRUE |  | 9000 | 6600 | 2.33 | 7600 | 1.9
216720971 | 01/29/25 | Live | Midea Electric Trading | MIDEA | Singlezone Non-Ducted, Floor Placement | 216720971 |  | HRCU-A-CB-O | MOD30-24HFN10-M1P | Mini-Splits | MUE-24HRFN10-M1P |  |  |  | 12.2 | 21.1 | 11.1 | TRUE | TRUE |  | 24000 | 20000 | 2.56 | 20000 | 2.31
216759943 | 01/29/25 | Live | Midea Electric Trading | ECO-AIR | Singlezone Non-Ducted, Wall Placement | 216759943 |  | HRCU-A-CB-O | EDSO-24E | Mini-Splits | ED4W-24U |  |  |  | 12 | 22 | 10.5 | FALSE | FALSE |  | 24000 | 20400 | 2.73 | 20500 | 2.55
216720969 | 01/29/25 | Live | Midea Electric Trading | MIDEA | Singlezone Non-Ducted, Wall Placement | 216720969 |  | HRCU-A-CB-O | MOD30-24HFN10-M1P | Mini-Splits | MCD-24HRFN10-M1P |  |  |  | 12 | 22 | 10.5 | TRUE | TRUE |  | 24000 | 20400 | 2.73 | 20500 | 2.55
216759939 | 01/29/25 | Live | Midea Electric Trading | ECO-AIR | Singlezone Non-Ducted, Wall Placement | 216759939 |  | HRCU-A-CB-O | EDSO-24E | Mini-Splits | EDWM-24U |  |  |  | 14 | 23 | 11.7 | TRUE | TRUE |  | 24000 | 18800 | 2.65 | 19300 | 2.33
216720968 | 01/29/25 | Live | Midea Electric Trading | MIDEA | Singlezone Non-Ducted, Wall Placement | 216720968 |  | HRCU-A-CB-O | MOD30-24HFN10-M1P | Mini-Splits | MSEPD-24HRFN10-M1P |  |  |  | 14 | 23 | 11.7 | TRUE | TRUE |  | 24000 | 18800 | 2.65 | 19300 | 2.33
216720966 | 01/29/25 | Live | Midea Electric Trading | MIDEA | Singlezone Non-Ducted, Ceiling Placement | 216720966 |  | HRCU-A-CB-O | MOX430-18HFN10-M1P | Mini-Splits | MCA4-18HRFN10-M1P |  |  |  | 12.5 | 20.7 | 11.4 | TRUE | TRUE |  | 16800 | 13900 | 2.66 | 14800 | 2.36
216759942 | 01/29/25 | Live | Midea Electric Trading | ECO-AIR | Singlezone Non-Ducted, Ceiling Placement | 216759942 |  | HRCU-A-CB-O | EDSO-18E | Mini-Splits | ED4W-18U |  |  |  | 12.5 | 20.7 | 11.4 | TRUE | TRUE |  | 16800 | 13900 | 2.66 | 14800 | 2.36
216759957 | 01/29/25 | Live | Midea Electric Trading | ECO-AIR | Singlezone Non-Ducted, Ceiling Placement | 216759957 |  | HRCU-A-CB-O | EDSO-18E | Mini-Splits | ED1W-18U |  |  |  | 12.5 | 22.2 | 12.2 | TRUE | TRUE |  | 18000 | 14000 | 2.77 | 15200 | 2.47
216759938 | 01/29/25 | Live | Midea Electric Trading | ECO-AIR | Singlezone Non-Ducted, Wall Placement | 216759938 |  | HRCU-A-CB-O | EDSO-18E | Mini-Splits | EDWM-18U |  |  |  | 12.7 | 23.5 | 10.8 | TRUE | TRUE |  | 18000 | 13600 | 2.73 | 14900 | 2.43
216720965 | 01/29/25 | Live | Midea Electric Trading | MIDEA | Singlezone Non-Ducted, Wall Placement | 216720965 |  | HRCU-A-CB-O | MOX430-18HFN10-M1P | Mini-Splits | MSEPC-18HRFN10-M1P |  |  |  | 12.7 | 23.5 | 10.8 | TRUE | TRUE |  | 18000 | 13600 | 2.73 | 14900 | 2.43
216720963 | 01/29/25 | Live | Midea Electric Trading | MIDEA | Singlezone Non-Ducted, Ceiling Placement | 216720963 |  | HRCU-A-CB-O | MOX230-12HFN10-M1P | Mini-Splits | MCA4M-12HRFN10-M1P |  |  |  | 12.5 | 21.1 | 10.4 | TRUE | TRUE |  | 12000 | 8500 | 2.8 | 9300 | 2.55
216759941 | 01/29/25 | Live | Midea Electric Trading | ECO-AIR | Singlezone Non-Ducted, Ceiling Placement | 216759941 |  | HRCU-A-CB-O | EDSO-12E | Mini-Splits | ED4W-12U |  |  |  | 12.5 | 21.1 | 10.4 | TRUE | TRUE |  | 12000 | 8500 | 2.8 | 9300 | 2.55
216759956 | 01/29/25 | Live | Midea Electric Trading | ECO-AIR | Singlezone Non-Ducted, Ceiling Placement | 216759956 |  | HRCU-A-CB-O | EDSO-12E | Mini-Splits | ED1W-12U |  |  |  | 12.3 | 22.1 | 10 | TRUE | TRUE |  | 12000 | 8600 | 2.77 | 10000 | 2.59
216759937 | 01/29/25 | Live | Midea Electric Trading | ECO-AIR | Singlezone Non-Ducted, Wall Placement | 216759937 |  | HRCU-A-CB-O | EDSO-12E | Mini-Splits | EDWM-12U |  |  |  | 13 | 25.5 | 10.6 | TRUE | TRUE |  | 12000 | 9300 | 2.84 | 9600 | 2.38
216720962 | 01/29/25 | Live | Midea Electric Trading | MIDEA | Singlezone Non-Ducted, Wall Placement | 216720962 |  | HRCU-A-CB-O | MOX230-12HFN10-M1P | Mini-Splits | MSEPBM-12HRFN10-M1P |  |  |  | 13 | 25.5 | 10.6 | TRUE | TRUE |  | 12000 | 9300 | 2.84 | 9600 | 2.38
216720960 | 01/29/25 | Live | Midea Electric Trading | MIDEA | Singlezone Non-Ducted, Ceiling Placement | 216720960 |  | HRCU-A-CB-O | MOX230-09HFN10-M1P | Mini-Splits | MCA4-09HRFN10-M1P |  |  |  | 14.3 | 21.6 | 11.3 | TRUE | TRUE |  | 9000 | 8500 | 2.8 | 9300 | 2.55
216759940 | 01/29/25 | Live | Midea Electric Trading | ECO-AIR | Singlezone Non-Ducted, Ceiling Placement | 216759940 |  | HRCU-A-CB-O | EDSO-09E | Mini-Splits | ED4W-09U |  |  |  | 14.3 | 21.6 | 11.3 | TRUE | TRUE |  | 9000 | 8500 | 2.8 | 9300 | 2.55
216759955 | 01/29/25 | Live | Midea Electric Trading | ECO-AIR | Singlezone Non-Ducted, Ceiling Placement | 216759955 |  | HRCU-A-CB-O | EDSO-09E | Mini-Splits | ED1W-09U |  |  |  | 14.4 | 22.1 | 11.8 | TRUE | TRUE |  | 9000 | 7900 | 2.69 | 9900 | 2.59
216720959 | 01/29/25 | Live | Midea Electric Trading | MIDEA | Singlezone Non-Ducted, Wall Placement | 216720959 |  | HRCU-A-CB-O | MOX230-09HFN10-M1P | Mini-Splits | MSEPB-09HRFN10-M1P |  |  |  | 14.9 | 25.8 | 12.5 | TRUE | TRUE |  | 9000 | 8100 | 2.83 | 9400 | 2.37
216759936 | 01/29/25 | Live | Midea Electric Trading | ECO-AIR | Singlezone Non-Ducted, Wall Placement | 216759936 |  | HRCU-A-CB-O | EDSO-09E | Mini-Splits | EDWM-09U |  |  |  | 14.9 | 25.8 | 12.5 | TRUE | TRUE |  | 9000 | 8100 | 2.83 | 9400 | 2.37
216759935 | 01/29/25 | Live | Midea Electric Trading | ECO-AIR | Singlezone Non-Ducted, Wall Placement | 216759935 |  | HRCU-A-CB-O | EDSO-12E-115V | Mini-Splits | EDWM-12E-115V |  |  |  | 13 | 23.4 | 9.5 | TRUE | FALSE |  | 12000 | 8700 | 2.68 | 8700 | 2.43
216759934 | 01/29/25 | Live | Midea Electric Trading | ECO-AIR | Singlezone Non-Ducted, Wall Placement | 216759934 |  | HRCU-A-CB-O | EDSO-09E-115V | Mini-Splits | EDWM-09E-115V |  |  |  | 14.5 | 25.4 | 10 | TRUE | TRUE |  | 9000 | 8500 | 2.71 | 8600 | 2.4
216759984 | 01/29/25 | Live | Midea Electric Trading | ECO-AIR | Singlezone Non-Ducted, Wall Placement | 216759984 |  | HRCU-A-CB-O | EDSO-33H | Mini-Splits | EDWM-33U |  |  |  | 12 | 19.5 | 10.5 | TRUE | TRUE |  | 33000 | 30000 | 2.69 | 30200 | 2.02
216759983 | 01/29/25 | Live | Midea Electric Trading | ECO-AIR | Singlezone Non-Ducted, Wall Placement | 216759983 |  | HRCU-A-CB-O | EDSO-24H | Mini-Splits | EDWM-24U |  |  |  | 13 | 21 | 13.5 | TRUE | TRUE |  | 24000 | 21000 | 2.88 | 23200 | 2.35
216759952 | 01/29/25 | Live | Midea Electric Trading | ECO-AIR | Singlezone Non-Ducted, Ceiling Placement | 216759952 |  | HRCU-A-CB-O | EDSO-09H | Mini-Splits | ED1W-09U |  |  |  | 14.6 | 24 | 12.1 | TRUE | TRUE |  | 9000 | 9000 | 2.44 | 11900 | 2
216720905 | 01/29/25 | Live | Midea Electric Trading | COMFORTSTAR | Singlezone Ducted, Compact Ducted | 216720905 |  | HRCU-A-CB | CPP3-60DU(O) | Mini-Splits | CPA3H-60DU(I) |  |  |  | 10 | 17 | 9.7 | FALSE | FALSE |  | 58000 | 40000 | 2.66 | 41500 | 2.45
216720904 | 01/29/25 | Live | Midea Electric Trading | COMFORTSTAR | Singlezone Ducted, Compact Ducted | 216720904 |  | HRCU-A-CB | CPP3-48DU(O) | Mini-Splits | CPA3H-48DU(I) |  |  |  | 10 | 17.1 | 9.8 | TRUE | TRUE |  | 48000 | 39000 | 2.48 | 46500 | 2.35
216720903 | 01/29/25 | Live | Midea Electric Trading | COMFORTSTAR | Singlezone Ducted, Compact Ducted | 216720903 |  | HRCU-A-CB | CPP3-36DU(O) | Mini-Splits | CPA3H-36DU(I) |  |  |  | 10.1 | 18.7 | 10.2 | FALSE | FALSE |  | 36000 | 27400 | 2.73 | 31000 | 2.39
216720902 | 01/29/25 | Live | Midea Electric Trading | COMFORTSTAR | Singlezone Ducted, Compact Ducted | 216720902 |  | HRCU-A-CB | CPP3-24CD(O) | Mini-Splits | CPA3H-24CD(I) |  |  |  | 12.5 | 19 | 11 | TRUE | TRUE |  | 24000 | 21200 | 2.6 | 21600 | 2.56
216720901 | 01/29/25 | Live | Midea Electric Trading | COMFORTSTAR | Singlezone Ducted, Compact Ducted | 216720901 |  | HRCU-A-CB | CPP3-18CD(O) | Mini-Splits | CPA3H-18CD(I) |  |  |  | 13.3 | 20 | 11.3 | TRUE | TRUE |  | 17500 | 14900 | 2.89 | 15900 | 2.65
216720900 | 01/29/25 | Live | Midea Electric Trading | COMFORTSTAR | Singlezone Ducted, Compact Ducted | 216720900 |  | HRCU-A-CB | CPP3-12CD(O) | Mini-Splits | CPA3H-12CD(I) |  |  |  | 12 | 19.5 | 10.5 | TRUE | TRUE |  | 12000 | 9100 | 2.78 | 9800 | 2.52
216720899 | 01/29/25 | Live | Midea Electric Trading | COMFORTSTAR | Singlezone Ducted, Compact Ducted | 216720899 |  | HRCU-A-CB | CPP3-09CD(O) | Mini-Splits | CPA3H-09CD(I) |  |  |  | 13 | 19.7 | 11.5 | TRUE | TRUE |  | 9000 | 9300 | 2.9 | 9800 | 2.56
216720938 | 01/29/25 | Live | Midea Electric Trading | COMFORTSTAR | Multizone Mix of Ducted and Non-Ducted | 216720938 |  | HMSV-A-CB | CMZ3-62-6Z | Mixed Ducted and Non-Ducted Indoor Units |  |  |  |  | 10 | 18.6 | 9.4 | FALSE | FALSE |  | 60000 | 39000 | 2.65 | 40500 | 2.3
216720937 | 01/29/25 | Live | Midea Electric Trading | COMFORTSTAR | Multizone All Ducted | 216720937 |  | HMSV-A-CB | CMZ3-62-6Z | Ducted Indoor Units |  |  |  |  | 10 | 18 | 9.2 | FALSE | FALSE |  | 60000 | 39000 | 2.6 | 41000 | 2.3
216720936 | 01/29/25 | Live | Midea Electric Trading | COMFORTSTAR | Multizone All Non-Ducted | 216720936 |  | HMSR-A-CB-O | CMZ3-62-6Z | Non-Ducted Indoor Units |  |  |  |  | 10 | 19.2 | 9.6 | FALSE | FALSE |  | 60000 | 39000 | 2.7 | 40000 | 2.3
216720935 | 01/29/25 | Live | Midea Electric Trading | COMFORTSTAR | Multizone Mix of Ducted and Non-Ducted | 216720935 |  | HMSV-A-CB | CMZ3-55-6Z | Mixed Ducted and Non-Ducted Indoor Units |  |  |  |  | 11.85 | 20.85 | 10.3 | TRUE | TRUE |  | 45000 | 35400 | 2.45 | 37500 | 2.15
216720934 | 01/29/25 | Live | Midea Electric Trading | COMFORTSTAR | Multizone All Ducted | 216720934 |  | HMSV-A-CB | CMZ3-55-6Z | Ducted Indoor Units |  |  |  |  | 12 | 20.4 | 10.6 | TRUE | TRUE |  | 45000 | 37000 | 2.5 | 41000 | 2.4
216720933 | 01/29/25 | Live | Midea Electric Trading | COMFORTSTAR | Multizone All Non-Ducted | 216720933 |  | HMSR-A-CB-O | CMZ3-55-6Z | Non-Ducted Indoor Units |  |  |  |  | 11.7 | 21.3 | 10 | TRUE | TRUE |  | 45000 | 34000 | 2.4 | 34000 | 1.9
216720932 | 01/29/25 | Live | Midea Electric Trading | COMFORTSTAR | Multizone Mix of Ducted and Non-Ducted | 216720932 |  | HMSV-A-CB | CMZ3-48-5Z | Mixed Ducted and Non-Ducted Indoor Units |  |  |  |  | 11.85 | 21.55 | 9.6 | TRUE | TRUE |  | 35000 | 26600 | 2.35 | 29000 | 2.19
216720931 | 01/29/25 | Live | Midea Electric Trading | COMFORTSTAR | Multizone All Ducted | 216720931 |  | HMSV-A-CB | CMZ3-48-5Z | Ducted Indoor Units |  |  |  |  | 11.7 | 20 | 9.2 | TRUE | TRUE |  | 35000 | 26400 | 2.3 | 28000 | 2.2
216720930 | 01/29/25 | Live | Midea Electric Trading | COMFORTSTAR | Multizone All Non-Ducted | 216720930 |  | HMSR-A-CB-O | CMZ3-48-5Z | Non-Ducted Indoor Units |  |  |  |  | 12 | 23.1 | 10 | TRUE | TRUE |  | 35000 | 27000 | 2.4 | 30000 | 2.18
216720929 | 01/29/25 | Live | Midea Electric Trading | COMFORTSTAR | Multizone Mix of Ducted and Non-Ducted | 216720929 |  | HMSV-A-CB | CMZ3-30-4Z | Mixed Ducted and Non-Ducted Indoor Units |  |  |  |  | 12.1 | 22 | 9.25 | TRUE | TRUE |  | 26200 | 18200 | 2.5 | 18300 | 2.09
216720928 | 01/29/25 | Live | Midea Electric Trading | COMFORTSTAR | Multizone All Ducted | 216720928 |  | HMSV-A-CB | CMZ3-30-4Z | Ducted Indoor Units |  |  |  |  | 12 | 21 | 9 | TRUE | TRUE |  | 26600 | 18400 | 2.5 | 18600 | 2.3
216720927 | 01/29/25 | Live | Midea Electric Trading | COMFORTSTAR | Multizone All Non-Ducted | 216720927 |  | HMSR-A-CB-O | CMZ3-30-4Z | Non-Ducted Indoor Units |  |  |  |  | 12.2 | 23 | 9.5 | TRUE | TRUE |  | 26000 | 18000 | 2.5 | 18000 | 1.9
216720926 | 01/29/25 | Live | Midea Electric Trading | COMFORTSTAR | Multizone Mix of Ducted and Non-Ducted | 216720926 |  | HMSV-A-CB | CMZ3-24-3Z | Mixed Ducted and Non-Ducted Indoor Units |  |  |  |  | 12.25 | 21.5 | 10 | TRUE | TRUE |  | 18000 | 14000 | 2.46 | 14300 | 2.25
216720925 | 01/29/25 | Live | Midea Electric Trading | COMFORTSTAR | Multizone All Ducted | 216720925 |  | HMSV-A-CB | CMZ3-24-3Z | Ducted Indoor Units |  |  |  |  | 12 | 20 | 10 | TRUE | TRUE |  | 18000 | 14600 | 2.3 | 14600 | 2.3
216720924 | 01/29/25 | Live | Midea Electric Trading | COMFORTSTAR | Multizone All Non-Ducted | 216720924 |  | HMSR-A-CB-O | CMZ3-24-3Z | Non-Ducted Indoor Units |  |  |  |  | 12.5 | 23 | 10 | TRUE | TRUE |  | 18000 | 13500 | 2.6 | 14000 | 2.21
216720923 | 01/29/25 | Live | Midea Electric Trading | COMFORTSTAR | Multizone Mix of Ducted and Non-Ducted | 216720923 |  | HMSV-A-CB | CVH3-60-6SH | Mixed Ducted and Non-Ducted Indoor Units |  |  |  |  | 11.85 | 20.7 | 10.65 | TRUE | TRUE |  | 52000 | 45000 | 2.65 | 50500 | 2.25
216720922 | 01/29/25 | Live | Midea Electric Trading | COMFORTSTAR | Multizone All Ducted | 216720922 |  | HMSV-A-CB | CVH3-60-6SH | Ducted Indoor Units |  |  |  |  | 11.7 | 20 | 10.7 | TRUE | TRUE |  | 53000 | 45000 | 2.7 | 52000 | 2.3
216720921 | 01/29/25 | Live | Midea Electric Trading | COMFORTSTAR | Multizone All Non-Ducted | 216720921 |  | HMSR-A-CB-O | CVH3-60-6SH | Non-Ducted Indoor Units |  |  |  |  | 12 | 21.4 | 10.6 | TRUE | TRUE |  | 51000 | 45000 | 2.6 | 49000 | 2.2
216720920 | 01/29/25 | Live | Midea Electric Trading | COMFORTSTAR | Multizone Mix of Ducted and Non-Ducted | 216720920 |  | HMSV-A-CB | CVH3-48-6SH | Mixed Ducted and Non-Ducted Indoor Units |  |  |  |  | 11.85 | 20.8 | 10.6 | TRUE | TRUE |  | 46000 | 42500 | 2.5 | 44000 | 2.1
216720919 | 01/29/25 | Live | Midea Electric Trading | COMFORTSTAR | Multizone All Ducted | 216720919 |  | HMSV-A-CB | CVH3-48-6SH | Ducted Indoor Units |  |  |  |  | 11.7 | 20.4 | 11 | TRUE | TRUE |  | 47000 | 44500 | 2.6 | 46000 | 2.2
216720918 | 01/29/25 | Live | Midea Electric Trading | COMFORTSTAR | Multizone All Non-Ducted | 216720918 |  | HMSR-A-CB-O | CVH3-48-6SH | Non-Ducted Indoor Units |  |  |  |  | 12 | 21.2 | 10.2 | TRUE | TRUE |  | 45000 | 40500 | 2.4 | 42000 | 2
216720917 | 01/29/25 | Live | Midea Electric Trading | COMFORTSTAR | Multizone Mix of Ducted and Non-Ducted | 216720917 |  | HMSV-A-CB | CVH3-36-5SH | Mixed Ducted and Non-Ducted Indoor Units |  |  |  |  | 12.1 | 20.45 | 10.85 | TRUE | TRUE |  | 36000 | 34800 | 2.39 | 38500 | 2.26
216720916 | 01/29/25 | Live | Midea Electric Trading | COMFORTSTAR | Multizone All Ducted | 216720916 |  | HMSV-A-CB | CVH3-36-5SH | Ducted Indoor Units |  |  |  |  | 12 | 19.4 | 10.4 | TRUE | TRUE |  | 36000 | 33000 | 2.4 | 34000 | 2.2
216720915 | 01/29/25 | Live | Midea Electric Trading | COMFORTSTAR | Multizone All Non-Ducted | 216720915 |  | HMSR-A-CB-O | CVH3-36-5SH | Non-Ducted Indoor Units |  |  |  |  | 12.2 | 21.5 | 11.3 | TRUE | TRUE |  | 36000 | 36600 | 2.37 | 43000 | 2.3
216720914 | 01/29/25 | Live | Midea Electric Trading | COMFORTSTAR | Multizone Mix of Ducted and Non-Ducted | 216720914 |  | HMSV-A-CB | CVH3-27-4SH | Mixed Ducted and Non-Ducted Indoor Units |  |  |  |  | 12 | 20 | 9.75 | TRUE | TRUE |  | 27400 | 23200 | 2.4 | 27000 | 1.99
216720913 | 01/29/25 | Live | Midea Electric Trading | COMFORTSTAR | Multizone All Ducted | 216720913 |  | HMSV-A-CB | CVH3-27-4SH | Ducted Indoor Units |  |  |  |  | 12 | 19 | 9.5 | TRUE | TRUE |  | 28000 | 23000 | 2.4 | 27000 | 2.1
216720912 | 01/29/25 | Live | Midea Electric Trading | COMFORTSTAR | Multizone All Non-Ducted | 216720912 |  | HMSR-A-CB-O | CVH3-27-4SH | Non-Ducted Indoor Units |  |  |  |  | 12 | 21 | 10 | TRUE | TRUE |  | 27000 | 23600 | 2.4 | 27000 | 1.9
216720911 | 01/29/25 | Live | Midea Electric Trading | COMFORTSTAR | Multizone Mix of Ducted and Non-Ducted | 216720911 |  | HMSV-A-CB | CVH3-18-3SH | Mixed Ducted and Non-Ducted Indoor Units |  |  |  |  | 13 | 20.5 | 10 | TRUE | TRUE |  | 19000 | 16700 | 2.55 | 20000 | 2.3
216720910 | 01/29/25 | Live | Midea Electric Trading | COMFORTSTAR | Multizone All Ducted | 216720910 |  | HMSV-A-CB | CVH3-18-3SH | Ducted Indoor Units |  |  |  |  | 13 | 20 | 10 | TRUE | TRUE |  | 19000 | 17000 | 2.59 | 22000 | 2.5
216720909 | 01/29/25 | Live | Midea Electric Trading | COMFORTSTAR | Multizone All Non-Ducted | 216720909 |  | HMSR-A-CB-O | CVH3-18-3SH | Non-Ducted Indoor Units |  |  |  |  | 13 | 21 | 10 | TRUE | TRUE |  | 19000 | 16400 | 2.5 | 18000 | 2.1
216720892 | 01/29/25 | Live | Midea Electric Trading | COMFORTSTAR | Singlezone Non-Ducted, Floor Placement | 216720892 |  | HRCU-A-CB-O | CPP3-60DU(O) | Mini-Splits | FPA3-60DU(I) |  |  |  | 9.5 | 19.5 | 9.5 | FALSE | FALSE |  | 54000 | 37200 | 2.53 | 45300 | 2.22
216720891 | 01/29/25 | Live | Midea Electric Trading | COMFORTSTAR | Singlezone Non-Ducted, Floor Placement | 216720891 |  | HRCU-A-CB-O | CPP3-48DU(O) | Mini-Splits | FPA3-48DU(I) |  |  |  | 9.5 | 19.8 | 10.2 | TRUE | TRUE |  | 48000 | 39500 | 2.4 | 45100 | 2.13
216720890 | 01/29/25 | Live | Midea Electric Trading | COMFORTSTAR | Singlezone Non-Ducted, Floor Placement | 216720890 |  | HRCU-A-CB-O | CPP3-36DU(O) | Mini-Splits | FPA3-36DU(I) |  |  |  | 10.1 | 20 | 10 | FALSE | FALSE |  | 36000 | 26400 | 2.68 | 30900 | 2.36
216720897 | 01/29/25 | Live | Midea Electric Trading | COMFORTSTAR | Singlezone Non-Ducted, Wall Placement | 216720897 |  | HRCU-A-CB-O | CPP3-36DU(O) | Mini-Splits | TIP3-36DU(I) |  |  |  | 9.6 | 20 | 10.3 | TRUE | TRUE |  | 36000 | 26800 | 2.68 | 28100 | 2.22
216720889 | 01/29/25 | Live | Midea Electric Trading | COMFORTSTAR | Singlezone Non-Ducted, Floor Placement | 216720889 |  | HRCU-A-CB-O | CPP3-24CD(O) | Mini-Splits | FPA3-24CD(I) |  |  |  | 12.2 | 21.1 | 11.1 | TRUE | TRUE |  | 24000 | 20000 | 2.56 | 20000 | 2.31
216720896 | 01/29/25 | Live | Midea Electric Trading | COMFORTSTAR | Singlezone Non-Ducted, Wall Placement | 216720896 |  | HRCU-A-CB-O | CPP3-24CD(O) | Mini-Splits | TPA3-24CD(I) |  |  |  | 12 | 22 | 10.5 | TRUE | TRUE |  | 24000 | 20400 | 2.73 | 20500 | 2.55
216720888 | 01/29/25 | Live | Midea Electric Trading | COMFORTSTAR | Singlezone Non-Ducted, Floor Placement | 216720888 |  | HRCU-A-CB-O | CPP3-18CD(O) | Mini-Splits | FPA3-18CD(I) |  |  |  | 12.5 | 22.3 | 10.4 | TRUE | TRUE |  | 18000 | 13700 | 2.51 | 15100 | 2.38
216720895 | 01/29/25 | Live | Midea Electric Trading | COMFORTSTAR | Singlezone Non-Ducted, Ceiling Placement | 216720895 |  | HRCU-A-CB-O | CPP3-18CD(O) | Mini-Splits | TPA3-18CD(I) |  |  |  | 12.5 | 20.7 | 11.4 | TRUE | TRUE |  | 16800 | 13900 | 2.66 | 14800 | 2.36
216720908 | 01/29/25 | Live | Midea Electric Trading | COMFORTSTAR | Singlezone Non-Ducted, Ceiling Placement | 216720908 |  | HRCU-A-CB-O | CPP3-18CD(O) | Mini-Splits | T1W3-18CD(I) |  |  |  | 12.5 | 22.2 | 12.2 | TRUE | TRUE |  | 18000 | 14000 | 2.77 | 15200 | 2.47
216720894 | 01/29/25 | Live | Midea Electric Trading | COMFORTSTAR | Singlezone Non-Ducted, Ceiling Placement | 216720894 |  | HRCU-A-CB-O | CPP3-12CD(O) | Mini-Splits | TPA3-12CD(I) |  |  |  | 12.5 | 21.1 | 10.4 | TRUE | TRUE |  | 12000 | 8500 | 2.8 | 9300 | 2.55
216720907 | 01/29/25 | Live | Midea Electric Trading | COMFORTSTAR | Singlezone Non-Ducted, Ceiling Placement | 216720907 |  | HRCU-A-CB-O | CPP3-12CD(O) | Mini-Splits | T1W3-12CD(I) |  |  |  | 12.3 | 22.1 | 10 | TRUE | TRUE |  | 12000 | 8600 | 2.77 | 10000 | 2.59
216720893 | 01/29/25 | Live | Midea Electric Trading | COMFORTSTAR | Singlezone Non-Ducted, Ceiling Placement | 216720893 |  | HRCU-A-CB-O | CPP3-09CD(O) | Mini-Splits | TPA3-09CD(I) |  |  |  | 14.3 | 21.6 | 11.3 | TRUE | TRUE |  | 9000 | 8500 | 2.8 | 9300 | 2.55
216720906 | 01/29/25 | Live | Midea Electric Trading | COMFORTSTAR | Singlezone Non-Ducted, Ceiling Placement | 216720906 |  | HRCU-A-CB-O | CPP3-09CD(O) | Mini-Splits | T1W3-09CD(I) |  |  |  | 14.4 | 22.1 | 11.8 | TRUE | TRUE |  | 9000 | 7900 | 2.69 | 9900 | 2.59
216720887 | 01/29/25 | Live | Midea Electric Trading | COMFORTSTAR | Singlezone Non-Ducted, Wall Placement | 216720887 |  | HRCU-A-CB-O | CPP3-24CD(O) | Mini-Splits | CPP3-24CD(I) |  |  |  | 13 | 23.5 | 10 | TRUE | TRUE |  | 24000 | 19500 | 2.5 | 21300 | 2.42
216720886 | 01/29/25 | Live | Midea Electric Trading | COMFORTSTAR | Singlezone Non-Ducted, Wall Placement | 216720886 |  | HRCU-A-CB-O | CPP3-18CD(O) | Mini-Splits | CPP3-18CD(I) |  |  |  | 13.5 | 24 | 11.1 | TRUE | TRUE |  | 18000 | 13000 | 2.59 | 15000 | 2.43
216720885 | 01/29/25 | Live | Midea Electric Trading | COMFORTSTAR | Singlezone Non-Ducted, Wall Placement | 216720885 |  | HRCU-A-CB-O | CPP3-12CD(O) | Mini-Splits | CPP3-12CD(I) |  |  |  | 12.2 | 23.1 | 11.5 | TRUE | TRUE |  | 12000 | 9600 | 2.84 | 9900 | 2.57
216720884 | 01/29/25 | Live | Midea Electric Trading | COMFORTSTAR | Singlezone Non-Ducted, Wall Placement | 216720884 |  | HRCU-A-CB-O | CPP3-09CD(O) | Mini-Splits | CPP3-09CD(I) |  |  |  | 14.7 | 24.6 | 13 | TRUE | TRUE |  | 9000 | 8600 | 2.8 | 10200 | 2.47
216720883 | 01/29/25 | Live | Midea Electric Trading | COMFORTSTAR | Singlezone Non-Ducted, Wall Placement | 216720883 |  | HRCU-A-CB-O | CPP3-12CA(O) | Mini-Splits | CPP3-12CA(I) |  |  |  | 12.5 | 23.2 | 10.4 | TRUE | FALSE |  | 12000 | 8800 | 2.77 | 8800 | 2.77
216720882 | 01/29/25 | Live | Midea Electric Trading | COMFORTSTAR | Singlezone Non-Ducted, Wall Placement | 216720882 |  | HRCU-A-CB-O | CPP3-09CA(O) | Mini-Splits | CPP3-09CA(I) |  |  |  | 12.5 | 23.2 | 10.4 | TRUE | FALSE |  | 12000 | 8800 | 2.77 | 8800 | 2.77
216706027 | 01/29/25 | Live | Midea Electric Trading | ECOER | Singlezone Ducted, Centrally Ducted | 216706027 |  | HRCU-A-CB | ESCA16H-24BBA |  | EAHDEC-24ABA |  |  |  | 11 | 18.1 | 9.7 | TRUE | TRUE |  | 24000 | 20000 | 2.42 | 22200 | 2.24
216706025 | 01/29/25 | Live | Midea Electric Trading | ECOER | Singlezone Ducted, Centrally Ducted | 216706025 |  | HRCU-A-CB | ESCA17H-48ABA |  | EAHDEC-48ABA |  |  |  | 10.5 | 16.5 | 9.5 | TRUE | TRUE |  | 48000 | 37000 | 2.7 | 38300 | 2.02
216706032 | 01/29/25 | Live | Midea Electric Trading | ECOER | Singlezone Ducted, Centrally Ducted | 216706032 |  | HRCU-A-C | ESCA17H-60ABA |  | ESCT4860CBA |  |  |  | 10 | 16 | 8.3 | TRUE | TRUE |  | 52000 | 37800 | 2.46 | 50000 | 2.02
216706031 | 01/29/25 | Live | Midea Electric Trading | ECOER | Singlezone Ducted, Centrally Ducted | 216706031 |  | HRCU-A-C | ESCA17H-36ABA |  | ESCT3036BBA |  |  |  | 10.7 | 15.8 | 9.4 | TRUE | TRUE |  | 36000 | 29200 | 2.5 | 39000 | 2.18
216706029 | 01/29/25 | Live | Midea Electric Trading | ECOER | Singlezone Ducted, Centrally Ducted | 216706029 |  | HRCU-A-CB | ESCA16H-48BBA |  | EAHDEC-48ABA |  |  |  | 10 | 16 | 8.5 | TRUE | TRUE |  | 48000 | 32400 | 2.46 | 35400 | 2
216706033 | 01/29/25 | Live | Midea Electric Trading | ECOER | Singlezone Ducted, Centrally Ducted | 216706033 |  | HRCU-A-C | ESCA16H-36BBA |  | ESCT3036BBA |  |  |  | 8.5 | 14.3 | 8.3 | FALSE | FALSE |  | 35000 | 24200 | 2.42 | 28000 | 1.91
216732439 | 01/29/25 | Live | Midea Electric Trading | DIRECT AIR | Singlezone Ducted, Centrally Ducted | 216732439 |  | HRCU-A-C | DIRM4-30CS19-OU |  | DIRM4-4821MAGICP20-CCOIL |  |  |  | 10 | 16 | 8.5 | TRUE | TRUE |  | 29000 | 20000 | 2.44 | 25000 | 2.5
216732438 | 01/29/25 | Live | Midea Electric Trading | DIRECT AIR | Singlezone Ducted, Centrally Ducted | 216732438 |  | HRCU-A-C | DIRM4-30CS19-OU |  | DIRM4-3621MAGICP20-CCOIL |  |  |  | 10 | 16 | 8.5 | FALSE | FALSE |  | 29000 | 20000 | 2.44 | 25000 | 2.5
216720948 | 01/29/25 | Live | Midea Electric Trading | COMFORTSTAR | Singlezone Ducted, Centrally Ducted | 216720948 |  | HRCU-A-CB | CPH3-36CD(O) |  | AHU3-36-SG3 |  |  |  | 10 | 16.5 | 8.2 | TRUE | TRUE |  | 36000 | 23200 | 2.34 | 31900 | 2.09
216720944 | 01/29/25 | Live | Midea Electric Trading | COMFORTSTAR | Singlezone Ducted, Centrally Ducted | 216720944 |  | HRCU-A-CB | CPR3-60CD(O) |  | AHU3-60-SG3 |  |  |  | 8.6 | 15.2 | 8.4 | TRUE | TRUE |  | 54000 | 33000 | 2.34 | 35800 | 1.96
216720943 | 01/29/25 | Live | Midea Electric Trading | COMFORTSTAR | Singlezone Ducted, Centrally Ducted | 216720943 |  | HRCU-A-CB | CPR3-48CD(O) |  | AHU3-48-SG3 |  |  |  | 10 | 16 | 8.5 | TRUE | TRUE |  | 48000 | 32400 | 2.46 | 35400 | 2
216720942 | 01/29/25 | Live | Midea Electric Trading | COMFORTSTAR | Singlezone Ducted, Centrally Ducted | 216720942 |  | HRCU-A-CB | CPR3-36CD(O) |  | AHU3-36-SG3 |  |  |  | 10 | 16.1 | 8.7 | TRUE | TRUE |  | 36000 | 24800 | 2.6 | 26200 | 2.19
216720941 | 01/29/25 | Live | Midea Electric Trading | COMFORTSTAR | Singlezone Ducted, Centrally Ducted | 216720941 |  | HRCU-A-CB | CPR3-30CD(O) |  | AHU3-30-SG3 |  |  |  | 10.7 | 17 | 8.5 | FALSE | FALSE |  | 30000 | 18500 | 2.4 | 20200 | 2.26
216720940 | 01/29/25 | Live | Midea Electric Trading | COMFORTSTAR | Singlezone Ducted, Centrally Ducted | 216720940 |  | HRCU-A-CB | CPR3-24CD(O) |  | AHU3-24-SG3 |  |  |  | 11 | 18.1 | 9.7 | TRUE | TRUE |  | 24000 | 20000 | 2.42 | 22200 | 2.24
216720939 | 01/29/25 | Live | Midea Electric Trading | COMFORTSTAR | Singlezone Ducted, Centrally Ducted | 216720939 |  | HRCU-A-CB | CPR3-18CD(O) |  | AHU3-18-SG3 |  |  |  | 11 | 18.8 | 9.1 | FALSE | FALSE |  | 18000 | 12600 | 2.6 | 12600 | 2.2
216720950 | 01/29/25 | Live | Midea Electric Trading | COMFORTSTAR | Singlezone Ducted, Centrally Ducted | 216720950 |  | HRCU-A-CB | CPH3-60CD(O) |  | AHU3-60-SG3 |  |  |  | 10 | 16 | 9 | TRUE | TRUE |  | 54000 | 45000 | 2.4 | 50400 | 2.3
216720949 | 01/29/25 | Live | Midea Electric Trading | COMFORTSTAR | Singlezone Ducted, Centrally Ducted | 216720949 |  | HRCU-A-CB | CPH3-48CD(O) |  | AHU3-48-SG3 |  |  |  | 10.5 | 16.5 | 9.5 | TRUE | TRUE |  | 48000 | 37000 | 2.7 | 38300 | 2.02
216720947 | 01/29/25 | Live | Midea Electric Trading | COMFORTSTAR | Singlezone Ducted, Centrally Ducted | 216720947 |  | HRCU-A-CB | CPH3-30CD(O) |  | AHU3-30-SG3 |  |  |  | 11.7 | 16.8 | 10 | TRUE | TRUE |  | 30000 | 23800 | 2.76 | 37800 | 2.39
216720946 | 01/29/25 | Live | Midea Electric Trading | COMFORTSTAR | Singlezone Ducted, Centrally Ducted | 216720946 |  | HRCU-A-CB | CPH3-24CD(O) |  | AHU3-24-SG3 |  |  |  | 11.7 | 18.3 | 10 | TRUE | TRUE |  | 23000 | 20000 | 2.42 | 22200 | 2.24
216720945 | 01/29/25 | Live | Midea Electric Trading | COMFORTSTAR | Singlezone Ducted, Centrally Ducted | 216720945 |  | HRCU-A-CB | CPH3-18CD(O) |  | AHU3-18-SG3 |  |  |  | 12.5 | 19 | 9.7 | TRUE | TRUE |  | 18000 | 15000 | 2.6 | 21600 | 2.3
216732437 | 01/29/25 | Live | Midea Electric Trading | PANASONIC | Singlezone Ducted, Centrally Ducted | 216732437 |  | HRCU-A-C | CU-M30BAHU |  | CS-HM36BAAU3 |  |  |  | 10 | 16 | 8.5 | TRUE | TRUE |  | 29000 | 20000 | 2.44 | 25000 | 2.5
216732436 | 01/29/25 | Live | Midea Electric Trading | PANASONIC | Singlezone Ducted, Centrally Ducted | 216732436 |  | HRCU-A-C | CU-M30BAHU |  | CS-HM36BAAU2 |  |  |  | 10 | 16 | 8.5 | TRUE | TRUE |  | 29000 | 20000 | 2.44 | 25000 | 2.5
216732469 | 01/29/25 | Live | Midea Electric Trading | ELIOS | Singlezone Ducted, Centrally Ducted | 216732469 |  | HRCU-A-C | ESHEA30R2AN1 |  | GUHMA36RCAS1 |  |  |  | 10 | 16 | 8.5 | TRUE | TRUE |  | 29000 | 20000 | 2.44 | 25000 | 2.5
216732468 | 01/29/25 | Live | Midea Electric Trading | ELIOS | Singlezone Ducted, Centrally Ducted | 216732468 |  | HRCU-A-C | ESHEA30R2AN1 |  | GUHMA36RBAS1 |  |  |  | 10 | 16 | 8.5 | TRUE | TRUE |  | 29000 | 20000 | 2.44 | 25000 | 2.5
216718862 | 01/29/25 | Live | Midea Electric Trading | ELIOS | Singlezone Ducted, Centrally Ducted | 216718862 |  | HRCU-A-C | ESHMA48R2AN1 |  | GCHMA48RCAS1 |  |  |  | 10 | 15.2 | 8.8 | TRUE | TRUE |  | 45000 | 34400 | 2.42 | 36000 | 2.29
216760016 | 01/29/25 | Live | Midea Electric Trading | ELIOS | Singlezone Ducted, Centrally Ducted | 216760016 |  | HRCU-A-C | ESHMB36R2AN1 |  | GUHMA36RCAS1 |  |  |  | 10.7 | 15.8 | 9.4 | TRUE | TRUE |  | 36000 | 29200 | 2.5 | 39000 | 2.18
216760015 | 01/29/25 | Live | Midea Electric Trading | ELIOS | Singlezone Ducted, Centrally Ducted | 216760015 |  | HRCU-A-C | ESHMB36R2AN1 |  | GUHMA36RBAS1 |  |  |  | 10.7 | 15.8 | 9.4 | TRUE | TRUE |  | 36000 | 29200 | 2.5 | 39000 | 2.18
216732473 | 01/29/25 | Live | Midea Electric Trading | MIDEA | Singlezone Ducted, Centrally Ducted | 216732473 |  | HRCU-A-C | MO1BE-H30B-2A |  | MAAHE-H36B-CA |  |  |  | 10 | 16 | 8.5 | TRUE | TRUE |  | 29000 | 20000 | 2.44 | 25000 | 2.5
216732472 | 01/29/25 | Live | Midea Electric Trading | MIDEA | Singlezone Ducted, Centrally Ducted | 216732472 |  | HRCU-A-C | MO1BE-H30B-2A |  | MAAHE-H36B-BA |  |  |  | 10 | 16 | 8.5 | TRUE | TRUE |  | 29000 | 20000 | 2.44 | 25000 | 2.5
216759919 | 01/29/25 | Live | Midea Electric Trading | ECO-AIR | Singlezone Ducted, Centrally Ducted | 216759919 |  | HRCU-A-C | ECUO-48H |  | ECCC-60U |  |  |  | 10 | 15.2 | 8.8 | TRUE | TRUE |  | 45000 | 34400 | 2.42 | 36000 | 2.29
216706043 | 01/29/25 | Live | Midea Electric Trading | COOPER&HUNTER | Singlezone Non-Ducted, Wall Placement | 216706043 |  | HRCU-A-CB-O | CH-RHP33-230VO | Mini-Splits | CH-R33HOLVWM-230VI |  |  |  | 11.7 | 20 | 10.5 | TRUE | TRUE |  | 33000 | 29600 | 2.61 | 30200 | 2
216706045 | 01/29/25 | Live | Midea Electric Trading | COOPER&HUNTER | Singlezone Non-Ducted, Wall Placement | 216706045 |  | HRCU-A-CB-O | CH-RHP33-230VO | Mini-Splits | CH-RH33HASTWM-230VI |  |  |  | 12 | 19.5 | 10.5 | TRUE | TRUE |  | 33000 | 30000 | 2.69 | 30200 | 2.02
216706044 | 01/29/25 | Live | Midea Electric Trading | COOPER&HUNTER | Singlezone Non-Ducted, Wall Placement | 216706044 |  | HRCU-A-CB-O | CH-RHP33-230VO | Mini-Splits | CH-PRO33HASTWM-230VI |  |  |  | 12 | 19.5 | 10.5 | TRUE | TRUE |  | 33000 | 30000 | 2.69 | 30200 | 2.02
216760097 | 01/29/25 | Live | Midea Electric Trading | MULTI MFG | Singlezone Ducted, Compact Ducted | 216760097 |  | HRCU-A-CB | MSU-60HD-B | Mini-Splits | 60HHHP0-C-M-B |  |  |  | 10 | 17 | 9.7 | FALSE | FALSE |  | 58000 | 40000 | 2.66 | 41500 | 2.45
216760104 | 01/29/25 | Live | Midea Electric Trading | MULTI MFG | Singlezone Ducted, Compact Ducted | 216760104 |  | HRCU-A-CB | MSH-60HD-B | Mini-Splits | 60HHHP0-C-M-B |  |  |  | 10.2 | 15.8 | 10.4 | FALSE | FALSE |  | 55000 | 45000 | 2.72 | 52000 | 2.41
216760078 | 01/29/25 | Live | Midea Electric Trading | MULTI MFG | Singlezone Ducted, Compact Ducted | 216760078 |  | HRCU-A-CB | MSU-48HD-B | Mini-Splits | 48CCHP0-C-S-B |  |  |  | 10 | 17.1 | 9.8 | FALSE | FALSE |  | 48000 | 39000 | 2.48 | 46500 | 2.35
216760096 | 01/29/25 | Live | Midea Electric Trading | MULTI MFG | Singlezone Ducted, Compact Ducted | 216760096 |  | HRCU-A-CB | MSU-48HD-B | Mini-Splits | 48HHHP0-C-M-B |  |  |  | 10 | 17.1 | 9.8 | FALSE | FALSE |  | 48000 | 39000 | 2.48 | 46500 | 2.35
216760095 | 01/29/25 | Live | Midea Electric Trading | MULTI MFG | Singlezone Ducted, Compact Ducted | 216760095 |  | HRCU-A-CB | MSU-36HD-B | Mini-Splits | 36HHHP0-C-M-B |  |  |  | 10.1 | 18.7 | 10.2 | FALSE | FALSE |  | 36000 | 27400 | 2.73 | 31000 | 2.39
216760084 | 01/29/25 | Live | Midea Electric Trading | MULTI MFG | Singlezone Ducted, Compact Ducted | 216760084 |  | HRCU-A-CB | MSH-48HD-B | Mini-Splits | 48CCHP0-C-S-B |  |  |  | 10.4 | 16.7 | 10.8 | FALSE | FALSE |  | 48000 | 45000 | 2.61 | 45500 | 2.4
216760103 | 01/29/25 | Live | Midea Electric Trading | MULTI MFG | Singlezone Ducted, Compact Ducted | 216760103 |  | HRCU-A-CB | MSH-48HD-B | Mini-Splits | 48HHHP0-C-M-B |  |  |  | 10.4 | 16.7 | 10.8 | FALSE | FALSE |  | 48000 | 45000 | 2.61 | 45500 | 2.4
216760102 | 01/29/25 | Live | Midea Electric Trading | MULTI MFG | Singlezone Ducted, Compact Ducted | 216760102 |  | HRCU-A-CB | MSH-36HD-B | Mini-Splits | 36HHHP0-C-M-B |  |  |  | 12 | 17.7 | 11.1 | FALSE | FALSE |  | 36000 | 31600 | 2.73 | 40000 | 2.29
216760094 | 01/29/25 | Live | Midea Electric Trading | MULTI MFG | Singlezone Ducted, Compact Ducted | 216760094 |  | HRCU-A-CB | 24MSZ-M-B | Mini-Splits | 24HHHP0-C-M-B |  |  |  | 12.5 | 19 | 11 | FALSE | FALSE |  | 24000 | 21200 | 2.6 | 21600 | 2.56
216760093 | 01/29/25 | Live | Midea Electric Trading | MULTI MFG | Singlezone Ducted, Compact Ducted | 216760093 |  | HRCU-A-CB | 18MSZ-M-B | Mini-Splits | 18HHHP0-C-M-B |  |  |  | 13.3 | 20 | 11.3 | FALSE | FALSE |  | 17500 | 14900 | 2.89 | 15900 | 2.65
216760087 | 01/29/25 | Live | Midea Electric Trading | MULTI MFG | Singlezone Ducted, Compact Ducted | 216760087 |  | HRCU-A-CB | 18MSZ-M-B | Mini-Splits | 18HCHP0-C-M-B |  |  |  | 12.5 | 20 | 10.5 | FALSE | FALSE |  | 17000 | 14000 | 2.6 | 14100 | 2.4
216760092 | 01/29/25 | Live | Midea Electric Trading | MULTI MFG | Singlezone Ducted, Compact Ducted | 216760092 |  | HRCU-A-CB | 12MSZ-M-B | Mini-Splits | 12HHHP0-C-M-B |  |  |  | 12 | 19.5 | 10.5 | FALSE | FALSE |  | 12000 | 9100 | 2.78 | 9800 | 2.52
216760086 | 01/29/25 | Live | Midea Electric Trading | MULTI MFG | Singlezone Ducted, Compact Ducted | 216760086 |  | HRCU-A-CB | 12MSZ-M-B | Mini-Splits | 12HCHP0-C-M-B |  |  |  | 11.7 | 19 | 10.2 | FALSE | FALSE |  | 11500 | 9500 | 2.58 | 10300 | 2.58
216760091 | 01/29/25 | Live | Midea Electric Trading | MULTI MFG | Singlezone Ducted, Compact Ducted | 216760091 |  | HRCU-A-CB | 9MSZ-M-B | Mini-Splits | 9HHHP0-C-M-B |  |  |  | 13 | 19.7 | 11.5 | FALSE | FALSE |  | 9000 | 9300 | 2.9 | 9800 | 2.56
216760085 | 01/29/25 | Live | Midea Electric Trading | MULTI MFG | Singlezone Ducted, Compact Ducted | 216760085 |  | HRCU-A-CB | 9MSZ-M-B | Mini-Splits | 9HCHP0-C-M-B |  |  |  | 12.8 | 19.5 | 11 | FALSE | FALSE |  | 9000 | 8900 | 2.61 | 9600 | 2.45
216760101 | 01/29/25 | Live | Midea Electric Trading | MULTI MFG | Singlezone Ducted, Compact Ducted | 216760101 |  | HRCU-A-CB | MSH-24HD-B | Mini-Splits | 24HHHP0-C-M-B |  |  |  | 12 | 19 | 11.7 | FALSE | FALSE |  | 24000 | 21600 | 2.71 | 23600 | 2.48
216760100 | 01/29/25 | Live | Midea Electric Trading | MULTI MFG | Singlezone Ducted, Compact Ducted | 216760100 |  | HRCU-A-CB | MSH-18HD-B | Mini-Splits | 18HHHP0-C-M-B |  |  |  | 12 | 18.4 | 11.1 | FALSE | FALSE |  | 17500 | 15000 | 2.89 | 20000 | 2.5
216760090 | 01/29/25 | Live | Midea Electric Trading | MULTI MFG | Singlezone Ducted, Compact Ducted | 216760090 |  | HRCU-A-CB | MSH-18HD-B | Mini-Splits | 18HCHP0-C-M-B |  |  |  | 12 | 18 | 10.5 | FALSE | FALSE |  | 17000 | 15000 | 2.7 | 19000 | 2.23
216760099 | 01/29/25 | Live | Midea Electric Trading | MULTI MFG | Singlezone Ducted, Compact Ducted | 216760099 |  | HRCU-A-CB | MSH-12HD-B | Mini-Splits | 12HHHP0-C-M-B |  |  |  | 12 | 20 | 10.6 | FALSE | FALSE |  | 12000 | 10200 | 2.6 | 14000 | 2.31
216760089 | 01/29/25 | Live | Midea Electric Trading | MULTI MFG | Singlezone Ducted, Compact Ducted | 216760089 |  | HRCU-A-CB | MSH-12HD-B | Mini-Splits | 12HCHP0-C-M-B |  |  |  | 12 | 20 | 10 | FALSE | FALSE |  | 12000 | 9600 | 2.49 | 13100 | 1.99
216760098 | 01/29/25 | Live | Midea Electric Trading | MULTI MFG | Singlezone Ducted, Compact Ducted | 216760098 |  | HRCU-A-CB | MSH-09HD-B | Mini-Splits | 9HHHP0-C-M-B |  |  |  | 14 | 20.5 | 13.8 | FALSE | FALSE |  | 9000 | 10200 | 2.45 | 12600 | 1.94
216760088 | 01/29/25 | Live | Midea Electric Trading | MULTI MFG | Singlezone Ducted, Compact Ducted | 216760088 |  | HRCU-A-CB | MSH-09HD-B | Mini-Splits | 9HCHP0-C-M-B |  |  |  | 13.4 | 21.4 | 12.5 | FALSE | FALSE |  | 9000 | 9600 | 2.49 | 12600 | 1.99
216760137 | 01/29/25 | Live | Midea Electric Trading | MULTI MFG | Multizone Mix of Ducted and Non-Ducted | 216760137 |  | HMSV-A-CB | 60MP6-HE-B | Mixed Ducted and Non-Ducted Indoor Units |  |  |  |  | 10 | 18.6 | 9.4 | FALSE | FALSE |  | 60000 | 39000 | 2.65 | 40500 | 2.3
216760136 | 01/29/25 | Live | Midea Electric Trading | MULTI MFG | Multizone All Ducted | 216760136 |  | HMSV-A-CB | 60MP6-HE-B | Ducted Indoor Units |  |  |  |  | 10 | 18 | 9.2 | FALSE | FALSE |  | 60000 | 39000 | 2.6 | 41000 | 2.3
216760135 | 01/29/25 | Live | Midea Electric Trading | MULTI MFG | Multizone All Non-Ducted | 216760135 |  | HMSR-A-CB-O | 60MP6-HE-B | Non-Ducted Indoor Units |  |  |  |  | 10 | 19.2 | 9.6 | FALSE | FALSE |  | 60000 | 39000 | 2.7 | 40000 | 2.3
216760134 | 01/29/25 | Live | Midea Electric Trading | MULTI MFG | Multizone Mix of Ducted and Non-Ducted | 216760134 |  | HMSV-A-CB | 48MPC6-HE-B | Mixed Ducted and Non-Ducted Indoor Units |  |  |  |  | 11.85 | 20.85 | 10.3 | FALSE | FALSE |  | 45000 | 35400 | 2.45 | 37500 | 2.15
216760133 | 01/29/25 | Live | Midea Electric Trading | MULTI MFG | Multizone All Ducted | 216760133 |  | HMSV-A-CB | 48MPC6-HE-B | Ducted Indoor Units |  |  |  |  | 12 | 20.4 | 10.6 | FALSE | FALSE |  | 45000 | 37000 | 2.5 | 41000 | 2.4
216760132 | 01/29/25 | Live | Midea Electric Trading | MULTI MFG | Multizone All Non-Ducted | 216760132 |  | HMSR-A-CB-O | 48MPC6-HE-B | Non-Ducted Indoor Units |  |  |  |  | 11.7 | 21.3 | 10 | FALSE | FALSE |  | 45000 | 34000 | 2.4 | 34000 | 1.9
216760131 | 01/29/25 | Live | Midea Electric Trading | MULTI MFG | Multizone Mix of Ducted and Non-Ducted | 216760131 |  | HMSV-A-CB | 36MPC5-HE-B | Mixed Ducted and Non-Ducted Indoor Units |  |  |  |  | 11.85 | 21.55 | 9.6 | FALSE | FALSE |  | 35000 | 26600 | 2.35 | 29000 | 2.19
216760130 | 01/29/25 | Live | Midea Electric Trading | MULTI MFG | Multizone All Ducted | 216760130 |  | HMSV-A-CB | 36MPC5-HE-B | Ducted Indoor Units |  |  |  |  | 11.7 | 20 | 9.2 | FALSE | FALSE |  | 35000 | 26400 | 2.3 | 28000 | 2.2
216760129 | 01/29/25 | Live | Midea Electric Trading | MULTI MFG | Multizone All Non-Ducted | 216760129 |  | HMSR-A-CB-O | 36MPC5-HE-B | Non-Ducted Indoor Units |  |  |  |  | 12 | 23.1 | 10 | FALSE | FALSE |  | 35000 | 27000 | 2.4 | 30000 | 2.18
216719249 | 01/29/25 | Live | Midea Electric Trading | BLUEFIN | Multizone Mix of Ducted and Non-Ducted | 216719249 |  | HMSV-A-CB | BFMS27MZPL-02O | Mixed Ducted and Non-Ducted Indoor Units |  |  |  |  | 12.1 | 22 | 9.25 | TRUE | TRUE |  | 26200 | 18200 | 2.5 | 18300 | 2.09
216760128 | 01/29/25 | Live | Midea Electric Trading | MULTI MFG | Multizone Mix of Ducted and Non-Ducted | 216760128 |  | HMSV-A-CB | 27MPC4-HE-B | Mixed Ducted and Non-Ducted Indoor Units |  |  |  |  | 12.1 | 22 | 9.25 | FALSE | FALSE |  | 26200 | 18200 | 2.5 | 18300 | 2.09
216760127 | 01/29/25 | Live | Midea Electric Trading | MULTI MFG | Multizone All Ducted | 216760127 |  | HMSV-A-CB | 27MPC4-HE-B | Ducted Indoor Units |  |  |  |  | 12 | 21 | 9 | FALSE | FALSE |  | 26600 | 18400 | 2.5 | 18600 | 2.3
216719248 | 01/29/25 | Live | Midea Electric Trading | BLUEFIN | Multizone All Ducted | 216719248 |  | HMSV-A-CB | BFMS27MZPL-02O | Ducted Indoor Units |  |  |  |  | 12 | 21 | 9 | TRUE | TRUE |  | 26600 | 18400 | 2.5 | 18600 | 2.3
216719247 | 01/29/25 | Live | Midea Electric Trading | BLUEFIN | Multizone All Non-Ducted | 216719247 |  | HMSR-A-CB-O | BFMS27MZPL-02O | Non-Ducted Indoor Units |  |  |  |  | 12.2 | 23 | 9.5 | TRUE | TRUE |  | 26000 | 18000 | 2.5 | 18000 | 1.9
216760126 | 01/29/25 | Live | Midea Electric Trading | MULTI MFG | Multizone All Non-Ducted | 216760126 |  | HMSR-A-CB-O | 27MPC4-HE-B | Non-Ducted Indoor Units |  |  |  |  | 12.2 | 23 | 9.5 | FALSE | FALSE |  | 26000 | 18000 | 2.5 | 18000 | 1.9
216760125 | 01/29/25 | Live | Midea Electric Trading | MULTI MFG | Multizone Mix of Ducted and Non-Ducted | 216760125 |  | HMSV-A-CB | 18MPC3-HE-B | Mixed Ducted and Non-Ducted Indoor Units |  |  |  |  | 12.25 | 21.5 | 10 | FALSE | FALSE |  | 18000 | 14000 | 2.46 | 14300 | 2.25
216760124 | 01/29/25 | Live | Midea Electric Trading | MULTI MFG | Multizone All Ducted | 216760124 |  | HMSV-A-CB | 18MPC3-HE-B | Ducted Indoor Units |  |  |  |  | 12 | 20 | 10 | FALSE | FALSE |  | 18000 | 14600 | 2.3 | 14600 | 2.3
216760123 | 01/29/25 | Live | Midea Electric Trading | MULTI MFG | Multizone All Non-Ducted | 216760123 |  | HMSR-A-CB-O | 18MPC3-HE-B | Non-Ducted Indoor Units |  |  |  |  | 12.5 | 23 | 10 | FALSE | FALSE |  | 18000 | 13500 | 2.6 | 14000 | 2.21
216760152 | 01/29/25 | Live | Midea Electric Trading | MULTI MFG | Multizone Mix of Ducted and Non-Ducted | 216760152 |  | HMSV-A-CB | 55MPC6-HH-B | Mixed Ducted and Non-Ducted Indoor Units |  |  |  |  | 11.85 | 20.7 | 10.65 | FALSE | FALSE |  | 52000 | 45000 | 2.65 | 50500 | 2.25
216760151 | 01/29/25 | Live | Midea Electric Trading | MULTI MFG | Multizone All Ducted | 216760151 |  | HMSV-A-CB | 55MPC6-HH-B | Ducted Indoor Units |  |  |  |  | 11.7 | 20 | 10.7 | FALSE | FALSE |  | 53000 | 45000 | 2.7 | 52000 | 2.3
216760150 | 01/29/25 | Live | Midea Electric Trading | MULTI MFG | Multizone All Non-Ducted | 216760150 |  | HMSR-A-CB-O | 55MPC6-HH-B | Non-Ducted Indoor Units |  |  |  |  | 12 | 21.4 | 10.6 | FALSE | FALSE |  | 51000 | 45000 | 2.6 | 49000 | 2.2
216760149 | 01/29/25 | Live | Midea Electric Trading | MULTI MFG | Multizone Mix of Ducted and Non-Ducted | 216760149 |  | HMSV-A-CB | 48MPC6-HH-B | Mixed Ducted and Non-Ducted Indoor Units |  |  |  |  | 11.85 | 20.8 | 10.6 | FALSE | FALSE |  | 46000 | 42500 | 2.5 | 44000 | 2.1
216760148 | 01/29/25 | Live | Midea Electric Trading | MULTI MFG | Multizone All Ducted | 216760148 |  | HMSV-A-CB | 48MPC6-HH-B | Ducted Indoor Units |  |  |  |  | 11.7 | 20.4 | 11 | FALSE | FALSE |  | 47000 | 44500 | 2.6 | 46000 | 2.2
216760147 | 01/29/25 | Live | Midea Electric Trading | MULTI MFG | Multizone All Non-Ducted | 216760147 |  | HMSR-A-CB-O | 48MPC6-HH-B | Non-Ducted Indoor Units |  |  |  |  | 12 | 21.2 | 10.2 | FALSE | FALSE |  | 45000 | 40500 | 2.4 | 42000 | 2
216760146 | 01/29/25 | Live | Midea Electric Trading | MULTI MFG | Multizone Mix of Ducted and Non-Ducted | 216760146 |  | HMSV-A-CB | 36MPC5-HH-B | Mixed Ducted and Non-Ducted Indoor Units |  |  |  |  | 12.1 | 20.45 | 10.85 | FALSE | FALSE |  | 36000 | 34800 | 2.39 | 38500 | 2.26
216760145 | 01/29/25 | Live | Midea Electric Trading | MULTI MFG | Multizone All Ducted | 216760145 |  | HMSV-A-CB | 36MPC5-HH-B | Ducted Indoor Units |  |  |  |  | 12 | 19.4 | 10.4 | FALSE | FALSE |  | 36000 | 33000 | 2.4 | 34000 | 2.2
216760144 | 01/29/25 | Live | Midea Electric Trading | MULTI MFG | Multizone All Non-Ducted | 216760144 |  | HMSR-A-CB-O | 36MPC5-HH-B | Non-Ducted Indoor Units |  |  |  |  | 12.2 | 21.5 | 11.3 | FALSE | FALSE |  | 36000 | 36600 | 2.37 | 43000 | 2.3
216760143 | 01/29/25 | Live | Midea Electric Trading | MULTI MFG | Multizone Mix of Ducted and Non-Ducted | 216760143 |  | HMSV-A-CB | 27MPC4-HH-B | Mixed Ducted and Non-Ducted Indoor Units |  |  |  |  | 12 | 20 | 9.75 | FALSE | FALSE |  | 27400 | 23200 | 2.4 | 27000 | 1.99
216760142 | 01/29/25 | Live | Midea Electric Trading | MULTI MFG | Multizone All Ducted | 216760142 |  | HMSV-A-CB | 27MPC4-HH-B | Ducted Indoor Units |  |  |  |  | 12 | 19 | 9.5 | FALSE | FALSE |  | 28000 | 23000 | 2.4 | 27000 | 2.1
216760141 | 01/29/25 | Live | Midea Electric Trading | MULTI MFG | Multizone All Non-Ducted | 216760141 |  | HMSR-A-CB-O | 27MPC4-HH-B | Non-Ducted Indoor Units |  |  |  |  | 12 | 21 | 10 | FALSE | FALSE |  | 27000 | 23600 | 2.4 | 27000 | 1.9
216760140 | 01/29/25 | Live | Midea Electric Trading | MULTI MFG | Multizone Mix of Ducted and Non-Ducted | 216760140 |  | HMSV-A-CB | 18MPC3-HH-B | Mixed Ducted and Non-Ducted Indoor Units |  |  |  |  | 13 | 20.5 | 10 | FALSE | FALSE |  | 19000 | 16700 | 2.55 | 20000 | 2.3
216760139 | 01/29/25 | Live | Midea Electric Trading | MULTI MFG | Multizone All Ducted | 216760139 |  | HMSV-A-CB | 18MPC3-HH-B | Ducted Indoor Units |  |  |  |  | 13 | 20 | 10 | FALSE | FALSE |  | 19000 | 17000 | 2.59 | 22000 | 2.5
216760138 | 01/29/25 | Live | Midea Electric Trading | MULTI MFG | Multizone All Non-Ducted | 216760138 |  | HMSR-A-CB-O | 18MPC3-HH-B | Non-Ducted Indoor Units |  |  |  |  | 13 | 21 | 10 | FALSE | FALSE |  | 19000 | 16400 | 2.5 | 18000 | 2.1
216760059 | 01/29/25 | Live | Midea Electric Trading | MULTI MFG | Singlezone Non-Ducted, Wall Placement | 216760059 |  | HRCU-A-CB-O | 12MEZ-M-B | Mini-Splits | 12MEW0-HP-B |  |  |  | 8.8 | 18 | 8.8 | FALSE | FALSE |  | 12000 | 8000 | 2.58 | 8300 | 2.41
216760058 | 01/29/25 | Live | Midea Electric Trading | MULTI MFG | Singlezone Non-Ducted, Wall Placement | 216760058 |  | HRCU-A-CB-O | 9MEZ-M-B | Mini-Splits | 9MEW0-HP-B |  |  |  | 10.9 | 19 | 9.7 | FALSE | FALSE |  | 9000 | 8000 | 2.58 | 8300 | 2.41
216760072 | 01/29/25 | Live | Midea Electric Trading | MULTI MFG | Singlezone Non-Ducted, Wall Placement | 216760072 |  | HRCU-A-CB-O | MSH-30HD-B | Mini-Splits | 30HWMS0-C-M-B |  |  |  | 11.7 | 20 | 10.5 | FALSE | FALSE |  | 33000 | 29600 | 2.61 | 30200 | 2
216760115 | 01/29/25 | Live | Midea Electric Trading | MULTI MFG | Singlezone Non-Ducted, Floor Placement | 216760115 |  | HRCU-A-CB-O | MSH-24HD-B | Mini-Splits | 24FCHP0-C-M-B |  |  |  | 12 | 20.4 | 12.1 | FALSE | FALSE |  | 22000 | 20200 | 2.74 | 23300 | 2.38
216760082 | 01/29/25 | Live | Midea Electric Trading | MULTI MFG | Singlezone Non-Ducted, Wall Placement | 216760082 |  | HRCU-A-CB-O | MSH-24HD-B | Mini-Splits | 24CCHP0-C-S-B |  |  |  | 12 | 20.7 | 11.6 | FALSE | FALSE |  | 23400 | 20400 | 2.78 | 23900 | 2.48
216760114 | 01/29/25 | Live | Midea Electric Trading | MULTI MFG | Singlezone Non-Ducted, Floor Placement | 216760114 |  | HRCU-A-CB-O | MSH-18HD-B | Mini-Splits | 18FCHP0-C-M-B |  |  |  | 12.5 | 20.4 | 10.3 | FALSE | FALSE |  | 17000 | 14400 | 2.54 | 20200 | 2.24
216760108 | 01/29/25 | Live | Midea Electric Trading | MULTI MFG | Singlezone Non-Ducted, Wall Placement | 216760108 |  | HRCU-A-CB-O | MSH-18HD-B | Mini-Splits | 16FCHP0-C-M-B |  |  |  | 12.5 | 20 | 10.3 | FALSE | FALSE |  | 16000 | 14200 | 2.6 | 18800 | 2.13
216760081 | 01/29/25 | Live | Midea Electric Trading | MULTI MFG | Singlezone Non-Ducted, Ceiling Placement | 216760081 |  | HRCU-A-CB-O | MSH-18HD-B | Mini-Splits | 18CCHP0-C-S-B |  |  |  | 12.5 | 20 | 12.3 | FALSE | FALSE |  | 16000 | 14900 | 2.7 | 18000 | 2.1
216760122 | 01/29/25 | Live | Midea Electric Trading | MULTI MFG | Singlezone Non-Ducted, Ceiling Placement | 216760122 |  | HRCU-A-CB-O | MSH-18HD-B | Mini-Splits | 18MMNC0-HP-B |  |  |  | 12.5 | 20.6 | 12.2 | FALSE | FALSE |  | 16700 | 14500 | 2.5 | 18800 | 2.05
216760107 | 01/29/25 | Live | Midea Electric Trading | MULTI MFG | Singlezone Non-Ducted, Wall Placement | 216760107 |  | HRCU-A-CB-O | MSH-12HD-B | Mini-Splits | 12FCHP0-C-M-B |  |  |  | 12.5 | 25 | 10.5 | FALSE | FALSE |  | 12000 | 9800 | 2.71 | 12400 | 2.14
216760080 | 01/29/25 | Live | Midea Electric Trading | MULTI MFG | Singlezone Non-Ducted, Ceiling Placement | 216760080 |  | HRCU-A-CB-O | MSH-12HD-B | Mini-Splits | 12CCHP0-C-S-B |  |  |  | 12.5 | 22.2 | 11.6 | FALSE | FALSE |  | 12000 | 10000 | 2.74 | 12900 | 2.14
216719243 | 01/29/25 | Live | Midea Electric Trading | BLUEFIN | Singlezone Non-Ducted, Wall Placement | 216719243 |  | HRCU-A-CB-O | BFMS24BA-02O | Mini-Splits | BFMS24BA-02I |  |  |  | 9.6 | 18.5 | 9 | TRUE | TRUE |  | 24000 | 17200 | 2.46 | 20200 | 2.26
216760113 | 01/29/25 | Live | Midea Electric Trading | MULTI MFG | Singlezone Non-Ducted, Floor Placement | 216760113 |  | HRCU-A-CB-O | MSU-60HD-B | Mini-Splits | 60FCHP0-C-M-B |  |  |  | 9.5 | 19.5 | 9.5 | FALSE | FALSE |  | 54000 | 37200 | 2.53 | 45300 | 2.22
216760112 | 01/29/25 | Live | Midea Electric Trading | MULTI MFG | Singlezone Non-Ducted, Floor Placement | 216760112 |  | HRCU-A-CB-O | MSU-48HD-B | Mini-Splits | 48FCHP0-C-M-B |  |  |  | 9.5 | 19.8 | 10.2 | FALSE | FALSE |  | 48000 | 39500 | 2.4 | 45100 | 2.13
216760111 | 01/29/25 | Live | Midea Electric Trading | MULTI MFG | Singlezone Non-Ducted, Floor Placement | 216760111 |  | HRCU-A-CB-O | MSU-36HD-B | Mini-Splits | 36FCHP0-C-M-B |  |  |  | 10.1 | 20 | 10 | FALSE | FALSE |  | 36000 | 26400 | 2.68 | 30900 | 2.36
216760077 | 01/29/25 | Live | Midea Electric Trading | MULTI MFG | Singlezone Non-Ducted, Wall Placement | 216760077 |  | HRCU-A-CB-O | MSU-36HD-B | Mini-Splits | 36CCHP0-C-S-B |  |  |  | 9.6 | 20 | 10.3 | FALSE | FALSE |  | 36000 | 26800 | 2.68 | 28100 | 2.22
216760118 | 01/29/25 | Live | Midea Electric Trading | MULTI MFG | Singlezone Non-Ducted, Floor Placement | 216760118 |  | HRCU-A-CB-O | MSH-60HD-B | Mini-Splits | 60FCHP0-C-M-B |  |  |  | 9 | 18 | 10.7 | FALSE | FALSE |  | 54000 | 41000 | 2.33 | 58000 | 2.17
216760117 | 01/29/25 | Live | Midea Electric Trading | MULTI MFG | Singlezone Non-Ducted, Floor Placement | 216760117 |  | HRCU-A-CB-O | MSH-48HD-B | Mini-Splits | 48FCHP0-C-M-B |  |  |  | 9.4 | 18.5 | 10.1 | FALSE | FALSE |  | 48000 | 38500 | 2.38 | 44500 | 2.23
216760116 | 01/29/25 | Live | Midea Electric Trading | MULTI MFG | Singlezone Non-Ducted, Floor Placement | 216760116 |  | HRCU-A-CB-O | MSH-36HD-B | Mini-Splits | 36FCHP0-C-M-B |  |  |  | 12 | 20 | 10.8 | FALSE | FALSE |  | 36400 | 30200 | 2.58 | 42400 | 2.16
216760083 | 01/29/25 | Live | Midea Electric Trading | MULTI MFG | Singlezone Non-Ducted, Wall Placement | 216760083 |  | HRCU-A-CB-O | MSH-36HD-B | Mini-Splits | 36CCHP0-C-S-B |  |  |  | 12 | 21.2 | 10.6 | FALSE | FALSE |  | 36600 | 30600 | 2.56 | 46200 | 2.17
216719241 | 01/29/25 | Live | Midea Electric Trading | BLUEFIN | Singlezone Non-Ducted, Wall Placement | 216719241 |  | HRCU-A-CB-O | BFMS36BA-02O | Mini-Splits | BFMS36BA-02I |  |  |  | 9.3 | 19.5 | 9.1 | FALSE | FALSE |  | 36000 | 25600 | 2.3 | 25600 | 2.27
216719244 | 01/29/25 | Live | Midea Electric Trading | BLUEFIN | Singlezone Non-Ducted, Wall Placement | 216719244 |  | HRCU-A-CB-O | BFMS30BA-02O | Mini-Splits | BFMS30BA-02I |  |  |  | 12 | 22.3 | 9 | TRUE | FALSE |  | 30000 | 20000 | 2.4 | 21500 | 2.2
216719242 | 01/29/25 | Live | Midea Electric Trading | BLUEFIN | Singlezone Non-Ducted, Wall Placement | 216719242 |  | HRCU-A-CB-O | BFMS18BA-02O | Mini-Splits | BFMS18BA-02I |  |  |  | 11.5 | 20.2 | 9.1 | FALSE | FALSE |  | 18000 | 11700 | 2.62 | 13300 | 2.41
216719245 | 01/29/25 | Live | Midea Electric Trading | BLUEFIN | Singlezone Non-Ducted, Wall Placement | 216719245 |  | HRCU-A-CB-O | BFMS12BA-02O | Mini-Splits | BFMS12BA-02I |  |  |  | 10.8 | 21.3 | 9.2 | FALSE | FALSE |  | 12000 | 8300 | 2.32 | 9300 | 2.11
216719246 | 01/29/25 | Live | Midea Electric Trading | BLUEFIN | Singlezone Non-Ducted, Wall Placement | 216719246 |  | HRCU-A-CB-O | BFMS09BA-02O | Mini-Splits | BFMS09BA-02I |  |  |  | 12.6 | 21.6 | 9.4 | TRUE | TRUE |  | 9000 | 6600 | 2.45 | 7500 | 2
216760110 | 01/29/25 | Live | Midea Electric Trading | MULTI MFG | Singlezone Non-Ducted, Floor Placement | 216760110 |  | HRCU-A-CB-O | 24MSZ-M-B | Mini-Splits | 24FCHP0-C-M-B |  |  |  | 12.2 | 21.1 | 11.1 | FALSE | FALSE |  | 24000 | 20000 | 2.56 | 20000 | 2.31
216760076 | 01/29/25 | Live | Midea Electric Trading | MULTI MFG | Singlezone Non-Ducted, Wall Placement | 216760076 |  | HRCU-A-CB-O | 24MSZ-M-B | Mini-Splits | 24CCHP0-C-S-B |  |  |  | 12 | 22 | 10.5 | FALSE | FALSE |  | 24000 | 20400 | 2.73 | 20500 | 2.55
216760109 | 01/29/25 | Live | Midea Electric Trading | MULTI MFG | Singlezone Non-Ducted, Floor Placement | 216760109 |  | HRCU-A-CB-O | 18MSZ-M-B | Mini-Splits | 18FCHP0-C-M-B |  |  |  | 12.5 | 22.3 | 10.4 | FALSE | FALSE |  | 18000 | 13700 | 2.51 | 15100 | 2.38
216760106 | 01/29/25 | Live | Midea Electric Trading | MULTI MFG | Singlezone Non-Ducted, Wall Placement | 216760106 |  | HRCU-A-CB-O | 18MSZ-M-B | Mini-Splits | 16FCHP0-C-M-B |  |  |  | 12.5 | 23.8 | 13.5 | FALSE | FALSE |  | 16000 | 14100 | 2.75 | 14600 | 2.58
216760075 | 01/29/25 | Live | Midea Electric Trading | MULTI MFG | Singlezone Non-Ducted, Ceiling Placement | 216760075 |  | HRCU-A-CB-O | 18MSZ-M-B | Mini-Splits | 18CCHP0-C-S-B |  |  |  | 12.5 | 20.7 | 11.4 | FALSE | FALSE |  | 16800 | 13900 | 2.66 | 14800 | 2.36
216760120 | 01/29/25 | Live | Midea Electric Trading | MULTI MFG | Singlezone Non-Ducted, Ceiling Placement | 216760120 |  | HRCU-A-CB-O | 18MSZ-M-B | Mini-Splits | 18MMNC0-HP-B |  |  |  | 12.5 | 22.2 | 12.2 | FALSE | FALSE |  | 18000 | 14000 | 2.77 | 15200 | 2.47
216760105 | 01/29/25 | Live | Midea Electric Trading | MULTI MFG | Singlezone Non-Ducted, Wall Placement | 216760105 |  | HRCU-A-CB-O | 12MSZ-M-B | Mini-Splits | 12FCHP0-C-M-B |  |  |  | 12.7 | 24.6 | 11 | FALSE | FALSE |  | 12000 | 9000 | 2.87 | 9600 | 2.49
216760074 | 01/29/25 | Live | Midea Electric Trading | MULTI MFG | Singlezone Non-Ducted, Ceiling Placement | 216760074 |  | HRCU-A-CB-O | 12MSZ-M-B | Mini-Splits | 12CCHP0-C-S-B |  |  |  | 12.5 | 21.1 | 10.4 | FALSE | FALSE |  | 12000 | 8500 | 2.8 | 9300 | 2.55
216760073 | 01/29/25 | Live | Midea Electric Trading | MULTI MFG | Singlezone Non-Ducted, Ceiling Placement | 216760073 |  | HRCU-A-CB-O | 9MSZ-M-B | Mini-Splits | 9CCHP0-C-S-B |  |  |  | 14.3 | 21.6 | 11.3 | FALSE | FALSE |  | 9000 | 8500 | 2.8 | 9300 | 2.55
216760119 | 01/29/25 | Live | Midea Electric Trading | MULTI MFG | Singlezone Non-Ducted, Ceiling Placement | 216760119 |  | HRCU-A-CB-O | 9MSZ-M-B | Mini-Splits | 9MMNC0-HP-B |  |  |  | 14.4 | 22.1 | 11.8 | FALSE | FALSE |  | 9000 | 7900 | 2.69 | 9900 | 2.59
216760079 | 01/29/25 | Live | Midea Electric Trading | MULTI MFG | Singlezone Non-Ducted, Ceiling Placement | 216760079 |  | HRCU-A-CB-O | MSH-09HD-B | Mini-Splits | 9CCHP0-C-S-B |  |  |  | 14 | 22.6 | 12.1 | FALSE | FALSE |  | 9000 | 9700 | 2.63 | 12600 | 2.1
216760121 | 01/29/25 | Live | Midea Electric Trading | MULTI MFG | Singlezone Non-Ducted, Ceiling Placement | 216760121 |  | HRCU-A-CB-O | MSH-09HD-B | Mini-Splits | 9MMNC0-HP-B |  |  |  | 14.6 | 24 | 12.1 | FALSE | FALSE |  | 9000 | 9000 | 2.44 | 11900 | 2
216760061 | 01/29/25 | Live | Midea Electric Trading | MULTI MFG | Singlezone Non-Ducted, Wall Placement | 216760061 |  | HRCU-A-CB-O | 24MEZ-M-B | Mini-Splits | 24MEW0-HP-B |  |  |  | 9 | 17 | 8.5 | FALSE | FALSE |  | 24000 | 17100 | 2.29 | 18400 | 2.17
216760060 | 01/29/25 | Live | Midea Electric Trading | MULTI MFG | Singlezone Non-Ducted, Wall Placement | 216760060 |  | HRCU-A-CB-O | 18MEZ-M-B | Mini-Splits | 18MEW0-HP-B |  |  |  | 9.9 | 18.3 | 8.7 | FALSE | FALSE |  | 17000 | 11200 | 2.41 | 11200 | 2.2
216760057 | 01/29/25 | Live | Midea Electric Trading | MULTI MFG | Singlezone Non-Ducted, Wall Placement | 216760057 |  | HRCU-A-CB-O | 12MEZ-115-M-B | Mini-Splits | 12MEW0-115-HP-B |  |  |  | 8.8 | 19 | 9.2 | FALSE | FALSE |  | 12000 | 7700 | 2.59 | 7900 | 2.41
216760056 | 01/29/25 | Live | Midea Electric Trading | MULTI MFG | Singlezone Non-Ducted, Wall Placement | 216760056 |  | HRCU-A-CB-O | 9MEZ-115-M-B | Mini-Splits | 9MEW0-115-HP-B |  |  |  | 10.1 | 18 | 9 | FALSE | FALSE |  | 9000 | 6900 | 2.32 | 7200 | 2.03
216760066 | 01/29/25 | Live | Midea Electric Trading | MULTI MFG | Singlezone Non-Ducted, Wall Placement | 216760066 |  | HRCU-A-CB-O | 24MSZ-M-B | Mini-Splits | 24MHW0-HP-B |  |  |  | 13 | 23.5 | 10 | FALSE | FALSE |  | 24000 | 19500 | 2.5 | 21300 | 2.42
216732478 | 01/29/25 | Live | Midea Electric Trading | NG TRADE | Singlezone Non-Ducted, Wall Placement | 216732478 |  | HRCU-A-CB-O | OMSTAR241E | Mini-Splits | IMSTAR241E |  |  |  | 13 | 23.5 | 10 | TRUE | TRUE |  | 24000 | 19500 | 2.5 | 21300 | 2.42
216732477 | 01/29/25 | Live | Midea Electric Trading | NG TRADE | Singlezone Non-Ducted, Wall Placement | 216732477 |  | HRCU-A-CB-O | OMSTAR181E | Mini-Splits | IMSTAR181E |  |  |  | 13.5 | 24 | 11.1 | TRUE | TRUE |  | 18000 | 13000 | 2.59 | 15000 | 2.43
216760065 | 01/29/25 | Live | Midea Electric Trading | MULTI MFG | Singlezone Non-Ducted, Wall Placement | 216760065 |  | HRCU-A-CB-O | 18MSZ-M-B | Mini-Splits | 18MHW0-HP-B |  |  |  | 13.5 | 24 | 11.1 | FALSE | FALSE |  | 18000 | 13000 | 2.59 | 15000 | 2.43
216760064 | 01/29/25 | Live | Midea Electric Trading | MULTI MFG | Singlezone Non-Ducted, Wall Placement | 216760064 |  | HRCU-A-CB-O | 12MSZ-M-B | Mini-Splits | 12MHW0-HP-B |  |  |  | 12.2 | 23.1 | 11.5 | FALSE | FALSE |  | 12000 | 9600 | 2.84 | 9900 | 2.57
216732476 | 01/29/25 | Live | Midea Electric Trading | NG TRADE | Singlezone Non-Ducted, Wall Placement | 216732476 |  | HRCU-A-CB-O | OMSTAR121E | Mini-Splits | IMSTAR121E |  |  |  | 12.2 | 23.1 | 11.5 | TRUE | TRUE |  | 12000 | 9600 | 2.84 | 9900 | 2.57
216732475 | 01/29/25 | Live | Midea Electric Trading | NG TRADE | Singlezone Non-Ducted, Wall Placement | 216732475 |  | HRCU-A-CB-O | OMSTAR091E | Mini-Splits | IMSTAR091E |  |  |  | 14.7 | 24.6 | 13 | TRUE | TRUE |  | 9000 | 8600 | 2.8 | 10200 | 2.47
216760063 | 01/29/25 | Live | Midea Electric Trading | MULTI MFG | Singlezone Non-Ducted, Wall Placement | 216760063 |  | HRCU-A-CB-O | 9MSZ-M-B | Mini-Splits | 9MHW0-HP-B |  |  |  | 14.7 | 24.6 | 13 | FALSE | FALSE |  | 9000 | 8600 | 2.8 | 10200 | 2.47
216760062 | 01/29/25 | Live | Midea Electric Trading | MULTI MFG | Singlezone Non-Ducted, Wall Placement | 216760062 |  | HRCU-A-CB-O | 12MSZ-115-M-B | Mini-Splits | 12MHW0-115-HP-B |  |  |  | 12.5 | 23.2 | 10.4 | FALSE | FALSE |  | 12000 | 8800 | 2.77 | 8800 | 2.77
216732474 | 01/29/25 | Live | Midea Electric Trading | NG TRADE | Singlezone Non-Ducted, Wall Placement | 216732474 |  | HRCU-A-CB-O | OMSTAR120E | Mini-Splits | IMSTAR120E |  |  |  | 12.5 | 23.2 | 10.4 | TRUE | FALSE |  | 12000 | 8800 | 2.77 | 8800 | 2.77
216760071 | 01/29/25 | Live | Midea Electric Trading | MULTI MFG | Singlezone Non-Ducted, Wall Placement | 216760071 |  | HRCU-A-CB-O | MSH-24HD-B | Mini-Splits | 24HWMS0-C-M-B |  |  |  | 12.5 | 22.3 | 13.3 | FALSE | FALSE |  | 23000 | 21600 | 2.61 | 23400 | 2.33
216760070 | 01/29/25 | Live | Midea Electric Trading | MULTI MFG | Singlezone Non-Ducted, Wall Placement | 216760070 |  | HRCU-A-CB-O | MSH-18HD-B | Mini-Splits | 18HWMS0-C-M-B |  |  |  | 13 | 21.7 | 10.8 | FALSE | FALSE |  | 18000 | 14400 | 2.61 | 19800 | 2.49
216760067 | 01/29/25 | Live | Midea Electric Trading | MULTI MFG | Singlezone Non-Ducted, Wall Placement | 216760067 |  | HRCU-A-CB-O | MSH-06HD-B | Mini-Splits | 6HWMS0-C-M-B |  |  |  | 16 | 25.3 | 14.6 | FALSE | FALSE |  | 6000 | 7600 | 2.5 | 8700 | 2.04
216760069 | 01/29/25 | Live | Midea Electric Trading | MULTI MFG | Singlezone Non-Ducted, Wall Placement | 216760069 |  | HRCU-A-CB-O | MSH-12HD-B | Mini-Splits | 12HWMS0-C-M-B |  |  |  | 13.2 | 24 | 10.5 | FALSE | FALSE |  | 12000 | 10000 | 2.59 | 12800 | 1.75
216760068 | 01/29/25 | Live | Midea Electric Trading | MULTI MFG | Singlezone Non-Ducted, Wall Placement | 216760068 |  | HRCU-A-CB-O | MSH-09HD-B | Mini-Splits | 9HWMS0-C-M-B |  |  |  | 15 | 26 | 12.5 | FALSE | FALSE |  | 9000 | 10000 | 2.59 | 12800 | 1.75
216720881 | 01/29/25 | Live | Midea Electric Trading | ICONIC AIR SOLUTION | Multizone Mix of Ducted and Non-Ducted | 216720881 |  | HMSV-A-CB | ICMO60EK | Mixed Ducted and Non-Ducted Indoor Units |  |  |  |  | 10.5 | 19.6 | 9.1 | FALSE | FALSE |  | 55000 | 35800 | 2.58 | 37000 | 2.17
216720879 | 01/29/25 | Live | Midea Electric Trading | ICONIC AIR SOLUTION | Multizone All Non-Ducted | 216720879 |  | HMSR-A-CB-O | ICMO60EK | Non-Ducted Indoor Units |  |  |  |  | 10.5 | 20.2 | 9.6 | FALSE | FALSE |  | 55000 | 36400 | 2.56 | 37000 | 2.17
216720878 | 01/29/25 | Live | Midea Electric Trading | ICONIC AIR SOLUTION | Multizone Mix of Ducted and Non-Ducted | 216720878 |  | HMSV-A-CB | ICMO48EK | Mixed Ducted and Non-Ducted Indoor Units |  |  |  |  | 10.9 | 20.8 | 9.6 | FALSE | FALSE |  | 48000 | 36000 | 2.6 | 37000 | 2.17
216720873 | 01/29/25 | Live | Midea Electric Trading | ICONIC AIR SOLUTION | Multizone All Non-Ducted | 216720873 |  | HMSR-A-CB-O | ICMO36DK | Non-Ducted Indoor Units |  |  |  |  | 10.6 | 23.1 | 9.6 | FALSE | FALSE |  | 36000 | 26400 | 2.3 | 29600 | 2.09
216720876 | 01/29/25 | Live | Midea Electric Trading | ICONIC AIR SOLUTION | Multizone All Non-Ducted | 216720876 |  | HMSR-A-CB-O | ICMO48EK | Non-Ducted Indoor Units |  |  |  |  | 11 | 21.1 | 9.5 | FALSE | FALSE |  | 48000 | 36000 | 2.5 | 37000 | 2.17
216720978 | 01/29/25 | Live | Midea Electric Trading | MIDEA | Singlezone Ducted, Compact Ducted | 216720978 |  | HRCU-A-CB | MOE30-60HFN10-M2P | Mini-Splits | MHJ-60HWFN10-M2P |  |  |  | 10 | 17 | 9.7 | FALSE | FALSE |  | 58000 | 40000 | 2.66 | 41500 | 2.45
216759978 | 01/29/25 | Live | Midea Electric Trading | ECO-AIR | Singlezone Ducted, Compact Ducted | 216759978 |  | HRCU-A-CB | EDSO-60E | Mini-Splits | EDHS-60U |  |  |  | 10 | 17 | 9.7 | FALSE | FALSE |  | 58000 | 40000 | 2.66 | 41500 | 2.45
216759971 | 01/29/25 | Live | Midea Electric Trading | ECO-AIR | Singlezone Ducted, Compact Ducted | 216759971 |  | HRCU-A-CB | EDSO-60H | Mini-Splits | EDHS-60U |  |  |  | 10.2 | 15.8 | 10.4 | TRUE | TRUE |  | 55000 | 45000 | 2.72 | 52000 | 2.41
216759977 | 01/29/25 | Live | Midea Electric Trading | ECO-AIR | Singlezone Ducted, Compact Ducted | 216759977 |  | HRCU-A-CB | EDSO-48E | Mini-Splits | EDHS-48U |  |  |  | 10 | 17.1 | 9.8 | TRUE | TRUE |  | 48000 | 39000 | 2.48 | 46500 | 2.35
216720975 | 01/29/25 | Live | Midea Electric Trading | MIDEA | Singlezone Ducted, Compact Ducted | 216720975 |  | HRCU-A-CB | MOE30-48HFN10-M2P | Mini-Splits | MTJ-48HWFN10-M2P |  |  |  | 10 | 17.1 | 9.8 | TRUE | TRUE |  | 48000 | 39000 | 2.48 | 46500 | 2.35
216720972 | 01/29/25 | Live | Midea Electric Trading | MIDEA | Singlezone Ducted, Compact Ducted | 216720972 |  | HRCU-A-CB | MOD30-36HFN10-M2P | Mini-Splits | MTJ-36HWFN10-M2P |  |  |  | 10.1 | 18.7 | 10.2 | FALSE | FALSE |  | 36000 | 27400 | 2.73 | 31000 | 2.39
216759976 | 01/29/25 | Live | Midea Electric Trading | ECO-AIR | Singlezone Ducted, Compact Ducted | 216759976 |  | HRCU-A-CB | EDSO-36E | Mini-Splits | EDHS-36U |  |  |  | 10.1 | 18.7 | 10.2 | FALSE | FALSE |  | 36000 | 27400 | 2.73 | 31000 | 2.39
216759970 | 01/29/25 | Live | Midea Electric Trading | ECO-AIR | Singlezone Ducted, Compact Ducted | 216759970 |  | HRCU-A-CB | EDSO-48H | Mini-Splits | EDHS-48U |  |  |  | 10.4 | 16.7 | 10.8 | TRUE | TRUE |  | 48000 | 45000 | 2.61 | 45500 | 2.4
216759969 | 01/29/25 | Live | Midea Electric Trading | ECO-AIR | Singlezone Ducted, Compact Ducted | 216759969 |  | HRCU-A-CB | EDSO-36H | Mini-Splits | EDHS-36U |  |  |  | 12 | 17.7 | 11.1 | TRUE | TRUE |  | 36000 | 31600 | 2.73 | 40000 | 2.29
216759975 | 01/29/25 | Live | Midea Electric Trading | ECO-AIR | Singlezone Ducted, Compact Ducted | 216759975 |  | HRCU-A-CB | EDSO-24E | Mini-Splits | EDHS-24U |  |  |  | 12.5 | 19 | 11 | TRUE | TRUE |  | 24000 | 21200 | 2.6 | 21600 | 2.56
216720970 | 01/29/25 | Live | Midea Electric Trading | MIDEA | Singlezone Ducted, Compact Ducted | 216720970 |  | HRCU-A-CB | MOD30-24HFN10-M1P | Mini-Splits | MTJ-24HWFN10-M1P |  |  |  | 12.5 | 19 | 11 | TRUE | TRUE |  | 24000 | 21200 | 2.6 | 21600 | 2.56
216720967 | 01/29/25 | Live | Midea Electric Trading | MIDEA | Singlezone Ducted, Compact Ducted | 216720967 |  | HRCU-A-CB | MOX430-18HFN10-M1P | Mini-Splits | MTJ-18HWFN10-M1P |  |  |  | 13.3 | 20 | 11.3 | TRUE | TRUE |  | 17500 | 14900 | 2.89 | 15900 | 2.65
216759974 | 01/29/25 | Live | Midea Electric Trading | ECO-AIR | Singlezone Ducted, Compact Ducted | 216759974 |  | HRCU-A-CB | EDSO-18E | Mini-Splits | EDHS-18U |  |  |  | 13.3 | 20 | 11.3 | TRUE | TRUE |  | 17500 | 14900 | 2.89 | 15900 | 2.65
216759964 | 01/29/25 | Live | Midea Electric Trading | ECO-AIR | Singlezone Ducted, Compact Ducted | 216759964 |  | HRCU-A-CB | EDSO-18E | Mini-Splits | EDLS-18U |  |  |  | 12.5 | 20 | 10.5 | TRUE | TRUE |  | 17000 | 14000 | 2.6 | 14100 | 2.4
216720964 | 01/29/25 | Live | Midea Electric Trading | MIDEA | Singlezone Ducted, Compact Ducted | 216720964 |  | HRCU-A-CB | MOX230-12HFN10-M1P | Mini-Splits | MTJM-12HWFN10-M1P |  |  |  | 12 | 19.5 | 10.5 | TRUE | TRUE |  | 12000 | 9100 | 2.78 | 9800 | 2.52
216759973 | 01/29/25 | Live | Midea Electric Trading | ECO-AIR | Singlezone Ducted, Compact Ducted | 216759973 |  | HRCU-A-CB | EDSO-12E | Mini-Splits | EDHS-12U |  |  |  | 12 | 19.5 | 10.5 | TRUE | TRUE |  | 12000 | 9100 | 2.78 | 9800 | 2.52
216759963 | 01/29/25 | Live | Midea Electric Trading | ECO-AIR | Singlezone Ducted, Compact Ducted | 216759963 |  | HRCU-A-CB | EDSO-12E | Mini-Splits | EDLS-12U |  |  |  | 11.7 | 19 | 10.2 | TRUE | TRUE |  | 11500 | 9500 | 2.58 | 10300 | 2.58
216720961 | 01/29/25 | Live | Midea Electric Trading | MIDEA | Singlezone Ducted, Compact Ducted | 216720961 |  | HRCU-A-CB | MOX230-09HFN10-M1P | Mini-Splits | MTJ-09HWFN10-M1P |  |  |  | 13 | 19.7 | 11.5 | TRUE | TRUE |  | 9000 | 9300 | 2.9 | 9800 | 2.56
216759972 | 01/29/25 | Live | Midea Electric Trading | ECO-AIR | Singlezone Ducted, Compact Ducted | 216759972 |  | HRCU-A-CB | EDSO-09E | Mini-Splits | EDHS-09U |  |  |  | 13 | 19.7 | 11.5 | TRUE | TRUE |  | 9000 | 9300 | 2.9 | 9800 | 2.56
216759962 | 01/29/25 | Live | Midea Electric Trading | ECO-AIR | Singlezone Ducted, Compact Ducted | 216759962 |  | HRCU-A-CB | EDSO-09E | Mini-Splits | EDLS-09U |  |  |  | 12.8 | 19.5 | 11 | TRUE | TRUE |  | 9000 | 8900 | 2.61 | 9600 | 2.45
216759968 | 01/29/25 | Live | Midea Electric Trading | ECO-AIR | Singlezone Ducted, Compact Ducted | 216759968 |  | HRCU-A-CB | EDSO-24H | Mini-Splits | EDHS-24U |  |  |  | 12 | 19 | 11.7 | TRUE | TRUE |  | 24000 | 21600 | 2.71 | 23600 | 2.48
216759967 | 01/29/25 | Live | Midea Electric Trading | ECO-AIR | Singlezone Ducted, Compact Ducted | 216759967 |  | HRCU-A-CB | EDSO-18H | Mini-Splits | EDHS-18U |  |  |  | 12 | 18.4 | 11.1 | TRUE | TRUE |  | 17500 | 15000 | 2.89 | 20000 | 2.5
216759961 | 01/29/25 | Live | Midea Electric Trading | ECO-AIR | Singlezone Ducted, Compact Ducted | 216759961 |  | HRCU-A-CB | EDSO-18H | Mini-Splits | EDLS-18U |  |  |  | 12 | 18 | 10.5 | TRUE | TRUE |  | 17000 | 15000 | 2.7 | 19000 | 2.23
216759966 | 01/29/25 | Live | Midea Electric Trading | ECO-AIR | Singlezone Ducted, Compact Ducted | 216759966 |  | HRCU-A-CB | EDSO-12H | Mini-Splits | EDHS-12U |  |  |  | 12 | 20 | 10.6 | TRUE | TRUE |  | 12000 | 10200 | 2.6 | 14000 | 2.31
216759960 | 01/29/25 | Live | Midea Electric Trading | ECO-AIR | Singlezone Ducted, Compact Ducted | 216759960 |  | HRCU-A-CB | EDSO-12H | Mini-Splits | EDLS-12U |  |  |  | 12 | 20 | 10 | TRUE | TRUE |  | 12000 | 9600 | 2.49 | 13100 | 1.99
216759965 | 01/29/25 | Live | Midea Electric Trading | ECO-AIR | Singlezone Ducted, Compact Ducted | 216759965 |  | HRCU-A-CB | EDSO-09H | Mini-Splits | EDHS-09U |  |  |  | 14 | 20.5 | 13.8 | TRUE | TRUE |  | 9000 | 10200 | 2.45 | 12600 | 1.94
216759959 | 01/29/25 | Live | Midea Electric Trading | ECO-AIR | Singlezone Ducted, Compact Ducted | 216759959 |  | HRCU-A-CB | EDSO-09H | Mini-Splits | EDLS-09U |  |  |  | 13.4 | 21.4 | 12.5 | TRUE | TRUE |  | 9000 | 9600 | 2.49 | 12600 | 1.99
216759958 | 01/29/25 | Live | Midea Electric Trading | ECO-AIR | Singlezone Ducted, Compact Ducted | 216759958 |  | HRCU-A-CB | EDSO-06H | Mini-Splits | EDLS-06U |  |  |  | 14.4 | 21.4 | 13.8 | TRUE | TRUE |  | 6500 | 8000 | 2.69 | 9100 | 2.52
216759999 | 01/29/25 | Live | Midea Electric Trading | ECO-AIR | Multizone Mix of Ducted and Non-Ducted | 216759999 |  | HMSV-A-CB | EDMO-60E | Mixed Ducted and Non-Ducted Indoor Units |  |  |  |  | 10 | 20 | 9.35 | FALSE | FALSE |  | 60000 | 39000 | 2.7 | 41500 | 2.35
216759998 | 01/29/25 | Live | Midea Electric Trading | ECO-AIR | Multizone All Ducted | 216759998 |  | HMSV-A-CB | EDMO-60E | Ducted Indoor Units |  |  |  |  | 10 | 18 | 9.2 | FALSE | FALSE |  | 60000 | 39000 | 2.6 | 41000 | 2.3
216759997 | 01/29/25 | Live | Midea Electric Trading | ECO-AIR | Multizone All Non-Ducted | 216759997 |  | HMSR-A-CB-O | EDMO-60E | Non-Ducted Indoor Units |  |  |  |  | 10 | 22 | 9.5 | FALSE | FALSE |  | 60000 | 39000 | 2.8 | 42000 | 2.4
216759996 | 01/29/25 | Live | Midea Electric Trading | ECO-AIR | Multizone Mix of Ducted and Non-Ducted | 216759996 |  | HMSV-A-CB | EDMO-48E | Mixed Ducted and Non-Ducted Indoor Units |  |  |  |  | 12.25 | 22.2 | 10.45 | TRUE | TRUE |  | 46000 | 37400 | 2.5 | 39750 | 2.19
216759995 | 01/29/25 | Live | Midea Electric Trading | ECO-AIR | Multizone All Ducted | 216759995 |  | HMSV-A-CB | EDMO-48E | Ducted Indoor Units |  |  |  |  | 12 | 20.4 | 10.6 | TRUE | TRUE |  | 45000 | 37000 | 2.5 | 41000 | 2.4
216759994 | 01/29/25 | Live | Midea Electric Trading | ECO-AIR | Multizone All Non-Ducted | 216759994 |  | HMSR-A-CB-O | EDMO-48E | Non-Ducted Indoor Units |  |  |  |  | 12.5 | 24 | 10.3 | TRUE | TRUE |  | 47000 | 38000 | 2.5 | 38500 | 2
216759993 | 01/29/25 | Live | Midea Electric Trading | ECO-AIR | Multizone Mix of Ducted and Non-Ducted | 216759993 |  | HMSV-A-CB | EDMO-36E | Mixed Ducted and Non-Ducted Indoor Units |  |  |  |  | 11.85 | 22 | 9.35 | TRUE | TRUE |  | 35400 | 26400 | 2.35 | 27300 | 2.15
216759992 | 01/29/25 | Live | Midea Electric Trading | ECO-AIR | Multizone All Ducted | 216759992 |  | HMSV-A-CB | EDMO-36E | Ducted Indoor Units |  |  |  |  | 11.7 | 20 | 9.2 | TRUE | TRUE |  | 35000 | 26400 | 2.3 | 28000 | 2.2
216759991 | 01/29/25 | Live | Midea Electric Trading | ECO-AIR | Multizone All Non-Ducted | 216759991 |  | HMSR-A-CB-O | EDMO-36E | Non-Ducted Indoor Units |  |  |  |  | 12 | 24 | 9.5 | TRUE | TRUE |  | 36000 | 26600 | 2.4 | 26600 | 2.4
216759990 | 01/29/25 | Live | Midea Electric Trading | ECO-AIR | Multizone Mix of Ducted and Non-Ducted | 216759990 |  | HMSV-A-CB | EDMO-27E | Mixed Ducted and Non-Ducted Indoor Units |  |  |  |  | 12.5 | 23 | 9.25 | TRUE | TRUE |  | 26800 | 18400 | 2.56 | 18800 | 2.3
216759989 | 01/29/25 | Live | Midea Electric Trading | ECO-AIR | Multizone All Ducted | 216759989 |  | HMSV-A-CB | EDMO-27E | Ducted Indoor Units |  |  |  |  | 12 | 21 | 9 | TRUE | TRUE |  | 26600 | 18400 | 2.5 | 18600 | 2.3
216759988 | 01/29/25 | Live | Midea Electric Trading | ECO-AIR | Multizone All Non-Ducted | 216759988 |  | HMSR-A-CB-O | EDMO-27E | Non-Ducted Indoor Units |  |  |  |  | 13 | 25 | 9.5 | TRUE | TRUE |  | 27000 | 18400 | 2.61 | 19000 | 2.3
216759987 | 01/29/25 | Live | Midea Electric Trading | ECO-AIR | Multizone Mix of Ducted and Non-Ducted | 216759987 |  | HMSV-A-CB | EDMO-18E | Mixed Ducted and Non-Ducted Indoor Units |  |  |  |  | 13 | 22.55 | 9.9 | TRUE | TRUE |  | 18000 | 14100 | 2.55 | 14300 | 2.39
216759986 | 01/29/25 | Live | Midea Electric Trading | ECO-AIR | Multizone All Ducted | 216759986 |  | HMSV-A-CB | EDMO-18E | Ducted Indoor Units |  |  |  |  | 12 | 20 | 10 | TRUE | TRUE |  | 18000 | 14600 | 2.3 | 14600 | 2.3
216759985 | 01/29/25 | Live | Midea Electric Trading | ECO-AIR | Multizone All Non-Ducted | 216759985 |  | HMSR-A-CB-O | EDMO-18E | Non-Ducted Indoor Units |  |  |  |  | 14 | 25.1 | 9.8 | TRUE | TRUE |  | 18000 | 13600 | 2.81 | 14000 | 2.5
216760014 | 01/29/25 | Live | Midea Electric Trading | ECO-AIR | Multizone Mix of Ducted and Non-Ducted | 216760014 |  | HMSV-A-CB | EDMO-53H | Mixed Ducted and Non-Ducted Indoor Units |  |  |  |  | 11.85 | 21.1 | 10.6 | TRUE | TRUE |  | 52000 | 44500 | 2.65 | 49500 | 2.39
216760013 | 01/29/25 | Live | Midea Electric Trading | ECO-AIR | Multizone All Ducted | 216760013 |  | HMSV-A-CB | EDMO-53H | Ducted Indoor Units |  |  |  |  | 11.7 | 20 | 10.7 | TRUE | TRUE |  | 53000 | 45000 | 2.7 | 52000 | 2.3
216760012 | 01/29/25 | Live | Midea Electric Trading | ECO-AIR | Multizone All Non-Ducted | 216760012 |  | HMSR-A-CB-O | EDMO-53H | Non-Ducted Indoor Units |  |  |  |  | 12 | 22.2 | 10.5 | TRUE | TRUE |  | 51000 | 44000 | 2.6 | 47000 | 2.5
216760011 | 01/29/25 | Live | Midea Electric Trading | ECO-AIR | Multizone Mix of Ducted and Non-Ducted | 216760011 |  | HMSV-A-CB | EDMO-48H | Mixed Ducted and Non-Ducted Indoor Units |  |  |  |  | 11.85 | 21.7 | 11 | TRUE | TRUE |  | 47000 | 44000 | 2.6 | 45500 | 2.1
216760010 | 01/29/25 | Live | Midea Electric Trading | ECO-AIR | Multizone All Ducted | 216760010 |  | HMSV-A-CB | EDMO-48H | Ducted Indoor Units |  |  |  |  | 11.7 | 20.4 | 11 | TRUE | TRUE |  | 47000 | 44500 | 2.6 | 46000 | 2.2
216760009 | 01/29/25 | Live | Midea Electric Trading | ECO-AIR | Multizone All Non-Ducted | 216760009 |  | HMSR-A-CB-O | EDMO-48H | Non-Ducted Indoor Units |  |  |  |  | 12 | 23 | 11 | TRUE | TRUE |  | 47000 | 44000 | 2.6 | 45000 | 2
214291431 | 03/06/24 | Live | AUX CLOUD COMMERCE(USA) INC | AUX | Multizone All Non-Ducted | 214291431 |  | HMSR-A-CB-O | ASUM24HPMULO | Non-Ducted Indoor Units |  |  |  |  | 13 | 24 | 10.5 | TRUE | TRUE | TRUE | 24000 | 27600 | 2.45 | 28600 | 2.36
214291428 | 03/06/24 | Live | AUX CLOUD COMMERCE(USA) INC | AUX | Multizone All Non-Ducted | 214291428 |  | HMSR-A-CB-O | ASUM18HPMULO | Non-Ducted Indoor Units |  |  |  |  | 12.5 | 23.3 | 11 | TRUE | TRUE | TRUE | 18000 | 18100 | 2.5 | 23000 | 2.37
215387266 | 01/29/25 | Live | TCL AIR CONDITIONER (ZHONGSHAN) CO.,LTD. | TCL | Multizone All Non-Ducted | 215387266 |  | HMSR-A-CB-O | H42FMH20XPC | Non-Ducted Indoor Units |  |  |  |  | 12 | 22 | 9.5 | TRUE | TRUE |  | 42000 | 29400 | 2.53 | 32000 | 2.23
215387265 | 01/29/25 | Live | TCL AIR CONDITIONER (ZHONGSHAN) CO.,LTD. | TCL | Multizone All Non-Ducted | 215387265 |  | HMSR-A-CB-O | H36FMH21XPC | Non-Ducted Indoor Units |  |  |  |  | 12 | 22.5 | 9.5 | TRUE | TRUE |  | 35000 | 22400 | 2.74 | 26500 | 2.26
215387264 | 01/29/25 | Live | TCL AIR CONDITIONER (ZHONGSHAN) CO.,LTD. | TCL | Multizone All Non-Ducted | 215387264 |  | HMSR-A-CB-O | H27FMH22XPC | Non-Ducted Indoor Units |  |  |  |  | 12 | 24 | 10 | TRUE | TRUE |  | 27000 | 19500 | 2.6 | 21000 | 2.2
215387263 | 01/29/25 | Live | TCL AIR CONDITIONER (ZHONGSHAN) CO.,LTD. | TCL | Multizone All Non-Ducted | 215387263 |  | HMSR-A-CB-O | H18FMH22XPC | Non-Ducted Indoor Units |  |  |  |  | 13 | 24 | 10 | TRUE | TRUE |  | 18000 | 17400 | 2.68 | 18500 | 2.36
216741715 | 01/24/25 | Live | Hisense | HISENSE | Singlezone Non-Ducted, Wall Placement | 216741715 |  | HRCU-A-CB-O | AO-12U3T25P | Mini-Splits | AS-12U3THB25P |  |  |  | 15.35 | 30 | 11.8 | TRUE | TRUE |  | 12000 | 13000 | 2.24 | 16000 | 2.4
216741714 | 01/24/25 | Live | Hisense | HISENSE | Singlezone Non-Ducted, Wall Placement | 216741714 |  | HRCU-A-CB-O | AO-09U3T25P | Mini-Splits | AS-09U3THB25P |  |  |  | 18.35 | 32 | 11.8 | TRUE | TRUE |  | 9000 | 13000 | 2.24 | 16000 | 2.4
216598645 | 01/29/25 | Live | Hisense | HISENSE | Singlezone Non-Ducted, Wall Placement | 216598645 |  | HRCU-A-CB-O | AO-24U3R25SS | Mini-Splits | AS-24U3RDL25SS |  |  |  | 10.6 | 19.5 | 8.5 | FALSE | FALSE |  | 24000 | 21000 | 2.51 | 22200 | 2.42
216030254 | 01/29/25 | Live | Hisense | HISENSE | Singlezone Non-Ducted, Wall Placement | 216030254 |  | HRCU-A-CB-O | AO-18U3R25SS | Mini-Splits | AS-18U3RDL25SS |  |  |  | 11.95 | 20 | 9.8 | TRUE | FALSE |  | 18000 | 14800 | 2.8 | 15688 | 2.69
216030256 | 01/29/25 | Live | Hisense | HISENSE | Singlezone Non-Ducted, Wall Placement | 216030256 |  | HRCU-A-CB-O | AO-12U3R25SS | Mini-Splits | AS-12U3RDL25SS |  |  |  | 11.1 | 20 | 8.5 | FALSE | FALSE |  | 12000 | 9000 | 2.29 | 9550 | 2.22
216030255 | 01/29/25 | Live | Hisense | HISENSE | Singlezone Non-Ducted, Wall Placement | 216030255 |  | HRCU-A-CB-O | AO-09U3R25SS | Mini-Splits | AS-09U3RDL25SS |  |  |  | 12.95 | 20 | 9.5 | TRUE | FALSE |  | 9000 | 6500 | 2.57 | 6900 | 2.5
216772248 | 01/29/25 | Live | Gree | TOSOT | Singlezone Non-Ducted, Wall Placement | 216772248 |  | HRCU-A-CB-O | SU-AORAKI24-230/O | Mini-Splits | SU-AORAKI24-230/I |  |  |  | 12 | 23.5 | 9 | FALSE | FALSE |  | 22000 | 19000 | 2.7 | 20700 | 1.77
216623762 | 12/30/24 | Live | Gree | OUELLET | Singlezone Non-Ducted, Wall Placement | 216623762 |  | HRCU-A-CB-O | OCVX-H24A-O | Mini-Splits | OCVX-H24A-I |  |  |  | 12 | 23.5 | 9 | TRUE | FALSE |  | 22000 | 19000 | 2.7 | 20700 | 1.77
216623541 | 12/30/24 | Live | Gree | GREE | Singlezone Non-Ducted, Wall Placement | 216623541 |  | HRCU-A-CB-O | GWH24AGEXF-D6DNA4J/O | Mini-Splits | GWH24AUDXF-D6DN***/I |  |  |  | 12 | 23.5 | 9 | TRUE | FALSE |  | 22000 | 19000 | 2.7 | 20700 | 1.77
216618258 | 12/30/24 | Live | Gree | TOSOT | Multizone Mix of Ducted and Non-Ducted | 216618258 |  | HMSV-A-CB | TM48D6MO | Mixed Ducted and Non-Ducted Indoor Units |  |  |  |  | 11.8 | 19 | 9 | TRUE | TRUE |  | 48000 | 40000 | 2.28 | 44000 | 2.43
216618257 | 12/30/24 | Live | Gree | TOSOT | Multizone All Ducted | 216618257 |  | HMSV-A-CB | TM48D6MO | Ducted Indoor Units |  |  |  |  | 11.7 | 18 | 8.1 | TRUE | TRUE |  | 48000 | 40000 | 2.15 | 44000 | 2.3
216618256 | 12/30/24 | Live | Gree | TOSOT | Multizone All Non-Ducted | 216618256 |  | HMSR-A-CB-O | TM48D6MO | Non-Ducted Indoor Units |  |  |  |  | 12 | 21 | 10 | TRUE | TRUE |  | 48000 | 40000 | 2.4 | 44000 | 2.53
216618245 | 12/30/24 | Live | Gree | GREE | Singlezone Non-Ducted, Wall Placement | 216618245 |  | HRCU-A-CB-O | GWH24AVEXH-D6DNA1B/O | Mini-Splits | GTH(24)CB-D6DN***/I |  |  |  | 13 | 23 | 9.5 | FALSE | FALSE |  | 22000 | 20000 | 2.9 | 23000 | 1.95
216618244 | 12/30/24 | Live | Gree | GREE | Singlezone Ducted, Compact Ducted | 216618244 |  | HRCU-A-CB-O | GWH24AVEXH-D6DNA1B/O | Mini-Splits | GFH(24)DB-D6DN***/I |  |  |  | 12.5 | 22 | 9 | FALSE | FALSE |  | 22000 | 20000 | 2.9 | 21000 | 1.95
216618243 | 12/30/24 | Live | Gree | GREE | Singlezone Non-Ducted, Wall Placement | 216618243 |  | HRCU-A-CB-O | GWH24AVEXH-D6DNA1B/O | Mini-Splits | GKH(24)EC-D6DN***/I |  |  |  | 12.5 | 23 | 9 | FALSE | FALSE |  | 22000 | 20000 | 2.7 | 21000 | 1.86
216618237 | 12/30/24 | Live | Gree | GREE | Singlezone Non-Ducted, Ceiling Placement | 216618237 |  | HRCU-A-CB-O | GWH18AVEXF-D6DNA1B/O | Mini-Splits | GTH(18)CA-D6DN***/I |  |  |  | 11.25 | 21.5 | 9.2 | FALSE | FALSE |  | 18000 | 15500 | 2.4 | 19788 | 1.69
216618236 | 12/30/24 | Live | Gree | GREE | Singlezone Non-Ducted, Ceiling Placement | 216618236 |  | HRCU-A-CB-O | GWH18AVEXF-D6DNA1B/O | Mini-Splits | GKH(18)EB-D6DN***/I |  |  |  | 11.6 | 22 | 8.8 | FALSE | FALSE |  | 18000 | 15500 | 2.29 | 18915 | 1.43
216618235 | 12/30/24 | Live | Gree | GREE | Singlezone Non-Ducted, Ceiling Placement | 216618235 |  | HRCU-A-CB-O | GWH18AVEXF-D6DNA1B/O | Mini-Splits | GKH(18)DA-D6DN***/I |  |  |  | 10.75 | 20 | 9.2 | FALSE | FALSE |  | 18000 | 15500 | 2.5 | 19200 | 1.53
216618234 | 12/30/24 | Live | Gree | GREE | Singlezone Ducted, Compact Ducted | 216618234 |  | HRCU-A-CB | GWH18AVEXF-D6DNA1B/O | Mini-Splits | GFH(18)DB-D6DN***/I |  |  |  | 14 | 24.5 | 9.4 | FALSE | FALSE |  | 18000 | 15500 | 2.86 | 19200 | 1.87
216618233 | 12/30/24 | Live | Gree | GREE | Singlezone Non-Ducted, Wall Placement | 216618233 |  | HRCU-A-CB-O | GWH18AGDXF-D6DNA4B/O | Mini-Splits | GEH(18)AA-D6DN***/I |  |  |  | 11.6 | 21.5 | 8.5 | FALSE | FALSE |  | 18000 | 14700 | 2.2 | 15200 | 1.86
216618232 | 12/30/24 | Live | Gree | GREE | Singlezone Non-Ducted, Ceiling Placement | 216618232 |  | HRCU-A-CB-O | GWH18AGDXF-D6DNA4B/O | Mini-Splits | GTH(18)CA-D6DN***/I |  |  |  | 12.8 | 21.5 | 9.5 | FALSE | FALSE |  | 18000 | 14700 | 2.5 | 16000 | 2.08
216618231 | 12/30/24 | Live | Gree | GREE | Singlezone Ducted, Compact Ducted | 216618231 |  | HRCU-A-CB | GWH18AGDXF-D6DNA4B/O | Mini-Splits | GFH(18)DB-D6DN***/I |  |  |  | 14 | 22.5 | 9 | FALSE | FALSE |  | 18000 | 14700 | 2.8 | 18500 | 2.41
216618230 | 12/30/24 | Live | Gree | GREE | Singlezone Non-Ducted, Wall Placement | 216618230 |  | HRCU-A-CB-O | GWH09AVDXE-D6DNA1B/O | Mini-Splits | GEH(09)AA-D6DN***/I |  |  |  | 15.3 | 23.3 | 9.5 | TRUE | TRUE |  | 9100 | 8900 | 2.75 | 12000 | 1.93
216618229 | 12/30/24 | Live | Gree | GREE | Singlezone Non-Ducted, Ceiling Placement | 216618229 |  | HRCU-A-CB-O | GWH09AVDXE-D6DNA1B/O | Mini-Splits | GKH(09)DA-D6DN***/I |  |  |  | 13.65 | 22.5 | 9.5 | TRUE | TRUE |  | 9100 | 8900 | 2.8 | 10100 | 1.75
216618228 | 12/30/24 | Live | Gree | GREE | Singlezone Non-Ducted, Ceiling Placement | 216618228 |  | HRCU-A-CB-O | GWH09AVDXE-D6DNA1B/O | Mini-Splits | GTH(09)CA-D6DN***/I |  |  |  | 14.3 | 25.5 | 9.8 | TRUE | TRUE |  | 9100 | 8900 | 2.96 | 13000 | 1.98
216618227 | 12/30/24 | Live | Gree | GREE | Singlezone Non-Ducted, Ceiling Placement | 216618227 |  | HRCU-A-CB-O | GWH09AVDXE-D6DNA1B/O | Mini-Splits | GKH(09)EB-D6DN***/I |  |  |  | 15.5 | 24.5 | 9.5 | TRUE | TRUE |  | 9100 | 8900 | 2.87 | 10200 | 1.78
216618226 | 12/30/24 | Live | Gree | GREE | Singlezone Ducted, Compact Ducted | 216618226 |  | HRCU-A-CB | GWH09AVDXE-D6DNA1B/O | Mini-Splits | GFH(09)DA-D6DN***/I |  |  |  | 14.3 | 22.3 | 9.5 | TRUE | TRUE |  | 9100 | 8900 | 2.84 | 10900 | 2.03
216618225 | 12/30/24 | Live | Gree | GREE | Singlezone Non-Ducted, Wall Placement | 216618225 |  | HRCU-A-CB-O | GWH12AVDXE-D6DNA1B/O | Mini-Splits | GEH(12)AA-D6DNA1A/I |  |  |  | 13 | 23.1 | 9 | FALSE | FALSE |  | 12000 | 10300 | 2.6 | 12000 | 1.85
216618224 | 12/30/24 | Live | Gree | GREE | Singlezone Non-Ducted, Ceiling Placement | 216618224 |  | HRCU-A-CB-O | GWH12AVDXE-D6DNA1B/O | Mini-Splits | GTH(12)CA-D6DN***/I |  |  |  | 13 | 23 | 8.5 | FALSE | FALSE |  | 12000 | 10300 | 2.6 | 13000 | 2.01
216618223 | 12/30/24 | Live | Gree | GREE | Singlezone Non-Ducted, Ceiling Placement | 216618223 |  | HRCU-A-CB-O | GWH12AVDXE-D6DNA1B/O | Mini-Splits | GKH(12)DA-D6DN***/I |  |  |  | 12.3 | 20 | 8.5 | FALSE | FALSE |  | 12000 | 10300 | 2.8 | 12000 | 2.13
216618222 | 12/30/24 | Live | Gree | GREE | Singlezone Non-Ducted, Ceiling Placement | 216618222 |  | HRCU-A-CB-O | GWH12AVDXE-D6DNA1B/O | Mini-Splits | GKH(12)EB-D6DN***/I |  |  |  | 13 | 23 | 8.5 | FALSE | FALSE |  | 12000 | 10300 | 2.8 | 12000 | 2.17
216618221 | 12/30/24 | Live | Gree | GREE | Singlezone Ducted, Compact Ducted | 216618221 |  | HRCU-A-CB | GWH12AVDXE-D6DNA1B/O | Mini-Splits | GFH(12)DA-D6DN***/I |  |  |  | 13 | 21.5 | 9 | FALSE | FALSE |  | 12000 | 10300 | 2.8 | 12000 | 2.2
216618220 | 12/30/24 | Live | Gree | GREE | Singlezone Non-Ducted, Ceiling Placement | 216618220 |  | HRCU-A-CB-O | GWH18AGDXF-D6DNA4B/O | Mini-Splits | GKH(18)EB-D6DN***/I |  |  |  | 10.9 | 21 | 9 | FALSE | FALSE |  | 18000 | 14700 | 2.3 | 14800 | 1.98
216618219 | 12/30/24 | Live | Gree | GREE | Singlezone Non-Ducted, Ceiling Placement | 216618219 |  | HRCU-A-CB-O | GWH18AGDXF-D6DNA4B/O | Mini-Splits | GKH(18)DA-D6DN***/I |  |  |  | 10.9 | 21.5 | 8.5 | FALSE | FALSE |  | 18000 | 14700 | 2.2 | 15000 | 1.87
216618218 | 12/30/24 | Live | Gree | GREE | Singlezone Non-Ducted, Ceiling Placement | 216618218 |  | HRCU-A-CB-O | GWH24AGEXF-D6DNA4J/O | Mini-Splits | GTH(24)CB-D6DN***/I |  |  |  | 12.6 | 22.5 | 9.5 | FALSE | FALSE |  | 22000 | 20000 | 2.9 | 22000 | 1.9
216618217 | 12/30/24 | Live | Gree | GREE | Singlezone Non-Ducted, Ceiling Placement | 216618217 |  | HRCU-A-CB-O | GWH24AGEXF-D6DNA4J/O | Mini-Splits | GKH(24)EC-D6DN***/I |  |  |  | 11.6 | 22.5 | 9 | FALSE | FALSE |  | 22000 | 19400 | 2.69 | 20000 | 1.8
216618216 | 12/30/24 | Live | Gree | GREE | Singlezone Ducted, Compact Ducted | 216618216 |  | HRCU-A-CB | GWH24AGEXF-D6DNA4J/O | Mini-Splits | GFH(24)DB-D6DN***/I |  |  |  | 12.3 | 19.5 | 9 | FALSE | FALSE |  | 22000 | 19800 | 2.9 | 20000 | 1.9
216618215 | 12/30/24 | Live | Gree | GREE | Singlezone Non-Ducted, Wall Placement | 216618215 |  | HRCU-A-CB-O | GWH12AGCXD-D6DNA4D/O | Mini-Splits | GEH(12)AA-D6DN***/I |  |  |  | 13 | 23 | 9 | FALSE | FALSE |  | 12000 | 10000 | 2.79 | 12000 | 2.2
216618214 | 12/30/24 | Live | Gree | GREE | Singlezone Non-Ducted, Ceiling Placement | 216618214 |  | HRCU-A-CB-O | GWH12AGCXD-D6DNA4D/O | Mini-Splits | GTH(12)CA-D6DN***/I |  |  |  | 13 | 23 | 9.5 | FALSE | FALSE |  | 12000 | 10000 | 2.79 | 12000 | 2.2
216618213 | 12/30/24 | Live | Gree | GREE | Singlezone Non-Ducted, Ceiling Placement | 216618213 |  | HRCU-A-CB-O | GWH12AGCXD-D6DNA4D/O | Mini-Splits | GKH(12)DA-D6DN***/I |  |  |  | 12.3 | 21.5 | 9.5 | FALSE | FALSE |  | 12000 | 10000 | 2.79 | 12000 | 2.13
216618212 | 12/30/24 | Live | Gree | GREE | Singlezone Non-Ducted, Ceiling Placement | 216618212 |  | HRCU-A-CB-O | GWH12AGCXD-D6DNA4D/O | Mini-Splits | GKH(12)EB-D6DN***/I |  |  |  | 13 | 23 | 9 | FALSE | FALSE |  | 12000 | 10000 | 2.79 | 12000 | 2.17
216618211 | 12/30/24 | Live | Gree | GREE | Singlezone Ducted, Compact Ducted | 216618211 |  | HRCU-A-CB | GWH12AGCXD-D6DNA4D/O | Mini-Splits | GFH(12)DA-D6DN***/I |  |  |  | 13 | 21 | 9 | FALSE | FALSE |  | 12000 | 10000 | 2.79 | 12000 | 2.2
216618210 | 12/30/24 | Live | Gree | GREE | Singlezone Ducted, Compact Ducted | 216618210 |  | HRCU-A-CB | GWH09AGCXD-D6DNA4D/O | Mini-Splits | GFH(09)DA-D6DN***/I |  |  |  | 14.2 | 22 | 9.2 | TRUE | TRUE |  | 9100 | 8800 | 2.8 | 10200 | 2.32
216618209 | 12/30/24 | Live | Gree | GREE | Singlezone Non-Ducted, Wall Placement | 216618209 |  | HRCU-A-CB-O | GWH09AGCXD-D6DNA4D/O | Mini-Splits | GEH(09)AA-D6DN***/I |  |  |  | 15 | 23 | 9.4 | TRUE | TRUE |  | 9100 | 8800 | 2.77 | 10000 | 1.83
216618208 | 12/30/24 | Live | Gree | GREE | Singlezone Non-Ducted, Wall Placement | 216618208 |  | HRCU-A-CB-O | GWH09AGCXD-D6DNA4D/O | Mini-Splits | GTH(09)CA-D6DN***/I |  |  |  | 14.2 | 25 | 9.6 | TRUE | TRUE |  | 9100 | 8800 | 2.96 | 11400 | 2.16
216618207 | 12/30/24 | Live | Gree | GREE | Singlezone Non-Ducted, Wall Placement | 216618207 |  | HRCU-A-CB-O | GWH09AGCXD-D6DNA4D/O | Mini-Splits | GKH(09)DA-D6DN***/I |  |  |  | 13.1 | 22 | 9.5 | TRUE | TRUE |  | 9100 | 8800 | 2.87 | 11000 | 2.34
216618206 | 12/30/24 | Live | Gree | GREE | Singlezone Non-Ducted, Wall Placement | 216618206 |  | HRCU-A-CB-O | GWH09AGCXD-D6DNA4D/O | Mini-Splits | GKH(09)EB-D6DN***/I |  |  |  | 15 | 24 | 9.2 | TRUE | TRUE |  | 9100 | 8800 | 2.87 | 10800 | 2.59
216573589 | 12/30/24 | Live | Gree | TOSOT | Singlezone Non-Ducted, Floor Placement | 216573589 |  | HRCU-A-CB-O | SU-COSMO36-230/O | Mini-Splits | SU-COSMO36FS/I |  |  |  | 12 | 20 | 8.5 | FALSE | FALSE |  | 33600 | 27200 | 2.58 | 27300 | 1.96
216573588 | 12/30/24 | Live | Gree | TOSOT | Singlezone Non-Ducted, Wall Placement | 216573588 |  | HRCU-A-CB-O | SU-COSMO30-230/O | Mini-Splits | SU-COSMO30-230/I |  |  |  | 10.9 | 22 | 9 | FALSE | FALSE |  | 30000 | 24000 | 2.55 | 27000 | 2.08
216573587 | 12/30/24 | Live | Gree | TOSOT | Singlezone Non-Ducted, Wall Placement | 216573587 |  | HRCU-A-CB-O | SU-COSMO36-230/O | Mini-Splits | SU-COSMO36-230/I |  |  |  | 10.6 | 21 | 8.5 | FALSE | FALSE |  | 33600 | 27400 | 2.55 | 27500 | 1.99
216573053 | 12/30/24 | Live | Gree | GREE | Multizone Mix of Ducted and Non-Ducted | 216573053 |  | HMSV-A-CB | GWHD(48)ND6MO | Mixed Ducted and Non-Ducted Indoor Units |  |  |  |  | 11.8 | 19 | 9 | TRUE | TRUE |  | 48000 | 40000 | 2.28 | 44000 | 2.43
216573052 | 12/30/24 | Live | Gree | GREE | Multizone All Ducted | 216573052 |  | HMSV-A-CB | GWHD(48)ND6MO | Ducted Indoor Units |  |  |  |  | 11.7 | 18 | 8.1 | TRUE | TRUE |  | 48000 | 40000 | 2.15 | 44000 | 2.3
216573051 | 12/30/24 | Live | Gree | GREE | Multizone All Non-Ducted | 216573051 |  | HMSR-A-CB-O | GWHD(48)ND6MO | Non-Ducted Indoor Units |  |  |  |  | 12 | 21 | 10 | TRUE | TRUE |  | 48000 | 40000 | 2.4 | 44000 | 2.53
216571404 | 12/30/24 | Live | Gree | GREE | Singlezone Non-Ducted, Wall Placement | 216571404 |  | HRCU-A-CB-O | GWH24AWEXF-D6DNA1I/O | Mini-Splits | GWH24AUDXF-D6DN***/I |  |  |  | 12 | 23.5 | 9 | TRUE | FALSE |  | 22000 | 19000 | 2.7 | 20700 | 1.77
216571403 | 12/30/24 | Live | Gree | TOSOT | Multizone Mix of Ducted and Non-Ducted | 216571403 |  | HMSV-A-CB | TM42D6MO | Mixed Ducted and Non-Ducted Indoor Units |  |  |  |  | 12.2 | 19 | 9 | TRUE | TRUE |  | 42000 | 40000 | 2.28 | 43200 | 2.41
216571402 | 12/30/24 | Live | Gree | TOSOT | Multizone Mix of Ducted and Non-Ducted | 216571402 |  | HMSV-A-CB | TM36D6MO | Mixed Ducted and Non-Ducted Indoor Units |  |  |  |  | 11.8 | 19 | 9 | TRUE | TRUE |  | 36000 | 36000 | 2.2 | 37720 | 2.27
216571401 | 12/30/24 | Live | Gree | TOSOT | Multizone Mix of Ducted and Non-Ducted | 216571401 |  | HMSV-A-CB | TM30D6MO | Mixed Ducted and Non-Ducted Indoor Units |  |  |  |  | 12.2 | 19 | 9 | TRUE | TRUE |  | 28400 | 27600 | 2.33 | 31860 | 2.29
216571400 | 12/30/24 | Live | Gree | TOSOT | Multizone Mix of Ducted and Non-Ducted | 216571400 |  | HMSV-A-CB | TM24D6MO | Mixed Ducted and Non-Ducted Indoor Units |  |  |  |  | 12.2 | 19 | 9 | TRUE | TRUE |  | 24000 | 23000 | 2.35 | 26600 | 2.38
216571399 | 12/30/24 | Live | Gree | TOSOT | Multizone All Ducted | 216571399 |  | HMSV-A-CB | TM42D6MO | Ducted Indoor Units |  |  |  |  | 12 | 18 | 8.1 | TRUE | TRUE |  | 42000 | 40000 | 2.15 | 43200 | 2.29
216571398 | 12/30/24 | Live | Gree | TOSOT | Multizone All Ducted | 216571398 |  | HMSV-A-CB | TM36D6MO | Ducted Indoor Units |  |  |  |  | 11.7 | 18 | 8.1 | TRUE | TRUE |  | 36000 | 36000 | 2.1 | 37720 | 2.16
216571397 | 12/30/24 | Live | Gree | TOSOT | Multizone All Ducted | 216571397 |  | HMSV-A-CB | TM30D6MO | Ducted Indoor Units |  |  |  |  | 12 | 18 | 8.1 | TRUE | TRUE |  | 28400 | 27200 | 2.2 | 31860 | 2.18
216571396 | 12/30/24 | Live | Gree | TOSOT | Multizone All Ducted | 216571396 |  | HMSV-A-CB | TM24D6MO | Ducted Indoor Units |  |  |  |  | 12 | 18 | 8.1 | TRUE | TRUE |  | 24000 | 22000 | 2.2 | 26600 | 2.27
216571395 | 12/30/24 | Live | Gree | TOSOT | Multizone Mix of Ducted and Non-Ducted | 216571395 |  | HMSV-A-CB | TM18D6MO | Mixed Ducted and Non-Ducted Indoor Units |  |  |  |  | 11.8 | 19 | 9 | TRUE | TRUE |  | 18000 | 15400 | 2.1 | 16400 | 2.1
216571394 | 12/30/24 | Live | Gree | TOSOT | Multizone All Ducted | 216571394 |  | HMSV-A-CB | TM18D6MO | Ducted Indoor Units |  |  |  |  | 11.7 | 18 | 8.1 | TRUE | TRUE |  | 18000 | 15000 | 1.96 | 16400 | 1.96
216571393 | 12/30/24 | Live | Gree | TOSOT | Multizone All Non-Ducted | 216571393 |  | HMSR-A-CB-O | TM42D6MO | Non-Ducted Indoor Units |  |  |  |  | 13 | 21 | 10 | TRUE | TRUE |  | 42000 | 40000 | 2.4 | 43200 | 2.53
216571392 | 12/30/24 | Live | Gree | TOSOT | Multizone All Non-Ducted | 216571392 |  | HMSR-A-CB-O | TM36D6MO | Non-Ducted Indoor Units |  |  |  |  | 12 | 21 | 10 | TRUE | TRUE |  | 36000 | 36000 | 2.3 | 37720 | 2.38
216571391 | 12/30/24 | Live | Gree | TOSOT | Multizone All Non-Ducted | 216571391 |  | HMSR-A-CB-O | TM30D6MO | Non-Ducted Indoor Units |  |  |  |  | 13.6 | 21 | 10 | TRUE | TRUE |  | 28400 | 28000 | 2.45 | 31860 | 2.4
216571390 | 12/30/24 | Live | Gree | TOSOT | Multizone All Non-Ducted | 216571390 |  | HMSR-A-CB-O | TM24D6MO | Non-Ducted Indoor Units |  |  |  |  | 13.3 | 21 | 10 | TRUE | TRUE |  | 24000 | 23600 | 2.45 | 26600 | 2.5
216571389 | 12/30/24 | Live | Gree | TOSOT | Multizone All Non-Ducted | 216571389 |  | HMSR-A-CB-O | TM18D6MO | Non-Ducted Indoor Units |  |  |  |  | 12 | 21 | 10 | TRUE | TRUE |  | 18000 | 16000 | 2.36 | 16400 | 2.36
216498641 | 12/30/24 | Live | Gree | OUELLET | Singlezone Non-Ducted, Wall Placement | 216498641 |  | HRCU-A-CB-O | OARX-H18A-O | Mini-Splits | OARX-H18A-I |  |  |  | 14.3 | 27.5 | 10 | TRUE | TRUE |  | 18000 | 15500 | 2.86 | 20100 | 1.9
216498640 | 12/30/24 | Live | Gree | OUELLET | Singlezone Non-Ducted, Wall Placement | 216498640 |  | HRCU-A-CB-O | OARX-H24A-O | Mini-Splits | OARX-H24A-I |  |  |  | 13.95 | 27 | 10 | TRUE | TRUE |  | 22000 | 20000 | 2.95 | 24000 | 1.94
216472865 | 12/30/24 | Live | Gree | OUELLET | Singlezone Non-Ducted, Wall Placement | 216472865 |  | HRCU-A-CB-O | OCHX-H36A-O | Mini-Splits | OCHX-H36A-I |  |  |  | 10.6 | 21 | 8.5 | TRUE | TRUE |  | 33600 | 27400 | 2.55 | 27500 | 1.99
216472864 | 12/30/24 | Live | Gree | OUELLET | Singlezone Non-Ducted, Wall Placement | 216472864 |  | HRCU-A-CB-O | OCHX-H30A-O | Mini-Splits | OCHX-H30A-I |  |  |  | 10.9 | 22 | 9 | FALSE | FALSE |  | 30000 | 24000 | 2.55 | 27000 | 2.08
216472863 | 12/30/24 | Live | Gree | OUELLET | Singlezone Non-Ducted, Wall Placement | 216472863 |  | HRCU-A-CB-O | OCHX-H24A-O | Mini-Splits | OCHX-H24A-I |  |  |  | 11.9 | 19 | 8.5 | FALSE | FALSE |  | 24000 | 19200 | 2.5 | 19300 | 2.36
216472862 | 12/30/24 | Live | Gree | OUELLET | Singlezone Non-Ducted, Wall Placement | 216472862 |  | HRCU-A-CB-O | OCHX-H18A-O | Mini-Splits | OCHX-H18A-I |  |  |  | 12.35 | 20 | 8.5 | FALSE | FALSE |  | 18000 | 15300 | 4 | 15400 | 2.75
216472861 | 12/30/24 | Live | Gree | OUELLET | Singlezone Non-Ducted, Wall Placement | 216472861 |  | HRCU-A-CB-O | OCHX-H12A-O | Mini-Splits | OCHX-H12A-I |  |  |  | 9.75 | 19 | 8.5 | FALSE | FALSE |  | 12000 | 9700 | 2.71 | 11500 | 2.2
216472860 | 12/30/24 | Live | Gree | OUELLET | Singlezone Non-Ducted, Wall Placement | 216472860 |  | HRCU-A-CB-O | OCHX-H09A-O | Mini-Splits | OCHX-H09A-I |  |  |  | 12.5 | 20.5 | 8.8 | FALSE | FALSE |  | 9100 | 8100 | 2.7 | 9600 | 2.27
216472859 | 12/30/24 | Live | Gree | OUELLET | Singlezone Non-Ducted, Wall Placement | 216472859 |  | HRCU-A-CB-O | OCVX-H18A-O | Mini-Splits | OCVX-H18A-I |  |  |  | 13.65 | 24.5 | 9 | TRUE | TRUE |  | 18000 | 14700 | 2.69 | 18500 | 2.31
216472858 | 12/30/24 | Live | Gree | OUELLET | Singlezone Non-Ducted, Wall Placement | 216472858 |  | HRCU-A-CB-O | OCVX-H12A-O | Mini-Splits | OCVX-H12A-I |  |  |  | 13 | 24.5 | 9.5 | TRUE | TRUE |  | 12000 | 10000 | 2.9 | 12000 | 2.06
216472857 | 12/30/24 | Live | Gree | OUELLET | Singlezone Non-Ducted, Wall Placement | 216472857 |  | HRCU-A-CB-O | OCVX-H09A-O | Mini-Splits | OCVX-H09A-I |  |  |  | 15 | 26 | 10.4 | TRUE | TRUE |  | 9100 | 8800 | 2.93 | 11000 | 2.08
216472856 | 12/30/24 | Live | Gree | OUELLET | Singlezone Non-Ducted, Wall Placement | 216472856 |  | HRCU-A-CB-O | OARX-H12A-O | Mini-Splits | OARX-H12A-I |  |  |  | 15.2 | 28 | 10 | TRUE | TRUE |  | 12000 | 10300 | 3.11 | 13000 | 2.06
216472855 | 12/30/24 | Live | Gree | OUELLET | Singlezone Non-Ducted, Wall Placement | 216472855 |  | HRCU-A-CB-O | OARX-H09A-O | Mini-Splits | OARX-H09A-I |  |  |  | 16.8 | 30 | 11.2 | TRUE | TRUE |  | 9100 | 8900 | 3.22 | 13000 | 2.06
216453542 | 12/12/24 | Live | Gree | OUELLET | Multizone Mix of Ducted and Non-Ducted | 216453542 |  | HMSV-A-CB | OFRM5X1-H42A-O | Mixed Ducted and Non-Ducted Indoor Units |  |  |  |  | 12.2 | 19 | 9 | TRUE | TRUE |  | 42000 | 40000 | 2.28 | 43200 | 2.41
216453541 | 12/12/24 | Live | Gree | OUELLET | Multizone Mix of Ducted and Non-Ducted | 216453541 |  | HMSV-A-CB | OFRM4X1-H36A-O | Mixed Ducted and Non-Ducted Indoor Units |  |  |  |  | 11.8 | 19 | 9 | TRUE | TRUE |  | 36000 | 36000 | 2.2 | 37720 | 2.27
216453540 | 12/12/24 | Live | Gree | OUELLET | Multizone Mix of Ducted and Non-Ducted | 216453540 |  | HMSV-A-CB | OFRM4X1-H30A-O | Mixed Ducted and Non-Ducted Indoor Units |  |  |  |  | 12.2 | 19 | 9 | TRUE | TRUE |  | 28400 | 27600 | 2.33 | 31860 | 2.29
216453539 | 12/12/24 | Live | Gree | OUELLET | Multizone Mix of Ducted and Non-Ducted | 216453539 |  | HMSV-A-CB | OFRM3X1-H24A-O | Mixed Ducted and Non-Ducted Indoor Units |  |  |  |  | 12.2 | 19 | 9 | TRUE | TRUE |  | 24000 | 22800 | 2.33 | 26600 | 2.38
216453538 | 12/12/24 | Live | Gree | OUELLET | Multizone Mix of Ducted and Non-Ducted | 216453538 |  | HMSV-A-CB | OFRM2X1-H18A-O | Mixed Ducted and Non-Ducted Indoor Units |  |  |  |  | 11.8 | 19 | 9 | TRUE | TRUE |  | 18000 | 15400 | 2.1 | 16400 | 2.1
216453537 | 12/12/24 | Live | Gree | OUELLET | Multizone All Ducted | 216453537 |  | HMSV-A-CB | OFRM5X1-H42A-O | Ducted Indoor Units |  |  |  |  | 12 | 18 | 8.1 | TRUE | TRUE |  | 42000 | 40000 | 2.15 | 43200 | 2.29
216453536 | 12/12/24 | Live | Gree | OUELLET | Multizone All Ducted | 216453536 |  | HMSV-A-CB | OFRM4X1-H36A-O | Ducted Indoor Units |  |  |  |  | 11.7 | 18 | 8.1 | TRUE | TRUE |  | 36000 | 36000 | 2.1 | 37720 | 2.16
216453535 | 12/12/24 | Live | Gree | OUELLET | Multizone All Ducted | 216453535 |  | HMSV-A-CB | OFRM4X1-H30A-O | Ducted Indoor Units |  |  |  |  | 12 | 18 | 8.1 | TRUE | TRUE |  | 28400 | 27200 | 2.2 | 31860 | 2.18
216453534 | 12/12/24 | Live | Gree | OUELLET | Multizone All Ducted | 216453534 |  | HMSV-A-CB | OFRM3X1-H24A-O | Ducted Indoor Units |  |  |  |  | 12 | 18 | 8.1 | TRUE | TRUE |  | 24000 | 22000 | 2.2 | 26600 | 2.27
216453533 | 12/12/24 | Live | Gree | OUELLET | Multizone All Ducted | 216453533 |  | HMSV-A-CB | OFRM2X1-H18A-O | Ducted Indoor Units |  |  |  |  | 11.7 | 18 | 8.1 | TRUE | TRUE |  | 18000 | 15000 | 1.96 | 16400 | 1.96
216453532 | 12/12/24 | Live | Gree | OUELLET | Multizone All Non-Ducted | 216453532 |  | HMSR-A-CB-O | OFRM5X1-H42A-O | Non-Ducted Indoor Units |  |  |  |  | 13 | 21 | 10 | TRUE | TRUE |  | 42000 | 40000 | 2.4 | 43200 | 2.53
216453531 | 12/12/24 | Live | Gree | OUELLET | Multizone All Non-Ducted | 216453531 |  | HMSR-A-CB-O | OFRM4X1-H36A-O | Non-Ducted Indoor Units |  |  |  |  | 12 | 21 | 10 | TRUE | TRUE |  | 36000 | 36000 | 2.3 | 37720 | 2.38
216453530 | 12/12/24 | Live | Gree | OUELLET | Multizone All Non-Ducted | 216453530 |  | HMSR-A-CB-O | OFRM4X1-H30A-O | Non-Ducted Indoor Units |  |  |  |  | 13.6 | 21 | 10 | TRUE | TRUE |  | 28400 | 28000 | 2.45 | 31860 | 2.4
216453529 | 12/12/24 | Live | Gree | OUELLET | Multizone All Non-Ducted | 216453529 |  | HMSR-A-CB-O | OFRM3X1-H24A-O | Non-Ducted Indoor Units |  |  |  |  | 13.3 | 21 | 10 | TRUE | TRUE |  | 24000 | 23600 | 2.45 | 26600 | 2.5
216453528 | 12/12/24 | Live | Gree | OUELLET | Multizone All Non-Ducted | 216453528 |  | HMSR-A-CB-O | OFRM2X1-H18A-O | Non-Ducted Indoor Units |  |  |  |  | 12 | 21 | 10 | TRUE | TRUE |  | 18000 | 16000 | 2.36 | 16400 | 2.36
216441676 | 12/12/24 | Live | Gree | APOWER | Singlezone Ducted, Compact Ducted | 216441676 |  | HRCU-A-CB | AP12HP230VBO | Mini-Splits | APDE12HP230VAI |  |  |  | 13 | 21 | 9 | FALSE | FALSE |  | 12000 | 10000 | 2.79 | 12000 | 2.2
216441675 | 12/12/24 | Live | Gree | APOWER | Singlezone Ducted, Compact Ducted | 216441675 |  | HRCU-A-CB | AP09HP230VBO | Mini-Splits | APDE09HP230VAI |  |  |  | 14.2 | 22 | 9.2 | FALSE | FALSE |  | 9100 | 8800 | 2.8 | 10200 | 2.32
216441122 | 12/12/24 | Live | Gree | APOWER | Multizone Mix of Ducted and Non-Ducted | 216441122 |  | HMSV-A-CB | AP4M36HP230VMO | Mixed Ducted and Non-Ducted Indoor Units |  |  |  |  | 11.8 | 19 | 9 | FALSE | FALSE |  | 36000 | 36000 | 2.2 | 37720 | 2.27
216441121 | 12/12/24 | Live | Gree | APOWER | Multizone All Ducted | 216441121 |  | HMSV-A-CB | AP4M36HP230VMO | Ducted Indoor Units |  |  |  |  | 11.7 | 18 | 8.1 | FALSE | FALSE |  | 36000 | 36000 | 2.1 | 37720 | 2.16
216441120 | 12/12/24 | Live | Gree | APOWER | Multizone All Non-Ducted | 216441120 |  | HMSR-A-CB-O | AP4M36HP230VMO | Non-Ducted Indoor Units |  |  |  |  | 12 | 21 | 10 | FALSE | FALSE |  | 36000 | 36000 | 2.3 | 37720 | 2.38
216426824 | 12/12/24 | Live | Gree | TOSOT | Singlezone Non-Ducted, Wall Placement | 216426824 |  | HRCU-A-CB-O | TWH18AV29D6DO | Mini-Splits | TWH18AV29D6DI |  |  |  | 14.3 | 27.5 | 10 | TRUE | TRUE |  | 18000 | 15500 | 2.86 | 20100 | 1.9
216426823 | 12/12/24 | Live | Gree | TOSOT | Singlezone Non-Ducted, Wall Placement | 216426823 |  | HRCU-A-CB-O | TWH24AV29D6DO | Mini-Splits | TWH24AV29D6DI |  |  |  | 13.95 | 27 | 10 | FALSE | FALSE |  | 22000 | 20000 | 2.95 | 24000 | 1.94
216426822 | 12/12/24 | Live | Gree | TOSOT | Singlezone Non-Ducted, Wall Placement | 216426822 |  | HRCU-A-CB-O | TWH12AV29D6DO | Mini-Splits | TWH12AV29D6DI |  |  |  | 15.2 | 28 | 10 | TRUE | TRUE |  | 12000 | 10300 | 3.11 | 13000 | 2.06
216426820 | 12/12/24 | Live | Gree | TOSOT | Singlezone Non-Ducted, Wall Placement | 216426820 |  | HRCU-A-CB-O | TWH09AV29D6DO | Mini-Splits | TWH09AV29D6DI |  |  |  | 16.8 | 30 | 11.2 | TRUE | TRUE |  | 9100 | 8900 | 3.22 | 13000 | 2.06
216372817 | 12/12/24 | Live | Gree | KINGHOME | Singlezone Non-Ducted, Wall Placement | 216372817 |  | HRCU-A-CB-O | KW18XQ25SDO | Mini-Splits | KW18XQ25SDI |  |  |  | 13.65 | 24.5 | 9 | TRUE | TRUE |  | 18000 | 14700 | 2.69 | 18500 | 2.31
216372816 | 12/12/24 | Live | Gree | KINGHOME | Singlezone Non-Ducted, Wall Placement | 216372816 |  | HRCU-A-CB-O | KW12XQ25SDO | Mini-Splits | KW12XQ25SDI |  |  |  | 13 | 24.5 | 9.5 | TRUE | TRUE |  | 12000 | 10000 | 2.9 | 12000 | 2.06
216372815 | 12/12/24 | Live | Gree | KINGHOME | Singlezone Non-Ducted, Wall Placement | 216372815 |  | HRCU-A-CB-O | KW12XQ25SAO | Mini-Splits | KW12XQ25SAI |  |  |  | 13 | 24.5 | 9.5 | TRUE | TRUE |  | 12000 | 10000 | 2.9 | 11200 | 2.23
216372814 | 12/12/24 | Live | Gree | KINGHOME | Singlezone Non-Ducted, Wall Placement | 216372814 |  | HRCU-A-CB-O | KW09XQ25SDO | Mini-Splits | KW09XQ25SDI |  |  |  | 15 | 26 | 10.4 | TRUE | TRUE |  | 9100 | 8800 | 2.93 | 11000 | 2.08
216372813 | 12/12/24 | Live | Gree | KINGHOME | Singlezone Non-Ducted, Wall Placement | 216372813 |  | HRCU-A-CB-O | KW09XQ25SAO | Mini-Splits | KW09XQ25SAI |  |  |  | 15 | 27 | 10.5 | FALSE | FALSE |  | 9100 | 8400 | 2.9 | 11000 | 2.08
216052270 | 12/12/24 | Live | Gree | GREE | Singlezone Non-Ducted, Wall Placement | 216052270 |  | HRCU-A-CB-O | GWH18AGDXF-D6DNA4B/O | Mini-Splits | GWH18AUDXF-D6DN***/I |  |  |  | 13.65 | 24.5 | 9 | TRUE | TRUE |  | 18000 | 14700 | 2.69 | 18500 | 2.31
216052269 | 12/12/24 | Live | Gree | GREE | Singlezone Non-Ducted, Wall Placement | 216052269 |  | HRCU-A-CB-O | GWH24AUDXH-D6DNA1B/O | Mini-Splits | GWH24AUDXH-D6DN***/I |  |  |  | 13.1 | 24 | 9 | TRUE | TRUE |  | 22000 | 20000 | 2.5 | 20100 | 2.5
216032436 | 11/22/24 | Live | Gree | GREE | Singlezone Non-Ducted, Wall Placement | 216032436 |  | HRCU-A-CB-O | GWH12AGCXD-D6DNA4D/O | Mini-Splits | GWH12AUCXD-D6DN***/I |  |  |  | 13 | 24.5 | 9.5 | TRUE | TRUE |  | 12000 | 10000 | 2.9 | 12000 | 2.06
216032435 | 11/22/24 | Live | Gree | GREE | Singlezone Non-Ducted, Wall Placement | 216032435 |  | HRCU-A-CB-O | GWH09AGCXD-D6DNA4D/O | Mini-Splits | GWH09AUCXD-D6DN***/I |  |  |  | 15 | 26 | 10.4 | TRUE | TRUE |  | 9100 | 8800 | 2.93 | 11000 | 2.08
216030815 | 11/22/24 | Live | Gree | TOSOT | Singlezone Non-Ducted, Wall Placement | 216030815 |  | HRCU-A-CB-O | TWH24AG25D6DO | Mini-Splits | TWH24AG25D6DI |  |  |  | 13.65 | 26 | 10 | TRUE | FALSE |  | 22000 | 20000 | 2.7 | 22000 | 2.11
216030814 | 11/22/24 | Live | Gree | TOSOT | Singlezone Non-Ducted, Wall Placement | 216030814 |  | HRCU-A-CB-O | TW24HAY32A1DOC | Mini-Splits | TW24HAY32A1DIC |  |  |  | 13.95 | 27 | 10 | TRUE | TRUE |  | 22000 | 20000 | 2.95 | 24000 | 1.94
216030813 | 11/22/24 | Live | Gree | TOSOT | Singlezone Non-Ducted, Wall Placement | 216030813 |  | HRCU-A-CB-O | TW24HC32A5DOC | Mini-Splits | TW24HC32A5DIC |  |  |  | 11.9 | 19 | 8.5 | FALSE | FALSE |  | 24000 | 19200 | 2.5 | 19300 | 2.36
216030812 | 11/22/24 | Live | Gree | TOSOT | Singlezone Non-Ducted, Wall Placement | 216030812 |  | HRCU-A-CB-O | TWH24AT19D6DO | Mini-Splits | TWH24AT19D6DI |  |  |  | 11.9 | 19 | 8.5 | FALSE | FALSE |  | 24000 | 19200 | 2.5 | 19300 | 1.79
216030811 | 11/22/24 | Live | Gree | TOSOT | Singlezone Non-Ducted, Wall Placement | 216030811 |  | HRCU-A-CB-O | TW24HP32A2DOC | Mini-Splits | TW24HP32A2DIC |  |  |  | 13.65 | 26 | 10 | TRUE | FALSE |  | 22000 | 21800 | 2.94 | 21800 | 2.94
216030810 | 11/22/24 | Live | Gree | TOSOT | Singlezone Non-Ducted, Wall Placement | 216030810 |  | HRCU-A-CB-O | TW18HAY32A1DOC | Mini-Splits | TW18HAY32A1DIC |  |  |  | 14.3 | 27.5 | 10 | TRUE | TRUE |  | 18000 | 15500 | 2.86 | 20100 | 1.9
216030809 | 11/22/24 | Live | Gree | TOSOT | Singlezone Non-Ducted, Wall Placement | 216030809 |  | HRCU-A-CB-O | TWH18AG25D6DO | Mini-Splits | TWH18AG25D6DI |  |  |  | 13.65 | 24.5 | 9 | TRUE | TRUE |  | 18000 | 14700 | 2.69 | 18500 | 2.31
216030808 | 11/22/24 | Live | Gree | TOSOT | Singlezone Non-Ducted, Wall Placement | 216030808 |  | HRCU-A-CB-O | TW18HC32A5DOC | Mini-Splits | TW18HC32A5DIC |  |  |  | 12.35 | 20 | 8.5 | FALSE | FALSE |  | 18000 | 15300 | 4 | 15400 | 2.75
216030807 | 11/22/24 | Live | Gree | TOSOT | Singlezone Non-Ducted, Wall Placement | 216030807 |  | HRCU-A-CB-O | TWH18AT19D6DO | Mini-Splits | TWH18AT19D6DI |  |  |  | 12.35 | 20 | 8.5 | FALSE | FALSE |  | 18000 | 15300 | 4 | 15400 | 2.75
216030806 | 11/22/24 | Live | Gree | TOSOT | Singlezone Non-Ducted, Wall Placement | 216030806 |  | HRCU-A-CB-O | TW18HP32A2DOC | Mini-Splits | TW18HP32A2DIC |  |  |  | 13.65 | 24.5 | 9 | TRUE | TRUE |  | 18000 | 14700 | 2.69 | 18500 | 2.31
216030805 | 11/22/24 | Live | Gree | TOSOT | Singlezone Non-Ducted, Wall Placement | 216030805 |  | HRCU-A-CB-O | TW12HAY32A1DOC | Mini-Splits | TW12HAY32A1DIC |  |  |  | 15.2 | 28 | 10 | TRUE | TRUE |  | 12000 | 10300 | 3.11 | 13000 | 2.06
216030804 | 11/22/24 | Live | Gree | TOSOT | Singlezone Non-Ducted, Wall Placement | 216030804 |  | HRCU-A-CB-O | TWH12AG25D6DO | Mini-Splits | TWH12AG25D6DI |  |  |  | 13 | 24.5 | 9.5 | TRUE | TRUE |  | 12000 | 10000 | 2.9 | 12000 | 2.06
216030803 | 11/22/24 | Live | Gree | TOSOT | Singlezone Non-Ducted, Wall Placement | 216030803 |  | HRCU-A-CB-O | TWH12AG25A6AO | Mini-Splits | TWH12AG25A6AI |  |  |  | 13 | 24.5 | 9.5 | TRUE | TRUE |  | 12000 | 10000 | 2.9 | 11200 | 2.23
216030802 | 11/22/24 | Live | Gree | TOSOT | Singlezone Non-Ducted, Wall Placement | 216030802 |  | HRCU-A-CB-O | TW12HC32A5DOC | Mini-Splits | TW12HC32A5DIC |  |  |  | 9.75 | 19 | 8.5 | FALSE | FALSE |  | 12000 | 9700 | 2.71 | 11500 | 2.2
216030801 | 11/22/24 | Live | Gree | TOSOT | Singlezone Non-Ducted, Wall Placement | 216030801 |  | HRCU-A-CB-O | TWH12AT19D6DO | Mini-Splits | TWH12AT19D6DI |  |  |  | 9.75 | 19 | 8.5 | FALSE | FALSE |  | 12000 | 9700 | 2.71 | 11500 | 2.2
216030800 | 11/22/24 | Live | Gree | TOSOT | Singlezone Non-Ducted, Wall Placement | 216030800 |  | HRCU-A-CB-O | TW12HC32A5AOC | Mini-Splits | TW12HC32A5AIC |  |  |  | 9.3 | 19 | 8.5 | FALSE | FALSE |  | 12000 | 9700 | 2.71 | 10000 | 2.36
216030799 | 11/22/24 | Live | Gree | TOSOT | Singlezone Non-Ducted, Wall Placement | 216030799 |  | HRCU-A-CB-O | TWH12AT19A6AO | Mini-Splits | TWH12AT19A6AI |  |  |  | 9.3 | 19 | 8.5 | FALSE | FALSE |  | 12000 | 9700 | 2.71 | 10000 | 2.36
216030798 | 11/22/24 | Live | Gree | TOSOT | Singlezone Non-Ducted, Wall Placement | 216030798 |  | HRCU-A-CB-O | TW12HP32A2DOC | Mini-Splits | TW12HP32A2DIC |  |  |  | 13 | 24.5 | 9.5 | TRUE | TRUE |  | 12000 | 10000 | 2.9 | 12000 | 2.06
216030797 | 11/22/24 | Live | Gree | TOSOT | Singlezone Non-Ducted, Wall Placement | 216030797 |  | HRCU-A-CB-O | TW09HAY32A1DOC | Mini-Splits | TW09HAY32A1DIC |  |  |  | 16.8 | 30 | 11.2 | TRUE | TRUE |  | 9100 | 8900 | 3.22 | 13000 | 2.06
216030796 | 11/22/24 | Live | Gree | TOSOT | Singlezone Non-Ducted, Wall Placement | 216030796 |  | HRCU-A-CB-O | TWH09AG25D6DO | Mini-Splits | TWH09AG25D6DI |  |  |  | 15 | 26 | 10.4 | TRUE | TRUE |  | 9100 | 8800 | 2.93 | 11000 | 2.08
216030795 | 11/22/24 | Live | Gree | TOSOT | Singlezone Non-Ducted, Wall Placement | 216030795 |  | HRCU-A-CB-O | TWH09AG25A6AO | Mini-Splits | TWH09AG25A6AI |  |  |  | 15 | 27 | 10.5 | TRUE | TRUE |  | 9100 | 8400 | 2.9 | 11000 | 2.08
216030794 | 11/22/24 | Live | Gree | TOSOT | Singlezone Non-Ducted, Wall Placement | 216030794 |  | HRCU-A-CB-O | TW09HC32A5DOC | Mini-Splits | TW09HC32A5DIC |  |  |  | 12.5 | 20.5 | 8.8 | FALSE | FALSE |  | 9100 | 8100 | 2.7 | 9600 | 2.27
216030793 | 11/22/24 | Live | Gree | TOSOT | Singlezone Non-Ducted, Wall Placement | 216030793 |  | HRCU-A-CB-O | TWH09AT19D6DO | Mini-Splits | TWH09AT19D6DI |  |  |  | 12.5 | 20.5 | 8.8 | FALSE | FALSE |  | 9100 | 8100 | 2.7 | 9600 | 2.27
216030792 | 11/22/24 | Live | Gree | TOSOT | Singlezone Non-Ducted, Wall Placement | 216030792 |  | HRCU-A-CB-O | TW09HC32A5AOC | Mini-Splits | TW09HC32A5AIC |  |  |  | 11.9 | 20.5 | 8.8 | FALSE | FALSE |  | 9100 | 8100 | 2.7 | 10600 | 2.25
216030791 | 11/22/24 | Live | Gree | TOSOT | Singlezone Non-Ducted, Wall Placement | 216030791 |  | HRCU-A-CB-O | TWH09AT19A6AO | Mini-Splits | TWH09AT19A6AI |  |  |  | 11.9 | 20.5 | 8.8 | FALSE | FALSE |  | 9100 | 8100 | 2.7 | 10600 | 2.25
216030790 | 11/22/24 | Live | Gree | TOSOT | Singlezone Non-Ducted, Wall Placement | 216030790 |  | HRCU-A-CB-O | TW09HP32A2DOC | Mini-Splits | TW09HP32A2DIC |  |  |  | 15 | 26 | 10.4 | TRUE | TRUE |  | 9100 | 8800 | 2.93 | 11000 | 2.08
216020690 | 11/22/24 | Live | Gree | GREE | Singlezone Non-Ducted, Wall Placement | 216020690 |  | HRCU-A-CB-O | GWH09ATCXB-A6DNA5D/O | Mini-Splits | GWH09ATCXB-A6DN***/I |  |  |  | 11.9 | 20.5 | 8.8 | FALSE | FALSE |  | 9100 | 8100 | 2.7 | 10600 | 2.25
216020676 | 12/30/24 | Live | Gree | KINGHOME | Singlezone Non-Ducted, Wall Placement | 216020676 |  | HRCU-A-CB-O | KW18XQ25PDO | Mini-Splits | KW18XQ25PDI |  |  |  | 13.65 | 24.5 | 9 | TRUE | TRUE |  | 18000 | 14700 | 2.69 | 18500 | 2.31
216020675 | 12/30/24 | Live | Gree | KINGHOME | Singlezone Non-Ducted, Wall Placement | 216020675 |  | HRCU-A-CB-O | KW24XQ25PDO | Mini-Splits | KW24XQ25PDI |  |  |  | 13.65 | 26 | 10 | TRUE | FALSE |  | 22000 | 20000 | 2.7 | 22000 | 2.11
216020674 | 12/30/24 | Live | Gree | KINGHOME | Singlezone Non-Ducted, Wall Placement | 216020674 |  | HRCU-A-CB-O | KW12XQ25PAO | Mini-Splits | KW12XQ25PAI |  |  |  | 13 | 24.5 | 9.5 | TRUE | TRUE |  | 12000 | 10000 | 2.9 | 11200 | 2.23
216020673 | 12/30/24 | Live | Gree | KINGHOME | Singlezone Non-Ducted, Wall Placement | 216020673 |  | HRCU-A-CB-O | KW12XQ25PDO | Mini-Splits | KW12XQ25PDI |  |  |  | 13 | 24.5 | 9.5 | TRUE | TRUE |  | 12000 | 10000 | 2.9 | 12000 | 2.06
216020672 | 12/30/24 | Live | Gree | KINGHOME | Singlezone Non-Ducted, Wall Placement | 216020672 |  | HRCU-A-CB-O | KW09XQ25PDO | Mini-Splits | KW09XQ25PDI |  |  |  | 15 | 26 | 10.4 | TRUE | TRUE |  | 9100 | 8800 | 2.93 | 11000 | 2.08
216020671 | 12/30/24 | Live | Gree | KINGHOME | Singlezone Non-Ducted, Wall Placement | 216020671 |  | HRCU-A-CB-O | KW09XQ25PAO | Mini-Splits | KW09XQ25PAI |  |  |  | 15 | 27 | 10.5 | FALSE | FALSE |  | 9100 | 8400 | 2.9 | 11000 | 2.08
216019855 | 11/22/24 | Live | Gree | GREE | Singlezone Non-Ducted, Ceiling Placement | 216019855 |  | HRCU-A-CB-O | SAP18HP230V1R32AO | Mini-Splits | FLR18HP230V1R32AH |  |  |  | 11.25 | 21.5 | 9.2 | FALSE | FALSE |  | 18000 | 14600 | 2.4 | 19788 | 1.69
216019854 | 11/22/24 | Live | Gree | GREE | Singlezone Non-Ducted, Ceiling Placement | 216019854 |  | HRCU-A-CB-O | GWH18AVEXF-D6DNA1A/O | Mini-Splits | GTH(18)CA-D6DN***/I |  |  |  | 11.25 | 21.5 | 9.2 | FALSE | FALSE |  | 18000 | 14600 | 2.4 | 19788 | 1.69
216011812 | 11/22/24 | Live | Gree | Intertherm | Singlezone Non-Ducted, Ceiling Placement | 216011812 |  | HRCU-A-CB-O | DXH18PSK3IH | Mini-Splits | DKH18FMK3IH |  |  |  | 10.9 | 21 | 9 | FALSE | FALSE |  | 18000 | 14700 | 2.3 | 14800 | 1.98
216011811 | 11/22/24 | Live | Gree | Intertherm | Singlezone Non-Ducted, Ceiling Placement | 216011811 |  | HRCU-A-CB-O | DXH24PSK3IH | Mini-Splits | DKH24FMK3IH |  |  |  | 11.6 | 22.5 | 9 | FALSE | FALSE |  | 22000 | 19400 | 2.69 | 20000 | 1.8
216011810 | 11/22/24 | Live | Gree | Intertherm | Singlezone Non-Ducted, Ceiling Placement | 216011810 |  | HRCU-A-CB-O | DXH12PSK3IH | Mini-Splits | DKH12FMK3IH |  |  |  | 13 | 23 | 9 | TRUE | TRUE |  | 12000 | 10000 | 2.79 | 12000 | 2.17
216011809 | 11/22/24 | Live | Gree | Intertherm | Singlezone Non-Ducted, Wall Placement | 216011809 |  | HRCU-A-CB-O | DXH09PSK3IH | Mini-Splits | DKH09FMK3IH |  |  |  | 15 | 24 | 9.2 | TRUE | TRUE |  | 9100 | 8800 | 2.87 | 10800 | 2.59
216011808 | 11/22/24 | Live | Gree | GIBSON | Singlezone Non-Ducted, Ceiling Placement | 216011808 |  | HRCU-A-CB-O | DXH18PSK3IH | Mini-Splits | DKH18FMK3IH |  |  |  | 10.9 | 21 | 9 | FALSE | FALSE |  | 18000 | 14700 | 2.3 | 14800 | 1.98
216011807 | 11/22/24 | Live | Gree | GIBSON | Singlezone Non-Ducted, Ceiling Placement | 216011807 |  | HRCU-A-CB-O | DXH24PSK3IH | Mini-Splits | DKH24FMK3IH |  |  |  | 11.6 | 22.5 | 9 | FALSE | FALSE |  | 22000 | 19400 | 2.69 | 20000 | 1.8
216011806 | 11/22/24 | Live | Gree | GIBSON | Singlezone Non-Ducted, Ceiling Placement | 216011806 |  | HRCU-A-CB-O | DXH12PSK3IH | Mini-Splits | DKH12FMK3IH |  |  |  | 13 | 23 | 9 | TRUE | TRUE |  | 12000 | 10000 | 2.79 | 12000 | 2.17
216011805 | 11/22/24 | Live | Gree | GIBSON | Singlezone Non-Ducted, Wall Placement | 216011805 |  | HRCU-A-CB-O | DXH09PSK3IH | Mini-Splits | DKH09FMK3IH |  |  |  | 15 | 24 | 9.2 | TRUE | TRUE |  | 9100 | 8800 | 2.87 | 10800 | 2.59
216011804 | 12/30/24 | Live | Gree | AIRTEMP | Singlezone Non-Ducted, Ceiling Placement | 216011804 |  | HRCU-A-CB-O | DXH18PSK3IH | Mini-Splits | DKH18FMK3IH |  |  |  | 10.9 | 21 | 9 | FALSE | FALSE |  | 18000 | 14700 | 2.3 | 14800 | 1.98
216011803 | 12/30/24 | Live | Gree | AIRTEMP | Singlezone Non-Ducted, Ceiling Placement | 216011803 |  | HRCU-A-CB-O | DXH24PSK3IH | Mini-Splits | DKH24FMK3IH |  |  |  | 11.6 | 22.5 | 9 | FALSE | FALSE |  | 22000 | 19400 | 2.69 | 20000 | 1.8
216011802 | 12/30/24 | Live | Gree | AIRTEMP | Singlezone Non-Ducted, Ceiling Placement | 216011802 |  | HRCU-A-CB-O | DXH12PSK3IH | Mini-Splits | DKH12FMK3IH |  |  |  | 13 | 23 | 9 | TRUE | TRUE |  | 12000 | 10000 | 2.79 | 12000 | 2.17
216011801 | 12/30/24 | Live | Gree | AIRTEMP | Singlezone Non-Ducted, Wall Placement | 216011801 |  | HRCU-A-CB-O | DXH09PSK3IH | Mini-Splits | DKH09FMK3IH |  |  |  | 15 | 24 | 9.2 | TRUE | TRUE |  | 9100 | 8800 | 2.87 | 10800 | 2.59
216011800 | 12/30/24 | Live | Gree | AireForce | Singlezone Non-Ducted, Ceiling Placement | 216011800 |  | HRCU-A-CB-O | DXH18PSK3IH | Mini-Splits | DKH18FMK3IH |  |  |  | 10.9 | 21 | 9 | FALSE | FALSE |  | 18000 | 14700 | 2.3 | 14800 | 1.98
216011799 | 12/30/24 | Live | Gree | AireForce | Singlezone Non-Ducted, Ceiling Placement | 216011799 |  | HRCU-A-CB-O | DXH24PSK3IH | Mini-Splits | DKH24FMK3IH |  |  |  | 11.6 | 22.5 | 9 | FALSE | FALSE |  | 22000 | 19400 | 2.69 | 20000 | 1.8
216011798 | 12/30/24 | Live | Gree | AireForce | Singlezone Non-Ducted, Ceiling Placement | 216011798 |  | HRCU-A-CB-O | DXH12PSK3IH | Mini-Splits | DKH12FMK3IH |  |  |  | 13 | 23 | 9 | TRUE | TRUE |  | 12000 | 10000 | 2.79 | 12000 | 2.17
216011797 | 12/30/24 | Live | Gree | AireForce | Singlezone Non-Ducted, Wall Placement | 216011797 |  | HRCU-A-CB-O | DXH09PSK3IH | Mini-Splits | DKH09FMK3IH |  |  |  | 15 | 24 | 9.2 | TRUE | TRUE |  | 9100 | 8800 | 2.87 | 10800 | 2.59
216011784 | 11/22/24 | Live | Gree | Intertherm | Singlezone Non-Ducted, Wall Placement | 216011784 |  | HRCU-A-CB-O | DXH18PSK3IH | Mini-Splits | DHH18PUK3IH |  |  |  | 13.65 | 24.5 | 9 | TRUE | TRUE |  | 18000 | 14700 | 2.69 | 18500 | 2.31
216011783 | 11/22/24 | Live | Gree | Intertherm | Singlezone Non-Ducted, Wall Placement | 216011783 |  | HRCU-A-CB-O | DXH24PSK3IH | Mini-Splits | DHH24PUK3IH |  |  |  | 13.65 | 26 | 10 | TRUE | FALSE |  | 22000 | 20000 | 2.7 | 22000 | 2.11
216011782 | 11/22/24 | Live | Gree | Intertherm | Singlezone Non-Ducted, Wall Placement | 216011782 |  | HRCU-A-CB-O | DXH30ESK3IL | Mini-Splits | DHH30ESK3IL |  |  |  | 10.9 | 22 | 9 | FALSE | FALSE |  | 30000 | 24000 | 2.55 | 27000 | 2.08
216011781 | 11/22/24 | Live | Gree | Intertherm | Singlezone Non-Ducted, Wall Placement | 216011781 |  | HRCU-A-CB-O | DXH12PSK3IH | Mini-Splits | DHH12PUK3IH |  |  |  | 13 | 24.5 | 9.5 | TRUE | TRUE |  | 12000 | 10000 | 2.9 | 12000 | 2.06
216011780 | 11/22/24 | Live | Gree | Intertherm | Singlezone Non-Ducted, Wall Placement | 216011780 |  | HRCU-A-CB-O | DXH18ESK3IL | Mini-Splits | DHH18ESK3IL |  |  |  | 12.35 | 20 | 8.5 | FALSE | FALSE |  | 18000 | 15300 | 4 | 15400 | 2.75
216011779 | 11/22/24 | Live | Gree | Intertherm | Singlezone Non-Ducted, Wall Placement | 216011779 |  | HRCU-A-CB-O | DXH09PSK3IH | Mini-Splits | DHH09PUK3IH |  |  |  | 15 | 26 | 10.4 | TRUE | TRUE |  | 9100 | 8800 | 2.93 | 11000 | 2.08
216011778 | 11/22/24 | Live | Gree | Intertherm | Singlezone Non-Ducted, Wall Placement | 216011778 |  | HRCU-A-CB-O | DXH12ESA3IL | Mini-Splits | DHH12ESA3IL |  |  |  | 9.3 | 19 | 8.5 | FALSE | FALSE |  | 12000 | 9700 | 2.71 | 10000 | 2.36
216011777 | 11/22/24 | Live | Gree | Intertherm | Singlezone Non-Ducted, Wall Placement | 216011777 |  | HRCU-A-CB-O | DXH12ESK3IL | Mini-Splits | DHH12ESK3IL |  |  |  | 9.75 | 19 | 8.5 | FALSE | FALSE |  | 12000 | 9700 | 2.71 | 11500 | 2.2
216011776 | 11/22/24 | Live | Gree | Intertherm | Singlezone Non-Ducted, Wall Placement | 216011776 |  | HRCU-A-CB-O | DXH24ESK3IL | Mini-Splits | DHH24ESK3IL |  |  |  | 11.9 | 19 | 8.5 | FALSE | FALSE |  | 24000 | 19200 | 2.5 | 19300 | 1.79
216011775 | 11/22/24 | Live | Gree | Intertherm | Singlezone Non-Ducted, Wall Placement | 216011775 |  | HRCU-A-CB-O | DXH36ESK3IL | Mini-Splits | DHH36ESK3IL |  |  |  | 10.6 | 21 | 8.5 | TRUE | TRUE |  | 33600 | 27400 | 2.55 | 27500 | 1.99
216011774 | 11/22/24 | Live | Gree | Intertherm | Singlezone Non-Ducted, Wall Placement | 216011774 |  | HRCU-A-CB-O | DXH09ESA3IL | Mini-Splits | DHH09ESA3IL |  |  |  | 11.9 | 20.5 | 8.8 | FALSE | FALSE |  | 9100 | 8100 | 2.7 | 10600 | 2.25
216011773 | 11/22/24 | Live | Gree | Intertherm | Singlezone Non-Ducted, Wall Placement | 216011773 |  | HRCU-A-CB-O | DXH09ESK3IL | Mini-Splits | DHH09ESK3IL |  |  |  | 12.5 | 20.5 | 8.8 | FALSE | FALSE |  | 9100 | 8100 | 2.7 | 9600 | 2.27
216011772 | 12/30/24 | Live | Gree | GIBSON | Singlezone Non-Ducted, Wall Placement | 216011772 |  | HRCU-A-CB-O | DXH18PSK3IH | Mini-Splits | DHH18PUK3IH |  |  |  | 13.65 | 24.5 | 9 | TRUE | TRUE |  | 18000 | 14700 | 2.69 | 18500 | 2.31
216011771 | 12/30/24 | Live | Gree | GIBSON | Singlezone Non-Ducted, Wall Placement | 216011771 |  | HRCU-A-CB-O | DXH24PSK3IH | Mini-Splits | DHH24PUK3IH |  |  |  | 13.65 | 26 | 10 | TRUE | FALSE |  | 22000 | 20000 | 2.7 | 22000 | 2.11
216011770 | 12/30/24 | Live | Gree | GIBSON | Singlezone Non-Ducted, Wall Placement | 216011770 |  | HRCU-A-CB-O | DXH30ESK3IL | Mini-Splits | DHH30ESK3IL |  |  |  | 10.9 | 22 | 9 | FALSE | FALSE |  | 30000 | 24000 | 2.55 | 27000 | 2.08
216011769 | 12/30/24 | Live | Gree | GIBSON | Singlezone Non-Ducted, Wall Placement | 216011769 |  | HRCU-A-CB-O | DXH12PSK3IH | Mini-Splits | DHH12PUK3IH |  |  |  | 13 | 24.5 | 9.5 | TRUE | TRUE |  | 12000 | 10000 | 2.9 | 12000 | 2.06
216011768 | 12/30/24 | Live | Gree | GIBSON | Singlezone Non-Ducted, Wall Placement | 216011768 |  | HRCU-A-CB-O | DXH18ESK3IL | Mini-Splits | DHH18ESK3IL |  |  |  | 12.35 | 20 | 8.5 | FALSE | FALSE |  | 18000 | 15300 | 4 | 15400 | 2.75
216011767 | 12/30/24 | Live | Gree | GIBSON | Singlezone Non-Ducted, Wall Placement | 216011767 |  | HRCU-A-CB-O | DXH09PSK3IH | Mini-Splits | DHH09PUK3IH |  |  |  | 15 | 26 | 10.4 | TRUE | TRUE |  | 9100 | 8800 | 2.93 | 11000 | 2.08
216011766 | 12/30/24 | Live | Gree | GIBSON | Singlezone Non-Ducted, Wall Placement | 216011766 |  | HRCU-A-CB-O | DXH12ESA3IL | Mini-Splits | DHH12ESA3IL |  |  |  | 9.3 | 19 | 8.5 | FALSE | FALSE |  | 12000 | 9700 | 2.71 | 10000 | 2.36
216011765 | 12/30/24 | Live | Gree | GIBSON | Singlezone Non-Ducted, Wall Placement | 216011765 |  | HRCU-A-CB-O | DXH12ESK3IL | Mini-Splits | DHH12ESK3IL |  |  |  | 9.75 | 19 | 8.5 | FALSE | FALSE |  | 12000 | 9700 | 2.71 | 11500 | 2.2
216011764 | 12/30/24 | Live | Gree | GIBSON | Singlezone Non-Ducted, Wall Placement | 216011764 |  | HRCU-A-CB-O | DXH24ESK3IL | Mini-Splits | DHH24ESK3IL |  |  |  | 11.9 | 19 | 8.5 | FALSE | FALSE |  | 24000 | 19200 | 2.5 | 19300 | 1.79
216011763 | 12/30/24 | Live | Gree | GIBSON | Singlezone Non-Ducted, Wall Placement | 216011763 |  | HRCU-A-CB-O | DXH36ESK3IL | Mini-Splits | DHH36ESK3IL |  |  |  | 10.6 | 21 | 8.5 | TRUE | TRUE |  | 33600 | 27400 | 2.55 | 27500 | 1.99
216011762 | 12/30/24 | Live | Gree | GIBSON | Singlezone Non-Ducted, Wall Placement | 216011762 |  | HRCU-A-CB-O | DXH09ESA3IL | Mini-Splits | DHH09ESA3IL |  |  |  | 11.9 | 20.5 | 8.8 | FALSE | FALSE |  | 9100 | 8100 | 2.7 | 10600 | 2.25
216011761 | 12/30/24 | Live | Gree | GIBSON | Singlezone Non-Ducted, Wall Placement | 216011761 |  | HRCU-A-CB-O | DXH09ESK3IL | Mini-Splits | DHH09ESK3IL |  |  |  | 12.5 | 20.5 | 8.8 | FALSE | FALSE |  | 9100 | 8100 | 2.7 | 9600 | 2.27
216011760 | 12/30/24 | Live | Gree | AIRTEMP | Singlezone Non-Ducted, Wall Placement | 216011760 |  | HRCU-A-CB-O | DXH18PSK3IH | Mini-Splits | DHH18PUK3IH |  |  |  | 13.65 | 24.5 | 9 | TRUE | TRUE |  | 18000 | 14700 | 2.69 | 18500 | 2.31
216011759 | 12/30/24 | Live | Gree | AIRTEMP | Singlezone Non-Ducted, Wall Placement | 216011759 |  | HRCU-A-CB-O | DXH24PSK3IH | Mini-Splits | DHH24PUK3IH |  |  |  | 13.65 | 26 | 10 | TRUE | FALSE |  | 22000 | 20000 | 2.7 | 22000 | 2.11
216011758 | 12/30/24 | Live | Gree | AIRTEMP | Singlezone Non-Ducted, Wall Placement | 216011758 |  | HRCU-A-CB-O | DXH30ESK3IL | Mini-Splits | DHH30ESK3IL |  |  |  | 10.9 | 22 | 9 | FALSE | FALSE |  | 30000 | 24000 | 2.55 | 27000 | 2.08
216011757 | 12/30/24 | Live | Gree | AIRTEMP | Singlezone Non-Ducted, Wall Placement | 216011757 |  | HRCU-A-CB-O | DXH12PSK3IH | Mini-Splits | DHH12PUK3IH |  |  |  | 13 | 24.5 | 9.5 | TRUE | TRUE |  | 12000 | 10000 | 2.9 | 12000 | 2.06
216011756 | 12/30/24 | Live | Gree | AIRTEMP | Singlezone Non-Ducted, Wall Placement | 216011756 |  | HRCU-A-CB-O | DXH18ESK3IL | Mini-Splits | DHH18ESK3IL |  |  |  | 12.35 | 20 | 8.5 | FALSE | FALSE |  | 18000 | 15300 | 4 | 15400 | 2.75
216011755 | 12/30/24 | Live | Gree | AIRTEMP | Singlezone Non-Ducted, Wall Placement | 216011755 |  | HRCU-A-CB-O | DXH09PSK3IH | Mini-Splits | DHH09PUK3IH |  |  |  | 15 | 26 | 10.4 | TRUE | TRUE |  | 9100 | 8800 | 2.93 | 11000 | 2.08
216011754 | 12/30/24 | Live | Gree | AIRTEMP | Singlezone Non-Ducted, Wall Placement | 216011754 |  | HRCU-A-CB-O | DXH12ESA3IL | Mini-Splits | DHH12ESA3IL |  |  |  | 9.3 | 19 | 8.5 | FALSE | FALSE |  | 12000 | 9700 | 2.71 | 10000 | 2.36
216011753 | 12/30/24 | Live | Gree | AIRTEMP | Singlezone Non-Ducted, Wall Placement | 216011753 |  | HRCU-A-CB-O | DXH12ESK3IL | Mini-Splits | DHH12ESK3IL |  |  |  | 9.75 | 19 | 8.5 | FALSE | FALSE |  | 12000 | 9700 | 2.71 | 11500 | 2.2
216011752 | 12/30/24 | Live | Gree | AIRTEMP | Singlezone Non-Ducted, Wall Placement | 216011752 |  | HRCU-A-CB-O | DXH24ESK3IL | Mini-Splits | DHH24ESK3IL |  |  |  | 11.9 | 19 | 8.5 | FALSE | FALSE |  | 24000 | 19200 | 2.5 | 19300 | 1.79
216011751 | 12/30/24 | Live | Gree | AIRTEMP | Singlezone Non-Ducted, Wall Placement | 216011751 |  | HRCU-A-CB-O | DXH36ESK3IL | Mini-Splits | DHH36ESK3IL |  |  |  | 10.6 | 21 | 8.5 | TRUE | TRUE |  | 33600 | 27400 | 2.55 | 27500 | 1.99
216011750 | 12/30/24 | Live | Gree | AIRTEMP | Singlezone Non-Ducted, Wall Placement | 216011750 |  | HRCU-A-CB-O | DXH09ESA3IL | Mini-Splits | DHH09ESA3IL |  |  |  | 11.9 | 20.5 | 8.8 | FALSE | FALSE |  | 9100 | 8100 | 2.7 | 10600 | 2.25
216011749 | 12/30/24 | Live | Gree | AIRTEMP | Singlezone Non-Ducted, Wall Placement | 216011749 |  | HRCU-A-CB-O | DXH09ESK3IL | Mini-Splits | DHH09ESK3IL |  |  |  | 12.5 | 20.5 | 8.8 | FALSE | FALSE |  | 9100 | 8100 | 2.7 | 9600 | 2.27
216011732 | 12/30/24 | Live | Gree | AireForce | Singlezone Non-Ducted, Wall Placement | 216011732 |  | HRCU-A-CB-O | DXH18PSK3IH | Mini-Splits | DHH18PUK3IH |  |  |  | 13.65 | 24.5 | 9 | TRUE | TRUE |  | 18000 | 14700 | 2.69 | 18500 | 2.31
216011731 | 12/30/24 | Live | Gree | AireForce | Singlezone Non-Ducted, Wall Placement | 216011731 |  | HRCU-A-CB-O | DXH24PSK3IH | Mini-Splits | DHH24PUK3IH |  |  |  | 13.65 | 26 | 10 | TRUE | FALSE |  | 22000 | 20000 | 2.7 | 22000 | 2.11
216011730 | 12/30/24 | Live | Gree | AireForce | Singlezone Non-Ducted, Wall Placement | 216011730 |  | HRCU-A-CB-O | DXH30ESK3IL | Mini-Splits | DHH30ESK3IL |  |  |  | 10.9 | 22 | 9 | FALSE | FALSE |  | 30000 | 24000 | 2.55 | 27000 | 2.08
216011729 | 12/30/24 | Live | Gree | AireForce | Singlezone Non-Ducted, Wall Placement | 216011729 |  | HRCU-A-CB-O | DXH12PSK3IH | Mini-Splits | DHH12PUK3IH |  |  |  | 13 | 24.5 | 9.5 | TRUE | TRUE |  | 12000 | 10000 | 2.9 | 12000 | 2.06
216011728 | 12/30/24 | Live | Gree | AireForce | Singlezone Non-Ducted, Wall Placement | 216011728 |  | HRCU-A-CB-O | DXH18ESK3IL | Mini-Splits | DHH18ESK3IL |  |  |  | 12.35 | 20 | 8.5 | FALSE | FALSE |  | 18000 | 15300 | 4 | 15400 | 2.75
216011727 | 12/30/24 | Live | Gree | AireForce | Singlezone Non-Ducted, Wall Placement | 216011727 |  | HRCU-A-CB-O | DXH09PSK3IH | Mini-Splits | DHH09PUK3IH |  |  |  | 15 | 26 | 10.4 | TRUE | TRUE |  | 9100 | 8800 | 2.93 | 11000 | 2.08
216011726 | 12/30/24 | Live | Gree | AireForce | Singlezone Non-Ducted, Wall Placement | 216011726 |  | HRCU-A-CB-O | DXH12ESA3IL | Mini-Splits | DHH12ESA3IL |  |  |  | 9.3 | 19 | 8.5 | FALSE | FALSE |  | 12000 | 9700 | 2.71 | 10000 | 2.36
216011725 | 12/30/24 | Live | Gree | AireForce | Singlezone Non-Ducted, Wall Placement | 216011725 |  | HRCU-A-CB-O | DXH12ESK3IL | Mini-Splits | DHH12ESK3IL |  |  |  | 9.75 | 19 | 8.5 | FALSE | FALSE |  | 12000 | 9700 | 2.71 | 11500 | 2.2
216011724 | 12/30/24 | Live | Gree | AireForce | Singlezone Non-Ducted, Wall Placement | 216011724 |  | HRCU-A-CB-O | DXH24ESK3IL | Mini-Splits | DHH24ESK3IL |  |  |  | 11.9 | 19 | 8.5 | FALSE | FALSE |  | 24000 | 19200 | 2.5 | 19300 | 1.79
216011723 | 12/30/24 | Live | Gree | AireForce | Singlezone Non-Ducted, Wall Placement | 216011723 |  | HRCU-A-CB-O | DXH36ESK3IL | Mini-Splits | DHH36ESK3IL |  |  |  | 10.6 | 21 | 8.5 | TRUE | TRUE |  | 33600 | 27400 | 2.55 | 27500 | 1.99
216011722 | 12/30/24 | Live | Gree | AireForce | Singlezone Non-Ducted, Wall Placement | 216011722 |  | HRCU-A-CB-O | DXH09ESA3IL | Mini-Splits | DHH09ESA3IL |  |  |  | 11.9 | 20.5 | 8.8 | FALSE | FALSE |  | 9100 | 8100 | 2.7 | 10600 | 2.25
216011721 | 12/30/24 | Live | Gree | AireForce | Singlezone Non-Ducted, Wall Placement | 216011721 |  | HRCU-A-CB-O | DXH09ESK3IL | Mini-Splits | DHH09ESK3IL |  |  |  | 12.5 | 20.5 | 8.8 | FALSE | FALSE |  | 9100 | 8100 | 2.7 | 9600 | 2.27
215887359 | 10/30/24 | Live | Gree | GREE | Singlezone Non-Ducted, Wall Placement | 215887359 |  | HRCU-A-CB-O | GWH12ATCXB-A6DNA5B/O | Mini-Splits | GWH12ATCXB-A6DN***/I |  |  |  | 9.3 | 19 | 8.5 | FALSE | FALSE |  | 12000 | 9700 | 2.71 | 10000 | 2.36
215887358 | 10/30/24 | Live | Gree | GREE | Singlezone Non-Ducted, Wall Placement | 215887358 |  | HRCU-A-CB-O | GWH18ATDXE-D6DNA1C/O | Mini-Splits | GWH18AYDXE-D6DN***/I |  |  |  | 11.8 | 21.5 | 8.5 | TRUE | TRUE |  | 18000 | 15000 | 2.89 | 18900 | 2.35
215887357 | 10/30/24 | Live | Gree | GREE | Singlezone Non-Ducted, Wall Placement | 215887357 |  | HRCU-A-CB-O | GWH12ATCXD-D6DNA1B/O | Mini-Splits | GWH12AYCXD-D6DN***/I |  |  |  | 11 | 21.5 | 8.5 | FALSE | FALSE |  | 12000 | 9800 | 2.71 | 11500 | 2.09
215887356 | 10/30/24 | Live | Gree | GREE | Singlezone Non-Ducted, Wall Placement | 215887356 |  | HRCU-A-CB-O | GWH12ATCXD-A6DNA1B/O | Mini-Splits | GWH12AYCXD-A6DN***/I |  |  |  | 11 | 21.5 | 8.5 | FALSE | FALSE |  | 12000 | 9800 | 2.71 | 9800 | 2.71
215877367 | 10/30/24 | Live | Gree | GREE | Singlezone Non-Ducted, Wall Placement | 215877367 |  | HRCU-A-CB-O | GWH36ATEXH-D6DNA1G/O | Mini-Splits | GWH36AYEXH-D6DN***/I |  |  |  | 10.6 | 21 | 8.5 | FALSE | FALSE |  | 33600 | 27400 | 2.55 | 27500 | 1.99
215876652 | 10/30/24 | Live | Gree | KINGHOME | Singlezone Non-Ducted, Wall Placement | 215876652 |  | HRCU-A-CB-O | KW30XQ21SDO | Mini-Splits | KW30XQ21SDI |  |  |  | 10.9 | 22 | 9 | FALSE | FALSE |  | 30000 | 24000 | 2.55 | 27000 | 2.08
215876651 | 10/30/24 | Live | Gree | KINGHOME | Singlezone Non-Ducted, Wall Placement | 215876651 |  | HRCU-A-CB-O | KW18XQ29SDO | Mini-Splits | KW18XQ29SDI |  |  |  | 14.3 | 27.5 | 10 | TRUE | TRUE |  | 18000 | 15500 | 2.86 | 20100 | 1.9
215876650 | 10/30/24 | Live | Gree | KINGHOME | Singlezone Non-Ducted, Wall Placement | 215876650 |  | HRCU-A-CB-O | KW24XQ29SDO | Mini-Splits | KW24XQ29SDI |  |  |  | 13.95 | 27 | 10 | FALSE | FALSE |  | 22000 | 20000 | 2.95 | 24000 | 1.94
215876649 | 10/30/24 | Live | Gree | KINGHOME | Singlezone Non-Ducted, Wall Placement | 215876649 |  | HRCU-A-CB-O | KW12XQ29SDO | Mini-Splits | KW12XQ29SDI |  |  |  | 15.2 | 28 | 10 | TRUE | TRUE |  | 12000 | 10300 | 3.11 | 13000 | 2.06
215876648 | 10/30/24 | Live | Gree | KINGHOME | Singlezone Non-Ducted, Wall Placement | 215876648 |  | HRCU-A-CB-O | KW09XQ29SDO | Mini-Splits | KW09XQ29SDI |  |  |  | 16.8 | 30 | 11.2 | TRUE | TRUE |  | 9100 | 8900 | 3.22 | 13000 | 2.06
215876647 | 10/30/24 | Live | Gree | KINGHOME | Singlezone Non-Ducted, Wall Placement | 215876647 |  | HRCU-A-CB-O | KW36XQ21SDO | Mini-Splits | KW36XQ21SDI |  |  |  | 10.6 | 21 | 8.5 | FALSE | FALSE |  | 33600 | 27400 | 2.55 | 27500 | 1.99
215832446 | 12/12/24 | Live | Gree | APOWER | Multizone Mix of Ducted and Non-Ducted | 215832446 |  | HMSV-A-CB | AP5M42HP230VMO | Mixed Ducted and Non-Ducted Indoor Units |  |  |  |  | 12.2 | 19 | 9 | FALSE | FALSE |  | 42000 | 40000 | 2.28 | 43200 | 2.41
215832445 | 12/12/24 | Live | Gree | APOWER | Multizone All Ducted | 215832445 |  | HMSV-A-CB | AP5M42HP230VMO | Ducted Indoor Units |  |  |  |  | 12 | 18 | 8.1 | FALSE | FALSE |  | 42000 | 40000 | 2.15 | 43200 | 2.29
215832444 | 12/12/24 | Live | Gree | APOWER | Multizone All Non-Ducted | 215832444 |  | HMSR-A-CB-O | AP5M42HP230VMO | Non-Ducted Indoor Units |  |  |  |  | 13 | 21 | 10 | FALSE | FALSE |  | 42000 | 40000 | 2.4 | 43200 | 2.53
215832440 | 12/12/24 | Live | Gree | APOWER | Multizone Mix of Ducted and Non-Ducted | 215832440 |  | HMSV-A-CB | AP4M30HP230VMO | Mixed Ducted and Non-Ducted Indoor Units |  |  |  |  | 12.2 | 19 | 9 | FALSE | FALSE |  | 28400 | 27600 | 2.33 | 31860 | 2.29
215832439 | 12/12/24 | Live | Gree | APOWER | Multizone All Ducted | 215832439 |  | HMSV-A-CB | AP4M30HP230VMO | Ducted Indoor Units |  |  |  |  | 12 | 18 | 8.1 | FALSE | FALSE |  | 28400 | 27200 | 2.2 | 31860 | 2.18
215832438 | 12/12/24 | Live | Gree | APOWER | Multizone All Non-Ducted | 215832438 |  | HMSR-A-CB-O | AP4M30HP230VMO | Non-Ducted Indoor Units |  |  |  |  | 13.6 | 21 | 10 | FALSE | FALSE |  | 28400 | 28000 | 2.45 | 31860 | 2.4
215832437 | 12/12/24 | Live | Gree | APOWER | Multizone Mix of Ducted and Non-Ducted | 215832437 |  | HMSV-A-CB | AP3M24HP230VMO | Mixed Ducted and Non-Ducted Indoor Units |  |  |  |  | 12.2 | 19 | 9 | FALSE | FALSE |  | 24000 | 22800 | 2.33 | 26600 | 2.38
215832436 | 12/12/24 | Live | Gree | APOWER | Multizone All Ducted | 215832436 |  | HMSV-A-CB | AP3M24HP230VMO | Ducted Indoor Units |  |  |  |  | 12 | 18 | 8.1 | FALSE | FALSE |  | 24000 | 22000 | 2.2 | 26600 | 2.27
215832435 | 12/12/24 | Live | Gree | APOWER | Multizone All Non-Ducted | 215832435 |  | HMSR-A-CB-O | AP3M24HP230VMO | Non-Ducted Indoor Units |  |  |  |  | 13.3 | 21 | 10 | FALSE | FALSE |  | 24000 | 23600 | 2.45 | 26600 | 2.5
215832431 | 12/12/24 | Live | Gree | APOWER | Singlezone Non-Ducted, Floor Placement | 215832431 |  | HRCU-A-CB-O | AP36HP230VAO | Mini-Splits | AP36HP230VFSI |  |  |  | 12 | 20 | 8.5 | FALSE | FALSE |  | 33600 | 27200 | 2.58 | 27300 | 1.96
215832430 | 12/12/24 | Live | Gree | APOWER | Singlezone Non-Ducted, Ceiling Placement | 215832430 |  | HRCU-A-CB-O | AP24HP230VBO | Mini-Splits | APCAS24HP230VAI |  |  |  | 11.6 | 22.5 | 9 | FALSE | FALSE |  | 22000 | 19400 | 2.69 | 20000 | 1.8
215832429 | 12/12/24 | Live | Gree | APOWER | Singlezone Non-Ducted, Ceiling Placement | 215832429 |  | HRCU-A-CB-O | AP18HP230VBO | Mini-Splits | APCAS18HP230VAI |  |  |  | 10.9 | 21 | 9 | FALSE | FALSE |  | 18000 | 14700 | 2.3 | 14800 | 1.98
215832428 | 12/12/24 | Live | Gree | APOWER | Singlezone Non-Ducted, Ceiling Placement | 215832428 |  | HRCU-A-CB-O | AP12HP230VBO | Mini-Splits | APCAS12HP230VAI |  |  |  | 12.3 | 21.5 | 9.5 | FALSE | FALSE |  | 12000 | 10000 | 2.79 | 12000 | 2.13
215832427 | 12/12/24 | Live | Gree | APOWER | Singlezone Non-Ducted, Wall Placement | 215832427 |  | HRCU-A-CB-O | AP09HP230VBO | Mini-Splits | APCAS09HP230VAI |  |  |  | 15 | 24 | 9.2 | FALSE | FALSE |  | 9100 | 8800 | 2.87 | 10800 | 2.59
215832426 | 12/12/24 | Live | Gree | APOWER | Singlezone Ducted, Compact Ducted | 215832426 |  | HRCU-A-CB | AP24HP230VBO | Mini-Splits | APDE24HP230VAI |  |  |  | 12.3 | 19.5 | 9 | FALSE | FALSE |  | 22000 | 19800 | 2.9 | 20000 | 1.9
215832425 | 12/12/24 | Live | Gree | APOWER | Singlezone Ducted, Compact Ducted | 215832425 |  | HRCU-A-CB | AP18HP230VBO | Mini-Splits | APDE18HP230VAI |  |  |  | 14 | 22.5 | 9 | FALSE | FALSE |  | 18000 | 14700 | 2.8 | 18500 | 2.41
215832422 | 12/12/24 | Live | Gree | APOWER | Singlezone Non-Ducted, Wall Placement | 215832422 |  | HRCU-A-CB-O | AP18HP230VBO | Mini-Splits | APFZ18HP230VAI |  |  |  | 11.6 | 21.5 | 8.5 | FALSE | FALSE |  | 18000 | 14700 | 2.2 | 15200 | 1.86
215832421 | 12/12/24 | Live | Gree | APOWER | Singlezone Non-Ducted, Wall Placement | 215832421 |  | HRCU-A-CB-O | AP12HP230VBO | Mini-Splits | APFZ12HP230VAI |  |  |  | 13 | 23 | 9 | FALSE | FALSE |  | 12000 | 10000 | 2.79 | 12000 | 2.2
215832420 | 12/12/24 | Live | Gree | APOWER | Singlezone Non-Ducted, Wall Placement | 215832420 |  | HRCU-A-CB-O | AP09HP230VBO | Mini-Splits | APFZ09HP230VAI |  |  |  | 15 | 23 | 9.4 | FALSE | FALSE |  | 9100 | 8800 | 2.77 | 10000 | 1.83
215832419 | 12/12/24 | Live | Gree | APOWER | Singlezone Non-Ducted, Ceiling Placement | 215832419 |  | HRCU-A-CB-O | AP24HP230VBO | Mini-Splits | APFC24HP230VAI |  |  |  | 12.6 | 22.5 | 9.5 | FALSE | FALSE |  | 22000 | 20000 | 2.9 | 22000 | 1.9
215832418 | 12/12/24 | Live | Gree | APOWER | Singlezone Non-Ducted, Ceiling Placement | 215832418 |  | HRCU-A-CB-O | AP18HP230VBO | Mini-Splits | APLZ20HP230V1AI |  |  |  | 10.9 | 21.5 | 8.5 | FALSE | FALSE |  | 19000 | 14700 | 2.1 | 17400 | 2.12
215832417 | 12/12/24 | Live | Gree | APOWER | Singlezone Non-Ducted, Ceiling Placement | 215832417 |  | HRCU-A-CB-O | AP18HP230VBO | Mini-Splits | APLZ18HP230V1AI |  |  |  | 10.9 | 21.5 | 8.5 | FALSE | FALSE |  | 18000 | 14700 | 2.2 | 15000 | 1.87
215832416 | 12/12/24 | Live | Gree | APOWER | Singlezone Non-Ducted, Ceiling Placement | 215832416 |  | HRCU-A-CB-O | AP12HP230VBO | Mini-Splits | APLZ12HP230V1AI |  |  |  | 13 | 23 | 9 | FALSE | FALSE |  | 12000 | 10000 | 2.79 | 12000 | 2.17
215832415 | 12/12/24 | Live | Gree | APOWER | Singlezone Non-Ducted, Wall Placement | 215832415 |  | HRCU-A-CB-O | AP09HP230VBO | Mini-Splits | APLZ09HP230V1AI |  |  |  | 13.1 | 22 | 9.5 | FALSE | FALSE |  | 9100 | 8800 | 2.87 | 11000 | 2.34
215832414 | 12/12/24 | Live | Gree | APOWER | Multizone Mix of Ducted and Non-Ducted | 215832414 |  | HMSV-A-CB | AP2M18HP230VMO | Mixed Ducted and Non-Ducted Indoor Units |  |  |  |  | 11.8 | 19 | 9 | FALSE | FALSE |  | 18000 | 15400 | 2.1 | 16400 | 2.1
215832413 | 12/12/24 | Live | Gree | APOWER | Multizone All Ducted | 215832413 |  | HMSV-A-CB | AP2M18HP230VMO | Ducted Indoor Units |  |  |  |  | 11.7 | 18 | 8.1 | FALSE | FALSE |  | 18000 | 15000 | 1.96 | 16400 | 1.96
215832412 | 12/12/24 | Live | Gree | APOWER | Multizone All Non-Ducted | 215832412 |  | HMSR-A-CB-O | AP2M18HP230VMO | Non-Ducted Indoor Units |  |  |  |  | 12 | 21 | 10 | FALSE | FALSE |  | 18000 | 16000 | 2.36 | 16400 | 2.36
215832411 | 12/12/24 | Live | Gree | APOWER | Singlezone Non-Ducted, Wall Placement | 215832411 |  | HRCU-A-CB-O | AP24HP230VBO | Mini-Splits | AP24HP230VBI |  |  |  | 13.65 | 26 | 10 | FALSE | FALSE |  | 22000 | 20000 | 2.7 | 22000 | 2.11
215832410 | 12/12/24 | Live | Gree | APOWER | Singlezone Non-Ducted, Wall Placement | 215832410 |  | HRCU-A-CB-O | AP18HP230VBO | Mini-Splits | AP18HP230VBI |  |  |  | 13.65 | 24.5 | 9 | FALSE | FALSE |  | 18000 | 14700 | 2.69 | 18500 | 2.31
215832409 | 12/12/24 | Live | Gree | APOWER | Singlezone Non-Ducted, Wall Placement | 215832409 |  | HRCU-A-CB-O | AP12HP230VBO | Mini-Splits | AP12HP230VBI |  |  |  | 13 | 24.5 | 9.5 | FALSE | FALSE |  | 12000 | 10000 | 2.9 | 12000 | 2.06
215832408 | 12/12/24 | Live | Gree | APOWER | Singlezone Non-Ducted, Wall Placement | 215832408 |  | HRCU-A-CB-O | AP09HP230VBO | Mini-Splits | AP09HP230VBI |  |  |  | 15 | 26 | 10.4 | FALSE | FALSE |  | 9100 | 8800 | 2.93 | 11000 | 2.08
215832401 | 12/12/24 | Live | Gree | APOWER | Singlezone Non-Ducted, Wall Placement | 215832401 |  | HRCU-A-CB-O | AP36HP230VAO | Mini-Splits | AP36HP230VASI |  |  |  | 10.6 | 21 | 8.5 | FALSE | FALSE |  | 33600 | 27400 | 2.55 | 27500 | 1.99
215746339 | 10/23/24 | Live | Gree | Intertherm | Multizone Mix of Ducted and Non-Ducted | 215746339 |  | HMSV-A-CB | DXH42FMK3IH | Mixed Ducted and Non-Ducted Indoor Units |  |  |  |  | 12.2 | 19 | 9 | TRUE | TRUE | TRUE | 42000 | 40000 | 2.28 | 43200 | 2.41
215746338 | 10/23/24 | Live | Gree | Intertherm | Multizone Mix of Ducted and Non-Ducted | 215746338 |  | HMSV-A-CB | DXH36FMK3IH | Mixed Ducted and Non-Ducted Indoor Units |  |  |  |  | 11.8 | 19 | 9 | TRUE | TRUE | TRUE | 36000 | 36000 | 2.2 | 37720 | 2.27
215746337 | 10/23/24 | Live | Gree | Intertherm | Multizone Mix of Ducted and Non-Ducted | 215746337 |  | HMSV-A-CB | DXH30FMK3IH | Mixed Ducted and Non-Ducted Indoor Units |  |  |  |  | 12.2 | 19 | 9 | TRUE | TRUE | TRUE | 28400 | 27600 | 2.33 | 31860 | 2.29
215746336 | 10/23/24 | Live | Gree | Intertherm | Multizone Mix of Ducted and Non-Ducted | 215746336 |  | HMSV-A-CB | DXH24FMK3IH | Mixed Ducted and Non-Ducted Indoor Units |  |  |  |  | 12.2 | 19 | 9 | TRUE | TRUE | TRUE | 24000 | 22800 | 2.33 | 26600 | 2.38
215746335 | 10/23/24 | Live | Gree | Intertherm | Multizone All Ducted | 215746335 |  | HMSV-A-CB | DXH42FMK3IH | Ducted Indoor Units |  |  |  |  | 12 | 18 | 8.1 | TRUE | TRUE | FALSE | 42000 | 40000 | 2.15 | 43200 | 2.29
215746334 | 10/23/24 | Live | Gree | Intertherm | Multizone All Ducted | 215746334 |  | HMSV-A-CB | DXH36FMK3IH | Ducted Indoor Units |  |  |  |  | 11.7 | 18 | 8.1 | TRUE | TRUE | FALSE | 36000 | 36000 | 2.1 | 37720 | 2.16
215746333 | 10/23/24 | Live | Gree | Intertherm | Multizone All Ducted | 215746333 |  | HMSV-A-CB | DXH30FMK3IH | Ducted Indoor Units |  |  |  |  | 12 | 18 | 8.1 | TRUE | TRUE | FALSE | 28400 | 27200 | 2.2 | 31860 | 2.18
215746332 | 10/23/24 | Live | Gree | Intertherm | Multizone All Ducted | 215746332 |  | HMSV-A-CB | DXH24FMK3IH | Ducted Indoor Units |  |  |  |  | 12 | 18 | 8.1 | TRUE | TRUE | FALSE | 24000 | 22000 | 2.2 | 26600 | 2.27
215746331 | 10/23/24 | Live | Gree | Intertherm | Multizone Mix of Ducted and Non-Ducted | 215746331 |  | HMSV-A-CB | DXH18FMK3IH | Mixed Ducted and Non-Ducted Indoor Units |  |  |  |  | 11.8 | 19 | 9 | TRUE | TRUE | TRUE | 18000 | 15400 | 2.1 | 16400 | 2.1
215746330 | 10/23/24 | Live | Gree | Intertherm | Multizone All Ducted | 215746330 |  | HMSV-A-CB | DXH18FMK3IH | Ducted Indoor Units |  |  |  |  | 11.7 | 18 | 8.1 | TRUE | TRUE | FALSE | 18000 | 15000 | 1.96 | 16400 | 1.96
215746329 | 10/23/24 | Live | Gree | Intertherm | Multizone All Non-Ducted | 215746329 |  | HMSR-A-CB-O | DXH42FMK3IH | Non-Ducted Indoor Units |  |  |  |  | 13 | 21 | 10 | TRUE | TRUE | TRUE | 42000 | 40000 | 2.4 | 43200 | 2.53
215746328 | 10/23/24 | Live | Gree | Intertherm | Multizone All Non-Ducted | 215746328 |  | HMSR-A-CB-O | DXH36FMK3IH | Non-Ducted Indoor Units |  |  |  |  | 12 | 21 | 10 | TRUE | TRUE | TRUE | 36000 | 36000 | 2.3 | 37720 | 2.38
215746327 | 10/23/24 | Live | Gree | Intertherm | Multizone All Non-Ducted | 215746327 |  | HMSR-A-CB-O | DXH30FMK3IH | Non-Ducted Indoor Units |  |  |  |  | 13.6 | 21 | 10 | TRUE | TRUE | TRUE | 28400 | 28000 | 2.45 | 31860 | 2.4
215746326 | 10/23/24 | Live | Gree | Intertherm | Multizone All Non-Ducted | 215746326 |  | HMSR-A-CB-O | DXH24FMK3IH | Non-Ducted Indoor Units |  |  |  |  | 13.3 | 21 | 10 | TRUE | TRUE | TRUE | 24000 | 23600 | 2.45 | 26600 | 2.5
215746325 | 10/23/24 | Live | Gree | Intertherm | Multizone All Non-Ducted | 215746325 |  | HMSR-A-CB-O | DXH18FMK3IH | Non-Ducted Indoor Units |  |  |  |  | 12 | 21 | 10 | TRUE | TRUE | TRUE | 18000 | 16000 | 2.36 | 16400 | 2.36
215746324 | 10/23/24 | Live | Gree | GIBSON | Multizone Mix of Ducted and Non-Ducted | 215746324 |  | HMSV-A-CB | DXH42FMK3IH | Mixed Ducted and Non-Ducted Indoor Units |  |  |  |  | 12.2 | 19 | 9 | TRUE | TRUE | TRUE | 42000 | 40000 | 2.28 | 43200 | 2.41
215746323 | 10/23/24 | Live | Gree | GIBSON | Multizone Mix of Ducted and Non-Ducted | 215746323 |  | HMSV-A-CB | DXH36FMK3IH | Mixed Ducted and Non-Ducted Indoor Units |  |  |  |  | 11.8 | 19 | 9 | TRUE | TRUE | TRUE | 36000 | 36000 | 2.2 | 37720 | 2.27
215746322 | 10/23/24 | Live | Gree | GIBSON | Multizone Mix of Ducted and Non-Ducted | 215746322 |  | HMSV-A-CB | DXH30FMK3IH | Mixed Ducted and Non-Ducted Indoor Units |  |  |  |  | 12.2 | 19 | 9 | TRUE | TRUE | TRUE | 28400 | 27600 | 2.33 | 31860 | 2.29
215746321 | 10/23/24 | Live | Gree | GIBSON | Multizone Mix of Ducted and Non-Ducted | 215746321 |  | HMSV-A-CB | DXH24FMK3IH | Mixed Ducted and Non-Ducted Indoor Units |  |  |  |  | 12.2 | 19 | 9 | TRUE | TRUE | TRUE | 24000 | 22800 | 2.33 | 26600 | 2.38
215746320 | 10/23/24 | Live | Gree | GIBSON | Multizone All Ducted | 215746320 |  | HMSV-A-CB | DXH42FMK3IH | Ducted Indoor Units |  |  |  |  | 12 | 18 | 8.1 | TRUE | TRUE | FALSE | 42000 | 40000 | 2.15 | 43200 | 2.29
215746319 | 10/23/24 | Live | Gree | GIBSON | Multizone All Ducted | 215746319 |  | HMSV-A-CB | DXH36FMK3IH | Ducted Indoor Units |  |  |  |  | 11.7 | 18 | 8.1 | TRUE | TRUE | FALSE | 36000 | 36000 | 2.1 | 37720 | 2.16
215746318 | 10/23/24 | Live | Gree | GIBSON | Multizone All Ducted | 215746318 |  | HMSV-A-CB | DXH30FMK3IH | Ducted Indoor Units |  |  |  |  | 12 | 18 | 8.1 | TRUE | TRUE | FALSE | 28400 | 27200 | 2.2 | 31860 | 2.18
215746317 | 10/23/24 | Live | Gree | GIBSON | Multizone All Ducted | 215746317 |  | HMSV-A-CB | DXH24FMK3IH | Ducted Indoor Units |  |  |  |  | 12 | 18 | 8.1 | TRUE | TRUE | FALSE | 24000 | 22000 | 2.2 | 26600 | 2.27
215746316 | 10/23/24 | Live | Gree | GIBSON | Multizone Mix of Ducted and Non-Ducted | 215746316 |  | HMSV-A-CB | DXH18FMK3IH | Mixed Ducted and Non-Ducted Indoor Units |  |  |  |  | 11.8 | 19 | 9 | TRUE | TRUE | TRUE | 18000 | 15400 | 2.1 | 16400 | 2.1
215746315 | 10/23/24 | Live | Gree | GIBSON | Multizone All Ducted | 215746315 |  | HMSV-A-CB | DXH18FMK3IH | Ducted Indoor Units |  |  |  |  | 11.7 | 18 | 8.1 | TRUE | TRUE | FALSE | 18000 | 15000 | 1.96 | 16400 | 1.96
215746314 | 10/23/24 | Live | Gree | GIBSON | Multizone All Non-Ducted | 215746314 |  | HMSR-A-CB-O | DXH42FMK3IH | Non-Ducted Indoor Units |  |  |  |  | 13 | 21 | 10 | TRUE | TRUE | TRUE | 42000 | 40000 | 2.4 | 43200 | 2.53
215746313 | 10/23/24 | Live | Gree | GIBSON | Multizone All Non-Ducted | 215746313 |  | HMSR-A-CB-O | DXH36FMK3IH | Non-Ducted Indoor Units |  |  |  |  | 12 | 21 | 10 | TRUE | TRUE | TRUE | 36000 | 36000 | 2.3 | 37720 | 2.38
215746312 | 10/23/24 | Live | Gree | GIBSON | Multizone All Non-Ducted | 215746312 |  | HMSR-A-CB-O | DXH30FMK3IH | Non-Ducted Indoor Units |  |  |  |  | 13.6 | 21 | 10 | TRUE | TRUE | TRUE | 28400 | 28000 | 2.45 | 31860 | 2.4
215746311 | 10/23/24 | Live | Gree | GIBSON | Multizone All Non-Ducted | 215746311 |  | HMSR-A-CB-O | DXH24FMK3IH | Non-Ducted Indoor Units |  |  |  |  | 13.3 | 21 | 10 | TRUE | TRUE | TRUE | 24000 | 23600 | 2.45 | 26600 | 2.5
215746310 | 10/23/24 | Live | Gree | GIBSON | Multizone All Non-Ducted | 215746310 |  | HMSR-A-CB-O | DXH18FMK3IH | Non-Ducted Indoor Units |  |  |  |  | 12 | 21 | 10 | TRUE | TRUE | TRUE | 18000 | 16000 | 2.36 | 16400 | 2.36
215746309 | 10/23/24 | Live | Gree | AIRTEMP | Multizone Mix of Ducted and Non-Ducted | 215746309 |  | HMSV-A-CB | DXH42FMK3IH | Mixed Ducted and Non-Ducted Indoor Units |  |  |  |  | 12.2 | 19 | 9 | TRUE | TRUE | TRUE | 42000 | 40000 | 2.28 | 43200 | 2.41
215746308 | 10/23/24 | Live | Gree | AIRTEMP | Multizone Mix of Ducted and Non-Ducted | 215746308 |  | HMSV-A-CB | DXH36FMK3IH | Mixed Ducted and Non-Ducted Indoor Units |  |  |  |  | 11.8 | 19 | 9 | TRUE | TRUE | TRUE | 36000 | 36000 | 2.2 | 37720 | 2.27
215746307 | 10/23/24 | Live | Gree | AIRTEMP | Multizone Mix of Ducted and Non-Ducted | 215746307 |  | HMSV-A-CB | DXH30FMK3IH | Mixed Ducted and Non-Ducted Indoor Units |  |  |  |  | 12.2 | 19 | 9 | TRUE | TRUE | TRUE | 28400 | 27600 | 2.33 | 31860 | 2.29
215746306 | 10/23/24 | Live | Gree | AIRTEMP | Multizone Mix of Ducted and Non-Ducted | 215746306 |  | HMSV-A-CB | DXH24FMK3IH | Mixed Ducted and Non-Ducted Indoor Units |  |  |  |  | 12.2 | 19 | 9 | TRUE | TRUE | TRUE | 24000 | 22800 | 2.33 | 26600 | 2.38
215746305 | 10/23/24 | Live | Gree | AIRTEMP | Multizone All Ducted | 215746305 |  | HMSV-A-CB | DXH42FMK3IH | Ducted Indoor Units |  |  |  |  | 12 | 18 | 8.1 | TRUE | TRUE | FALSE | 42000 | 40000 | 2.15 | 43200 | 2.29
215746304 | 10/23/24 | Live | Gree | AIRTEMP | Multizone All Ducted | 215746304 |  | HMSV-A-CB | DXH36FMK3IH | Ducted Indoor Units |  |  |  |  | 11.7 | 18 | 8.1 | TRUE | TRUE | FALSE | 36000 | 36000 | 2.1 | 37720 | 2.16
215746303 | 10/23/24 | Live | Gree | AIRTEMP | Multizone All Ducted | 215746303 |  | HMSV-A-CB | DXH30FMK3IH | Ducted Indoor Units |  |  |  |  | 12 | 18 | 8.1 | TRUE | TRUE | FALSE | 28400 | 27200 | 2.2 | 31860 | 2.18
215746302 | 10/23/24 | Live | Gree | AIRTEMP | Multizone All Ducted | 215746302 |  | HMSV-A-CB | DXH24FMK3IH | Ducted Indoor Units |  |  |  |  | 12 | 18 | 8.1 | TRUE | TRUE | FALSE | 24000 | 22000 | 2.2 | 26600 | 2.27
215746301 | 10/23/24 | Live | Gree | AIRTEMP | Multizone Mix of Ducted and Non-Ducted | 215746301 |  | HMSV-A-CB | DXH18FMK3IH | Mixed Ducted and Non-Ducted Indoor Units |  |  |  |  | 11.8 | 19 | 9 | TRUE | TRUE | TRUE | 18000 | 15400 | 2.1 | 16400 | 2.1
215746300 | 10/23/24 | Live | Gree | AIRTEMP | Multizone All Ducted | 215746300 |  | HMSV-A-CB | DXH18FMK3IH | Ducted Indoor Units |  |  |  |  | 11.7 | 18 | 8.1 | TRUE | TRUE | FALSE | 18000 | 15000 | 1.96 | 16400 | 1.96
215746299 | 10/23/24 | Live | Gree | AIRTEMP | Multizone All Non-Ducted | 215746299 |  | HMSR-A-CB-O | DXH42FMK3IH | Non-Ducted Indoor Units |  |  |  |  | 13 | 21 | 10 | TRUE | TRUE | TRUE | 42000 | 40000 | 2.4 | 43200 | 2.53
215746298 | 10/23/24 | Live | Gree | AIRTEMP | Multizone All Non-Ducted | 215746298 |  | HMSR-A-CB-O | DXH36FMK3IH | Non-Ducted Indoor Units |  |  |  |  | 12 | 21 | 10 | TRUE | TRUE | TRUE | 36000 | 36000 | 2.3 | 37720 | 2.38
215746297 | 10/23/24 | Live | Gree | AIRTEMP | Multizone All Non-Ducted | 215746297 |  | HMSR-A-CB-O | DXH30FMK3IH | Non-Ducted Indoor Units |  |  |  |  | 13.6 | 21 | 10 | TRUE | TRUE | TRUE | 28400 | 28000 | 2.45 | 31860 | 2.4
215746296 | 10/23/24 | Live | Gree | AIRTEMP | Multizone All Non-Ducted | 215746296 |  | HMSR-A-CB-O | DXH24FMK3IH | Non-Ducted Indoor Units |  |  |  |  | 13.3 | 21 | 10 | TRUE | TRUE | TRUE | 24000 | 23600 | 2.45 | 26600 | 2.5
215746295 | 10/23/24 | Live | Gree | AIRTEMP | Multizone All Non-Ducted | 215746295 |  | HMSR-A-CB-O | DXH18FMK3IH | Non-Ducted Indoor Units |  |  |  |  | 12 | 21 | 10 | TRUE | TRUE | TRUE | 18000 | 16000 | 2.36 | 16400 | 2.36
215746294 | 10/23/24 | Live | Gree | AireForce | Multizone Mix of Ducted and Non-Ducted | 215746294 |  | HMSV-A-CB | DXH42FMK3IH | Mixed Ducted and Non-Ducted Indoor Units |  |  |  |  | 12.2 | 19 | 9 | TRUE | TRUE | TRUE | 42000 | 40000 | 2.28 | 43200 | 2.41
215746293 | 10/23/24 | Live | Gree | AireForce | Multizone Mix of Ducted and Non-Ducted | 215746293 |  | HMSV-A-CB | DXH36FMK3IH | Mixed Ducted and Non-Ducted Indoor Units |  |  |  |  | 11.8 | 19 | 9 | TRUE | TRUE | TRUE | 36000 | 36000 | 2.2 | 37720 | 2.27
215746292 | 10/23/24 | Live | Gree | AireForce | Multizone Mix of Ducted and Non-Ducted | 215746292 |  | HMSV-A-CB | DXH30FMK3IH | Mixed Ducted and Non-Ducted Indoor Units |  |  |  |  | 12.2 | 19 | 9 | TRUE | TRUE | TRUE | 28400 | 27600 | 2.33 | 31860 | 2.29
215746291 | 10/23/24 | Live | Gree | AireForce | Multizone Mix of Ducted and Non-Ducted | 215746291 |  | HMSV-A-CB | DXH24FMK3IH | Mixed Ducted and Non-Ducted Indoor Units |  |  |  |  | 12.2 | 19 | 9 | TRUE | TRUE | TRUE | 24000 | 22800 | 2.33 | 26600 | 2.38
215746290 | 10/23/24 | Live | Gree | AireForce | Multizone All Ducted | 215746290 |  | HMSV-A-CB | DXH42FMK3IH | Ducted Indoor Units |  |  |  |  | 12 | 18 | 8.1 | TRUE | TRUE | FALSE | 42000 | 40000 | 2.15 | 43200 | 2.29
215746289 | 10/23/24 | Live | Gree | AireForce | Multizone All Ducted | 215746289 |  | HMSV-A-CB | DXH36FMK3IH | Ducted Indoor Units |  |  |  |  | 11.7 | 18 | 8.1 | TRUE | TRUE | FALSE | 36000 | 36000 | 2.1 | 37720 | 2.16
215746288 | 10/23/24 | Live | Gree | AireForce | Multizone All Ducted | 215746288 |  | HMSV-A-CB | DXH30FMK3IH | Ducted Indoor Units |  |  |  |  | 12 | 18 | 8.1 | TRUE | TRUE | FALSE | 28400 | 27200 | 2.2 | 31860 | 2.18
215746287 | 10/23/24 | Live | Gree | AireForce | Multizone All Ducted | 215746287 |  | HMSV-A-CB | DXH24FMK3IH | Ducted Indoor Units |  |  |  |  | 12 | 18 | 8.1 | TRUE | TRUE | FALSE | 24000 | 22000 | 2.2 | 26600 | 2.27
215746286 | 10/23/24 | Live | Gree | AireForce | Multizone Mix of Ducted and Non-Ducted | 215746286 |  | HMSV-A-CB | DXH18FMK3IH | Mixed Ducted and Non-Ducted Indoor Units |  |  |  |  | 11.8 | 19 | 9 | TRUE | TRUE | TRUE | 18000 | 15400 | 2.1 | 16400 | 2.1
215746285 | 10/23/24 | Live | Gree | AireForce | Multizone All Ducted | 215746285 |  | HMSV-A-CB | DXH18FMK3IH | Ducted Indoor Units |  |  |  |  | 11.7 | 18 | 8.1 | TRUE | TRUE | FALSE | 18000 | 15000 | 1.96 | 16400 | 1.96
215746284 | 10/23/24 | Live | Gree | AireForce | Multizone All Non-Ducted | 215746284 |  | HMSR-A-CB-O | DXH42FMK3IH | Non-Ducted Indoor Units |  |  |  |  | 13 | 21 | 10 | TRUE | TRUE | TRUE | 42000 | 40000 | 2.4 | 43200 | 2.53
215746283 | 10/23/24 | Live | Gree | AireForce | Multizone All Non-Ducted | 215746283 |  | HMSR-A-CB-O | DXH36FMK3IH | Non-Ducted Indoor Units |  |  |  |  | 12 | 21 | 10 | TRUE | TRUE | TRUE | 36000 | 36000 | 2.3 | 37720 | 2.38
215746282 | 10/23/24 | Live | Gree | AireForce | Multizone All Non-Ducted | 215746282 |  | HMSR-A-CB-O | DXH30FMK3IH | Non-Ducted Indoor Units |  |  |  |  | 13.6 | 21 | 10 | TRUE | TRUE | TRUE | 28400 | 28000 | 2.45 | 31860 | 2.4
215746281 | 10/23/24 | Live | Gree | AireForce | Multizone All Non-Ducted | 215746281 |  | HMSR-A-CB-O | DXH24FMK3IH | Non-Ducted Indoor Units |  |  |  |  | 13.3 | 21 | 10 | TRUE | TRUE | TRUE | 24000 | 23600 | 2.45 | 26600 | 2.5
215746280 | 10/23/24 | Live | Gree | AireForce | Multizone All Non-Ducted | 215746280 |  | HMSR-A-CB-O | DXH18FMK3IH | Non-Ducted Indoor Units |  |  |  |  | 12 | 21 | 10 | TRUE | TRUE | TRUE | 18000 | 16000 | 2.36 | 16400 | 2.36
215725427 | 10/23/24 | Live | Gree | GREE | Singlezone Non-Ducted, Wall Placement | 215725427 |  | HRCU-A-CB-O | GWH30ATEXH-D6DNA1G/O | Mini-Splits | GWH30AWEXH-D6DN***/I |  |  |  | 10.9 | 22 | 9 | FALSE | FALSE | FALSE | 30000 | 24000 | 2.55 | 27000 | 2.08
215708467 | 09/20/24 | Live | Gree | TOSOT | Multizone Mix of Ducted and Non-Ducted | 215708467 |  | HMSV-A-CB | MZ-COSMO36/O | Mixed Ducted and Non-Ducted Indoor Units |  |  |  |  | 11.8 | 19 | 9 | TRUE | TRUE | TRUE | 36000 | 36000 | 2.2 | 37720 | 2.27
215708466 | 09/20/24 | Live | Gree | TOSOT | Multizone Mix of Ducted and Non-Ducted | 215708466 |  | HMSV-A-CB | MZ-COSMO30/O | Mixed Ducted and Non-Ducted Indoor Units |  |  |  |  | 12.2 | 19 | 9 | TRUE | TRUE | TRUE | 28400 | 27600 | 2.33 | 31860 | 2.29
215708465 | 09/20/24 | Live | Gree | TOSOT | Multizone Mix of Ducted and Non-Ducted | 215708465 |  | HMSV-A-CB | MZ-COSMO24/O | Mixed Ducted and Non-Ducted Indoor Units |  |  |  |  | 12.2 | 19 | 9 | TRUE | TRUE | TRUE | 24000 | 23000 | 2.35 | 26600 | 2.38
215708464 | 09/20/24 | Live | Gree | TOSOT | Multizone Mix of Ducted and Non-Ducted | 215708464 |  | HMSV-A-CB | MZ-COSMO18/O | Mixed Ducted and Non-Ducted Indoor Units |  |  |  |  | 11.8 | 19 | 9 | TRUE | TRUE | TRUE | 18000 | 15400 | 2.1 | 16400 | 2.1
215708463 | 09/20/24 | Live | Gree | TOSOT | Multizone All Ducted | 215708463 |  | HMSV-A-CB | MZ-COSMO36/O | Ducted Indoor Units |  |  |  |  | 11.7 | 18 | 8.1 | TRUE | TRUE | FALSE | 36000 | 36000 | 2.1 | 37720 | 2.16
215708462 | 09/20/24 | Live | Gree | TOSOT | Multizone All Ducted | 215708462 |  | HMSV-A-CB | MZ-COSMO30/O | Ducted Indoor Units |  |  |  |  | 12 | 18 | 8.1 | TRUE | TRUE | FALSE | 28400 | 27200 | 2.2 | 31860 | 2.18
215708461 | 09/20/24 | Live | Gree | TOSOT | Multizone All Ducted | 215708461 |  | HMSV-A-CB | MZ-COSMO24/O | Ducted Indoor Units |  |  |  |  | 12 | 18 | 8.1 | TRUE | TRUE | FALSE | 24000 | 22000 | 2.2 | 26600 | 2.27
215708460 | 09/20/24 | Live | Gree | TOSOT | Multizone All Ducted | 215708460 |  | HMSV-A-CB | MZ-COSMO18/O | Ducted Indoor Units |  |  |  |  | 11.7 | 18 | 8.1 | TRUE | TRUE | FALSE | 18000 | 15000 | 1.96 | 16400 | 1.96
215708459 | 09/20/24 | Live | Gree | TOSOT | Multizone All Non-Ducted | 215708459 |  | HMSR-A-CB-O | MZ-COSMO36/O | Non-Ducted Indoor Units |  |  |  |  | 12 | 21 | 10 | TRUE | TRUE | TRUE | 36000 | 36000 | 2.3 | 37720 | 2.38
215708458 | 09/20/24 | Live | Gree | TOSOT | Multizone All Non-Ducted | 215708458 |  | HMSR-A-CB-O | MZ-COSMO30/O | Non-Ducted Indoor Units |  |  |  |  | 13.6 | 21 | 10 | TRUE | TRUE | TRUE | 28400 | 28000 | 2.45 | 31860 | 2.4
215708457 | 09/20/24 | Live | Gree | TOSOT | Multizone All Non-Ducted | 215708457 |  | HMSR-A-CB-O | MZ-COSMO24/O | Non-Ducted Indoor Units |  |  |  |  | 13.3 | 21 | 10 | TRUE | TRUE | TRUE | 24000 | 23600 | 2.45 | 26600 | 2.5
215708456 | 09/20/24 | Live | Gree | TOSOT | Multizone All Non-Ducted | 215708456 |  | HMSR-A-CB-O | MZ-COSMO18/O | Non-Ducted Indoor Units |  |  |  |  | 12 | 21 | 10 | TRUE | TRUE | TRUE | 18000 | 16000 | 2.36 | 16400 | 2.36
215708455 | 09/20/24 | Live | Gree | KINGHOME | Multizone Mix of Ducted and Non-Ducted | 215708455 |  | HMSV-A-CB | KM42X6O | Mixed Ducted and Non-Ducted Indoor Units |  |  |  |  | 12.2 | 19 | 9 | TRUE | TRUE | TRUE | 42000 | 40000 | 2.28 | 43200 | 2.41
215708454 | 09/20/24 | Live | Gree | KINGHOME | Multizone Mix of Ducted and Non-Ducted | 215708454 |  | HMSV-A-CB | KM36X6O | Mixed Ducted and Non-Ducted Indoor Units |  |  |  |  | 11.8 | 19 | 9 | TRUE | TRUE | TRUE | 36000 | 36000 | 2.2 | 37720 | 2.27
215708453 | 09/20/24 | Live | Gree | KINGHOME | Multizone Mix of Ducted and Non-Ducted | 215708453 |  | HMSV-A-CB | KM30X6O | Mixed Ducted and Non-Ducted Indoor Units |  |  |  |  | 12.2 | 19 | 9 | TRUE | TRUE | TRUE | 28400 | 27600 | 2.33 | 31860 | 2.29
215708452 | 09/20/24 | Live | Gree | KINGHOME | Multizone Mix of Ducted and Non-Ducted | 215708452 |  | HMSV-A-CB | KM24X6O | Mixed Ducted and Non-Ducted Indoor Units |  |  |  |  | 12.2 | 19 | 9 | TRUE | TRUE | TRUE | 24000 | 23000 | 2.35 | 26600 | 2.38
215708451 | 09/20/24 | Live | Gree | KINGHOME | Multizone Mix of Ducted and Non-Ducted | 215708451 |  | HMSV-A-CB | KM18X6O | Mixed Ducted and Non-Ducted Indoor Units |  |  |  |  | 11.8 | 19 | 9 | TRUE | TRUE | TRUE | 18000 | 15400 | 2.1 | 16400 | 2.1
215708450 | 09/20/24 | Live | Gree | KINGHOME | Multizone All Ducted | 215708450 |  | HMSV-A-CB | KM42X6O | Ducted Indoor Units |  |  |  |  | 12 | 18 | 8.1 | TRUE | TRUE | FALSE | 42000 | 40000 | 2.15 | 43200 | 2.29
215708449 | 09/20/24 | Live | Gree | KINGHOME | Multizone All Ducted | 215708449 |  | HMSV-A-CB | KM36X6O | Ducted Indoor Units |  |  |  |  | 11.7 | 18 | 8.1 | TRUE | TRUE | FALSE | 36000 | 36000 | 2.1 | 37720 | 2.16
215708448 | 09/20/24 | Live | Gree | KINGHOME | Multizone All Ducted | 215708448 |  | HMSV-A-CB | KM30X6O | Ducted Indoor Units |  |  |  |  | 12 | 18 | 8.1 | TRUE | TRUE | FALSE | 28400 | 27200 | 2.2 | 31860 | 2.18
215708447 | 09/20/24 | Live | Gree | KINGHOME | Multizone All Ducted | 215708447 |  | HMSV-A-CB | KM24X6O | Ducted Indoor Units |  |  |  |  | 12 | 18 | 8.1 | TRUE | TRUE | FALSE | 24000 | 22000 | 2.2 | 26600 | 2.27
215708446 | 09/20/24 | Live | Gree | KINGHOME | Multizone All Ducted | 215708446 |  | HMSV-A-CB | KM18X6O | Ducted Indoor Units |  |  |  |  | 11.7 | 18 | 8.1 | TRUE | TRUE | FALSE | 18000 | 15000 | 1.96 | 16400 | 1.96
215708445 | 09/20/24 | Live | Gree | KINGHOME | Multizone All Non-Ducted | 215708445 |  | HMSR-A-CB-O | KM42X6O | Non-Ducted Indoor Units |  |  |  |  | 13 | 21 | 10 | TRUE | TRUE | TRUE | 42000 | 40000 | 2.4 | 43200 | 2.53
215708444 | 09/20/24 | Live | Gree | KINGHOME | Multizone All Non-Ducted | 215708444 |  | HMSR-A-CB-O | KM36X6O | Non-Ducted Indoor Units |  |  |  |  | 12 | 21 | 10 | TRUE | TRUE | TRUE | 36000 | 36000 | 2.3 | 37720 | 2.38
215708443 | 09/20/24 | Live | Gree | KINGHOME | Multizone All Non-Ducted | 215708443 |  | HMSR-A-CB-O | KM30X6O | Non-Ducted Indoor Units |  |  |  |  | 13.6 | 21 | 10 | TRUE | TRUE | TRUE | 28400 | 28000 | 2.45 | 31860 | 2.4
215708442 | 09/20/24 | Live | Gree | KINGHOME | Multizone All Non-Ducted | 215708442 |  | HMSR-A-CB-O | KM24X6O | Non-Ducted Indoor Units |  |  |  |  | 13.3 | 21 | 10 | TRUE | TRUE | TRUE | 24000 | 23600 | 2.45 | 26600 | 2.5
215708441 | 09/20/24 | Live | Gree | KINGHOME | Multizone All Non-Ducted | 215708441 |  | HMSR-A-CB-O | KM18X6O | Non-Ducted Indoor Units |  |  |  |  | 12 | 21 | 10 | TRUE | TRUE | TRUE | 18000 | 16000 | 2.36 | 16400 | 2.36
215685135 | 01/29/25 | Live | Gree | GREE | Singlezone Non-Ducted, Wall Placement | 215685135 |  | HRCU-A-CB-O | GWH12ATCXB-A6DNA1A/O | Mini-Splits | GWH12AWCXB-A6DN***/I |  |  |  | 9.3 | 19 | 8.5 | FALSE | FALSE |  | 12000 | 9700 | 2.71 | 10000 | 2.36
215685134 | 01/29/25 | Live | Gree | GREE | Singlezone Non-Ducted, Wall Placement | 215685134 |  | HRCU-A-CB-O | GWH09ATCXB-A6DNA1C/O | Mini-Splits | GWH09AWCXB-A6DN***/I |  |  |  | 11.9 | 20.5 | 8.8 | FALSE | FALSE |  | 9100 | 8100 | 2.7 | 10600 | 2.25
215444915 | 09/10/24 | Live | Gree | TOSOT | Singlezone Non-Ducted, Wall Placement | 215444915 |  | HRCU-A-CB-O | TWH12AUC25R32A1A/O | Mini-Splits | TWH12AUC25R32A1A/I |  |  |  | 13 | 24.5 | 9.5 | TRUE | TRUE | FALSE | 12000 | 10000 | 2.9 | 11200 | 2.23
215420718 | 08/31/24 | Live | Gree | ECO AC | Singlezone Non-Ducted, Wall Placement | 215420718 |  | HRCU-A-CB-O | EHS-O18KBA | Mini-Splits | EHS-W18KBA |  |  |  | 10.05 | 17.5 | 8.5 | FALSE | FALSE | FALSE | 17600 | 15300 | 2.61 | 15400 | 2.05
215420716 | 08/31/24 | Live | Gree | ECO AC | Multizone Mix of Ducted and Non-Ducted | 215420716 |  | HMSV-A-CB | EMH-5O42KBA | Mixed Ducted and Non-Ducted Indoor Units |  | 11.5 | 18.5 | 9.25 | 11.5 | 18.5 | 9 | FALSE | FALSE | FALSE | 36000 | 32600 | 2.29 | 38200 | 2.19
215420715 | 08/31/24 | Live | Gree | ECO AC | Multizone Mix of Ducted and Non-Ducted | 215420715 |  | HMSV-A-CB | EMH-4O36KBA | Mixed Ducted and Non-Ducted Indoor Units |  | 11.5 | 18.5 | 9.25 | 11.5 | 18.5 | 9 | FALSE | FALSE | FALSE | 34000 | 30200 | 2.02 | 37720 | 2.16
215420714 | 08/31/24 | Live | Gree | ECO AC | Multizone Mix of Ducted and Non-Ducted | 215420714 |  | HMSV-A-CB | EMH-4O30KBA | Mixed Ducted and Non-Ducted Indoor Units |  | 11.75 | 18.5 | 9.25 | 11.75 | 18.5 | 9 | FALSE | FALSE | FALSE | 28400 | 27000 | 2.31 | 31860 | 2.29
215420713 | 08/31/24 | Live | Gree | ECO AC | Multizone Mix of Ducted and Non-Ducted | 215420713 |  | HMSV-A-CB | EMH-3O24KBA | Mixed Ducted and Non-Ducted Indoor Units |  | 11.75 | 18.5 | 9.25 | 11.75 | 18.5 | 9 | FALSE | FALSE | FALSE | 23200 | 23000 | 2.22 | 26600 | 2.38
215420712 | 08/31/24 | Live | Gree | ECO AC | Multizone Mix of Ducted and Non-Ducted | 215420712 |  | HMSV-A-CB | EMH-2O18KBA | Mixed Ducted and Non-Ducted Indoor Units |  | 11.5 | 18.5 | 9.25 | 11.5 | 18.5 | 9 | FALSE | FALSE | FALSE | 17000 | 15000 | 2.46 | 16400 | 2.52
215420711 | 08/31/24 | Live | Gree | ECO AC | Multizone All Ducted | 215420711 |  | HMSV-A-CB | EMH-5O42KBA | Ducted Indoor Units |  | 11 | 16 | 8.5 | 11 | 16 | 8 | FALSE | FALSE | FALSE | 36000 | 32400 | 2.2 | 38200 | 2.19
215420710 | 08/31/24 | Live | Gree | ECO AC | Multizone All Ducted | 215420710 |  | HMSV-A-CB | EMH-4O36KBA | Ducted Indoor Units |  | 11 | 16 | 8.5 | 11 | 16 | 8 | FALSE | FALSE | FALSE | 34000 | 30000 | 2 | 37720 | 2.16
215420709 | 08/31/24 | Live | Gree | ECO AC | Multizone All Ducted | 215420709 |  | HMSV-A-CB | EMH-4O30KBA | Ducted Indoor Units |  | 11 | 16 | 8.5 | 11 | 16 | 8 | FALSE | FALSE | FALSE | 28400 | 26800 | 2.2 | 31860 | 2.18
215420708 | 08/31/24 | Live | Gree | ECO AC | Multizone All Ducted | 215420708 |  | HMSV-A-CB | EMH-3O24KBA | Ducted Indoor Units |  | 11 | 16 | 8.5 | 11 | 16 | 8 | FALSE | FALSE | FALSE | 23200 | 23000 | 2.12 | 26600 | 2.27
215420707 | 08/31/24 | Live | Gree | ECO AC | Multizone All Ducted | 215420707 |  | HMSV-A-CB | EMH-2O18KBA | Ducted Indoor Units |  | 11 | 16 | 8.5 | 11 | 16 | 8 | FALSE | FALSE | FALSE | 17000 | 15000 | 2.4 | 16400 | 2.4
215420706 | 08/31/24 | Live | Gree | ECO AC | Multizone All Non-Ducted | 215420706 |  | HMSR-A-CB-O | EMH-4O30KBA | Non-Ducted Indoor Units |  | 12.5 | 21 | 10 | 12.5 | 21 | 10 | FALSE | FALSE | TRUE | 28400 | 27200 | 2.41 | 31860 | 2.4
215420705 | 08/31/24 | Live | Gree | ECO AC | Multizone All Non-Ducted | 215420705 |  | HMSR-A-CB-O | EMH-3O24KBA | Non-Ducted Indoor Units |  | 12.5 | 21 | 10 | 12.5 | 21 | 10 | FALSE | FALSE | TRUE | 23200 | 23600 | 2.33 | 26600 | 2.5
215420704 | 08/31/24 | Live | Gree | ECO AC | Multizone All Non-Ducted | 215420704 |  | HMSR-A-CB-O | EMH-2O18KBA | Non-Ducted Indoor Units |  | 12 | 21 | 10 | 12 | 21 | 10 | FALSE | FALSE | TRUE | 17000 | 15000 | 2.6 | 16400 | 2.64
215420703 | 08/31/24 | Live | Gree | ECO AC | Multizone All Non-Ducted | 215420703 |  | HMSR-A-CB-O | EMH-5O42KBA | Non-Ducted Indoor Units |  | 12 | 21 | 10 | 12 | 21 | 10 | FALSE | FALSE | TRUE | 36000 | 35600 | 2.38 | 38200 | 2.41
215420702 | 08/31/24 | Live | Gree | ECO AC | Multizone All Non-Ducted | 215420702 |  | HMSR-A-CB-O | EMH-4O36KBA | Non-Ducted Indoor Units |  | 12 | 21 | 10 | 12 | 21 | 10 | FALSE | FALSE | TRUE | 34000 | 30800 | 2.04 | 37720 | 2.38
215417462 | 08/29/24 | Live | Gree | GREE | Singlezone Non-Ducted, Ceiling Placement | 215417462 |  | HRCU-A-CB-O | VIR18HP230V1R32AO | Mini-Splits | OWC20HP230V1R32AH |  |  |  | 10.9 | 21.5 | 8.5 | FALSE | FALSE | FALSE | 19000 | 14700 | 2.1 | 17400 | 2.12
215417461 | 08/29/24 | Live | Gree | GREE | Singlezone Non-Ducted, Wall Placement | 215417461 |  | HRCU-A-CB-O | VIR18HP230V1R32AO | Mini-Splits | CON18HP230V1R32AH |  |  |  | 11.6 | 21.5 | 8.5 | FALSE | FALSE | FALSE | 18000 | 14700 | 2.2 | 15200 | 1.86
215417460 | 08/29/24 | Live | Gree | GREE | Singlezone Non-Ducted, Ceiling Placement | 215417460 |  | HRCU-A-CB-O | VIR18HP230V1R32AO | Mini-Splits | FLR18HP230V1R32AH |  |  |  | 12.8 | 21.5 | 9.5 | FALSE | FALSE | TRUE | 18000 | 14700 | 2.5 | 16000 | 2.08
215417459 | 08/29/24 | Live | Gree | GREE | Singlezone Ducted, Compact Ducted | 215417459 |  | HRCU-A-CB | VIR18HP230V1R32AO | Mini-Splits | DUC21HP230V1R32AH |  |  |  | 12.6 | 21 | 9 | FALSE | FALSE | TRUE | 21000 | 14700 | 2.69 | 18500 | 2.41
215417458 | 08/29/24 | Live | Gree | GREE | Singlezone Ducted, Compact Ducted | 215417458 |  | HRCU-A-CB | VIR18HP230V1R32AO | Mini-Splits | DUC18HP230V1R32AH |  |  |  | 14 | 22.5 | 9 | FALSE | FALSE | TRUE | 18000 | 14700 | 2.8 | 18500 | 2.41
215417457 | 08/29/24 | Live | Gree | GREE | Singlezone Non-Ducted, Ceiling Placement | 215417457 |  | HRCU-A-CB-O | VIR18HP230V1R32AO | Mini-Splits | CAS18HP230V1R32AH |  |  |  | 10.9 | 21 | 9 | FALSE | FALSE | FALSE | 18000 | 14700 | 2.3 | 14800 | 1.98
215417456 | 08/29/24 | Live | Gree | GREE | Singlezone Non-Ducted, Ceiling Placement | 215417456 |  | HRCU-A-CB-O | VIR18HP230V1R32AO | Mini-Splits | OWC18HP230V1R32AH |  |  |  | 10.9 | 21.5 | 8.5 | FALSE | FALSE | FALSE | 18000 | 14700 | 2.2 | 15000 | 1.87
215417455 | 08/29/24 | Live | Gree | GREE | Singlezone Non-Ducted, Ceiling Placement | 215417455 |  | HRCU-A-CB-O | ENV18HP230V1R32AO | Mini-Splits | OWC20HP230V1R32AH |  |  |  | 10.9 | 21.5 | 8.5 | FALSE | FALSE | FALSE | 19000 | 14700 | 2.1 | 17400 | 2.12
215417454 | 08/29/24 | Live | Gree | GREE | Singlezone Non-Ducted, Wall Placement | 215417454 |  | HRCU-A-CB-O | ENV18HP230V1R32AO | Mini-Splits | CON18HP230V1R32AH |  |  |  | 11.6 | 21.5 | 8.5 | FALSE | FALSE | FALSE | 18000 | 14700 | 2.2 | 15200 | 1.86
215417453 | 08/29/24 | Live | Gree | GREE | Singlezone Non-Ducted, Ceiling Placement | 215417453 |  | HRCU-A-CB-O | ENV18HP230V1R32AO | Mini-Splits | FLR18HP230V1R32AH |  |  |  | 12.8 | 21.5 | 9.5 | FALSE | FALSE | TRUE | 18000 | 14700 | 2.5 | 16000 | 2.08
215417452 | 08/29/24 | Live | Gree | GREE | Singlezone Ducted, Compact Ducted | 215417452 |  | HRCU-A-CB | ENV18HP230V1R32AO | Mini-Splits | DUC21HP230V1R32AH |  |  |  | 12.6 | 21 | 9 | FALSE | FALSE | TRUE | 21000 | 14700 | 2.69 | 18500 | 2.41
215417451 | 08/29/24 | Live | Gree | GREE | Singlezone Ducted, Compact Ducted | 215417451 |  | HRCU-A-CB | ENV18HP230V1R32AO | Mini-Splits | DUC18HP230V1R32AH |  |  |  | 14 | 22.5 | 9 | FALSE | FALSE | TRUE | 18000 | 14700 | 2.8 | 18500 | 2.41
215417450 | 08/29/24 | Live | Gree | GREE | Singlezone Non-Ducted, Ceiling Placement | 215417450 |  | HRCU-A-CB-O | ENV18HP230V1R32AO | Mini-Splits | CAS18HP230V1R32AH |  |  |  | 10.9 | 21 | 9 | FALSE | FALSE | FALSE | 18000 | 14700 | 2.3 | 14800 | 1.98
215417449 | 08/29/24 | Live | Gree | GREE | Singlezone Non-Ducted, Ceiling Placement | 215417449 |  | HRCU-A-CB-O | ENV18HP230V1R32AO | Mini-Splits | OWC18HP230V1R32AH |  |  |  | 10.9 | 21.5 | 8.5 | FALSE | FALSE | FALSE | 18000 | 14700 | 2.2 | 15000 | 1.87
215416032 | 08/31/24 | Live | Gree | ECO AC | Singlezone Non-Ducted, Wall Placement | 215416032 |  | HRCU-A-CB | EHH-O18KBA | Mini-Splits | EHH-D18KBA |  |  |  | 12.5 | 20 | 8.5 | FALSE | FALSE | TRUE | 18000 | 14600 | 2.5 | 16500 | 2.44
215416030 | 08/31/24 | Live | Gree | ECO AC | Singlezone Ducted, Compact Ducted | 215416030 |  | HRCU-A-CB | EHH-O09KBA | Mini-Splits | EHH-D09KBA | 13.45 | 21 | 10.2 | 13.45 | 21 | 9 | FALSE | FALSE | TRUE | 9100 | 8600 | 2.6 | 9900 | 2.27
215416029 | 08/31/24 | Live | Gree | ECO AC | Singlezone Ducted, Compact Ducted | 215416029 |  | HRCU-A-CB | EHH-O12KBA | Mini-Splits | EHH-D12KBA | 12.5 | 20 | 10.5 | 11.8 | 20 | 8.5 | FALSE | FALSE | TRUE | 12000 | 10000 | 2.5 | 10900 | 2.25
215416028 | 08/31/24 | Live | Gree | ECO AC | Singlezone Non-Ducted, Wall Placement | 215416028 |  | HRCU-A-CB-O | EHH-O24KBA | Mini-Splits | EHH-W24KBA |  |  |  | 13.1 | 24.5 | 9.5 | TRUE | FALSE | TRUE | 22000 | 19400 | 2.87 | 22000 | 2.11
215416027 | 08/31/24 | Live | Gree | ECO AC | Singlezone Non-Ducted, Wall Placement | 215416027 |  | HRCU-A-CB-O | EHH-O09KBA | Mini-Splits | EHH-W09KBA | 14.7 | 25.5 | 12 | 14.7 | 25.5 | 10.2 | TRUE | TRUE | TRUE | 9100 | 8600 | 2.9 | 11000 | 2.08
215416026 | 08/31/24 | Live | Gree | ECO AC | Singlezone Ducted, Compact Ducted | 215416026 |  | HRCU-A-CB | EHH-O24KBA | Mini-Splits | EHH-D24KBA | 12.7 | 20 | 10 | 12.7 | 20 | 9 | FALSE | FALSE | TRUE | 22000 | 19400 | 2.69 | 19500 | 2.2
215416025 | 08/31/24 | Live | Gree | ECO AC | Singlezone Non-Ducted, Wall Placement | 215416025 |  | HRCU-A-CB-O | EHH-O12KBA | Mini-Splits | EHH-W12KBA | 12.5 | 24 | 11 | 12.5 | 24 | 9 | TRUE | TRUE | FALSE | 12000 | 10000 | 2.55 | 10900 | 2.25
215416024 | 08/29/24 | Live | Gree | GREE | Singlezone Non-Ducted, Ceiling Placement | 215416024 |  | HRCU-A-CB-O | SAP18HP230V1R32AO | Mini-Splits | CAS18HP230V1R32AH |  |  |  | 10.75 | 23 | 9.2 | FALSE | FALSE | FALSE | 18000 | 15500 | 2.29 | 18915 | 1.43
215416023 | 08/29/24 | Live | Gree | GREE | Singlezone Non-Ducted, Ceiling Placement | 215416023 |  | HRCU-A-CB-O | SAP18HP230V1R32AO | Mini-Splits | OWC20HP230V1R32AH |  |  |  | 10.75 | 23.5 | 8.7 | FALSE | FALSE | FALSE | 19000 | 15500 | 2.1 | 19303 | 1.58
215416022 | 08/29/24 | Live | Gree | GREE | Singlezone Non-Ducted, Ceiling Placement | 215416022 |  | HRCU-A-CB-O | SAP18HP230V1R32AO | Mini-Splits | OWC18HP230V1R32AH |  |  |  | 10.9 | 23.5 | 8.7 | FALSE | FALSE | FALSE | 18000 | 15500 | 2.21 | 19200 | 1.53
215416021 | 08/29/24 | Live | Gree | GREE | Singlezone Ducted, Compact Ducted | 215416021 |  | HRCU-A-CB | SAP18HP230V1R32AO | Mini-Splits | DUC21HP230V1R32AH |  |  |  | 13 | 23 | 9.2 | FALSE | FALSE | TRUE | 21000 | 15500 | 2.8 | 19200 | 1.87
215416020 | 08/29/24 | Live | Gree | GREE | Singlezone Ducted, Compact Ducted | 215416020 |  | HRCU-A-CB | SAP18HP230V1R32AO | Mini-Splits | DUC18HP230V1R32AH |  |  |  | 13.65 | 24 | 9.2 | FALSE | FALSE | TRUE | 18000 | 15500 | 2.86 | 19200 | 1.87
215416018 | 08/29/24 | Live | Gree | GREE | Singlezone Non-Ducted, Ceiling Placement | 215416018 |  | HRCU-A-CB-O | GWH18AVEXF-D6DNA1A/O | Mini-Splits | GKH(18)EB-D6DN***/I |  |  |  | 11.6 | 22 | 8.8 | FALSE | FALSE | FALSE | 18000 | 15500 | 2.29 | 18915 | 1.43
215416017 | 08/29/24 | Live | Gree | GREE | Singlezone Non-Ducted, Ceiling Placement | 215416017 |  | HRCU-A-CB-O | GWH18AVEXF-D6DNA1A/O | Mini-Splits | GKH(20)DA-D6DN***/I |  |  |  | 10.25 | 20 | 9.2 | FALSE | FALSE | FALSE | 19000 | 15500 | 2.4 | 19303 | 1.58
215416016 | 08/29/24 | Live | Gree | GREE | Singlezone Non-Ducted, Ceiling Placement | 215416016 |  | HRCU-A-CB-O | GWH18AVEXF-D6DNA1A/O | Mini-Splits | GKH(18)DA-D6DN***/I |  |  |  | 10.75 | 20 | 9.2 | FALSE | FALSE | FALSE | 18000 | 15500 | 2.5 | 19200 | 1.53
215416015 | 08/29/24 | Live | Gree | GREE | Singlezone Ducted, Compact Ducted | 215416015 |  | HRCU-A-CB | GWH18AVEXF-D6DNA1A/O | Mini-Splits | GFH(21)DB-D6DN***/I |  |  |  | 13 | 24 | 9.4 | FALSE | FALSE | TRUE | 21000 | 15500 | 2.8 | 19200 | 1.87
215416014 | 08/29/24 | Live | Gree | GREE | Singlezone Ducted, Compact Ducted | 215416014 |  | HRCU-A-CB | GWH18AVEXF-D6DNA1A/O | Mini-Splits | GFH(18)DB-D6DN***/I |  |  |  | 14 | 24.5 | 9.4 | FALSE | FALSE | TRUE | 18000 | 15500 | 2.86 | 19200 | 1.87
215416013 | 08/31/24 | Live | Gree | ECO AC | Singlezone Non-Ducted, Wall Placement | 215416013 |  | HRCU-A-CB-O | EHP-O09KBA | Mini-Splits | EHP-W09KBA | 16.5 | 38 | 15 | 16.6 | 27 | 11 | TRUE | TRUE | TRUE | 9000 | 8200 | 2.9 | 14610 | 2.41
215416012 | 08/31/24 | Live | Gree | ECO AC | Singlezone Non-Ducted, Wall Placement | 215416012 |  | HRCU-A-CB-O | EHP-O12KBA | Mini-Splits | EHP-W12KBA | 15.3 | 30.5 | 14 | 14 | 24 | 8.5 | TRUE | TRUE | FALSE | 12000 | 10300 | 2.85 | 15000 | 2.38
215416011 | 08/31/24 | Live | Gree | ECO AC | Singlezone Non-Ducted, Wall Placement | 215416011 |  | HRCU-A-CB-O | EHP-O24KBA | Mini-Splits | EHP-W24KBA | 13 | 21.5 | 12 | 13 | 21.5 | 9.5 | TRUE | TRUE | TRUE | 22000 | 20000 | 2.85 | 26263 | 2.28
215416010 | 08/31/24 | Live | Gree | ECO AC | Singlezone Non-Ducted, Wall Placement | 215416010 |  | HRCU-A-CB-O | EHP-O18KBA | Mini-Splits | EHP-W18KBA | 13.5 | 24.5 | 12 | 13.5 | 22 | 10 | TRUE | TRUE | TRUE | 18000 | 15100 | 2.7 | 23000 | 2.11
215416009 | 08/31/24 | Live | Gree | ECO AC | Singlezone Non-Ducted, Wall Placement | 215416009 |  | HRCU-A-CB-O | EHH-O36KBA | Mini-Splits | EHH-W36KBA | 10.5 | 20 | 9 | 10.5 | 20 | 8.5 | FALSE | FALSE | FALSE | 33600 | 27800 | 2.6 | 28000 | 2.03
215416008 | 08/31/24 | Live | Gree | ECO AC | Singlezone Non-Ducted, Wall Placement | 215416008 |  | HRCU-A-CB-O | EHH-O30KBA | Mini-Splits | EHH-W30KBA | 11.25 | 19 | 10 | 11.25 | 20 | 8.5 | FALSE | FALSE | FALSE | 30000 | 24000 | 2.62 | 27000 | 2.08
215415571 | 08/29/24 | Live | Gree | GREE | Singlezone Non-Ducted, Wall Placement | 215415571 |  | HRCU-A-CB-O | ENV12HP230V1R32AO | Mini-Splits | CON12HP230V1R32AH |  |  |  | 13 | 23 | 9 | FALSE | FALSE | FALSE | 12000 | 10000 | 2.79 | 12000 | 2.2
215415570 | 08/29/24 | Live | Gree | GREE | Singlezone Non-Ducted, Ceiling Placement | 215415570 |  | HRCU-A-CB-O | ENV12HP230V1R32AO | Mini-Splits | FLR12HP230V1R32AH |  |  |  | 13 | 23 | 9.5 | FALSE | FALSE | TRUE | 12000 | 10000 | 2.79 | 12000 | 2.2
215415569 | 08/29/24 | Live | Gree | GREE | Singlezone Non-Ducted, Ceiling Placement | 215415569 |  | HRCU-A-CB-O | ENV12HP230V1R32AO | Mini-Splits | OWC12HP230V1R32AH |  |  |  | 12.3 | 21.5 | 9.5 | FALSE | FALSE | TRUE | 12000 | 10000 | 2.79 | 12000 | 2.13
215415568 | 08/29/24 | Live | Gree | GREE | Singlezone Non-Ducted, Ceiling Placement | 215415568 |  | HRCU-A-CB-O | ENV12HP230V1R32AO | Mini-Splits | CAS12HP230V1R32AH |  |  |  | 13 | 23 | 9 | FALSE | FALSE | FALSE | 12000 | 10000 | 2.79 | 12000 | 2.17
215415567 | 08/29/24 | Live | Gree | GREE | Singlezone Ducted, Compact Ducted | 215415567 |  | HRCU-A-CB | ENV12HP230V1R32AO | Mini-Splits | DUC12HP230V1R32AH |  |  |  | 13 | 21 | 9 | FALSE | FALSE | TRUE | 12000 | 10000 | 2.79 | 12000 | 2.2
215415566 | 08/29/24 | Live | Gree | GREE | Singlezone Non-Ducted, Wall Placement | 215415566 |  | HRCU-A-CB-O | VIR12HP230V1R32AO | Mini-Splits | CON12HP230V1R32AH |  |  |  | 13 | 23 | 9 | FALSE | FALSE | FALSE | 12000 | 10000 | 2.79 | 12000 | 2.2
215415565 | 08/29/24 | Live | Gree | GREE | Singlezone Non-Ducted, Ceiling Placement | 215415565 |  | HRCU-A-CB-O | VIR12HP230V1R32AO | Mini-Splits | FLR12HP230V1R32AH |  |  |  | 13 | 23 | 9.5 | FALSE | FALSE | TRUE | 12000 | 10000 | 2.79 | 12000 | 2.2
215415564 | 08/29/24 | Live | Gree | GREE | Singlezone Non-Ducted, Ceiling Placement | 215415564 |  | HRCU-A-CB-O | VIR12HP230V1R32AO | Mini-Splits | OWC12HP230V1R32AH |  |  |  | 12.3 | 21.5 | 9.5 | FALSE | FALSE | TRUE | 12000 | 10000 | 2.79 | 12000 | 2.13
215415563 | 08/29/24 | Live | Gree | GREE | Singlezone Non-Ducted, Ceiling Placement | 215415563 |  | HRCU-A-CB-O | VIR12HP230V1R32AO | Mini-Splits | CAS12HP230V1R32AH |  |  |  | 13 | 23 | 9 | FALSE | FALSE | FALSE | 12000 | 10000 | 2.79 | 12000 | 2.17
215415562 | 08/29/24 | Live | Gree | GREE | Singlezone Ducted, Compact Ducted | 215415562 |  | HRCU-A-CB | VIR12HP230V1R32AO | Mini-Splits | DUC12HP230V1R32AH |  |  |  | 13 | 21 | 9 | FALSE | FALSE | TRUE | 12000 | 10000 | 2.79 | 12000 | 2.2
215415558 | 08/29/24 | Live | Gree | GREE | Singlezone Non-Ducted, Floor Placement | 215415558 |  | HRCU-A-CB-O | LIV36HP230V1R32AO | Mini-Splits | FSU36HP230V1R32AH |  |  |  | 12 | 20 | 8.5 | FALSE | FALSE | FALSE | 33600 | 27200 | 2.58 | 27300 | 2.27
215415556 | 08/29/24 | Live | Gree | GREE | Singlezone Non-Ducted, Ceiling Placement | 215415556 |  | HRCU-A-CB-O | GWH18AUDXF-D6DNA1A/O | Mini-Splits | GKH(20)DA-D6DN***/I |  |  |  | 10.9 | 21.5 | 8.5 | FALSE | FALSE | FALSE | 19000 | 14700 | 2.1 | 17400 | 2.12
215415555 | 08/29/24 | Live | Gree | GREE | Singlezone Non-Ducted, Wall Placement | 215415555 |  | HRCU-A-CB-O | GWH18AUDXF-D6DNA1A/O | Mini-Splits | GEH(18)AA-D6DN***/I |  |  |  | 11.6 | 21.5 | 8.5 | FALSE | FALSE | FALSE | 18000 | 14700 | 2.2 | 15200 | 1.86
215415554 | 08/29/24 | Live | Gree | GREE | Singlezone Non-Ducted, Ceiling Placement | 215415554 |  | HRCU-A-CB-O | GWH18AUDXF-D6DNA1A/O | Mini-Splits | GTH(18)CA-D6DN***/I |  |  |  | 12.8 | 21.5 | 9.5 | FALSE | FALSE | TRUE | 18000 | 14700 | 2.5 | 16000 | 2.08
215415553 | 08/29/24 | Live | Gree | GREE | Singlezone Ducted, Compact Ducted | 215415553 |  | HRCU-A-CB | GWH18AUDXF-D6DNA1A/O | Mini-Splits | GFH(21)DB-D6DN***/I |  |  |  | 12.6 | 21 | 9 | FALSE | FALSE | TRUE | 21000 | 14700 | 2.69 | 18500 | 2.41
215415552 | 08/29/24 | Live | Gree | GREE | Singlezone Ducted, Compact Ducted | 215415552 |  | HRCU-A-CB | GWH18AUDXF-D6DNA1A/O | Mini-Splits | GFH(18)DB-D6DN***/I |  |  |  | 14 | 22.5 | 9 | FALSE | FALSE | TRUE | 18000 | 14700 | 2.8 | 18500 | 2.41
215415551 | 08/29/24 | Live | Gree | GREE | Singlezone Non-Ducted, Ceiling Placement | 215415551 |  | HRCU-A-CB-O | SAP09HP230V1R32AO | Mini-Splits | OWC09HP230V1R32AH |  |  |  | 13.65 | 22.5 | 9.5 | TRUE | TRUE | TRUE | 9100 | 8900 | 2.8 | 10100 | 1.75
215415550 | 08/29/24 | Live | Gree | GREE | Singlezone Non-Ducted, Wall Placement | 215415550 |  | HRCU-A-CB-O | SAP09HP230V1R32AO | Mini-Splits | CON09HP230V1R32AH |  |  |  | 15.3 | 23.3 | 9.5 | TRUE | TRUE | TRUE | 9100 | 8900 | 2.75 | 12000 | 1.93
215415549 | 08/29/24 | Live | Gree | GREE | Singlezone Non-Ducted, Ceiling Placement | 215415549 |  | HRCU-A-CB-O | SAP09HP230V1R32AO | Mini-Splits | FLR09HP230V1R32AH |  |  |  | 14.3 | 25.5 | 9.8 | TRUE | TRUE | TRUE | 9100 | 8900 | 2.96 | 13000 | 1.98
215415548 | 08/29/24 | Live | Gree | GREE | Singlezone Non-Ducted, Ceiling Placement | 215415548 |  | HRCU-A-CB-O | SAP09HP230V1R32AO | Mini-Splits | CAS09HP230V1R32AH |  |  |  | 15.5 | 24.5 | 9.5 | TRUE | TRUE | TRUE | 9100 | 8900 | 2.87 | 10200 | 1.78
215415547 | 08/29/24 | Live | Gree | GREE | Singlezone Ducted, Compact Ducted | 215415547 |  | HRCU-A-CB | SAP09HP230V1R32AO | Mini-Splits | DUC09HP230V1R32AH |  |  |  | 14.3 | 22.3 | 9.5 | TRUE | TRUE | TRUE | 9100 | 8900 | 2.84 | 10900 | 2.03
215415546 | 08/29/24 | Live | Gree | GREE | Singlezone Non-Ducted, Wall Placement | 215415546 |  | HRCU-A-CB-O | GWH09AVDXE-D6DNA1A/O | Mini-Splits | GEH(09)AA-D6DN***/I |  |  |  | 15.3 | 23.3 | 9.5 | TRUE | TRUE | TRUE | 9100 | 8900 | 2.75 | 12000 | 1.93
215415545 | 08/29/24 | Live | Gree | GREE | Singlezone Non-Ducted, Ceiling Placement | 215415545 |  | HRCU-A-CB-O | GWH09AVDXE-D6DNA1A/O | Mini-Splits | GKH(09)DA-D6DN***/I |  |  |  | 13.65 | 22.5 | 9.5 | TRUE | TRUE | TRUE | 9100 | 8900 | 2.8 | 10100 | 1.75
215415544 | 08/29/24 | Live | Gree | GREE | Singlezone Non-Ducted, Ceiling Placement | 215415544 |  | HRCU-A-CB-O | GWH09AVDXE-D6DNA1A/O | Mini-Splits | GTH(09)CA-D6DN***/I |  |  |  | 14.3 | 25.5 | 9.8 | TRUE | TRUE | TRUE | 9100 | 8900 | 2.96 | 13000 | 1.98
215415543 | 08/29/24 | Live | Gree | GREE | Singlezone Non-Ducted, Ceiling Placement | 215415543 |  | HRCU-A-CB-O | GWH09AVDXE-D6DNA1A/O | Mini-Splits | GKH(09)EB-D6DN***/I |  |  |  | 15.5 | 24.5 | 9.5 | TRUE | TRUE | TRUE | 9100 | 8900 | 2.87 | 10200 | 1.78
215415542 | 08/29/24 | Live | Gree | GREE | Singlezone Ducted, Compact Ducted | 215415542 |  | HRCU-A-CB | GWH09AVDXE-D6DNA1A/O | Mini-Splits | GFH(09)DA-D6DN***/I |  |  |  | 14.3 | 22.3 | 9.5 | TRUE | TRUE | TRUE | 9100 | 8900 | 2.84 | 10900 | 2.03
215415541 | 08/29/24 | Live | Gree | GREE | Singlezone Non-Ducted, Wall Placement | 215415541 |  | HRCU-A-CB-O | GWH12AVDXE-D6DNA1A/O | Mini-Splits | GEH(12)AA-D6DNA1A/I |  |  |  | 13 | 23.1 | 9 | FALSE | FALSE | FALSE | 12000 | 10300 | 2.6 | 12000 | 1.85
215415531 | 08/29/24 | Live | Gree | GREE | Singlezone Non-Ducted, Ceiling Placement | 215415531 |  | HRCU-A-CB-O | SAP12HP230V1R32AO | Mini-Splits | OWC12HP230V1R32AH |  |  |  | 12.3 | 21.5 | 9.5 | FALSE | FALSE | TRUE | 12000 | 10300 | 2.8 | 12000 | 2.13
215415530 | 08/29/24 | Live | Gree | GREE | Singlezone Non-Ducted, Wall Placement | 215415530 |  | HRCU-A-CB-O | SAP12HP230V1R32AO | Mini-Splits | CON12HP230V1R32AH |  |  |  | 13 | 23 | 9 | FALSE | FALSE | FALSE | 12000 | 10300 | 2.8 | 12000 | 2.2
215415529 | 08/29/24 | Live | Gree | GREE | Singlezone Non-Ducted, Ceiling Placement | 215415529 |  | HRCU-A-CB-O | SAP12HP230V1R32AO | Mini-Splits | FLR12HP230V1R32AH |  |  |  | 13 | 23 | 9.5 | FALSE | FALSE | TRUE | 12000 | 10300 | 2.8 | 12000 | 2.2
215415528 | 08/29/24 | Live | Gree | GREE | Singlezone Non-Ducted, Ceiling Placement | 215415528 |  | HRCU-A-CB-O | SAP12HP230V1R32AO | Mini-Splits | CAS12HP230V1R32AH |  |  |  | 13 | 23 | 9 | FALSE | FALSE | FALSE | 12000 | 10300 | 2.8 | 12000 | 2.17
215415527 | 08/29/24 | Live | Gree | GREE | Singlezone Ducted, Compact Ducted | 215415527 |  | HRCU-A-CB | SAP12HP230V1R32AO | Mini-Splits | DUC12HP230V1R32AH |  |  |  | 13 | 22 | 9 | FALSE | FALSE | TRUE | 12000 | 10300 | 2.8 | 12000 | 2.2
215415526 | 08/29/24 | Live | Gree | GREE | Singlezone Non-Ducted, Ceiling Placement | 215415526 |  | HRCU-A-CB-O | GWH12AVDXE-D6DNA1A/O | Mini-Splits | GTH(12)CA-D6DN***/I |  |  |  | 13 | 23 | 8.5 | FALSE | FALSE | TRUE | 12000 | 10300 | 2.6 | 13000 | 2.01
215415525 | 08/29/24 | Live | Gree | GREE | Singlezone Non-Ducted, Ceiling Placement | 215415525 |  | HRCU-A-CB-O | GWH12AVDXE-D6DNA1A/O | Mini-Splits | GKH(12)DA-D6DN***/I |  |  |  | 12.3 | 20 | 8.5 | FALSE | FALSE | TRUE | 12000 | 10300 | 2.8 | 12000 | 2.13
215415524 | 08/29/24 | Live | Gree | GREE | Singlezone Non-Ducted, Ceiling Placement | 215415524 |  | HRCU-A-CB-O | GWH12AVDXE-D6DNA1A/O | Mini-Splits | GKH(12)EB-D6DN***/I |  |  |  | 13 | 23 | 8.5 | FALSE | FALSE | FALSE | 12000 | 10300 | 2.8 | 12000 | 2.17
215415523 | 08/29/24 | Live | Gree | GREE | Singlezone Ducted, Compact Ducted | 215415523 |  | HRCU-A-CB | GWH12AVDXE-D6DNA1A/O | Mini-Splits | GFH(12)DA-D6DN***/I |  |  |  | 13 | 21.5 | 9 | FALSE | FALSE | TRUE | 12000 | 10300 | 2.8 | 12000 | 2.2
215415522 | 08/29/24 | Live | Gree | GREE | Singlezone Non-Ducted, Ceiling Placement | 215415522 |  | HRCU-A-CB-O | GWH18AUDXF-D6DNA1A/O | Mini-Splits | GKH(18)EB-D6DN***/I |  |  |  | 10.9 | 21 | 9 | FALSE | FALSE | FALSE | 18000 | 14700 | 2.3 | 14800 | 1.98
215415521 | 08/29/24 | Live | Gree | GREE | Singlezone Non-Ducted, Ceiling Placement | 215415521 |  | HRCU-A-CB-O | GWH18AUDXF-D6DNA1A/O | Mini-Splits | GKH(18)DA-D6DN***/I |  |  |  | 10.9 | 21.5 | 8.5 | FALSE | FALSE | FALSE | 18000 | 14700 | 2.2 | 15000 | 1.87
215415520 | 08/29/24 | Live | Gree | GREE | Singlezone Non-Ducted, Ceiling Placement | 215415520 |  | HRCU-A-CB-O | ENV24HP230V1R32AO | Mini-Splits | FLR24HP230V1R32AH |  |  |  | 12.6 | 22.5 | 9.5 | FALSE | FALSE | TRUE | 22000 | 20000 | 2.9 | 22000 | 1.9
215415519 | 08/29/24 | Live | Gree | GREE | Singlezone Non-Ducted, Ceiling Placement | 215415519 |  | HRCU-A-CB-O | ENV24HP230V1R32AO | Mini-Splits | CAS24HP230V1R32AH |  |  |  | 11.6 | 22.5 | 9 | FALSE | FALSE | FALSE | 22000 | 19400 | 2.69 | 20000 | 1.8
215415518 | 08/29/24 | Live | Gree | GREE | Singlezone Ducted, Compact Ducted | 215415518 |  | HRCU-A-CB | ENV24HP230V1R32AO | Mini-Splits | DUC24HP230V1R32AH |  |  |  | 12.3 | 19.5 | 9 | FALSE | FALSE | TRUE | 22000 | 19800 | 2.9 | 20000 | 1.9
215415517 | 08/29/24 | Live | Gree | GREE | Singlezone Non-Ducted, Ceiling Placement | 215415517 |  | HRCU-A-CB-O | VIR24HP230V1R32AO | Mini-Splits | FLR24HP230V1R32AH |  |  |  | 12.6 | 22.5 | 9.5 | FALSE | FALSE | TRUE | 22000 | 20000 | 2.9 | 22000 | 1.9
215415516 | 08/29/24 | Live | Gree | GREE | Singlezone Non-Ducted, Ceiling Placement | 215415516 |  | HRCU-A-CB-O | VIR24HP230V1R32AO | Mini-Splits | CAS24HP230V1R32AH |  |  |  | 11.6 | 22.5 | 9 | FALSE | FALSE | FALSE | 22000 | 19400 | 2.69 | 20000 | 1.8
215415515 | 08/29/24 | Live | Gree | GREE | Singlezone Ducted, Compact Ducted | 215415515 |  | HRCU-A-CB | VIR24HP230V1R32AO | Mini-Splits | DUC24HP230V1R32AH |  |  |  | 12.3 | 19.5 | 9 | FALSE | FALSE | TRUE | 22000 | 19800 | 2.9 | 20000 | 1.9
215415514 | 08/29/24 | Live | Gree | GREE | Singlezone Non-Ducted, Ceiling Placement | 215415514 |  | HRCU-A-CB-O | GWH24AWEXF-D6DNA1I/O | Mini-Splits | GTH(24)CB-D6DN***/I |  |  |  | 12.6 | 22.5 | 9.5 | FALSE | FALSE | TRUE | 22000 | 20000 | 2.9 | 22000 | 1.9
215415513 | 08/29/24 | Live | Gree | GREE | Singlezone Non-Ducted, Ceiling Placement | 215415513 |  | HRCU-A-CB-O | GWH24AWEXF-D6DNA1I/O | Mini-Splits | GKH(24)EC-D6DN***/I |  |  |  | 11.6 | 22.5 | 9 | FALSE | FALSE | FALSE | 22000 | 19400 | 2.69 | 20000 | 1.8
215415512 | 08/29/24 | Live | Gree | GREE | Singlezone Ducted, Compact Ducted | 215415512 |  | HRCU-A-CB | GWH24AWEXF-D6DNA1I/O | Mini-Splits | GFH(24)DB-D6DN***/I |  |  |  | 12.3 | 19.5 | 9 | FALSE | FALSE | TRUE | 22000 | 19800 | 2.9 | 20000 | 1.9
215415447 | 08/29/24 | Live | Gree | GREE | Singlezone Non-Ducted, Wall Placement | 215415447 |  | HRCU-A-CB-O | SAP24HP230V1R32AO | Mini-Splits | FLR24HP230V1R32AH |  |  |  | 13 | 23 | 9.5 | FALSE | FALSE | TRUE | 22000 | 20000 | 2.9 | 23000 | 1.95
215415446 | 08/29/24 | Live | Gree | GREE | Singlezone Ducted, Compact Ducted | 215415446 |  | HRCU-A-CB-O | SAP24HP230V1R32AO | Mini-Splits | DUC24HP230V1R32AH |  |  |  | 12.5 | 22 | 9 | FALSE | FALSE | FALSE | 22000 | 20000 | 2.9 | 21000 | 1.95
215415445 | 08/29/24 | Live | Gree | GREE | Singlezone Non-Ducted, Wall Placement | 215415445 |  | HRCU-A-CB-O | SAP24HP230V1R32AO | Mini-Splits | CAS24HP230V1R32AH |  |  |  | 12.5 | 23 | 9 | FALSE | FALSE | FALSE | 22000 | 20000 | 2.7 | 21000 | 1.86
215414356 | 08/29/24 | Live | Gree | GREE | Singlezone Non-Ducted, Wall Placement | 215414356 |  | HRCU-A-CB-O | GWH24AVEXH-D6DNA1A/O | Mini-Splits | GTH(24)CB-D6DN***/I |  |  |  | 13 | 23 | 9.5 | FALSE | FALSE | TRUE | 22000 | 20000 | 2.9 | 23000 | 1.95
215414355 | 08/29/24 | Live | Gree | GREE | Singlezone Ducted, Compact Ducted | 215414355 |  | HRCU-A-CB-O | GWH24AVEXH-D6DNA1A/O | Mini-Splits | GFH(24)DB-D6DN***/I |  |  |  | 12.5 | 22 | 9 | FALSE | FALSE | FALSE | 22000 | 20000 | 2.9 | 21000 | 1.95
215414354 | 08/29/24 | Live | Gree | GREE | Singlezone Non-Ducted, Wall Placement | 215414354 |  | HRCU-A-CB-O | GWH24AVEXH-D6DNA1A/O | Mini-Splits | GKH(24)EC-D6DN***/I |  |  |  | 12.5 | 23 | 9 | FALSE | FALSE | FALSE | 22000 | 20000 | 2.7 | 21000 | 1.86
215414351 | 08/29/24 | Live | Gree | GREE | Singlezone Non-Ducted, Wall Placement | 215414351 |  | HRCU-A-CB-O | GWH12AUCXD-D6DNA1B/O | Mini-Splits | GEH(12)AA-D6DN***/I |  |  |  | 13 | 23 | 9 | FALSE | FALSE | FALSE | 12000 | 10000 | 2.79 | 12000 | 2.2
215414350 | 08/29/24 | Live | Gree | GREE | Singlezone Non-Ducted, Ceiling Placement | 215414350 |  | HRCU-A-CB-O | GWH12AUCXD-D6DNA1B/O | Mini-Splits | GTH(12)CA-D6DN***/I |  |  |  | 13 | 23 | 9.5 | FALSE | FALSE | TRUE | 12000 | 10000 | 2.79 | 12000 | 2.2
215414349 | 08/29/24 | Live | Gree | GREE | Singlezone Non-Ducted, Ceiling Placement | 215414349 |  | HRCU-A-CB-O | GWH12AUCXD-D6DNA1B/O | Mini-Splits | GKH(12)DA-D6DN***/I |  |  |  | 12.3 | 21.5 | 9.5 | FALSE | FALSE | TRUE | 12000 | 10000 | 2.79 | 12000 | 2.13
215414348 | 08/29/24 | Live | Gree | GREE | Singlezone Non-Ducted, Ceiling Placement | 215414348 |  | HRCU-A-CB-O | GWH12AUCXD-D6DNA1B/O | Mini-Splits | GKH(12)EB-D6DN***/I |  |  |  | 13 | 23 | 9 | FALSE | FALSE | FALSE | 12000 | 10000 | 2.79 | 12000 | 2.17
215414347 | 08/29/24 | Live | Gree | GREE | Singlezone Ducted, Compact Ducted | 215414347 |  | HRCU-A-CB | GWH12AUCXD-D6DNA1B/O | Mini-Splits | GFH(12)DA-D6DN***/I |  |  |  | 13 | 21 | 9 | FALSE | FALSE | TRUE | 12000 | 10000 | 2.79 | 12000 | 2.2
215413820 | 08/29/24 | Live | Gree | GREE | Singlezone Non-Ducted, Ceiling Placement | 215413820 |  | HRCU-A-CB-O | LIV30HP230V1R32AO | Mini-Splits | CAS30HP230V1R32AH |  |  |  | 11.25 | 22.5 | 8.5 | FALSE | FALSE | FALSE | 30000 | 24000 | 2.2 | 24100 | 1.91
215413818 | 08/29/24 | Live | Gree | GREE | Singlezone Ducted, Compact Ducted | 215413818 |  | HRCU-A-CB | LIV30HP230V1R32AO | Mini-Splits | DUC30HP230V1R32AH |  |  |  | 11.25 | 18.5 | 8.5 | FALSE | FALSE | FALSE | 30000 | 24000 | 2.89 | 24100 | 1.91
215413817 | 08/29/24 | Live | Gree | GREE | Singlezone Ducted, Compact Ducted | 215413817 |  | HRCU-A-CB | VIR09HP230V1R32AO | Mini-Splits | DUC09HP230V1R32AH |  |  |  | 14.2 | 22 | 9.2 | TRUE | TRUE | TRUE | 9100 | 8800 | 2.8 | 10200 | 2.32
215413816 | 08/29/24 | Live | Gree | GREE | Singlezone Non-Ducted, Wall Placement | 215413816 |  | HRCU-A-CB-O | VIR09HP230V1R32AO | Mini-Splits | CON09HP230V1R32AH |  |  |  | 15 | 23 | 9.4 | TRUE | TRUE | FALSE | 9100 | 8800 | 2.77 | 10000 | 1.83
215413815 | 08/29/24 | Live | Gree | GREE | Singlezone Non-Ducted, Wall Placement | 215413815 |  | HRCU-A-CB-O | VIR09HP230V1R32AO | Mini-Splits | FLR09HP230V1R32AH |  |  |  | 14.2 | 25 | 9.6 | TRUE | TRUE | TRUE | 9100 | 8800 | 2.96 | 11400 | 2.16
215413814 | 08/29/24 | Live | Gree | GREE | Singlezone Non-Ducted, Wall Placement | 215413814 |  | HRCU-A-CB-O | VIR09HP230V1R32AO | Mini-Splits | OWC09HP230V1R32AH |  |  |  | 13.1 | 22 | 9.5 | TRUE | TRUE | TRUE | 9100 | 8800 | 2.87 | 11000 | 2.34
215413813 | 08/29/24 | Live | Gree | GREE | Singlezone Non-Ducted, Wall Placement | 215413813 |  | HRCU-A-CB-O | VIR09HP230V1R32AO | Mini-Splits | CAS09HP230V1R32AH |  |  |  | 15 | 24 | 9.2 | TRUE | TRUE | FALSE | 9100 | 8800 | 2.87 | 10800 | 2.59
215413812 | 08/29/24 | Live | Gree | GREE | Singlezone Ducted, Compact Ducted | 215413812 |  | HRCU-A-CB | ENV09HP230V1R32AO | Mini-Splits | DUC09HP230V1R32AH |  |  |  | 14.2 | 22 | 9.2 | TRUE | TRUE | TRUE | 9100 | 8800 | 2.8 | 10200 | 2.32
215413811 | 08/29/24 | Live | Gree | GREE | Singlezone Non-Ducted, Wall Placement | 215413811 |  | HRCU-A-CB-O | ENV09HP230V1R32AO | Mini-Splits | CON09HP230V1R32AH |  |  |  | 15 | 23 | 9.4 | TRUE | TRUE | FALSE | 9100 | 8800 | 2.77 | 10000 | 1.83
215413810 | 08/29/24 | Live | Gree | GREE | Singlezone Non-Ducted, Wall Placement | 215413810 |  | HRCU-A-CB-O | ENV09HP230V1R32AO | Mini-Splits | FLR09HP230V1R32AH |  |  |  | 14.2 | 25 | 9.6 | TRUE | TRUE | TRUE | 9100 | 8800 | 2.96 | 11400 | 2.16
215413809 | 08/29/24 | Live | Gree | GREE | Singlezone Non-Ducted, Wall Placement | 215413809 |  | HRCU-A-CB-O | ENV09HP230V1R32AO | Mini-Splits | OWC09HP230V1R32AH |  |  |  | 13.1 | 22 | 9.5 | TRUE | TRUE | TRUE | 9100 | 8800 | 2.87 | 11000 | 2.34
215413808 | 08/29/24 | Live | Gree | GREE | Singlezone Non-Ducted, Wall Placement | 215413808 |  | HRCU-A-CB-O | ENV09HP230V1R32AO | Mini-Splits | CAS09HP230V1R32AH |  |  |  | 15 | 24 | 9.2 | TRUE | TRUE | FALSE | 9100 | 8800 | 2.87 | 10800 | 2.59
215413017 | 08/29/24 | Live | Gree | GREE | Singlezone Non-Ducted, Ceiling Placement | 215413017 |  | HRCU-A-CB-O | GWH30ATEXH-D6DNA1G/O | Mini-Splits | GKH(30)ECXF-D6DN***/I |  |  |  | 11.25 | 22.5 | 8.5 | FALSE | FALSE | FALSE | 30000 | 24000 | 2.2 | 24100 | 1.91
215413015 | 08/29/24 | Live | Gree | GREE | Singlezone Ducted, Compact Ducted | 215413015 |  | HRCU-A-CB | GWH30ATEXH-D6DNA1G/O | Mini-Splits | GFH(30)CCXH-D6DN***/I |  |  |  | 11.25 | 18.5 | 8.5 | FALSE | FALSE | FALSE | 30000 | 24000 | 2.89 | 24100 | 1.91
215406530 | 08/22/24 | Live | Gree | TOSOT | Singlezone Non-Ducted, Wall Placement | 215406530 |  | HRCU-A-CB-O | TW36HC32A5DO | Mini-Splits | TW36HC32A5DI |  |  |  | 10.6 | 21 | 8.5 | FALSE | FALSE | FALSE | 33600 | 27400 | 2.55 | 27500 | 1.99
215406529 | 08/22/24 | Live | Gree | TOSOT | Singlezone Non-Ducted, Wall Placement | 215406529 |  | HRCU-A-CB-O | TW24HC32A5DO | Mini-Splits | TW24HC32A5DI |  |  |  | 11.9 | 19 | 8.5 | FALSE | FALSE | FALSE | 24000 | 19200 | 2.5 | 19300 | 1.79
215406528 | 08/22/24 | Live | Gree | TOSOT | Singlezone Non-Ducted, Wall Placement | 215406528 |  | HRCU-A-CB-O | TW18HC32A5DO | Mini-Splits | TW18HC32A5DI |  |  |  | 12.35 | 20 | 8.5 | FALSE | FALSE | FALSE | 18000 | 15300 | 4 | 15400 | 2.75
215406527 | 08/22/24 | Live | Gree | TOSOT | Singlezone Non-Ducted, Wall Placement | 215406527 |  | HRCU-A-CB-O | TW12HC32A5DO | Mini-Splits | TW12HC32A5DI |  |  |  | 9.75 | 19 | 8.5 | FALSE | FALSE | FALSE | 12000 | 9700 | 2.71 | 11500 | 2.2
215406526 | 08/22/24 | Live | Gree | TOSOT | Singlezone Non-Ducted, Wall Placement | 215406526 |  | HRCU-A-CB-O | TW09HC32A5DO | Mini-Splits | TW09HC32A5DI |  |  |  | 12.5 | 20.5 | 8.8 | FALSE | FALSE | FALSE | 9100 | 8100 | 2.7 | 9600 | 2.27
215406525 | 08/22/24 | Live | Gree | TOSOT | Singlezone Non-Ducted, Wall Placement | 215406525 |  | HRCU-A-CB-O | TW12HC32A5AO | Mini-Splits | TW12HC32A5AI |  |  |  | 9.3 | 19 | 8.5 | FALSE | FALSE | FALSE | 12000 | 9700 | 2.71 | 10000 | 2.36
215406524 | 08/22/24 | Live | Gree | TOSOT | Singlezone Non-Ducted, Wall Placement | 215406524 |  | HRCU-A-CB-O | TW09HC32A5AO | Mini-Splits | TW09HC32A5AI |  |  |  | 11.9 | 20.5 | 8.8 | FALSE | FALSE | FALSE | 9100 | 8100 | 2.7 | 10600 | 2.25
215406442 | 08/22/24 | Live | Gree | GREE | Singlezone Ducted, Compact Ducted | 215406442 |  | HRCU-A-CB | GWH09AUCXD-D6DNA1C/O | Mini-Splits | GFH(09)DA-D6DN***/I |  |  |  | 14.2 | 22 | 9.2 | TRUE | TRUE | TRUE | 9100 | 8800 | 2.8 | 10200 | 2.32
215406441 | 08/22/24 | Live | Gree | GREE | Singlezone Non-Ducted, Wall Placement | 215406441 |  | HRCU-A-CB-O | GWH09AUCXD-D6DNA1C/O | Mini-Splits | GEH(09)AA-D6DN***/I |  |  |  | 15 | 23 | 9.4 | TRUE | TRUE | FALSE | 9100 | 8800 | 2.77 | 10000 | 1.83
215406440 | 08/22/24 | Live | Gree | GREE | Singlezone Non-Ducted, Wall Placement | 215406440 |  | HRCU-A-CB-O | GWH09AUCXD-D6DNA1C/O | Mini-Splits | GTH(09)CA-D6DN***/I |  |  |  | 14.2 | 25 | 9.6 | TRUE | TRUE | TRUE | 9100 | 8800 | 2.96 | 11400 | 2.16
215406439 | 08/22/24 | Live | Gree | GREE | Singlezone Non-Ducted, Wall Placement | 215406439 |  | HRCU-A-CB-O | GWH09AUCXD-D6DNA1C/O | Mini-Splits | GKH(09)DA-D6DN***/I |  |  |  | 13.1 | 22 | 9.5 | TRUE | TRUE | TRUE | 9100 | 8800 | 2.87 | 11000 | 2.34
215406438 | 08/22/24 | Live | Gree | GREE | Singlezone Non-Ducted, Wall Placement | 215406438 |  | HRCU-A-CB-O | GWH09AUCXD-D6DNA1C/O | Mini-Splits | GKH(09)EB-D6DN***/I |  |  |  | 15 | 24 | 9.2 | TRUE | TRUE | FALSE | 9100 | 8800 | 2.87 | 10800 | 2.59
215405714 | 08/22/24 | Live | Gree | TOSOT | Singlezone Non-Ducted, Wall Placement | 215405714 |  | HRCU-A-CB-O | TW24HP32A2DO | Mini-Splits | TW24HP32A2DI |  |  |  | 13.65 | 26 | 10 | FALSE | FALSE | TRUE | 22000 | 20000 | 2.7 | 22000 | 2.11
215405713 | 08/22/24 | Live | Gree | TOSOT | Singlezone Non-Ducted, Wall Placement | 215405713 |  | HRCU-A-CB-O | TW18HP32A2DO | Mini-Splits | TW18HP32A2DI |  |  |  | 13.65 | 24.5 | 9 | TRUE | TRUE | FALSE | 18000 | 14700 | 2.69 | 18500 | 2.31
215405712 | 08/22/24 | Live | Gree | TOSOT | Singlezone Non-Ducted, Wall Placement | 215405712 |  | HRCU-A-CB-O | TW12HP32A2DO | Mini-Splits | TW12HP32A2DI |  |  |  | 13 | 24.5 | 9.5 | TRUE | TRUE | TRUE | 12000 | 10000 | 2.9 | 12000 | 2.06
215405711 | 08/22/24 | Live | Gree | TOSOT | Singlezone Non-Ducted, Wall Placement | 215405711 |  | HRCU-A-CB-O | TW09HP32A2DO | Mini-Splits | TW09HP32A2DI |  |  |  | 15 | 26 | 10.4 | TRUE | TRUE | TRUE | 9100 | 8800 | 2.93 | 11000 | 2.08
215405710 | 08/22/24 | Live | Gree | TOSOT | Singlezone Non-Ducted, Wall Placement | 215405710 |  | HRCU-A-CB-O | TW12HP32A2AO | Mini-Splits | TW12HP32A2AI |  |  |  | 13 | 24.5 | 9.5 | TRUE | TRUE | TRUE | 12000 | 10000 | 2.9 | 11200 | 2.23
215405709 | 08/22/24 | Live | Gree | TOSOT | Singlezone Non-Ducted, Wall Placement | 215405709 |  | HRCU-A-CB-O | TW09HP32A2AO | Mini-Splits | TW09HP32A2AI |  |  |  | 15 | 27 | 10.5 | TRUE | TRUE | TRUE | 9100 | 8400 | 2.9 | 11000 | 2.08
215405585 | 08/22/24 | Live | Gree | TOSOT | Singlezone Non-Ducted, Wall Placement | 215405585 |  | HRCU-A-CB-O | TW18HAY32A1DO | Mini-Splits | TW18HAY32A1DI |  |  |  | 14.3 | 27.5 | 10 | TRUE | TRUE | TRUE | 18000 | 15500 | 2.86 | 20100 | 1.9
215405584 | 08/22/24 | Live | Gree | TOSOT | Singlezone Non-Ducted, Wall Placement | 215405584 |  | HRCU-A-CB-O | TW24HAY32A1DO | Mini-Splits | TW24HAY32A1DI |  |  |  | 13.95 | 27 | 10 | FALSE | FALSE | TRUE | 22000 | 20000 | 2.95 | 24000 | 1.94
215405583 | 08/22/24 | Live | Gree | TOSOT | Singlezone Non-Ducted, Wall Placement | 215405583 |  | HRCU-A-CB-O | TW12HAY32A1DO | Mini-Splits | TW12HAY32A1DI |  |  |  | 15.2 | 28 | 10 | TRUE | TRUE | TRUE | 12000 | 10300 | 3.11 | 13000 | 2.06
215405582 | 08/22/24 | Live | Gree | TOSOT | Singlezone Non-Ducted, Wall Placement | 215405582 |  | HRCU-A-CB-O | TW09HAY32A1DO | Mini-Splits | TW09HAY32A1DI |  |  |  | 16.8 | 30 | 11.2 | TRUE | TRUE | TRUE | 9100 | 8900 | 3.22 | 13000 | 2.06
215402266 | 08/22/24 | Live | Gree | GREE | Singlezone Non-Ducted, Wall Placement | 215402266 |  | HRCU-A-CB-O | GWH12AGCXD-D6DNA4D/O | Mini-Splits | GWH12AGCXD-D6DN***/I |  |  |  | 13 | 24.5 | 9.5 | TRUE | TRUE | TRUE | 12000 | 10000 | 2.9 | 12000 | 2.06
215402236 | 08/22/24 | Live | Gree | GREE | Singlezone Non-Ducted, Wall Placement | 215402236 |  | HRCU-A-CB-O | GWH12ATCXB-D6DNA4B/O | Mini-Splits | GWH12ATCXB-D6DN***/I |  |  |  | 9.75 | 19 | 8.5 | FALSE | FALSE | FALSE | 12000 | 9700 | 2.71 | 11500 | 2.2
215399273 | 08/22/24 | Live | Gree | TOSOT | Singlezone Non-Ducted, Wall Placement | 215399273 |  | HRCU-A-CB-O | TW18HP32A2DO | Mini-Splits | TW18HCL32A5DI |  |  |  | 13.65 | 24.5 | 9 | TRUE | TRUE | FALSE | 18000 | 14700 | 2.69 | 18500 | 2.31
215399272 | 08/22/24 | Live | Gree | TOSOT | Singlezone Non-Ducted, Wall Placement | 215399272 |  | HRCU-A-CB-O | TW12HP32A2AO | Mini-Splits | TW12HCL32A5AI |  |  |  | 13 | 24.5 | 9.5 | TRUE | TRUE | TRUE | 12000 | 10000 | 2.9 | 11200 | 2.23
215399271 | 08/22/24 | Live | Gree | TOSOT | Singlezone Non-Ducted, Wall Placement | 215399271 |  | HRCU-A-CB-O | TW12HP32A2DO | Mini-Splits | TW12HCL32A5DI |  |  |  | 13 | 24.5 | 9.5 | TRUE | TRUE | TRUE | 12000 | 10000 | 2.9 | 12000 | 2.06
215399270 | 08/22/24 | Live | Gree | TOSOT | Singlezone Non-Ducted, Wall Placement | 215399270 |  | HRCU-A-CB-O | TW09HP32A2DO | Mini-Splits | TW09HCL32A5DI |  |  |  | 15 | 26 | 10.4 | TRUE | TRUE | TRUE | 9100 | 8800 | 2.93 | 11000 | 2.08
215399269 | 08/22/24 | Live | Gree | TOSOT | Singlezone Non-Ducted, Wall Placement | 215399269 |  | HRCU-A-CB-O | TW09HP32A2AO | Mini-Splits | TW09HCL32A5AI |  |  |  | 15 | 27 | 10.5 | TRUE | TRUE | TRUE | 9100 | 8400 | 2.9 | 11000 | 2.08
215399268 | 08/22/24 | Live | Gree | TOSOT | Singlezone Non-Ducted, Wall Placement | 215399268 |  | HRCU-A-CB-O | TW24HCL32A5DO | Mini-Splits | TW24HCL32A5DI |  |  |  | 13.1 | 24 | 9 | TRUE | TRUE | FALSE | 22000 | 20000 | 2.5 | 20100 | 2.5
215399261 | 08/16/24 | Live | Gree | TOSOT | Multizone Mix of Ducted and Non-Ducted | 215399261 |  | HMSV-A-CB | TM42H32MO | Mixed Ducted and Non-Ducted Indoor Units |  |  |  |  | 12.2 | 19 | 9 | TRUE | TRUE | TRUE | 42000 | 40000 | 2.28 | 43200 | 2.41
215399260 | 08/16/24 | Live | Gree | TOSOT | Multizone Mix of Ducted and Non-Ducted | 215399260 |  | HMSV-A-CB | TM36H32MO | Mixed Ducted and Non-Ducted Indoor Units |  |  |  |  | 11.8 | 19 | 9 | TRUE | TRUE | TRUE | 36000 | 36000 | 2.2 | 37720 | 2.27
215399259 | 08/16/24 | Live | Gree | TOSOT | Multizone Mix of Ducted and Non-Ducted | 215399259 |  | HMSV-A-CB | TM30H32MO | Mixed Ducted and Non-Ducted Indoor Units |  |  |  |  | 12.2 | 19 | 9 | TRUE | TRUE | TRUE | 28400 | 27600 | 2.33 | 31860 | 2.29
215399258 | 08/16/24 | Live | Gree | TOSOT | Multizone Mix of Ducted and Non-Ducted | 215399258 |  | HMSV-A-CB | TM24H32MO | Mixed Ducted and Non-Ducted Indoor Units |  |  |  |  | 12.2 | 19 | 9 | TRUE | TRUE | TRUE | 24000 | 23000 | 2.35 | 26600 | 2.38
215399257 | 08/16/24 | Live | Gree | TOSOT | Multizone All Ducted | 215399257 |  | HMSV-A-CB | TM42H32MO | Ducted Indoor Units |  |  |  |  | 12 | 18 | 8.1 | TRUE | TRUE | FALSE | 42000 | 40000 | 2.15 | 43200 | 2.29
215399256 | 08/16/24 | Live | Gree | TOSOT | Multizone All Ducted | 215399256 |  | HMSV-A-CB | TM36H32MO | Ducted Indoor Units |  |  |  |  | 11.7 | 18 | 8.1 | TRUE | TRUE | FALSE | 36000 | 36000 | 2.1 | 37720 | 2.16
215399255 | 08/16/24 | Live | Gree | TOSOT | Multizone All Ducted | 215399255 |  | HMSV-A-CB | TM30H32MO | Ducted Indoor Units |  |  |  |  | 12 | 18 | 8.1 | TRUE | TRUE | FALSE | 28400 | 27200 | 2.2 | 31860 | 2.18
215399254 | 08/16/24 | Live | Gree | TOSOT | Multizone All Ducted | 215399254 |  | HMSV-A-CB | TM24H32MO | Ducted Indoor Units |  |  |  |  | 12 | 18 | 8.1 | TRUE | TRUE | FALSE | 24000 | 22000 | 2.2 | 26600 | 2.27
215399253 | 08/16/24 | Live | Gree | TOSOT | Multizone Mix of Ducted and Non-Ducted | 215399253 |  | HMSV-A-CB | TM18H32MO | Mixed Ducted and Non-Ducted Indoor Units |  |  |  |  | 11.8 | 19 | 9 | TRUE | TRUE | TRUE | 18000 | 15400 | 2.1 | 16400 | 2.1
215399252 | 08/16/24 | Live | Gree | TOSOT | Multizone All Ducted | 215399252 |  | HMSV-A-CB | TM18H32MO | Ducted Indoor Units |  |  |  |  | 11.7 | 18 | 8.1 | TRUE | TRUE | FALSE | 18000 | 15000 | 1.96 | 16400 | 1.96
215399251 | 08/16/24 | Live | Gree | TOSOT | Multizone All Non-Ducted | 215399251 |  | HMSR-A-CB-O | TM42H32MO | Non-Ducted Indoor Units |  |  |  |  | 13 | 21 | 10 | TRUE | TRUE | TRUE | 42000 | 40000 | 2.4 | 43200 | 2.53
215399250 | 08/16/24 | Live | Gree | TOSOT | Multizone All Non-Ducted | 215399250 |  | HMSR-A-CB-O | TM36H32MO | Non-Ducted Indoor Units |  |  |  |  | 12 | 21 | 10 | TRUE | TRUE | TRUE | 36000 | 36000 | 2.3 | 37720 | 2.38
215399249 | 08/16/24 | Live | Gree | TOSOT | Multizone All Non-Ducted | 215399249 |  | HMSR-A-CB-O | TM30H32MO | Non-Ducted Indoor Units |  |  |  |  | 13.6 | 21 | 10 | TRUE | TRUE | TRUE | 28400 | 28000 | 2.45 | 31860 | 2.4
215399248 | 08/16/24 | Live | Gree | TOSOT | Multizone All Non-Ducted | 215399248 |  | HMSR-A-CB-O | TM24H32MO | Non-Ducted Indoor Units |  |  |  |  | 13.3 | 21 | 10 | TRUE | TRUE | TRUE | 24000 | 23600 | 2.45 | 26600 | 2.5
215399247 | 08/16/24 | Live | Gree | TOSOT | Multizone All Non-Ducted | 215399247 |  | HMSR-A-CB-O | TM18H32MO | Non-Ducted Indoor Units |  |  |  |  | 12 | 21 | 10 | TRUE | TRUE | TRUE | 18000 | 16000 | 2.36 | 16400 | 2.36
215392073 | 08/22/24 | Live | Gree | GREE | Singlezone Non-Ducted, Wall Placement | 215392073 |  | HRCU-A-CB-O | GWH09AGCXD-D6DNA4D/O | Mini-Splits | GWH09AGCXD-D6DN***/I |  |  |  | 15 | 26 | 10.4 | TRUE | TRUE | TRUE | 9100 | 8800 | 2.93 | 11000 | 2.08
215390442 | 08/22/24 | Live | Gree | GREE | Singlezone Non-Ducted, Wall Placement | 215390442 |  | HRCU-A-CB-O | GWH24ATEXF-D6DNA4H/O | Mini-Splits | GWH24ATEXF-D6DN***/I |  |  |  | 11.9 | 19 | 8.5 | FALSE | FALSE | FALSE | 24000 | 19200 | 2.5 | 19300 | 2.36
215387337 | 08/22/24 | Live | Gree | GREE | Singlezone Non-Ducted, Wall Placement | 215387337 |  | HRCU-A-CB-O | GWH24AGEXF-D6DNA4J/O | Mini-Splits | GWH24***XF-D6DN***/I |  |  |  | 13.65 | 26 | 10 | TRUE | FALSE | TRUE | 22000 | 21800 | 2.94 | 21800 | 2.94
215387336 | 08/22/24 | Live | Gree | GREE | Singlezone Non-Ducted, Wall Placement | 215387336 |  | HRCU-A-CB-O | GWH18AGDXF-D6DNA4B/O | Mini-Splits | GWH18AGDXF-D6DN***/I |  |  |  | 13.65 | 24.5 | 9 | TRUE | TRUE | FALSE | 18000 | 14700 | 2.69 | 18500 | 2.31
215386340 | 08/22/24 | Live | Gree | GREE | Singlezone Non-Ducted, Wall Placement | 215386340 |  | HRCU-A-CB-O | GWH18AVEXF-D6DNA1B/O | Mini-Splits | GWH18**EXF-D6DN***/I |  |  |  | 14.3 | 27.5 | 10 | TRUE | TRUE | TRUE | 18000 | 15500 | 2.86 | 20100 | 1.9
215386339 | 08/22/24 | Live | Gree | GREE | Singlezone Non-Ducted, Wall Placement | 215386339 |  | HRCU-A-CB-O | GWH24AVEXH-D6DNA1B/O | Mini-Splits | GWH24***XH-D6DN***/I |  |  |  | 13.95 | 27 | 10 | FALSE | FALSE | TRUE | 22000 | 20000 | 2.95 | 24000 | 1.94
215386291 | 08/22/24 | Live | Gree | GREE | Singlezone Non-Ducted, Wall Placement | 215386291 |  | HRCU-A-CB-O | GWH09ATCXB-D6DNA4D/O | Mini-Splits | GWH09ATCXB-D6DN***/I |  |  |  | 12.5 | 20.5 | 8.8 | FALSE | FALSE | FALSE | 9100 | 8100 | 2.7 | 9600 | 2.27
215386290 | 08/22/24 | Live | Gree | GREE | Singlezone Non-Ducted, Wall Placement | 215386290 |  | HRCU-A-CB-O | GWH12AVDXE-D6DNA1B/O | Mini-Splits | GWH12AVDXE-D6DN***/I |  |  |  | 15.2 | 28 | 10 | TRUE | TRUE | TRUE | 12000 | 10300 | 3.11 | 13000 | 2.06
215385452 | 08/22/24 | Live | Gree | GREE | Singlezone Non-Ducted, Wall Placement | 215385452 |  | HRCU-A-CB-O | GWH09AVDXE-D6DNA1B/O | Mini-Splits | GWH09AVDXE-D6DN***/I |  |  |  | 16.8 | 30 | 11.2 | TRUE | TRUE | TRUE | 9100 | 8900 | 3.22 | 13000 | 2.06
215351180 | 08/28/24 | Live | Gree | GREE | Singlezone Non-Ducted, Floor Placement | 215351180 |  | HRCU-A-CB-O | TWH36ATEXH-D6DNA1G/O | Mini-Splits | TVH36ALXH-D6DN***/I |  |  |  | 12 | 20 | 8.5 | FALSE | FALSE | FALSE | 33600 | 27200 | 2.58 | 27300 | 1.96
215351162 | 08/28/24 | Live | Gree | GREE | Singlezone Non-Ducted, Floor Placement | 215351162 |  | HRCU-A-CB-O | GWH36ATEXH-D6DNA1G/O | Mini-Splits | GVH36ALXH-D6DN***/I |  |  |  | 12 | 20 | 8.5 | FALSE | FALSE | FALSE | 33600 | 27200 | 2.58 | 27300 | 1.96
215295786 | 08/28/24 | Live | Gree | GREE | Singlezone Non-Ducted, Wall Placement | 215295786 |  | HRCU-A-CB-O | SAP18HP230V1R32AO | Mini-Splits | SAP18HP230V1R32AH |  |  |  | 14.3 | 27.5 | 10 | TRUE | TRUE | TRUE | 18000 | 15500 | 2.86 | 20100 | 1.9
215294863 | 08/28/24 | Live | Gree | GREE | Singlezone Non-Ducted, Wall Placement | 215294863 |  | HRCU-A-CB-O | GWH18AVEXF-D6DNA1A/O | Mini-Splits | GWH18AVEXF-D6DN***/I |  |  |  | 14.3 | 27.5 | 10 | TRUE | TRUE | TRUE | 18000 | 15500 | 2.86 | 20100 | 1.9
215283088 | 08/22/24 | Live | Gree | GREE | Singlezone Non-Ducted, Wall Placement | 215283088 |  | HRCU-A-CB-O | SAP24HP230V1R32AO | Mini-Splits | SAP24HP230V1R32AH |  |  |  | 13.95 | 27 | 10 | FALSE | FALSE | TRUE | 22000 | 20000 | 2.95 | 24000 | 1.94
215278609 | 08/22/24 | Live | Gree | GREE | Singlezone Non-Ducted, Wall Placement | 215278609 |  | HRCU-A-CB-O | GWH24AVEXH-D6DNA1A/O | Mini-Splits | GWH24AVEXH-D6DN***/I |  |  |  | 13.95 | 27 | 10 | FALSE | FALSE | TRUE | 22000 | 15000 | 2.95 | 24000 | 1.94
215224737 | 08/22/24 | Live | Gree | GREE | Singlezone Non-Ducted, Wall Placement | 215224737 |  | HRCU-A-CB-O | GWH18ATDXD-D6DNA4F/O | Mini-Splits | GWH18ATDXD-D6DN***/I |  |  |  | 12.35 | 20 | 8.5 | FALSE | FALSE | FALSE | 18000 | 15300 | 4 | 15400 | 2.75
215218927 | 07/24/24 | Live | Gree | GREE | Multizone Mix of Ducted and Non-Ducted | 215218927 |  | HMSV-A-CB | MUL42HP230V1R32AO | Mixed Ducted and Non-Ducted Indoor Units |  |  |  |  | 12.2 | 19 | 9 | TRUE | FALSE | TRUE | 42000 | 40000 | 2.28 | 43200 | 2.41
215218926 | 07/24/24 | Live | Gree | GREE | Multizone Mix of Ducted and Non-Ducted | 215218926 |  | HMSV-A-CB | MUL36HP230V1R32AO | Mixed Ducted and Non-Ducted Indoor Units |  |  |  |  | 11.8 | 19 | 9 | TRUE | FALSE | TRUE | 36000 | 36000 | 2.2 | 37720 | 2.27
215218925 | 07/24/24 | Live | Gree | GREE | Multizone Mix of Ducted and Non-Ducted | 215218925 |  | HMSV-A-CB | MUL30HP230V1R32AO | Mixed Ducted and Non-Ducted Indoor Units |  |  |  |  | 12.2 | 19 | 9 | TRUE | FALSE | TRUE | 28400 | 27600 | 2.33 | 31860 | 2.29
215218924 | 07/24/24 | Live | Gree | GREE | Multizone Mix of Ducted and Non-Ducted | 215218924 |  | HMSV-A-CB | MUL24HP230V1R32AO | Mixed Ducted and Non-Ducted Indoor Units |  |  |  |  | 12.2 | 19 | 9 | TRUE | FALSE | TRUE | 24000 | 23000 | 2.35 | 26600 | 2.38
215218923 | 07/24/24 | Live | Gree | GREE | Multizone Mix of Ducted and Non-Ducted | 215218923 |  | HMSV-A-CB | MUL18HP230V1R32AO | Mixed Ducted and Non-Ducted Indoor Units |  |  |  |  | 11.8 | 19 | 9 | TRUE | FALSE | TRUE | 18000 | 15400 | 2.1 | 16400 | 2.1
215218922 | 07/24/24 | Live | Gree | GREE | Multizone All Ducted | 215218922 |  | HMSV-A-CB | MUL42HP230V1R32AO | Ducted Indoor Units |  |  |  |  | 12 | 18 | 8.1 | TRUE | TRUE | FALSE | 42000 | 40000 | 2.15 | 43200 | 2.29
215218921 | 07/24/24 | Live | Gree | GREE | Multizone All Ducted | 215218921 |  | HMSV-A-CB | MUL36HP230V1R32AO | Ducted Indoor Units |  |  |  |  | 11.7 | 18 | 8.1 | TRUE | TRUE | FALSE | 36000 | 36000 | 2.1 | 37720 | 2.16
215218920 | 07/24/24 | Live | Gree | GREE | Multizone All Ducted | 215218920 |  | HMSV-A-CB | MUL30HP230V1R32AO | Ducted Indoor Units |  |  |  |  | 12 | 18 | 8.1 | TRUE | TRUE | FALSE | 28400 | 27200 | 2.2 | 31860 | 2.18
215218919 | 07/24/24 | Live | Gree | GREE | Multizone All Ducted | 215218919 |  | HMSV-A-CB | MUL24HP230V1R32AO | Ducted Indoor Units |  |  |  |  | 12 | 18 | 8.1 | TRUE | TRUE | FALSE | 24000 | 22000 | 2.2 | 26600 | 2.27
215218918 | 07/24/24 | Live | Gree | GREE | Multizone All Ducted | 215218918 |  | HMSV-A-CB | MUL18HP230V1R32AO | Ducted Indoor Units |  |  |  |  | 11.7 | 18 | 8.1 | TRUE | TRUE | FALSE | 18000 | 15000 | 1.96 | 16400 | 1.96
215218917 | 07/24/24 | Live | Gree | GREE | Multizone All Non-Ducted | 215218917 |  | HMSR-A-CB-O | MUL42HP230V1R32AO | Non-Ducted Indoor Units |  |  |  |  | 13 | 21 | 10 | TRUE | FALSE | TRUE | 42000 | 40000 | 2.4 | 43200 | 2.53
215218916 | 07/24/24 | Live | Gree | GREE | Multizone All Non-Ducted | 215218916 |  | HMSR-A-CB-O | MUL36HP230V1R32AO | Non-Ducted Indoor Units |  |  |  |  | 12 | 21 | 10 | TRUE | FALSE | TRUE | 36000 | 36000 | 2.3 | 37720 | 2.38
215218915 | 07/24/24 | Live | Gree | GREE | Multizone All Non-Ducted | 215218915 |  | HMSR-A-CB-O | MUL30HP230V1R32AO | Non-Ducted Indoor Units |  |  |  |  | 13.6 | 21 | 10 | TRUE | FALSE | TRUE | 28400 | 28000 | 2.45 | 31860 | 2.4
215218914 | 07/24/24 | Live | Gree | GREE | Multizone All Non-Ducted | 215218914 |  | HMSR-A-CB-O | MUL24HP230V1R32AO | Non-Ducted Indoor Units |  |  |  |  | 13.3 | 21 | 10 | TRUE | FALSE | TRUE | 24000 | 23600 | 2.45 | 26600 | 2.5
215218913 | 07/24/24 | Live | Gree | GREE | Multizone All Non-Ducted | 215218913 |  | HMSR-A-CB-O | MUL18HP230V1R32AO | Non-Ducted Indoor Units |  |  |  |  | 12 | 21 | 10 | TRUE | FALSE | TRUE | 18000 | 16000 | 2.36 | 16400 | 2.36
215218912 | 08/22/24 | Live | Gree | GREE | Singlezone Non-Ducted, Wall Placement | 215218912 |  | HRCU-A-CB-O | VIR24HP230V1R32AO | Mini-Splits | VIR24HP230V1R32AH |  |  |  | 13.65 | 26 | 10 | TRUE | FALSE | TRUE | 22000 | 20000 | 2.7 | 22000 | 2.11
215218911 | 08/22/24 | Live | Gree | GREE | Singlezone Non-Ducted, Wall Placement | 215218911 |  | HRCU-A-CB-O | VIR18HP230V1R32AO | Mini-Splits | VIR18HP230V1R32AH |  |  |  | 13.65 | 24.5 | 9 | TRUE | TRUE | FALSE | 18000 | 14700 | 2.69 | 18500 | 2.31
214931600 | 07/24/24 | Live | Gree | GREE | Multizone Mix of Ducted and Non-Ducted | 214931600 |  | HMSV-A-CB | GWHD(42)ND6MO | Mixed Ducted and Non-Ducted Indoor Units |  |  |  |  | 12.2 | 19 | 9 | TRUE | FALSE | TRUE | 42000 | 40000 | 2.28 | 43200 | 2.41
214931599 | 07/24/24 | Live | Gree | GREE | Multizone Mix of Ducted and Non-Ducted | 214931599 |  | HMSV-A-CB | GWHD(36)ND6MO | Mixed Ducted and Non-Ducted Indoor Units |  |  |  |  | 11.8 | 19 | 9 | TRUE | FALSE | TRUE | 36000 | 36000 | 2.2 | 37720 | 2.27
214931598 | 07/24/24 | Live | Gree | GREE | Multizone Mix of Ducted and Non-Ducted | 214931598 |  | HMSV-A-CB | GWHD(30)ND6MO | Mixed Ducted and Non-Ducted Indoor Units |  |  |  |  | 12.2 | 19 | 9 | TRUE | FALSE | TRUE | 28400 | 27600 | 2.33 | 31860 | 2.29
214931597 | 07/24/24 | Live | Gree | GREE | Multizone Mix of Ducted and Non-Ducted | 214931597 |  | HMSV-A-CB | GWHD(24)ND6MO | Mixed Ducted and Non-Ducted Indoor Units |  |  |  |  | 12.2 | 19 | 9 | TRUE | FALSE | TRUE | 24000 | 23000 | 2.35 | 26600 | 2.38
214931596 | 07/24/24 | Live | Gree | GREE | Multizone All Ducted | 214931596 |  | HMSV-A-CB | GWHD(42)ND6MO | Ducted Indoor Units |  |  |  |  | 12 | 18 | 8.1 | TRUE | TRUE | FALSE | 42000 | 40000 | 2.15 | 43200 | 2.29
214931595 | 07/24/24 | Live | Gree | GREE | Multizone All Ducted | 214931595 |  | HMSV-A-CB | GWHD(36)ND6MO | Ducted Indoor Units |  |  |  |  | 11.7 | 18 | 8.1 | TRUE | TRUE | FALSE | 36000 | 36000 | 2.1 | 37720 | 2.16
214931594 | 07/24/24 | Live | Gree | GREE | Multizone All Ducted | 214931594 |  | HMSV-A-CB | GWHD(30)ND6MO | Ducted Indoor Units |  |  |  |  | 12 | 18 | 8.1 | TRUE | TRUE | FALSE | 28400 | 27200 | 2.2 | 31860 | 2.18
214931593 | 07/24/24 | Live | Gree | GREE | Multizone All Ducted | 214931593 |  | HMSV-A-CB | GWHD(24)ND6MO | Ducted Indoor Units |  |  |  |  | 12 | 18 | 8.1 | TRUE | TRUE | FALSE | 24000 | 22000 | 2.2 | 26600 | 2.27
214931592 | 07/24/24 | Live | Gree | GREE | Multizone Mix of Ducted and Non-Ducted | 214931592 |  | HMSV-A-CB | GWHD(18)ND6MO | Mixed Ducted and Non-Ducted Indoor Units |  |  |  |  | 11.8 | 19 | 9 | TRUE | FALSE | TRUE | 18000 | 15400 | 2.1 | 16400 | 2.1
214931591 | 07/24/24 | Live | Gree | GREE | Multizone All Ducted | 214931591 |  | HMSV-A-CB | GWHD(18)ND6MO | Ducted Indoor Units |  |  |  |  | 11.7 | 18 | 8.1 | TRUE | TRUE | FALSE | 18000 | 15000 | 1.96 | 16400 | 1.96
214931590 | 07/24/24 | Live | Gree | GREE | Multizone All Non-Ducted | 214931590 |  | HMSR-A-CB-O | GWHD(42)ND6MO | Non-Ducted Indoor Units |  |  |  |  | 13 | 21 | 10 | TRUE | FALSE | TRUE | 42000 | 40000 | 2.4 | 43200 | 2.53
214931589 | 07/24/24 | Live | Gree | GREE | Multizone All Non-Ducted | 214931589 |  | HMSR-A-CB-O | GWHD(36)ND6MO | Non-Ducted Indoor Units |  |  |  |  | 12 | 21 | 10 | TRUE | FALSE | TRUE | 36000 | 36000 | 2.3 | 37720 | 2.38
214931588 | 07/24/24 | Live | Gree | GREE | Multizone All Non-Ducted | 214931588 |  | HMSR-A-CB-O | GWHD(30)ND6MO | Non-Ducted Indoor Units |  |  |  |  | 13.6 | 21 | 10 | TRUE | FALSE | TRUE | 28400 | 28000 | 2.45 | 31860 | 2.4
214931587 | 07/24/24 | Live | Gree | GREE | Multizone All Non-Ducted | 214931587 |  | HMSR-A-CB-O | GWHD(24)ND6MO | Non-Ducted Indoor Units |  |  |  |  | 13.3 | 21 | 10 | TRUE | FALSE | TRUE | 24000 | 23600 | 2.45 | 26600 | 2.5
214931586 | 07/24/24 | Live | Gree | GREE | Multizone All Non-Ducted | 214931586 |  | HMSR-A-CB-O | GWHD(18)ND6MO | Non-Ducted Indoor Units |  |  |  |  | 12 | 21 | 10 | TRUE | FALSE | TRUE | 18000 | 16000 | 2.36 | 16400 | 2.36
214813331 | 08/22/24 | Live | Gree | GREE | Singlezone Non-Ducted, Wall Placement | 214813331 |  | HRCU-A-CB-O | GWH18AUDXF-D6DNA1A/O | Mini-Splits | GWH18AGDXF-D6DN***/I |  |  |  | 13.65 | 24.5 | 9 | TRUE | TRUE | FALSE | 18000 | 14700 | 2.69 | 18500 | 2.31
214813329 | 08/22/24 | Live | Gree | GREE | Singlezone Non-Ducted, Wall Placement | 214813329 |  | HRCU-A-CB-O | GWH24AWEXF-D6DNA1I/O | Mini-Splits | GWH24AGEXF-D6DN***/I |  |  |  | 13.65 | 26 | 10 | TRUE | FALSE | TRUE | 22000 | 20000 | 2.7 | 22000 | 2.11
214813258 | 08/22/24 | Live | Gree | GREE | Singlezone Non-Ducted, Wall Placement | 214813258 |  | HRCU-A-CB-O | VIR12HP115V1R32AO | Mini-Splits | VIR12HP115V1R32AH |  |  |  | 13 | 24.5 | 9.5 | TRUE | TRUE | TRUE | 12000 | 10000 | 2.9 | 11200 | 2.23
214813257 | 08/22/24 | Live | Gree | GREE | Singlezone Non-Ducted, Wall Placement | 214813257 |  | HRCU-A-CB-O | VIR12HP230V1R32AO | Mini-Splits | VIR12HP230V1R32AH |  |  |  | 13 | 24.5 | 9.5 | TRUE | TRUE | TRUE | 12000 | 10000 | 2.9 | 12000 | 2.06
214810380 | 08/28/24 | Live | Gree | GREE | Singlezone Non-Ducted, Wall Placement | 214810380 |  | HRCU-A-CB-O | SAP12HP230V1R32AO | Mini-Splits | SAP12HP230V1R32AH |  |  |  | 15.2 | 28 | 10 | TRUE | TRUE | TRUE | 12000 | 10300 | 3.11 | 13000 | 2.06
214810379 | 07/16/24 | Live | Gree | GREE | Singlezone Non-Ducted, Wall Placement | 214810379 |  | HRCU-A-CB-O | GWH12AVDXE-D6DNA1A/O | Mini-Splits | GWH12AVDXE-D6DN***/I |  |  |  | 15.2 | 28 | 10 | TRUE | TRUE | TRUE | 12000 | 10300 | 3.11 | 13000 | 2.06
214802444 | 08/28/24 | Live | Gree | GREE | Singlezone Non-Ducted, Wall Placement | 214802444 |  | HRCU-A-CB-O | SAP09HP230V1R32AO | Mini-Splits | SAP09HP230V1R32AH |  |  |  | 16.8 | 30 | 11.2 | TRUE | TRUE | TRUE | 9100 | 8900 | 3.22 | 13000 | 2.06
214802443 | 08/22/24 | Live | Gree | GREE | Singlezone Non-Ducted, Wall Placement | 214802443 |  | HRCU-A-CB-O | LIV30HP230V1R32AO | Mini-Splits | LIV30HP230V1R32AH |  |  |  | 10.9 | 22 | 9 | FALSE | FALSE | FALSE | 30000 | 24000 | 2.55 | 27000 | 2.08
214802442 | 06/25/24 | Live | Gree | GREE | Singlezone Non-Ducted, Wall Placement | 214802442 |  | HRCU-A-CB-O | GWH09AVDXE-D6DNA1A/O | Mini-Splits | GWH09AVDXE-D6DN***/I |  |  |  | 16.8 | 30 | 11.2 | TRUE | TRUE | TRUE | 9100 | 8900 | 3.22 | 13000 | 2.06
214797816 | 08/22/24 | Live | Gree | GREE | Singlezone Non-Ducted, Wall Placement | 214797816 |  | HRCU-A-CB-O | GWH30ATEXH-D6DNA1G/O | Mini-Splits | GWH30ATEXH-D6DN***/I |  |  |  | 10.9 | 22 | 9 | FALSE | FALSE | FALSE | 30000 | 24000 | 2.55 | 27000 | 2.08
214796625 | 06/24/24 | Live | Gree | GREE | Singlezone Non-Ducted, Wall Placement | 214796625 |  | HRCU-A-CB-O | GWH12AUCXD-A6DNA1B/O | Mini-Splits | GWH12AGCXD-A6DN***/I |  |  |  | 13 | 24.5 | 9.5 | TRUE | TRUE | TRUE | 12000 | 10000 | 2.9 | 11200 | 2.23
214796624 | 06/24/24 | Live | Gree | GREE | Singlezone Non-Ducted, Wall Placement | 214796624 |  | HRCU-A-CB-O | GWH12AUCXD-D6DNA1B/O | Mini-Splits | GWH12AGCXD-D6DN***/I |  |  |  | 13 | 24.5 | 9.5 | TRUE | TRUE | TRUE | 12000 | 10000 | 2.9 | 12000 | 2.06
214780395 | 07/24/24 | Live | Gree | GREE | Singlezone Non-Ducted, Wall Placement | 214780395 |  | HRCU-A-CB-O | LIV18HP230V1R32AO | Mini-Splits | LIV18HP230V1R32AH |  |  |  | 12.35 | 20 | 8.5 | FALSE | FALSE | FALSE | 18000 | 15300 | 4 | 15400 | 2.75
214780393 | 07/16/24 | Live | Gree | GREE | Singlezone Non-Ducted, Wall Placement | 214780393 |  | HRCU-A-CB-O | GWH18ATDXD-D6DNA1A/O | Mini-Splits | GWH18ATDXD-D6DN***/I |  |  |  | 12.35 | 20 | 8.5 | FALSE | FALSE | FALSE | 18000 | 15300 | 4 | 15400 | 2.75
214779525 | 07/24/24 | Live | Gree | GREE | Singlezone Non-Ducted, Wall Placement | 214779525 |  | HRCU-A-CB-O | LIV09HP115V1R32AO | Mini-Splits | LIV09HP115V1R32AH |  |  |  | 11.9 | 20.5 | 8.8 | FALSE | FALSE | FALSE | 9100 | 8100 | 2.7 | 10600 | 2.25
214779524 | 07/24/24 | Live | Gree | GREE | Singlezone Non-Ducted, Wall Placement | 214779524 |  | HRCU-A-CB-O | LIV09HP230V1R32AO | Mini-Splits | LIV09HP230V1R32AH |  |  |  | 12.5 | 20.5 | 8.8 | FALSE | FALSE | FALSE | 9100 | 8100 | 2.7 | 9600 | 2.27
214779351 | 07/24/24 | Live | Gree | GREE | Singlezone Non-Ducted, Wall Placement | 214779351 |  | HRCU-A-CB-O | LIV12HP115V1R32AO | Mini-Splits | LIV12HP115V1R32AH |  |  |  | 9.3 | 19 | 8.5 | FALSE | FALSE | FALSE | 12000 | 9700 | 2.71 | 10000 | 2.36
214779350 | 07/24/24 | Live | Gree | GREE | Singlezone Non-Ducted, Wall Placement | 214779350 |  | HRCU-A-CB-O | LIV12HP230V1R32AO | Mini-Splits | LIV12HP230V1R32AH |  |  |  | 9.75 | 19 | 8.5 | FALSE | FALSE | FALSE | 12000 | 9700 | 2.71 | 11500 | 2.2
214779349 | 08/22/24 | Live | Gree | GREE | Singlezone Non-Ducted, Wall Placement | 214779349 |  | HRCU-A-CB-O | LIV24HP230V1R32AO | Mini-Splits | LIV24HP230V1R32AH |  |  |  | 11.9 | 19 | 8.5 | FALSE | FALSE | FALSE | 24000 | 19200 | 2.5 | 19300 | 1.79
214779348 | 07/24/24 | Live | Gree | TOSOT | Singlezone Non-Ducted, Wall Placement | 214779348 |  | HRCU-A-CB-O | LIV36HP230V1R32AO | Mini-Splits | LIV36HP230V1R32AH |  |  |  | 10.6 | 21 | 8.5 | FALSE | FALSE | FALSE | 33600 | 27400 | 2.55 | 27500 | 1.99
214779345 | 07/16/24 | Live | Gree | GREE | Singlezone Non-Ducted, Wall Placement | 214779345 |  | HRCU-A-CB-O | ENV24HP230V1R32AO | Mini-Splits | ENV24HP230V1R32AH |  |  |  | 13.1 | 24 | 9 | TRUE | TRUE | FALSE | 22000 | 20000 | 2.5 | 20100 | 2.5
214779344 | 07/16/24 | Live | Gree | GREE | Singlezone Non-Ducted, Wall Placement | 214779344 |  | HRCU-A-CB-O | ENV12HP230V1R32AO | Mini-Splits | ENV12HP230V1R32AH |  |  |  | 13 | 24.5 | 9.5 | TRUE | TRUE | TRUE | 12000 | 10000 | 2.9 | 12000 | 2.06
214779343 | 07/16/24 | Live | Gree | GREE | Singlezone Non-Ducted, Wall Placement | 214779343 |  | HRCU-A-CB-O | ENV12HP115V1R32AO | Mini-Splits | ENV12HP115V1R32AH |  |  |  | 13 | 24.5 | 9.5 | TRUE | TRUE | TRUE | 12000 | 10000 | 2.9 | 11200 | 2.23
214779342 | 06/26/24 | Live | Gree | GREE | Singlezone Non-Ducted, Wall Placement | 214779342 |  | HRCU-A-CB-O | ENV09HP230V1R32AO | Mini-Splits | ENV09HP230V1R32AH |  |  |  | 15 | 26 | 10.4 | TRUE | TRUE | TRUE | 9100 | 8800 | 2.93 | 11000 | 2.08
214779341 | 06/26/24 | Live | Gree | GREE | Singlezone Non-Ducted, Wall Placement | 214779341 |  | HRCU-A-CB-O | ENV09HP115V1R32AO | Mini-Splits | ENV09HP115V1R32AH |  |  |  | 15 | 27 | 10.5 | TRUE | TRUE | TRUE | 9100 | 8400 | 2.9 | 11000 | 2.08
214779340 | 08/22/24 | Live | Gree | GREE | Singlezone Non-Ducted, Wall Placement | 214779340 |  | HRCU-A-CB-O | VIR09HP230V1R32AO | Mini-Splits | VIR09HP230V1R32AH |  |  |  | 15 | 26 | 10.4 | FALSE | FALSE | TRUE | 9100 | 8800 | 2.93 | 11000 | 2.08
214779339 | 08/22/24 | Live | Gree | GREE | Singlezone Non-Ducted, Wall Placement | 214779339 |  | HRCU-A-CB-O | VIR09HP115V1R32AO | Mini-Splits | VIR09HP115V1R32AH |  |  |  | 15 | 27 | 10.5 | TRUE | TRUE | TRUE | 9100 | 8400 | 2.9 | 11000 | 2.08
214777850 | 07/16/24 | Live | Gree | GREE | Singlezone Non-Ducted, Wall Placement | 214777850 |  | HRCU-A-CB-O | ENV18HP230V1R32AO | Mini-Splits | ENV18HP230V1R32AH |  |  |  | 13.65 | 24.5 | 9 | TRUE | TRUE | FALSE | 18000 | 14700 | 2.69 | 18500 | 2.31
214728902 | 06/25/24 | Live | Gree | TOSOT | Singlezone Non-Ducted, Wall Placement | 214728902 |  | HRCU-A-CB-O | GWH24QEXF-D3DND4D/O | Mini-Splits | GWH24AFEXF-D3DN***/I |  |  |  | 12.2 | 22 | 9 | FALSE | FALSE | FALSE | 22000 | 20000 | 2.79 | 21000 | 2.29
214728568 | 08/28/24 | Live | Gree | GREE | Singlezone Non-Ducted, Wall Placement | 214728568 |  | HRCU-A-CB-O | GWH24AWEXF-D6DNA1I/O | Mini-Splits | GWH24AWEXF-D6DN***/I |  |  |  | 13.65 | 26 | 10 | TRUE | FALSE | TRUE | 22000 | 20000 | 2.7 | 22000 | 2.11
216707872 | 01/11/25 | Live | RBL A/C INC. | HAXXAIR | Multizone All Non-Ducted | 216707872 |  | HMSR-A-CB-O | HVHMZ-42V2D | Non-Ducted Indoor Units |  |  |  |  | 12 | 22 | 9.5 | TRUE | TRUE |  | 42000 | 28200 | 2.59 | 35650 | 2.28
216707867 | 01/11/25 | Live | RBL A/C INC. | HAXXAIR | Multizone Mix of Ducted and Non-Ducted | 216707867 |  | HMSR-A-CB-O | HVHMZ-18V2D | Mixed Ducted and Non-Ducted Indoor Units |  |  |  |  | 12.65 | 19.75 | 9.7 | TRUE | TRUE |  | 18000 | 11700 | 2.96 | 18050 | 2.39
216707866 | 01/11/25 | Live | RBL A/C INC. | HAXXAIR | Multizone All Ducted | 216707866 |  | HMSV-A-CB | HVHMZ-18V2D | Ducted Indoor Units |  |  |  |  | 12 | 17.5 | 9.4 | TRUE | TRUE |  | 18000 | 11900 | 2.98 | 17800 | 2.38
216707865 | 01/11/25 | Live | RBL A/C INC. | HAXXAIR | Multizone All Non-Ducted | 216707865 |  | HMSR-A-CB-O | HVHMZ-18V2D | Non-Ducted Indoor Units |  |  |  |  | 13.3 | 22 | 10 | TRUE | TRUE |  | 18000 | 11500 | 2.93 | 18300 | 2.41
216014851 | 01/11/25 | Live | RBL A/C INC. | HAXXAIR | Singlezone Ducted, Centrally Ducted | 216014851 |  | HRCU-A-CB | HVHDZ-36V2D |  | HAHDZ-36V2D |  |  |  | 11.7 | 19.5 | 10.5 | TRUE | TRUE |  | 32000 | 32000 | 2.93 | 34000 | 2.34
215887348 | 01/28/25 | Live | GENERALLUX | GENERALLUX STAR | Singlezone Non-Ducted, Wall Placement | 215887348 |  | HRCU-A-CB-O | GNS24HCH23R454O | Mini-Splits | GNS24HCH23R454I |  |  |  | 12.25 | 22.5 | 9.5 | FALSE | FALSE |  | 24000 | 22000 | 2.08 | 24000 | 1.85
215887347 | 01/28/25 | Live | GENERALLUX | GENERALLUX STAR | Singlezone Non-Ducted, Wall Placement | 215887347 |  | HRCU-A-CB-O | GNS18HCH21R454O | Mini-Splits | GNS18HCH21R454I |  |  |  | 12.95 | 21 | 10 | FALSE | FALSE |  | 18000 | 18000 | 1.95 | 18500 | 1.95
215887346 | 01/28/25 | Live | GENERALLUX | GENERALLUX STAR | Singlezone Non-Ducted, Wall Placement | 215887346 |  | HRCU-A-CB-O | GNS12HCH23R454O | Mini-Splits | GNS12HCH23R454I |  |  |  | 12.25 | 23 | 10 | FALSE | FALSE |  | 12000 | 10800 | 2.4 | 12000 | 2.51
215887345 | 01/24/25 | Live | GENERALLUX | GENERALLUX STAR | Singlezone Non-Ducted, Wall Placement | 215887345 |  | HRCU-A-CB-O | GNS24HCH20R32O | Mini-Splits | GNS24HCH20R32I |  |  |  | 10.6 | 19.5 | 8.5 | FALSE | FALSE |  | 24000 | 21000 | 2.51 | 22200 | 2.42
215887344 | 01/24/25 | Live | GENERALLUX | GENERALLUX STAR | Singlezone Non-Ducted, Wall Placement | 215887344 |  | HRCU-A-CB-O | GNS18HCH21R32O | Mini-Splits | GNS18HCH21R32I |  |  |  | 11.95 | 21 | 9.8 | FALSE | FALSE |  | 18000 | 15000 | 2.84 | 15900 | 2.73
215887343 | 01/24/25 | Live | GENERALLUX | GENERALLUX STAR | Singlezone Non-Ducted, Wall Placement | 215887343 |  | HRCU-A-CB-O | GNS12HCH20R32O | Mini-Splits | GNS12HCH20R32I |  |  |  | 11.1 | 20 | 8.5 | FALSE | FALSE |  | 12000 | 9000 | 2.29 | 9550 | 2.22
216765718 | 01/28/25 | Live | GENERALLUX | GENERALLUX | Multizone All Non-Ducted | 216765718 |  | HMSR-A-CB-O | TFM5G42CHAIR454B | Non-Ducted Indoor Units |  |  |  |  | 12 | 22 | 9.5 | FALSE | FALSE |  | 42000 | 29400 | 2.53 | 32000 | 2.23
216765717 | 01/28/25 | Live | GENERALLUX | GENERALLUX | Multizone All Non-Ducted | 216765717 |  | HMSR-A-CB-O | TFM4G36CHAIR454B | Non-Ducted Indoor Units |  |  |  |  | 12 | 22.5 | 9.5 | FALSE | FALSE |  | 35000 | 22400 | 2.74 | 26500 | 2.26
216765716 | 01/28/25 | Live | GENERALLUX | GENERALLUX | Multizone All Non-Ducted | 216765716 |  | HMSR-A-CB-O | TFM3G27CHAIR454B | Non-Ducted Indoor Units |  |  |  |  | 12 | 24 | 10 | FALSE | FALSE |  | 27000 | 19500 | 2.6 | 21000 | 2.2
216765715 | 01/28/25 | Live | GENERALLUX | GENERALLUX | Multizone All Non-Ducted | 216765715 |  | HMSR-A-CB-O | TFM2G18CHAIR454B | Non-Ducted Indoor Units |  |  |  |  | 13 | 24 | 10 | FALSE | FALSE |  | 18000 | 17400 | 2.68 | 18500 | 2.36
216765714 | 01/28/25 | Live | GENERALLUX | GENERALLUX | Singlezone Non-Ducted, Wall Placement | 216765714 |  | HRCU-A-CB-O | THH24E2S23NAR454O | Mini-Splits | THH24E2S23NAR454I |  |  |  | 12 | 23 | 10 | FALSE | FALSE |  | 24000 | 15500 | 2.67 | 22000 | 2.01
216765713 | 01/28/25 | Live | GENERALLUX | GENERALLUX | Singlezone Non-Ducted, Wall Placement | 216765713 |  | HRCU-A-CB-O | THH18E2S24NAR454O | Mini-Splits | THH18E2S24NAR454I |  |  |  | 12.5 | 23.5 | 10 | FALSE | FALSE |  | 18000 | 11500 | 2.81 | 20000 | 2.09
216765712 | 01/28/25 | Live | GENERALLUX | GENERALLUX | Singlezone Non-Ducted, Wall Placement | 216765712 |  | HRCU-A-CB-O | THH12E2S25NAR454O | Mini-Splits | THH12E2S25NAR454I |  |  |  | 14 | 25 | 10.5 | FALSE | FALSE |  | 12000 | 7800 | 3.13 | 15300 | 2.04
216765709 | 01/28/25 | Live | GENERALLUX | GENERALLUX | Singlezone Non-Ducted, Wall Placement | 216765709 |  | HRCU-A-CB-O | TSHG12E2M23NAR45O | Mini-Splits | TSHG12E2M23NAR45I |  |  |  | 13 | 24 | 10 | FALSE | FALSE |  | 12000 | 8100 | 3.08 | 9700 | 2.2
216765707 | 01/28/25 | Live | GENERALLUX | GENERALLUX | Singlezone Non-Ducted, Wall Placement | 216765707 |  | HRCU-A-CB-O | TSHG36E2S19NAR45O | Mini-Splits | TSHG36E2S19NAR45I |  |  |  | 9 | 19 | 9 | FALSE | FALSE |  | 36000 | 21800 | 2.55 | 22700 | 2.17
216765706 | 01/28/25 | Live | GENERALLUX | GENERALLUX | Singlezone Non-Ducted, Wall Placement | 216765706 |  | HRCU-A-CB-O | TSHG18E2S20NAR45O | Mini-Splits | TSHG18E2S20NAR45I |  |  |  | 11 | 21 | 9.5 | FALSE | FALSE |  | 18000 | 11000 | 2.44 | 12400 | 1.91
216765705 | 01/28/25 | Live | GENERALLUX | GENERALLUX | Singlezone Non-Ducted, Wall Placement | 216765705 |  | HRCU-A-CB-O | TSHG12E1S20NAR45O | Mini-Splits | TSHG12E1S20NAR45I |  |  |  | 10.5 | 20.5 | 9.5 | FALSE | FALSE |  | 12000 | 7500 | 2.65 | 9700 | 2.2
216765724 | 01/28/25 | Live | GENERALLUX | GENERALLUX | Singlezone Non-Ducted, Wall Placement | 216765724 |  | HRCU-A-CB-O | TSHG24E2S20NAR45O | Mini-Splits | TSCAS24CD2VIR45I |  |  |  | 11.7 | 22.5 | 10.4 | FALSE | FALSE |  | 23000 | 15200 | 2.86 | 22000 | 1.87
216765722 | 01/28/25 | Live | GENERALLUX | GENERALLUX | Singlezone Non-Ducted, Wall Placement | 216765722 |  | HRCU-A-CB-O | TSHG12E2M23NAR45O | Mini-Splits | TSCAS12CD2VIR45I |  |  |  | 11.7 | 22 | 9.5 | FALSE | FALSE |  | 12000 | 7600 | 2.78 | 9700 | 2.2
216021079 | 11/27/24 | Live | Midea Electric Trading | MIDEA | Multizone All Non-Ducted | 216021079 |  | HMSR-A-CB-O | MDV-V48WMN10T | Non-Ducted Indoor Units |  |  |  |  | 11.7 | 20 | 10.1 | FALSE | FALSE |  | 48000 | 35000 | 2.55 | 40260 | 2.47
216021078 | 12/18/24 | Live | Midea Electric Trading | MIDEA | Multizone Mix of Ducted and Non-Ducted | 216021078 |  | HMSV-A-CB | MDV-V36WMN10T | Mixed Ducted and Non-Ducted Indoor Units |  |  |  |  | 12.65 | 18.9 | 9.85 | FALSE | FALSE |  | 36000 | 29200 | 2.55 | 38360 | 2.35
216021077 | 12/01/24 | Live | Midea Electric Trading | MIDEA | Multizone All Non-Ducted | 216021077 |  | HMSR-A-CB-O | MDV-V36WMN10T | Non-Ducted Indoor Units |  |  |  |  | 13.3 | 20 | 10.1 | FALSE | FALSE |  | 36000 | 27800 | 2.83 | 39600 | 2.43
216021076 | 12/18/24 | Live | Midea Electric Trading | MIDEA | Multizone Mix of Ducted and Non-Ducted | 216021076 |  | HMSV-A-CB | MDV-V30WMN10T | Mixed Ducted and Non-Ducted Indoor Units |  |  |  |  | 13 | 18.9 | 9.95 | FALSE | FALSE |  | 30000 | 26000 | 2.8 | 31920 | 2.21
216021075 | 11/27/24 | Live | Midea Electric Trading | MIDEA | Multizone All Non-Ducted | 216021075 |  | HMSR-A-CB-O | MDV-V30WMN10T | Non-Ducted Indoor Units |  |  |  |  | 14 | 20 | 10.1 | FALSE | FALSE |  | 30000 | 26000 | 2.9 | 31940 | 2.29
216021073 | 12/01/24 | Live | Midea Electric Trading | MIDEA | Multizone All Non-Ducted | 216021073 |  | HMSR-A-CB-O | MDV-V24WMN10T | Non-Ducted Indoor Units |  |  |  |  | 11.7 | 18.5 | 10 | FALSE | FALSE |  | 24400 | 18300 | 2.71 | 21300 | 2.6
216021072 | 12/18/24 | Live | Midea Electric Trading | MIDEA | Multizone Mix of Ducted and Non-Ducted | 216021072 |  | HMSV-A-CB | MDV-V18WMN10T | Mixed Ducted and Non-Ducted Indoor Units |  |  |  |  | 11.85 | 17.25 | 9.5 | FALSE | FALSE |  | 18200 | 17600 | 2.65 | 19010 | 2.3
216021071 | 11/27/24 | Live | Midea Electric Trading | MIDEA | Multizone All Non-Ducted | 216021071 |  | HMSR-A-CB-O | MDV-V18WMN10T | Non-Ducted Indoor Units |  |  |  |  | 12 | 17.5 | 10 | FALSE | FALSE |  | 18200 | 17600 | 2.7 | 19480 | 2.35
216021062 | 12/18/24 | Live | Midea Electric Trading | MIDEA | Multizone All Ducted | 216021062 |  | HMSV-A-CB | MDV-V60WMN10T | Ducted Indoor Units |  |  |  |  | 9 | 17 | 9.2 | FALSE | FALSE |  | 60000 | 42000 | 2.45 | 45300 | 2.47
216021060 | 12/18/24 | Live | Midea Electric Trading | MIDEA | Multizone All Ducted | 216021060 |  | HMSV-A-CB | MDV-V36WMN10T | Ducted Indoor Units |  |  |  |  | 12 | 17.8 | 9.6 | FALSE | FALSE |  | 36000 | 30600 | 2.2 | 36650 | 2.03
216021059 | 12/18/24 | Live | Midea Electric Trading | MIDEA | Multizone All Ducted | 216021059 |  | HMSV-A-CB | MDV-V30WMN10T | Ducted Indoor Units |  |  |  |  | 12 | 17.8 | 9.8 | FALSE | FALSE |  | 30000 | 26000 | 2.7 | 30000 | 2.09
216021058 | 01/28/25 | Live | Midea Electric Trading | MIDEA | Multizone All Ducted | 216021058 |  | HMSV-A-CB | MDV-V24WMN10T | Ducted Indoor Units |  |  |  |  | 11.7 | 17 | 9 | FALSE | FALSE |  | 22000 | 17700 | 2.4 | 22290 | 2.12
216021057 | 12/18/24 | Live | Midea Electric Trading | MIDEA | Multizone All Ducted | 216021057 |  | HMSV-A-CB | MDV-V18WMN10T | Ducted Indoor Units |  |  |  |  | 11.7 | 17 | 9 | FALSE | FALSE |  | 18200 | 17600 | 2.61 | 18540 | 2.25
9150127 | 10/28/22 | Live | Trane U.S. Inc. | TRANE | Singlezone Non-Ducted, Wall Placement | 9150127 |  | HRCU-A-CB-O | 4TXK3824A10NU** | Mini-Splits | 4MXW3824A10NU** |  |  |  | 13 | 21.5 | 9.5 | TRUE | TRUE | TRUE | 22000 | 20000 | 2.85 | 26263 | 2.28
9150125 | 10/28/22 | Live | Trane U.S. Inc. | TRANE | Singlezone Non-Ducted, Wall Placement | 9150125 |  | HRCU-A-CB-O | 4TXK3818A10NU** | Mini-Splits | 4MXW3818A10NU** |  |  |  | 13.5 | 22 | 10 | FALSE | FALSE | TRUE | 18000 | 15100 | 2.7 | 23000 | 2.11
9150123 | 10/28/22 | Live | Trane U.S. Inc. | TRANE | Singlezone Non-Ducted, Wall Placement | 9150123 |  | HRCU-A-CB-O | 4TXK3812A10NU** | Mini-Splits | 4MXW3812A10NU** |  |  |  | 14 | 24 | 8.5 | TRUE | TRUE | FALSE | 12000 | 10300 | 2.85 | 15000 | 2.38
204340354 | 10/28/22 | Live | Trane U.S. Inc. | TRANE | Singlezone Non-Ducted, Wall Placement | 204340354 |  | HRCU-A-CB-O | 4TXK3809B10NU** | Mini-Splits | 4MXW3809B10NU** |  |  |  | 16.6 | 27 | 11 | TRUE | TRUE | TRUE | 9000 | 8200 | 2.9 | 14610 | 2.41
9150128 | 10/28/22 | Live | Trane U.S. Inc. | AMERICAN STANDARD | Singlezone Non-Ducted, Wall Placement | 9150128 |  | HRCU-A-CB-O | 4TXK3824A10NU** | Mini-Splits | 4MXW3824A10NU** |  |  |  | 13 | 21.5 | 9.5 | TRUE | TRUE | TRUE | 22000 | 20000 | 2.85 | 26263 | 2.28
9150126 | 10/28/22 | Live | Trane U.S. Inc. | AMERICAN STANDARD | Singlezone Non-Ducted, Wall Placement | 9150126 |  | HRCU-A-CB-O | 4TXK3818A10NU** | Mini-Splits | 4MXW3818A10NU** |  |  |  | 13.5 | 22 | 10 | FALSE | FALSE | TRUE | 18000 | 15100 | 2.7 | 23000 | 2.11
9150124 | 10/28/22 | Live | Trane U.S. Inc. | AMERICAN STANDARD | Singlezone Non-Ducted, Wall Placement | 9150124 |  | HRCU-A-CB-O | 4TXK3812A10NU** | Mini-Splits | 4MXW3812A10NU** |  |  |  | 14 | 24 | 8.5 | TRUE | TRUE | FALSE | 12000 | 10300 | 2.85 | 15000 | 2.38
204340355 | 10/28/22 | Live | Trane U.S. Inc. | AMERICAN STANDARD | Singlezone Non-Ducted, Wall Placement | 204340355 |  | HRCU-A-CB-O | 4TXK3809B10NU** | Mini-Splits | 4MXW3809B10NU** |  |  |  | 16.6 | 27 | 11 | FALSE | FALSE | TRUE | 9000 | 8200 | 2.9 | 14610 | 2.41
216684172 | 01/28/25 | Live | TTI Climatisation | ZEPHYR | Multizone Mix of Ducted and Non-Ducted | 216684172 |  | HMSR-A-CB-O | ZE-536M425 | Mixed Ducted and Non-Ducted Indoor Units |  |  |  |  | 12.85 | 20.5 | 9.5 | TRUE | TRUE |  | 36000 | 21800 | 2.74 | 32375 | 2.33
216684171 | 01/28/25 | Live | TTI Climatisation | ZEPHYR | Multizone All Non-Ducted | 216684171 |  | HMSR-A-CB-O | ZE-536M425 | Non-Ducted Indoor Units |  |  |  |  | 12.85 | 22 | 10 | TRUE | TRUE |  | 36000 | 22600 | 2.92 | 33850 | 2.22
216684170 | 01/28/25 | Live | TTI Climatisation | ZEPHYR | Multizone All Ducted | 216684170 |  | HMSV-A-CB | ZE-536M425 | Ducted Indoor Units |  |  |  |  | 12.85 | 19 | 9 | TRUE | TRUE |  | 36000 | 21000 | 2.56 | 33900 | 2.21
216684168 | 01/28/25 | Live | TTI Climatisation | ZEPHYR | Multizone All Non-Ducted | 216684168 |  | HMSR-A-CB-O | ZE-542M525 | Non-Ducted Indoor Units |  |  |  |  | 12 | 22 | 9.5 | TRUE | TRUE |  | 42000 | 28200 | 2.59 | 35650 | 2.28
216684167 | 01/28/25 | Live | TTI Climatisation | ZEPHYR | Multizone All Ducted | 216684167 |  | HMSV-A-CB | ZE-542M525 | Ducted Indoor Units |  |  |  |  | 11.35 | 18 | 8.8 | TRUE | TRUE |  | 42000 | 27400 | 2.49 | 37550 | 2.15
216684165 | 01/28/25 | Live | TTI Climatisation | ZEPHYR | Multizone All Ducted | 216684165 |  | HMSV-A-CB | ZE-527M325 | Ducted Indoor Units |  |  |  |  | 11.5 | 18 | 8.8 | TRUE | TRUE |  | 27000 | 18200 | 2.75 | 27950 | 2.34
216684164 | 01/28/25 | Live | TTI Climatisation | ZEPHYR | Multizone All Non-Ducted | 216684164 |  | HMSR-A-CB-O | ZE-527M325 | Non-Ducted Indoor Units |  |  |  |  | 12.85 | 23 | 10 | TRUE | TRUE |  | 27000 | 17600 | 2.71 | 29100 | 2.38
216684162 | 01/23/25 | Live | TTI Climatisation | ZEPHYR | Multizone All Ducted | 216684162 |  | HMSV-A-CB | ZE-518M225 | Ducted Indoor Units |  |  |  |  | 12 | 17.5 | 9.4 | TRUE | TRUE |  | 18000 | 11900 | 2.98 | 17800 | 2.38
216684161 | 01/23/25 | Live | TTI Climatisation | ZEPHYR | Multizone All Non-Ducted | 216684161 |  | HMSR-A-CB-O | ZE-518M225 | Non-Ducted Indoor Units |  |  |  |  | 13.3 | 22 | 10 | TRUE | TRUE |  | 18000 | 11500 | 2.93 | 18300 | 2.41
216572459 | 01/28/25 | Live | Johnson Controls Inc. (York International Norman) | COLEMAN | Singlezone Non-Ducted, Wall Placement | 216572459 |  | HRCU-A-CB-O | UPC36CN23STG1 | Mini-Splits | UNI36HW23STG1 |  |  |  | 12 | 20 | 10 | TRUE | TRUE |  | 36000 | 26000 | 3.16 | 26000 | 2.12
216572160 | 01/28/25 | Live | Johnson Controls Inc. (York International Norman) | COLEMAN | Singlezone Non-Ducted, Wall Placement | 216572160 |  | HRCU-A-CB-O | UPC24CN23STG1 | Mini-Splits | UNI24HW23STG1 |  |  |  | 12 | 21 | 10 | TRUE | FALSE |  | 24000 | 17000 | 3.11 | 17000 | 2.02
216572159 | 01/28/25 | Live | Johnson Controls Inc. (York International Norman) | COLEMAN | Singlezone Non-Ducted, Wall Placement | 216572159 |  | HRCU-A-CB-O | UPC18CN23STG1 | Mini-Splits | UNI18HW23STG1 |  |  |  | 12 | 21 | 10 | TRUE | TRUE |  | 18000 | 13400 | 3.48 | 13400 | 2.55
216572158 | 01/28/25 | Live | Johnson Controls Inc. (York International Norman) | COLEMAN | Singlezone Non-Ducted, Wall Placement | 216572158 |  | HRCU-A-CB-O | UPC12CN23STG1 | Mini-Splits | UNI12HW23STG1 |  |  |  | 12 | 22 | 10.5 | TRUE | TRUE |  | 12000 | 8900 | 3.3 | 9600 | 2.58
216572157 | 01/28/25 | Live | Johnson Controls Inc. (York International Norman) | COLEMAN | Singlezone Non-Ducted, Wall Placement | 216572157 |  | HRCU-A-CB-O | UPC09CN23STG1 | Mini-Splits | UNI09HW23STG1 |  |  |  | 12 | 22 | 10.5 | TRUE | TRUE |  | 9000 | 8900 | 3.3 | 9600 | 2.58
216010673 | 01/28/25 | Live | Johnson Controls Inc. (York International Norman) | GUARDIAN | Singlezone Ducted, Centrally Ducted | 216010673 |  | HRCU-A-CB | UPC48CN23STG1 | Mini-Splits | JHE48C5CG2SS1 |  |  |  | 12 | 18 | 9.5 | TRUE | TRUE |  | 48000 | 35600 | 4.01 | 39000 | 2.3
216010672 | 01/28/25 | Live | Johnson Controls Inc. (York International Norman) | GUARDIAN | Singlezone Ducted, Centrally Ducted | 216010672 |  | HRCU-A-CB | UPC36CN23STG1 | Mini-Splits | JHE36B5CD2SS1 |  |  |  | 11.7 | 18 | 9.5 | TRUE | TRUE |  | 36000 | 23200 | 3.06 | 34520 | 2.38
216409634 | 01/28/25 | Live | Johnson Controls Inc. (York International Norman) | GUARDIAN | Singlezone Ducted, Centrally Ducted | 216409634 |  | HRCU-A-CB | UPC24CN23STG1 | Mini-Splits | JHE24B5AC2SS1 |  |  |  | 11.7 | 18 | 9.5 | FALSE | FALSE |  | 24000 | 20200 | 2.24 | 23500 | 2.2
216409633 | 01/28/25 | Live | Johnson Controls Inc. (York International Norman) | GUARDIAN | Singlezone Ducted, Centrally Ducted | 216409633 |  | HRCU-A-CB | UPC24CN23STG1 | Mini-Splits | JHE18B5AB2SS1 |  |  |  | 12 | 18 | 9.5 | TRUE | TRUE |  | 18000 | 16600 | 1.98 | 23500 | 2.2
216707876 | 01/11/25 | Live | RBL A/C INC. | HAXXAIR | Multizone Mix of Ducted and Non-Ducted | 216707876 |  | HMSR-A-CB-O | HVHMZ-36V2D | Mixed Ducted and Non-Ducted Indoor Units |  |  |  |  | 12.85 | 20.5 | 9.5 | TRUE | TRUE |  | 36000 | 21800 | 2.62 | 33875 | 2.22
216707875 | 01/11/25 | Live | RBL A/C INC. | HAXXAIR | Multizone All Non-Ducted | 216707875 |  | HMSR-A-CB-O | HVHMZ-36V2D | Non-Ducted Indoor Units |  |  |  |  | 12.85 | 22 | 10 | TRUE | TRUE |  | 36000 | 22600 | 2.92 | 33850 | 2.22
216707874 | 01/11/25 | Live | RBL A/C INC. | HAXXAIR | Multizone All Ducted | 216707874 |  | HMSV-A-CB | HVHMZ-36V2D | Ducted Indoor Units |  |  |  |  | 12.85 | 19 | 9 | TRUE | TRUE |  | 36000 | 21000 | 2.56 | 33900 | 2.21
216707873 | 01/11/25 | Live | RBL A/C INC. | HAXXAIR | Multizone Mix of Ducted and Non-Ducted | 216707873 |  | HMSR-A-CB-O | HVHMZ-42V2D | Mixed Ducted and Non-Ducted Indoor Units |  |  |  |  | 11.8 | 20 | 9.15 | TRUE | TRUE |  | 42000 | 27800 | 2.51 | 36600 | 2.21
216707871 | 01/11/25 | Live | RBL A/C INC. | HAXXAIR | Multizone All Ducted | 216707871 |  | HMSV-A-CB | HVHMZ-42V2D | Ducted Indoor Units |  |  |  |  | 11.35 | 18 | 8.8 | TRUE | TRUE |  | 42000 | 27400 | 2.49 | 37550 | 2.14
216707870 | 01/11/25 | Live | RBL A/C INC. | HAXXAIR | Multizone Mix of Ducted and Non-Ducted | 216707870 |  | HMSR-A-CB-O | HVHMZ-27V2D | Mixed Ducted and Non-Ducted Indoor Units |  |  |  |  | 12.2 | 20.5 | 9.4 | TRUE | TRUE |  | 27000 | 18000 | 1.95 | 28525 | 2.35
216707869 | 01/11/25 | Live | RBL A/C INC. | HAXXAIR | Multizone All Ducted | 216707869 |  | HMSV-A-CB | HVHMZ-27V2D | Ducted Indoor Units |  |  |  |  | 11.5 | 18 | 8.8 | TRUE | TRUE |  | 27000 | 18200 | 2.75 | 27950 | 2.34
216707868 | 01/11/25 | Live | RBL A/C INC. | HAXXAIR | Multizone All Non-Ducted | 216707868 |  | HMSR-A-CB-O | HVHMZ-27V2D | Non-Ducted Indoor Units |  |  |  |  | 12.85 | 23 | 10 | TRUE | TRUE |  | 27000 | 17600 | 2.71 | 29100 | 2.38
216625965 | 01/18/25 | Live | RBL A/C INC. | SHARP | Singlezone Non-Ducted, Wall Placement | 216625965 |  | HRCU-A-CB-O | AE-X15ZU1 | Mini-Splits | AY-XP15ZU1-B |  |  |  | 13.4 | 24 | 11 | FALSE | FALSE |  | 15000 | 18100 | 2.21 | 18100 | 2.21
216625964 | 01/18/25 | Live | RBL A/C INC. | SHARP | Singlezone Non-Ducted, Wall Placement | 216625964 |  | HRCU-A-CB-O | AE-X18ZU1 | Mini-Splits | AY-XPC18BU-B |  |  |  | 13 | 24 | 11 | TRUE | TRUE |  | 18000 | 22000 | 2.3 | 22000 | 2.3
216624517 | 01/18/25 | Live | RBL A/C INC. | SHARP | Singlezone Non-Ducted, Wall Placement | 216624517 |  | HRCU-A-CB-O | AE-X12CPU | Mini-Splits | AY-XP12CPU |  |  |  | 12.1 | 21 | 10.5 | FALSE | FALSE |  | 12500 | 15000 | 2.31 | 15000 | 2.31
216014853 | 01/11/25 | Live | RBL A/C INC. | HAXXAIR | Singlezone Ducted, Centrally Ducted | 216014853 |  | HRCU-A-CB | HVHDZ-60V2D |  | HAHDZ-60V2D |  |  |  | 11 | 19 | 9 | FALSE | FALSE |  | 57000 | 37000 | 2.61 | 42000 | 2.34
216014852 | 01/11/25 | Live | RBL A/C INC. | HAXXAIR | Singlezone Ducted, Centrally Ducted | 216014852 |  | HRCU-A-CB | HVHDZ-48V2D |  | HAHDZ-48V2D |  |  |  | 12 | 19 | 9 | TRUE | TRUE |  | 48000 | 36600 | 2.64 | 38600 | 2.11
216014850 | 01/11/25 | Live | RBL A/C INC. | HAXXAIR | Singlezone Ducted, Centrally Ducted | 216014850 |  | HRCU-A-CB | HVHDZ-24V2D |  | HAHDZ-24V2D |  |  |  | 12 | 20 | 10 | TRUE | TRUE |  | 24000 | 20400 | 3.05 | 21500 | 2.47
216012011 | 01/11/25 | Live | RBL A/C INC. | HAXXAIR | Singlezone Non-Ducted, Wall Placement | 216012011 |  | HRCU-A-CB-O | HVHZ-12V2D | Mini-Splits | HAHZ-12V2D |  |  |  | 12.25 | 23 | 10 | TRUE | TRUE |  | 12000 | 10800 | 4.8 | 12000 | 2.51
216012010 | 01/11/25 | Live | RBL A/C INC. | HAXXAIR | Singlezone Non-Ducted, Wall Placement | 216012010 |  | HRCU-A-CB-O | HVHZ-09V2D | Mini-Splits | HAHZ-09V2D |  |  |  | 13.65 | 25 | 11 | TRUE | TRUE |  | 9000 | 9000 | 4.8 | 9200 | 2.07
215887342 | 01/11/25 | Live | RBL A/C INC. | HAXXAIR | Singlezone Non-Ducted, Wall Placement | 215887342 |  | HRCU-A-CB-O | HVHZ-24V2D | Mini-Splits | HAHZ-24V2D |  |  |  | 12.25 | 22.5 | 9.5 | TRUE | TRUE |  | 24000 | 22000 | 3.58 | 24000 | 1.85
215887341 | 01/11/25 | Live | RBL A/C INC. | HAXXAIR | Singlezone Non-Ducted, Wall Placement | 215887341 |  | HRCU-A-CB-O | HVHZ-18V2D | Mini-Splits | HAHZ-18V2D |  |  |  | 12.95 | 21 | 10 | TRUE | TRUE |  | 18000 | 18000 | 3.61 | 18500 | 1.95
216723131 | 01/28/25 | Live | TCL AIR CONDITIONER (ZHONGSHAN) CO.,LTD. | ZERO | Singlezone Non-Ducted, Wall Placement | 216723131 |  | HRCU-A-CB-O | ZMSB-24HVT-USHHCR2 | Mini-Splits | ZMSB-24HVT-USHHCR2 |  |  |  | 12 | 23 | 10 | TRUE | TRUE |  | 24000 | 15500 | 2.67 | 22000 | 2.01
216723130 | 01/28/25 | Live | TCL AIR CONDITIONER (ZHONGSHAN) CO.,LTD. | ZERO | Singlezone Non-Ducted, Wall Placement | 216723130 |  | HRCU-A-CB-O | ZMSB-18HVT-USHHCR2 | Mini-Splits | ZMSB-18HVT-USHHCR2 |  |  |  | 12.5 | 23.5 | 10 | TRUE | TRUE |  | 18000 | 11500 | 2.81 | 20000 | 2.09
216723129 | 01/28/25 | Live | TCL AIR CONDITIONER (ZHONGSHAN) CO.,LTD. | ZERO | Singlezone Non-Ducted, Wall Placement | 216723129 |  | HRCU-A-CB-O | ZMSB-12HVT-USHHCR2 | Mini-Splits | ZMSB-12HVT-USHHCR2 |  |  |  | 14 | 25 | 10.5 | TRUE | TRUE |  | 12000 | 7800 | 3.13 | 15300 | 2.04
216723128 | 01/28/25 | Live | TCL AIR CONDITIONER (ZHONGSHAN) CO.,LTD. | ZERO | Singlezone Non-Ducted, Wall Placement | 216723128 |  | HRCU-A-CB-O | ZMSB-09HVT-USHHCR2 | Mini-Splits | ZMSB-09HVT-USHHCR2 |  |  |  | 14.5 | 25 | 10.5 | TRUE | TRUE |  | 9000 | 5800 | 2.93 | 10600 | 1.99
216032523 | 01/28/25 | Live | TCL AIR CONDITIONER (ZHONGSHAN) CO.,LTD. | ZERO | Singlezone Non-Ducted, Wall Placement | 216032523 |  | HRCU-A-CB-O | ZMSB-24HVT-USHHR2 | Mini-Splits | ZMSB-24HVT-USHHR2 |  |  |  | 12 | 23 | 9.5 | TRUE | TRUE |  | 23000 | 14000 | 1.39 | 22000 | 1.87
216032522 | 01/28/25 | Live | TCL AIR CONDITIONER (ZHONGSHAN) CO.,LTD. | ZERO | Singlezone Non-Ducted, Wall Placement | 216032522 |  | HRCU-A-CB-O | ZMSB-18HVT-USHHR2 | Mini-Splits | ZMSB-18HVT-USHHR2 |  |  |  | 12.5 | 23 | 9.5 | TRUE | TRUE |  | 18000 | 11000 | 1.61 | 17500 | 2.14
216032521 | 01/28/25 | Live | TCL AIR CONDITIONER (ZHONGSHAN) CO.,LTD. | ZERO | Singlezone Non-Ducted, Wall Placement | 216032521 |  | HRCU-A-CB-O | ZMSB-12HVT-USHHR2 | Mini-Splits | ZMSB-12HVT-USHHR2 |  |  |  | 13 | 24 | 10 | TRUE | TRUE |  | 12000 | 8100 | 3.08 | 9700 | 2.2
216032520 | 01/28/25 | Live | TCL AIR CONDITIONER (ZHONGSHAN) CO.,LTD. | ZERO | Singlezone Non-Ducted, Wall Placement | 216032520 |  | HRCU-A-CB-O | ZMSB-09HVT-USHHR2 | Mini-Splits | ZMSB-09HVT-USHHR2 |  |  |  | 13 | 24 | 10 | TRUE | TRUE |  | 9000 | 5800 | 2.66 | 9100 | 2.22
216032519 | 01/28/25 | Live | TCL AIR CONDITIONER (ZHONGSHAN) CO.,LTD. | ZERO | Singlezone Non-Ducted, Wall Placement | 216032519 |  | HRCU-A-CB-O | ZMSB-12HVT110-USHHR2 | Mini-Splits | ZMSB-12HVT110-USHHR2 |  |  |  | 13 | 23 | 10 | TRUE | TRUE |  | 12000 | 7800 | 2.89 | 9700 | 2.2
216032518 | 01/28/25 | Live | TCL AIR CONDITIONER (ZHONGSHAN) CO.,LTD. | ZERO | Singlezone Non-Ducted, Wall Placement | 216032518 |  | HRCU-A-CB-O | ZMSB-09HVT110-USHHR2 | Mini-Splits | ZMSB-09HVT110-USHHR2 |  |  |  | 13 | 24 | 10 | TRUE | TRUE |  | 9000 | 6200 | 2.84 | 9100 | 2.22
216032607 | 01/28/25 | Live | TCL AIR CONDITIONER (ZHONGSHAN) CO.,LTD. | ZERO | Singlezone Non-Ducted, Wall Placement | 216032607 |  | HRCU-A-CB-O | ZMSB-36HVT-USR2 | Mini-Splits | ZMSB-36HVT-USR2 |  |  |  | 9 | 19 | 9 | FALSE | FALSE |  | 36000 | 21800 | 2.55 | 22700 | 2.17
216032606 | 01/28/25 | Live | TCL AIR CONDITIONER (ZHONGSHAN) CO.,LTD. | ZERO | Singlezone Non-Ducted, Wall Placement | 216032606 |  | HRCU-A-CB-O | ZMSB-24HVT-USR2 | Mini-Splits | ZMSB-24HVT-USR2 |  |  |  | 11 | 21 | 9.5 | FALSE | FALSE |  | 24000 | 15600 | 2.74 | 17000 | 2.21
216032605 | 01/28/25 | Live | TCL AIR CONDITIONER (ZHONGSHAN) CO.,LTD. | ZERO | Singlezone Non-Ducted, Wall Placement | 216032605 |  | HRCU-A-CB-O | ZMSB-18HVT-USR2 | Mini-Splits | ZMSB-18HVT-USR2 |  |  |  | 11 | 21 | 9.5 | FALSE | FALSE |  | 18000 | 11000 | 2.44 | 12400 | 1.91
216032604 | 01/28/25 | Live | TCL AIR CONDITIONER (ZHONGSHAN) CO.,LTD. | ZERO | Singlezone Non-Ducted, Wall Placement | 216032604 |  | HRCU-A-CB-O | ZMSB-12HVT-USR2 | Mini-Splits | ZMSB-12HVT-USR2 |  |  |  | 11.2 | 23 | 9.5 | FALSE | FALSE |  | 12000 | 7400 | 2.71 | 9700 | 2.2
216032603 | 01/28/25 | Live | TCL AIR CONDITIONER (ZHONGSHAN) CO.,LTD. | ZERO | Singlezone Non-Ducted, Wall Placement | 216032603 |  | HRCU-A-CB-O | ZMSB-09HVT-USR2 | Mini-Splits | ZMSB-09HVT-USR2 |  |  |  | 12 | 20 | 10 | FALSE | FALSE |  | 9000 | 5800 | 2.54 | 9100 | 2.07
216032602 | 01/28/25 | Live | TCL AIR CONDITIONER (ZHONGSHAN) CO.,LTD. | ZERO | Singlezone Non-Ducted, Wall Placement | 216032602 |  | HRCU-A-CB-O | ZMSB-12HVT110-USR2 | Mini-Splits | ZMSB-12HVT110-USR2 |  |  |  | 10.5 | 20.5 | 9.5 | FALSE | FALSE |  | 12000 | 7500 | 2.65 | 9700 | 2.2
216032601 | 01/28/25 | Live | TCL AIR CONDITIONER (ZHONGSHAN) CO.,LTD. | ZERO | Singlezone Non-Ducted, Wall Placement | 216032601 |  | HRCU-A-CB-O | ZMSB-09HVT110-USR2 | Mini-Splits | ZMSB-09HVT110-USR2 |  |  |  | 11.7 | 19 | 9.5 | FALSE | FALSE |  | 9000 | 5800 | 2.5 | 9100 | 2.05
213060799 | 08/02/23 | Live | Wolf Steel Ltd | CONTINENTAL | Singlezone Ducted, Centrally Ducted | 213060799 |  | HRCU-A-C | WSEHV2436RA1-C |  | WPCCA24 |  |  |  | 11 | 15.2 | 8.5 | FALSE | FALSE | TRUE | 23000 | 19600 | 2.1 | 20600 | 2.08
213060800 | 08/02/23 | Live | Wolf Steel Ltd | CONTINENTAL | Singlezone Ducted, Centrally Ducted | 213060800 |  | HRCU-A-C | WSEHV2436RA1-C |  | WPCCA36 |  |  |  | 9.5 | 15.2 | 8.5 | FALSE | FALSE | FALSE | 32000 | 23200 | 2 | 29000 | 1.99
213060801 | 08/02/23 | Live | Wolf Steel Ltd | CONTINENTAL | Singlezone Ducted, Centrally Ducted | 213060801 |  | HRCU-A-C | WSEHV4860RA1-C |  | WPCCB48 |  |  |  | 10 | 15.2 | 8.5 | FALSE | FALSE | TRUE | 47000 | 39000 | 2.1 | 41000 | 2.08
213060802 | 08/02/23 | Live | Wolf Steel Ltd | CONTINENTAL | Singlezone Ducted, Centrally Ducted | 213060802 |  | HRCU-A-C | WSEHV4860RA1-C |  | WPCCB60 |  |  |  | 9.5 | 15.2 | 8.5 | FALSE | FALSE | FALSE | 50500 | 44500 | 2.1 | 46700 | 2.08
213061680 | 08/02/23 | Live | Wolf Steel Ltd | NAPOLEON | Singlezone Ducted, Centrally Ducted | 213061680 |  | HRCU-A-C | WSEHV2436RA1-N |  | WPCCA24 |  |  |  | 11 | 15.2 | 8.5 | FALSE | FALSE | TRUE | 23000 | 19600 | 2.1 | 20600 | 2.08
213061682 | 08/02/23 | Live | Wolf Steel Ltd | NAPOLEON | Singlezone Ducted, Centrally Ducted | 213061682 |  | HRCU-A-C | WSEHV2436RA1-N |  | WPCCA36 |  |  |  | 9.5 | 15.2 | 8.5 | FALSE | FALSE | FALSE | 32000 | 23200 | 2 | 29000 | 1.99
213061683 | 08/02/23 | Live | Wolf Steel Ltd | NAPOLEON | Singlezone Ducted, Centrally Ducted | 213061683 |  | HRCU-A-C | WSEHV4860RA1-N |  | WPCCB48 |  |  |  | 10 | 15.2 | 8.5 | FALSE | FALSE | TRUE | 47000 | 39000 | 2.1 | 41000 | 2.08
213061684 | 08/02/23 | Live | Wolf Steel Ltd | NAPOLEON | Singlezone Ducted, Centrally Ducted | 213061684 |  | HRCU-A-C | WSEHV4860RA1-N |  | WPCCB60 |  |  |  | 9.5 | 15.2 | 8.5 | FALSE | FALSE | FALSE | 50500 | 44500 | 2.1 | 46700 | 2.08
211624978 | 05/24/23 | Live | WOLF STEEL LTD. | CONTINENTAL | Singlezone Ducted, Centrally Ducted | 211624978 |  | HRCU-A-C | WSEHV2436RA1-C | Ducted Indoor Units | CPFX24A36A | 10 | 18 | 10 | 10 | 16 | 9 | TRUE | TRUE | TRUE | 34000 | 29000 | 2.3 | 35000 | 1.95
211624977 | 05/24/23 | Live | WOLF STEEL LTD. | CONTINENTAL | Singlezone Ducted, Centrally Ducted | 211624977 |  | HRCU-A-C | WSEHV2436RA1-C | Ducted Indoor Units | CPFX24A | 12.5 | 20 | 10.5 | 12 | 17 | 9 | TRUE | TRUE | TRUE | 24000 | 20000 | 2.3 | 24000 | 2.3
211624979 | 05/24/23 | Live | WOLF STEEL LTD. | CONTINENTAL | Singlezone Ducted, Centrally Ducted | 211624979 |  | HRCU-A-C | WSEHV4860RA1-C | Ducted Indoor Units | CPFX48A | 11.5 | 18 | 10.5 | 11 | 17 | 9 | TRUE | TRUE | TRUE | 48000 | 39500 | 2.5 | 48000 | 2.04
211624980 | 05/24/23 | Live | WOLF STEEL LTD. | CONTINENTAL | Singlezone Ducted, Centrally Ducted | 211624980 |  | HRCU-A-C | WSEHV4860RA1-C | Ducted Indoor Units | CPFX48A60A | 10.5 | 17 | 10 | 10 | 16 | 9 | TRUE | TRUE | TRUE | 54000 | 44000 | 2.4 | 49000 | 2.03
211624973 | 05/24/23 | Live | WOLF STEEL LTD. | NAPOLEON | Singlezone Ducted, Centrally Ducted | 211624973 |  | HRCU-A-C | WSEHV2436RA1-N | Ducted Indoor Units | NPFX24A | 12.5 | 20 | 10.5 | 12 | 17 | 9 | TRUE | TRUE | TRUE | 24000 | 20000 | 2.3 | 24000 | 2.3
211624974 | 05/24/23 | Live | WOLF STEEL LTD. | NAPOLEON | Singlezone Ducted, Centrally Ducted | 211624974 |  | HRCU-A-C | WSEHV2436RA1-N | Ducted Indoor Units | NPFX24A36A | 10 | 18 | 10 | 10 | 16 | 9 | TRUE | TRUE | TRUE | 34000 | 29000 | 2.3 | 35000 | 1.95
211624975 | 05/24/23 | Live | WOLF STEEL LTD. | NAPOLEON | Singlezone Ducted, Centrally Ducted | 211624975 |  | HRCU-A-C | WSEHV4860RA1-N | Ducted Indoor Units | NPFX48A | 11.5 | 18 | 10.5 | 11 | 17 | 9 | TRUE | TRUE | TRUE | 48000 | 39500 | 2.5 | 48000 | 2.04
211624976 | 05/24/23 | Live | WOLF STEEL LTD. | NAPOLEON | Singlezone Ducted, Centrally Ducted | 211624976 |  | HRCU-A-C | WSEHV4860RA1-N | Ducted Indoor Units | NPFX48A60A | 10.5 | 17 | 10 | 10 | 16 | 9 | TRUE | TRUE | TRUE | 54000 | 44000 | 2.4 | 49000 | 2.03
216558428 | 01/27/25 | Live | Johnson Controls Inc. (York International Norman) | COLEMAN | Singlezone Non-Ducted, Ceiling Placement | 216558428 |  | HRCU-A-CB-O | UPC36CN23STG1 | Mini-Splits | UNI36CS23STG1 |  |  |  | 12 | 19.5 | 9.5 | TRUE | TRUE |  | 36000 | 25600 | 2.76 | 30000 | 2.53
216558426 | 01/27/25 | Live | Johnson Controls Inc. (York International Norman) | COLEMAN | Singlezone Ducted, Compact Ducted | 216558426 |  | HRCU-A-CB | UPC36CN23STG1 | Mini-Splits | UNI36DT23STG1 |  |  |  | 11.7 | 18.5 | 9 | TRUE | TRUE |  | 33000 | 25600 | 2.74 | 28700 | 2.51
216566083 | 01/27/25 | Live | Johnson Controls Inc. (York International Norman) | COLEMAN | Singlezone Ducted, Compact Ducted | 216566083 |  | HRCU-A-CB | UPC12CN23STG1 | Mini-Splits | UNI12DT23STG1 |  |  |  | 11.7 | 19.5 | 9.5 | TRUE | TRUE |  | 12000 | 8700 | 2.6 | 9700 | 2.11
216566082 | 01/27/25 | Live | Johnson Controls Inc. (York International Norman) | COLEMAN | Singlezone Ducted, Compact Ducted | 216566082 |  | HRCU-A-CB | UPC09CN23STG1 | Mini-Splits | UNI09DT23STG1 |  |  |  | 11.7 | 19.5 | 9.5 | TRUE | TRUE |  | 9000 | 8700 | 2.6 | 9700 | 2.11
216566081 | 01/27/25 | Live | Johnson Controls Inc. (York International Norman) | COLEMAN | Singlezone Non-Ducted, Ceiling Placement | 216566081 |  | HRCU-A-CB-O | UPC12CN23STG1 | Mini-Splits | UNI12CS23STG1 |  |  |  | 12 | 20 | 9.5 | TRUE | TRUE |  | 12000 | 8900 | 2.69 | 9700 | 2.45
216566080 | 01/27/25 | Live | Johnson Controls Inc. (York International Norman) | COLEMAN | Singlezone Non-Ducted, Ceiling Placement | 216566080 |  | HRCU-A-CB-O | UPC09CN23STG1 | Mini-Splits | UNI09CS23STG1 |  |  |  | 12 | 20 | 9.5 | TRUE | TRUE |  | 9000 | 8900 | 2.69 | 9700 | 2.45
216558427 | 01/28/25 | Live | Johnson Controls Inc. (York International Norman) | COLEMAN | Singlezone Ducted, Compact Ducted | 216558427 |  | HRCU-A-CB | UPC48CN23STG1 | Mini-Splits | UNI48DT23STG1 |  |  |  | 10.7 | 19.5 | 9.5 | TRUE | TRUE |  | 44000 | 28600 | 2.6 | 32800 | 1.95
216558429 | 01/28/25 | Live | Johnson Controls Inc. (York International Norman) | COLEMAN | Singlezone Non-Ducted, Ceiling Placement | 216558429 |  | HRCU-A-CB-O | UPC48CN23STG1 | Mini-Splits | UNI48CS23STG1 |  |  |  | 12 | 20 | 9.5 | TRUE | TRUE |  | 44000 | 28600 | 2.47 | 32800 | 1.89
216776163 | 01/28/25 | Live | Trane U.S. Inc. | AMERISTAR | Multizone All Ducted | 216776163 |  | HRCU-A-CB | A5HL5060A1 | Ducted Indoor Units | A5AHV007A1D3 |  |  |  | 10 | 16 | 8.1 | FALSE | FALSE |  | 53000 | 46000 | 1.97 | 46000 | 1.97
216776162 | 01/28/25 | Live | Trane U.S. Inc. | AMERISTAR | Multizone All Ducted | 216776162 |  | HRCU-A-CB | A5HL5048A1 | Ducted Indoor Units | A5AHV006A1D3 |  |  |  | 11.7 | 16 | 8.1 | TRUE | TRUE |  | 46000 | 42000 | 1.88 | 42000 | 1.88
216776161 | 01/28/25 | Live | Trane U.S. Inc. | AMERISTAR | Multizone All Ducted | 216776161 |  | HRCU-A-CB | A5HL5036A1 | Ducted Indoor Units | A5AHV004A1D3 |  |  |  | 11.7 | 16 | 8.1 | TRUE | TRUE |  | 34000 | 30000 | 2.01 | 30000 | 2.01
216776160 | 01/28/25 | Live | Trane U.S. Inc. | AMERISTAR | Multizone All Ducted | 216776160 |  | HRCU-A-CB | A5HL5024A1 | Ducted Indoor Units | A5AHV002A1B3 |  |  |  | 11.7 | 16 | 8.1 | TRUE | TRUE |  | 23000 | 21000 | 2 | 21000 | 2
216776159 | 01/28/25 | Live | Trane U.S. Inc. | RUNTRU | Multizone All Ducted | 216776159 |  | HRCU-A-CB | A5HL5060A1 | Ducted Indoor Units | A5AHV007A1D3 |  |  |  | 10 | 16 | 8.1 | FALSE | FALSE |  | 53000 | 46000 | 1.97 | 46000 | 1.97
216776158 | 01/28/25 | Live | Trane U.S. Inc. | RUNTRU | Multizone All Ducted | 216776158 |  | HRCU-A-CB | A5HL5048A1 | Ducted Indoor Units | A5AHV006A1D3 |  |  |  | 11.7 | 16 | 8.1 | TRUE | TRUE |  | 46000 | 42000 | 1.88 | 42000 | 1.88
216776157 | 01/28/25 | Live | Trane U.S. Inc. | RUNTRU | Multizone All Ducted | 216776157 |  | HRCU-A-CB | A5HL5036A1 | Ducted Indoor Units | A5AHV004A1D3 |  |  |  | 11.7 | 16 | 8.1 | TRUE | TRUE |  | 34000 | 30000 | 2.01 | 30000 | 2.01
216776156 | 01/28/25 | Live | Trane U.S. Inc. | RUNTRU | Multizone All Ducted | 216776156 |  | HRCU-A-CB | A5HL5024A1 | Ducted Indoor Units | A5AHV002A1B3 |  |  |  | 11.7 | 16 | 8.1 | TRUE | TRUE |  | 23000 | 21000 | 2 | 21000 | 2
216776155 | 01/28/25 | Live | Trane U.S. Inc. | AMERICAN STANDARD | Multizone All Ducted | 216776155 |  | HRCU-A-CB | 5HPL5060A1 | Ducted Indoor Units | 5TEM6D07AV51+TDR |  |  |  | 10 | 16 | 8.1 | FALSE | FALSE |  | 53000 | 46000 | 1.97 | 46000 | 1.97
216776154 | 01/28/25 | Live | Trane U.S. Inc. | AMERICAN STANDARD | Multizone All Ducted | 216776154 |  | HRCU-A-CB | 5HPL5048A1 | Ducted Indoor Units | 5TEM6D06AV41+TDR |  |  |  | 11.7 | 16 | 8.1 | TRUE | TRUE |  | 46000 | 42000 | 1.88 | 42000 | 1.88
216776153 | 01/28/25 | Live | Trane U.S. Inc. | AMERICAN STANDARD | Multizone All Ducted | 216776153 |  | HRCU-A-CB | 5HPL5036A1 | Ducted Indoor Units | 5TEM6D04AV31+TDR |  |  |  | 11.7 | 16 | 8.1 | TRUE | TRUE |  | 34000 | 30000 | 2.01 | 30000 | 2.01
216776152 | 01/28/25 | Live | Trane U.S. Inc. | AMERICAN STANDARD | Multizone All Ducted | 216776152 |  | HRCU-A-CB | 5HPL5024A1 | Ducted Indoor Units | 5TEM6B02AV21+TDR |  |  |  | 11.7 | 16 | 8.1 | TRUE | TRUE |  | 23000 | 21000 | 2 | 21000 | 2
216776151 | 01/28/25 | Live | Trane U.S. Inc. | TRANE | Multizone All Ducted | 216776151 |  | HRCU-A-CB | 5HPL5060A1 | Ducted Indoor Units | 5TEM6D07AV51+TDR |  |  |  | 10 | 16 | 8.1 | FALSE | FALSE |  | 53000 | 46000 | 1.97 | 46000 | 1.97
216776150 | 01/28/25 | Live | Trane U.S. Inc. | TRANE | Multizone All Ducted | 216776150 |  | HRCU-A-CB | 5HPL5048A1 | Ducted Indoor Units | 5TEM6D06AV41+TDR |  |  |  | 11.7 | 16 | 8.1 | TRUE | TRUE |  | 46000 | 42000 | 1.88 | 42000 | 1.88
216776149 | 01/28/25 | Live | Trane U.S. Inc. | TRANE | Multizone All Ducted | 216776149 |  | HRCU-A-CB | 5HPL5036A1 | Ducted Indoor Units | 5TEM6D04AV31+TDR |  |  |  | 11.7 | 16 | 8.1 | TRUE | TRUE |  | 34000 | 30000 | 2.01 | 30000 | 2.01
216776148 | 01/28/25 | Live | Trane U.S. Inc. | TRANE | Multizone All Ducted | 216776148 |  | HRCU-A-CB | 5HPL5024A1 | Ducted Indoor Units | 5TEM6B02AV21+TDR |  |  |  | 11.7 | 16 | 8.1 | TRUE | TRUE |  | 23000 | 21000 | 2 | 21000 | 2
216566113 | 01/28/25 | Live | Johnson Controls Inc. (York International Norman) | COLEMAN | Singlezone Ducted, Centrally Ducted | 216566113 |  | HRCU-A-CB-O | UPC24CN23STG1 | Mini-Splits | UNI24DT23STG1 |  |  |  | 11.7 | 19 | 9.5 | TRUE | TRUE |  | 24000 | 18200 | 2.47 | 20700 | 2.23
216566112 | 01/28/25 | Live | Johnson Controls Inc. (York International Norman) | COLEMAN | Singlezone Ducted, Centrally Ducted | 216566112 |  | HRCU-A-CB-O | UPC18CN23STG1 | Mini-Splits | UNI18DT23STG1 |  |  |  | 11.7 | 19 | 9 | TRUE | TRUE |  | 18000 | 13200 | 3.12 | 17000 | 2.04
216566109 | 01/28/25 | Live | Johnson Controls Inc. (York International Norman) | COLEMAN | Singlezone Non-Ducted, Ceiling Placement | 216566109 |  | HRCU-A-CB-O | UPC24CN23STG1 | Mini-Splits | UNI24CS23STG1 |  |  |  | 12 | 20 | 10.5 | TRUE | TRUE |  | 24000 | 19100 | 3.33 | 19740 | 2.35
216566108 | 01/28/25 | Live | Johnson Controls Inc. (York International Norman) | COLEMAN | Singlezone Non-Ducted, Ceiling Placement | 216566108 |  | HRCU-A-CB-O | UPC18CN23STG1 | Mini-Splits | UNI18CS23STG1 |  |  |  | 12 | 20 | 10 | TRUE | TRUE |  | 18000 | 14100 | 3.59 | 17600 | 2.43
215428286 | 01/27/25 | Live | Hisense | Hisense | Multizone All Ducted | 215428286 |  | HMSV-A-CB | AVW-48H3DH2H1 | Ducted Indoor Units |  |  |  |  | 9.3 | 17 | 8.5 | FALSE | FALSE |  | 48000 | 37800 | 2.1 | 39500 | 2.03
215428289 | 01/27/25 | Live | Hisense | Hisense | Multizone All Non-Ducted | 215428289 |  | HMSR-A-CB-O | AVW-48H3DH2H1 | Non-Ducted Indoor Units |  |  |  |  | 12 | 23.3 | 9 | FALSE | FALSE |  | 48000 | 35200 | 2.1 | 36600 | 2.02
215428300 | 01/27/25 | Live | Hisense | Hisense | Multizone Mix of Ducted and Non-Ducted | 215428300 |  | HMSV-A-CB | AVW-48H3DH2H1 | Mixed Ducted and Non-Ducted Indoor Units |  |  |  |  | 10.65 | 17 | 8.75 | FALSE | FALSE |  | 48000 | 36400 | 2.1 | 37800 | 2.02
215428285 | 01/27/25 | Live | Hisense | Hisense | Multizone All Ducted | 215428285 |  | HMSV-A-CB | AVW-36H3DH2H1 | Ducted Indoor Units |  |  |  |  | 11.3 | 17 | 9 | FALSE | FALSE |  | 36000 | 29400 | 2.3 | 30600 | 2.21
215428288 | 01/27/25 | Live | Hisense | Hisense | Multizone All Non-Ducted | 215428288 |  | HMSR-A-CB-O | AVW-36H3DH2H1 | Non-Ducted Indoor Units |  |  |  |  | 12.6 | 23 | 9.35 | FALSE | FALSE |  | 36000 | 29400 | 2.3 | 30600 | 2.21
215428299 | 01/27/25 | Live | Hisense | Hisense | Multizone Mix of Ducted and Non-Ducted | 215428299 |  | HMSV-A-CB | AVW-36H3DH2H1 | Mixed Ducted and Non-Ducted Indoor Units |  |  |  |  | 11.95 | 17 | 9.2 | FALSE | FALSE |  | 36000 | 29400 | 2.3 | 30600 | 2.21
215428284 | 01/27/25 | Live | Hisense | Hisense | Multizone All Ducted | 215428284 |  | HMSV-A-CB | AVW-24H3DH2H1 | Ducted Indoor Units |  |  |  |  | 11.5 | 18.15 | 8.5 | FALSE | FALSE |  | 24000 | 20000 | 2.5 | 20800 | 2.41
215428287 | 01/27/25 | Live | Hisense | Hisense | Multizone All Non-Ducted | 215428287 |  | HMSR-A-CB-O | AVW-24H3DH2H1 | Non-Ducted Indoor Units |  |  |  |  | 12 | 18.15 | 9 | FALSE | FALSE |  | 24000 | 20000 | 2.8 | 20800 | 2.7
215428298 | 01/27/25 | Live | Hisense | Hisense | Multizone Mix of Ducted and Non-Ducted | 215428298 |  | HMSV-A-CB | AVW-24H3DH2H1 | Mixed Ducted and Non-Ducted Indoor Units |  |  |  |  | 11.75 | 18.15 | 8.75 | FALSE | FALSE |  | 24000 | 20000 | 2.64 | 20800 | 2.54
216618253 | 01/27/25 | Live | Hisense | Hisense | Multizone All Ducted | 216618253 |  | HMSV-A-CB | AVW-60F3DAH2 | Ducted Indoor Units |  |  |  |  | 10.5 | 17 | 10.1 | FALSE | FALSE |  | 60000 | 63000 | 2.4 | 65500 | 2.31
216618254 | 01/27/25 | Live | Hisense | Hisense | Multizone All Non-Ducted | 216618254 |  | HMSR-A-CB-O | AVW-60F3DAH2 | Non-Ducted Indoor Units |  |  |  |  | 11 | 21.5 | 11 | FALSE | FALSE |  | 60000 | 63000 | 2.4 | 65500 | 2.31
216618255 | 01/27/25 | Live | Hisense | Hisense | Multizone Mix of Ducted and Non-Ducted | 216618255 |  | HMSR-A-CB | AVW-60F3DAH2 | Mixed Ducted and Non-Ducted Indoor Units |  |  |  |  | 10.75 | 19.25 | 10.55 | FALSE | FALSE |  | 60000 | 63000 | 2.4 | 65500 | 2.31
216618250 | 01/27/25 | Live | Hisense | Hisense | Multizone All Ducted | 216618250 |  | HMSV-A-CB | AVW-48F3DAH2 | Ducted Indoor Units |  |  |  |  | 12 | 17 | 10.1 | FALSE | FALSE |  | 48000 | 54000 | 2.3 | 56000 | 2.21
216618251 | 01/27/25 | Live | Hisense | Hisense | Multizone All Non-Ducted | 216618251 |  | HMSR-A-CB-O | AVW-48F3DAH2 | Non-Ducted Indoor Units |  |  |  |  | 12 | 22 | 10.8 | FALSE | FALSE |  | 48000 | 54000 | 2.3 | 56000 | 2.21
216618252 | 01/27/25 | Live | Hisense | Hisense | Multizone Mix of Ducted and Non-Ducted | 216618252 |  | HMSR-A-CB | AVW-48F3DAH2 | Mixed Ducted and Non-Ducted Indoor Units |  |  |  |  | 12 | 19.5 | 10.45 | FALSE | FALSE |  | 48000 | 54000 | 2.3 | 56000 | 2.21
216618247 | 01/27/25 | Live | Hisense | Hisense | Multizone All Ducted | 216618247 |  | HMSV-A-CB | AVW-36F3DAH2 | Ducted Indoor Units |  |  |  |  | 12.5 | 17.5 | 10.1 | FALSE | FALSE |  | 36000 | 42000 | 2.3 | 43500 | 2.21
216618248 | 01/27/25 | Live | Hisense | Hisense | Multizone All Non-Ducted | 216618248 |  | HMSR-A-CB-O | AVW-36F3DAH2 | Non-Ducted Indoor Units |  |  |  |  | 13 | 23 | 10.8 | FALSE | FALSE |  | 36000 | 42000 | 2.3 | 43500 | 2.21
216618249 | 01/27/25 | Live | Hisense | Hisense | Multizone Mix of Ducted and Non-Ducted | 216618249 |  | HMSR-A-CB | AVW-36F3DAH2 | Mixed Ducted and Non-Ducted Indoor Units |  |  |  |  | 12.75 | 20.25 | 10.45 | FALSE | FALSE |  | 36000 | 42000 | 2.3 | 43500 | 2.21
214807835 | 01/27/25 | Live | Johnson Controls Inc. (York International Norman) | JOHNSON CONTROLS | Singlezone Ducted, Centrally Ducted | 214807835 |  | HRCU-A-CB | HH860E2S11 |  | CTU60D5XHS1+JMET18DS2N1+TXV |  |  |  | 12 | 19 | 9 | FALSE | FALSE |  | 54000 | 36600 | 2.6 | 36600 | 2.6
214807834 | 01/27/25 | Live | Johnson Controls Inc. (York International Norman) | CHAMPION HEATING AND COOLING | Singlezone Ducted, Centrally Ducted | 214807834 |  | HRCU-A-CB | HH860E2S11 |  | CTU60D5XHS1+JMET18DS2N1+TXV |  |  |  | 12 | 19 | 9 | FALSE | FALSE |  | 54000 | 36600 | 2.6 | 36600 | 2.6
214807833 | 01/27/25 | Live | Johnson Controls Inc. (York International Norman) | FRASER-JOHNSTON | Singlezone Ducted, Centrally Ducted | 214807833 |  | HRCU-A-CB | HH860E2S11 |  | CTU60D5XHS1+JMET18DS2N1+TXV |  |  |  | 12 | 19 | 9 | FALSE | FALSE |  | 54000 | 36600 | 2.6 | 36600 | 2.6
214807832 | 01/27/25 | Live | Johnson Controls Inc. (York International Norman) | LUXAIRE | Singlezone Ducted, Centrally Ducted | 214807832 |  | HRCU-A-CB | HH860E2S11 |  | CTU60D5XHS1+JMET18DS2N1+TXV |  |  |  | 12 | 19 | 9 | FALSE | FALSE |  | 54000 | 36600 | 2.6 | 36600 | 2.6
214807831 | 01/27/25 | Live | Johnson Controls Inc. (York International Norman) | COLEMAN | Singlezone Ducted, Centrally Ducted | 214807831 |  | HRCU-A-CB | HH860E2S11 |  | CTU60D5XHS1+JMET18DS2N1+TXV |  |  |  | 12 | 19 | 9 | FALSE | FALSE |  | 54000 | 36600 | 2.6 | 36600 | 2.6
214807388 | 01/27/25 | Live | Johnson Controls Inc. (York International Norman) | YORK | Singlezone Ducted, Centrally Ducted | 214807388 |  | HRCU-A-CB | HH860E2S11 |  | CTU60D5XHS1+JMET18DS2N1+TXV |  |  |  | 12 | 19 | 9 | FALSE | FALSE |  | 54000 | 36600 | 2.6 | 36600 | 2.6
214397591 | 06/26/24 | Live | Johnson Controls Inc. (York International Norman) | JOHNSON CONTROLS | Singlezone Ducted, Centrally Ducted | 214397591 |  | HRCU-A-CB | HH860E2S11 |  | CTF60D5CHS1+JMET18DS2N1 |  |  |  | 12 | 19 | 9 | FALSE | FALSE | TRUE | 54000 | 36600 | 2.6 | 36600 | 2.6
214397590 | 06/26/24 | Live | Johnson Controls Inc. (York International Norman) | CHAMPION HEATING AND COOLING | Singlezone Ducted, Centrally Ducted | 214397590 |  | HRCU-A-CB | HH860E2S11 |  | CTF60D5CHS1+JMET18DS2N1 |  |  |  | 12 | 19 | 9 | FALSE | FALSE | TRUE | 54000 | 36600 | 2.6 | 36600 | 2.6
214397589 | 06/26/24 | Live | Johnson Controls Inc. (York International Norman) | FRASER-JOHNSTON | Singlezone Ducted, Centrally Ducted | 214397589 |  | HRCU-A-CB | HH860E2S11 |  | CTF60D5CHS1+JMET18DS2N1 |  |  |  | 12 | 19 | 9 | FALSE | FALSE | TRUE | 54000 | 36600 | 2.6 | 36600 | 2.6
214397588 | 06/26/24 | Live | Johnson Controls Inc. (York International Norman) | LUXAIRE | Singlezone Ducted, Centrally Ducted | 214397588 |  | HRCU-A-CB | HH860E2S11 |  | CTF60D5CHS1+JMET18DS2N1 |  |  |  | 12 | 19 | 9 | FALSE | FALSE | TRUE | 54000 | 36600 | 2.6 | 36600 | 2.6
214397587 | 06/26/24 | Live | Johnson Controls Inc. (York International Norman) | COLEMAN | Singlezone Ducted, Centrally Ducted | 214397587 |  | HRCU-A-CB | HH860E2S11 |  | CTF60D5CHS1+JMET18DS2N1 |  |  |  | 12 | 19 | 9 | FALSE | FALSE | TRUE | 54000 | 36600 | 2.6 | 36600 | 2.6
214395677 | 06/26/24 | Live | Johnson Controls Inc. (York International Norman) | YORK | Singlezone Ducted, Centrally Ducted | 214395677 |  | HRCU-A-CB | HH860E2S11 |  | CTF60D5CHS1+JMET18DS2N1 |  |  |  | 12 | 19 | 9 | FALSE | FALSE | TRUE | 54000 | 36600 | 2.6 | 36600 | 2.6
214606578 | 01/27/25 | Live | Johnson Controls Inc. (York International Norman) | YORK | Singlezone Ducted, Centrally Ducted | 214606578 |  | HRCU-A-C | HH860E2S11 |  | CTF60D5CJS1 |  |  |  | 10 | 15.2 | 8.5 | FALSE | FALSE |  | 52000 | 38000 | 2.56 | 38000 | 2.56
216591568 | 01/27/25 | Live | Johnson Controls Inc. (York International Norman) | KENMORE | Singlezone Ducted, Centrally Ducted | 216591568 |  | HRCU-A-CB | HH860E2S11 |  | JSE60D5CJ2SS1 |  |  |  | 11 | 19 | 8.5 | FALSE | FALSE |  | 53000 | 37200 | 2.66 | 37200 | 2.66
214833526 | 01/27/25 | Live | Johnson Controls Inc. (York International Norman) | JOHNSON CONTROLS | Singlezone Ducted, Centrally Ducted | 214833526 |  | HRCU-A-CB | HH860E2S11 |  | JSE60D5CJ2SS1 |  |  |  | 11 | 19 | 8.5 | FALSE | FALSE |  | 53000 | 37200 | 2.66 | 37200 | 2.66
214833525 | 01/27/25 | Live | Johnson Controls Inc. (York International Norman) | CHAMPION HEATING AND COOLING | Singlezone Ducted, Centrally Ducted | 214833525 |  | HRCU-A-CB | HH860E2S11 |  | JSE60D5CJ2SS1 |  |  |  | 11 | 19 | 8.5 | FALSE | FALSE |  | 53000 | 37200 | 2.66 | 37200 | 2.66
214833524 | 01/27/25 | Live | Johnson Controls Inc. (York International Norman) | FRASER-JOHNSTON | Singlezone Ducted, Centrally Ducted | 214833524 |  | HRCU-A-CB | HH860E2S11 |  | JSE60D5CJ2SS1 |  |  |  | 11 | 19 | 8.5 | FALSE | FALSE |  | 53000 | 37200 | 2.66 | 37200 | 2.66
214833523 | 01/27/25 | Live | Johnson Controls Inc. (York International Norman) | LUXAIRE | Singlezone Ducted, Centrally Ducted | 214833523 |  | HRCU-A-CB | HH860E2S11 |  | JSE60D5CJ2SS1 |  |  |  | 11 | 19 | 8.5 | FALSE | FALSE |  | 53000 | 37200 | 2.66 | 37200 | 2.66
214606522 | 01/27/25 | Live | Johnson Controls Inc. (York International Norman) | JOHNSON CONTROLS | Singlezone Ducted, Centrally Ducted | 214606522 |  | HRCU-A-C | HH860E2S11 |  | CTF60D5CJS1 |  |  |  | 10 | 15.2 | 8.5 | FALSE | FALSE |  | 52000 | 38000 | 2.56 | 38000 | 2.56
214833522 | 01/27/25 | Live | Johnson Controls Inc. (York International Norman) | COLEMAN | Singlezone Ducted, Centrally Ducted | 214833522 |  | HRCU-A-CB | HH860E2S11 |  | JSE60D5CJ2SS1 |  |  |  | 11 | 19 | 8.5 | FALSE | FALSE |  | 53000 | 37200 | 2.66 | 37200 | 2.66
214606524 | 01/27/25 | Live | Johnson Controls Inc. (York International Norman) | CHAMPION HEATING AND COOLING | Singlezone Ducted, Centrally Ducted | 214606524 |  | HRCU-A-C | HH860E2S11 |  | CTF60D5CJS1 |  |  |  | 10 | 15.2 | 8.5 | FALSE | FALSE |  | 52000 | 38000 | 2.56 | 38000 | 2.56
214833516 | 01/27/25 | Live | Johnson Controls Inc. (York International Norman) | YORK | Singlezone Ducted, Centrally Ducted | 214833516 |  | HRCU-A-CB | HH860E2S11 |  | JSE60D5CJ2SS1 |  |  |  | 11 | 19 | 8.5 | FALSE | FALSE |  | 53000 | 37200 | 2.66 | 37200 | 2.66
214606526 | 01/27/25 | Live | Johnson Controls Inc. (York International Norman) | FRASER-JOHNSTON | Singlezone Ducted, Centrally Ducted | 214606526 |  | HRCU-A-C | HH860E2S11 |  | CTF60D5CJS1 |  |  |  | 10 | 15.2 | 8.5 | FALSE | FALSE |  | 52000 | 38000 | 2.56 | 38000 | 2.56
216591570 | 01/27/25 | Live | Johnson Controls Inc. (York International Norman) | KENMORE | Singlezone Ducted, Centrally Ducted | 216591570 |  | HRCU-A-CB | HH860E2S11 |  | JSC60D5CJ2SS1 |  |  |  | 11 | 19 | 8.5 | FALSE | FALSE |  | 53000 | 37200 | 2.66 | 37200 | 2.66
214606528 | 01/27/25 | Live | Johnson Controls Inc. (York International Norman) | LUXAIRE | Singlezone Ducted, Centrally Ducted | 214606528 |  | HRCU-A-C | HH860E2S11 |  | CTF60D5CJS1 |  |  |  | 10 | 15.2 | 8.5 | FALSE | FALSE |  | 52000 | 38000 | 2.56 | 38000 | 2.56
214833521 | 01/27/25 | Live | Johnson Controls Inc. (York International Norman) | JOHNSON CONTROLS | Singlezone Ducted, Centrally Ducted | 214833521 |  | HRCU-A-CB | HH860E2S11 |  | JSC60D5CJ2SS1 |  |  |  | 11 | 19 | 8.5 | FALSE | FALSE |  | 53000 | 37200 | 2.66 | 37200 | 2.66
214833520 | 01/27/25 | Live | Johnson Controls Inc. (York International Norman) | CHAMPION HEATING AND COOLING | Singlezone Ducted, Centrally Ducted | 214833520 |  | HRCU-A-CB | HH860E2S11 |  | JSC60D5CJ2SS1 |  |  |  | 11 | 19 | 8.5 | FALSE | FALSE |  | 53000 | 37200 | 2.66 | 37200 | 2.66
214606520 | 01/27/25 | Live | Johnson Controls Inc. (York International Norman) | COLEMAN | Singlezone Ducted, Centrally Ducted | 214606520 |  | HRCU-A-C | HH860E2S11 |  | CTF60D5CJS1 |  |  |  | 10 | 15.2 | 8.5 | FALSE | FALSE |  | 52000 | 38000 | 2.56 | 38000 | 2.56
214833519 | 01/27/25 | Live | Johnson Controls Inc. (York International Norman) | FRASER-JOHNSTON | Singlezone Ducted, Centrally Ducted | 214833519 |  | HRCU-A-CB | HH860E2S11 |  | JSC60D5CJ2SS1 |  |  |  | 11 | 19 | 8.5 | FALSE | FALSE |  | 53000 | 37200 | 2.66 | 37200 | 2.66
214833518 | 01/27/25 | Live | Johnson Controls Inc. (York International Norman) | LUXAIRE | Singlezone Ducted, Centrally Ducted | 214833518 |  | HRCU-A-CB | HH860E2S11 |  | JSC60D5CJ2SS1 |  |  |  | 11 | 19 | 8.5 | FALSE | FALSE |  | 53000 | 37200 | 2.66 | 37200 | 2.66
214833517 | 01/27/25 | Live | Johnson Controls Inc. (York International Norman) | COLEMAN | Singlezone Ducted, Centrally Ducted | 214833517 |  | HRCU-A-CB | HH860E2S11 |  | JSC60D5CJ2SS1 |  |  |  | 11 | 19 | 8.5 | FALSE | FALSE |  | 53000 | 37200 | 2.66 | 37200 | 2.66
214833515 | 01/27/25 | Live | Johnson Controls Inc. (York International Norman) | YORK | Singlezone Ducted, Centrally Ducted | 214833515 |  | HRCU-A-CB | HH860E2S11 |  | JSC60D5CJ2SS1 |  |  |  | 11 | 19 | 8.5 | FALSE | FALSE |  | 53000 | 37200 | 2.66 | 37200 | 2.66
216591567 | 01/27/25 | Live | Johnson Controls Inc. (York International Norman) | KENMORE | Singlezone Ducted, Centrally Ducted | 216591567 |  | HRCU-A-CB | HH860E2S11 |  | JHC60D5CJ2SS1 |  |  |  | 11 | 19 | 8.5 | FALSE | FALSE |  | 53000 | 37200 | 2.66 | 37200 | 2.66
214396353 | 06/24/24 | Live | Johnson Controls Inc. (York International Norman) | JOHNSON CONTROLS | Singlezone Ducted, Centrally Ducted | 214396353 |  | HRCU-A-CB | HH860E2S11 |  | JHC60D5CJ2SS1 |  |  |  | 11 | 19 | 8.5 | FALSE | FALSE | TRUE | 53000 | 37200 | 2.66 | 37200 | 2.66
214396352 | 06/24/24 | Live | Johnson Controls Inc. (York International Norman) | CHAMPION HEATING AND COOLING | Singlezone Ducted, Centrally Ducted | 214396352 |  | HRCU-A-CB | HH860E2S11 |  | JHC60D5CJ2SS1 |  |  |  | 11 | 19 | 8.5 | FALSE | FALSE | TRUE | 53000 | 37200 | 2.66 | 37200 | 2.66
214396351 | 06/24/24 | Live | Johnson Controls Inc. (York International Norman) | FRASER-JOHNSTON | Singlezone Ducted, Centrally Ducted | 214396351 |  | HRCU-A-CB | HH860E2S11 |  | JHC60D5CJ2SS1 |  |  |  | 11 | 19 | 8.5 | FALSE | FALSE | TRUE | 53000 | 37200 | 2.66 | 37200 | 2.66
214396350 | 06/24/24 | Live | Johnson Controls Inc. (York International Norman) | LUXAIRE | Singlezone Ducted, Centrally Ducted | 214396350 |  | HRCU-A-CB | HH860E2S11 |  | JHC60D5CJ2SS1 |  |  |  | 11 | 19 | 8.5 | FALSE | FALSE | TRUE | 53000 | 37200 | 2.66 | 37200 | 2.66
214396349 | 06/24/24 | Live | Johnson Controls Inc. (York International Norman) | COLEMAN | Singlezone Ducted, Centrally Ducted | 214396349 |  | HRCU-A-CB | HH860E2S11 |  | JHC60D5CJ2SS1 |  |  |  | 11 | 19 | 8.5 | FALSE | FALSE | TRUE | 53000 | 37200 | 2.66 | 37200 | 2.66
214395992 | 06/24/24 | Live | Johnson Controls Inc. (York International Norman) | YORK | Singlezone Ducted, Centrally Ducted | 214395992 |  | HRCU-A-CB | HH860E2S11 |  | JHC60D5CJ2SS1 |  |  |  | 11 | 19 | 8.5 | FALSE | FALSE | TRUE | 53000 | 37200 | 2.66 | 37200 | 2.66
214421540 | 01/27/25 | Live | Johnson Controls Inc. (York International Norman) | JOHNSON CONTROLS | Singlezone Ducted, Centrally Ducted | 214421540 |  | HRCU-A-CB | HH860E2S11 |  | CTM60C5CHS1+JMET16CS2N1 |  |  |  | 11.7 | 19 | 8.5 | FALSE | FALSE |  | 53000 | 36800 | 2.58 | 36800 | 2.58
214421539 | 01/27/25 | Live | Johnson Controls Inc. (York International Norman) | CHAMPION HEATING AND COOLING | Singlezone Ducted, Centrally Ducted | 214421539 |  | HRCU-A-CB | HH860E2S11 |  | CTM60C5CHS1+JMET16CS2N1 |  |  |  | 11.7 | 19 | 8.5 | FALSE | FALSE |  | 53000 | 36800 | 2.58 | 36800 | 2.58
214421538 | 01/27/25 | Live | Johnson Controls Inc. (York International Norman) | FRASER-JOHNSTON | Singlezone Ducted, Centrally Ducted | 214421538 |  | HRCU-A-CB | HH860E2S11 |  | CTM60C5CHS1+JMET16CS2N1 |  |  |  | 11.7 | 19 | 8.5 | FALSE | FALSE |  | 53000 | 36800 | 2.58 | 36800 | 2.58
214421537 | 01/27/25 | Live | Johnson Controls Inc. (York International Norman) | LUXAIRE | Singlezone Ducted, Centrally Ducted | 214421537 |  | HRCU-A-CB | HH860E2S11 |  | CTM60C5CHS1+JMET16CS2N1 |  |  |  | 11.7 | 19 | 8.5 | FALSE | FALSE |  | 53000 | 36800 | 2.58 | 36800 | 2.58
214421536 | 01/27/25 | Live | Johnson Controls Inc. (York International Norman) | COLEMAN | Singlezone Ducted, Centrally Ducted | 214421536 |  | HRCU-A-CB | HH860E2S11 |  | CTM60C5CHS1+JMET16CS2N1 |  |  |  | 11.7 | 19 | 8.5 | FALSE | FALSE |  | 53000 | 36800 | 2.58 | 36800 | 2.58
214421504 | 01/27/25 | Live | Johnson Controls Inc. (York International Norman) | YORK | Singlezone Ducted, Centrally Ducted | 214421504 |  | HRCU-A-CB | HH860E2S11 |  | CTM60C5CHS1+JMET16CS2N1 |  |  |  | 11.7 | 19 | 8.5 | FALSE | FALSE |  | 53000 | 36800 | 2.58 | 36800 | 2.58
216591188 | 01/27/25 | Live | Johnson Controls Inc. (York International Norman) | KENMORE | Singlezone Ducted, Centrally Ducted | 216591188 |  | HRCU-A-CB | HH824E2S11 |  | CTU30B5XCS1+JME12B2SN1+TXV |  |  |  | 12 | 19 | 9.5 | FALSE | FALSE |  | 23000 | 17500 | 2.7 | 17500 | 2.7
214807825 | 01/27/25 | Live | Johnson Controls Inc. (York International Norman) | JOHNSON CONTROLS | Singlezone Ducted, Centrally Ducted | 214807825 |  | HRCU-A-CB | HH824E2S11 |  | CTU30B5XCS1+JME12B2SN1+TXV |  |  |  | 12 | 19 | 9.5 | FALSE | FALSE |  | 23000 | 17500 | 2.7 | 17500 | 2.7
214807824 | 01/27/25 | Live | Johnson Controls Inc. (York International Norman) | CHAMPION HEATING AND COOLING | Singlezone Ducted, Centrally Ducted | 214807824 |  | HRCU-A-CB | HH824E2S11 |  | CTU30B5XCS1+JME12B2SN1+TXV |  |  |  | 12 | 19 | 9.5 | FALSE | FALSE |  | 23000 | 17500 | 2.7 | 17500 | 2.7
214807823 | 01/27/25 | Live | Johnson Controls Inc. (York International Norman) | FRASER-JOHNSTON | Singlezone Ducted, Centrally Ducted | 214807823 |  | HRCU-A-CB | HH824E2S11 |  | CTU30B5XCS1+JME12B2SN1+TXV |  |  |  | 12 | 19 | 9.5 | FALSE | FALSE |  | 23000 | 17500 | 2.7 | 17500 | 2.7
214807822 | 01/27/25 | Live | Johnson Controls Inc. (York International Norman) | LUXAIRE | Singlezone Ducted, Centrally Ducted | 214807822 |  | HRCU-A-CB | HH824E2S11 |  | CTU30B5XCS1+JME12B2SN1+TXV |  |  |  | 12 | 19 | 9.5 | FALSE | FALSE |  | 23000 | 17500 | 2.7 | 17500 | 2.7
214807821 | 01/27/25 | Live | Johnson Controls Inc. (York International Norman) | COLEMAN | Singlezone Ducted, Centrally Ducted | 214807821 |  | HRCU-A-CB | HH824E2S11 |  | CTU30B5XCS1+JME12B2SN1+TXV |  |  |  | 12 | 19 | 9.5 | FALSE | FALSE |  | 23000 | 17500 | 2.7 | 17500 | 2.7
214807386 | 01/27/25 | Live | Johnson Controls Inc. (York International Norman) | YORK | Singlezone Ducted, Centrally Ducted | 214807386 |  | HRCU-A-CB | HH824E2S11 |  | CTU30B5XCS1+JME12B2SN1+TXV |  |  |  | 12 | 19 | 9.5 | FALSE | FALSE |  | 23000 | 17500 | 2.7 | 17500 | 2.7
216591185 | 01/27/25 | Live | Johnson Controls Inc. (York International Norman) | KENMORE | Singlezone Ducted, Centrally Ducted | 216591185 |  | HRCU-A-CB | HH824E2S11 |  | CTF30B5ACS1+JME12B2SN1 |  |  |  | 12 | 19 | 9.5 | FALSE | FALSE |  | 23000 | 17500 | 2.7 | 17500 | 2.7
214397974 | 06/26/24 | Live | Johnson Controls Inc. (York International Norman) | JOHNSON CONTROLS | Singlezone Ducted, Centrally Ducted | 214397974 |  | HRCU-A-CB | HH824E2S11 |  | CTF30B5ACS1+JME12B2SN1 |  |  |  | 12 | 19 | 9.5 | FALSE | FALSE | TRUE | 23000 | 17500 | 2.7 | 17500 | 2.7
214397973 | 06/26/24 | Live | Johnson Controls Inc. (York International Norman) | CHAMPION HEATING AND COOLING | Singlezone Ducted, Centrally Ducted | 214397973 |  | HRCU-A-CB | HH824E2S11 |  | CTF30B5ACS1+JME12B2SN1 |  |  |  | 12 | 19 | 9.5 | FALSE | FALSE | TRUE | 23000 | 17500 | 2.7 | 17500 | 2.7
214397972 | 06/26/24 | Live | Johnson Controls Inc. (York International Norman) | FRASER-JOHNSTON | Singlezone Ducted, Centrally Ducted | 214397972 |  | HRCU-A-CB | HH824E2S11 |  | CTF30B5ACS1+JME12B2SN1 |  |  |  | 12 | 19 | 9.5 | FALSE | FALSE | TRUE | 23000 | 17500 | 2.7 | 17500 | 2.7
214397971 | 06/26/24 | Live | Johnson Controls Inc. (York International Norman) | LUXAIRE | Singlezone Ducted, Centrally Ducted | 214397971 |  | HRCU-A-CB | HH824E2S11 |  | CTF30B5ACS1+JME12B2SN1 |  |  |  | 12 | 19 | 9.5 | FALSE | FALSE | TRUE | 23000 | 17500 | 2.7 | 17500 | 2.7
214397970 | 06/26/24 | Live | Johnson Controls Inc. (York International Norman) | COLEMAN | Singlezone Ducted, Centrally Ducted | 214397970 |  | HRCU-A-CB | HH824E2S11 |  | CTF30B5ACS1+JME12B2SN1 |  |  |  | 12 | 19 | 9.5 | FALSE | FALSE | TRUE | 23000 | 17500 | 2.7 | 17500 | 2.7
214395773 | 06/26/24 | Live | Johnson Controls Inc. (York International Norman) | YORK | Singlezone Ducted, Centrally Ducted | 214395773 |  | HRCU-A-CB | HH824E2S11 |  | CTF30B5ACS1+JME12B2SN1 |  |  |  | 12 | 19 | 9.5 | FALSE | FALSE | TRUE | 23000 | 17500 | 2.7 | 17500 | 2.7
215853315 | 01/27/25 | Live | Johnson Controls Inc. (York International Norman) | JOHNSON CONTROLS | Singlezone Ducted, Centrally Ducted | 215853315 |  | HRCU-A-CB | HH824E2S11 |  | CTM30B5ACS1+JMET08BS2N1 |  |  |  | 12 | 18 | 9.5 | FALSE | FALSE |  | 23000 | 17900 | 2.66 | 17900 | 2.66
215853312 | 01/27/25 | Live | Johnson Controls Inc. (York International Norman) | CHAMPION HEATING AND COOLING | Singlezone Ducted, Centrally Ducted | 215853312 |  | HRCU-A-CB | HH824E2S11 |  | CTM30B5ACS1+JMET08BS2N1 |  |  |  | 12 | 18 | 9.5 | FALSE | FALSE |  | 23000 | 17900 | 2.66 | 17900 | 2.66
215853309 | 01/27/25 | Live | Johnson Controls Inc. (York International Norman) | FRASER-JOHNSTON | Singlezone Ducted, Centrally Ducted | 215853309 |  | HRCU-A-CB | HH824E2S11 |  | CTM30B5ACS1+JMET08BS2N1 |  |  |  | 12 | 18 | 9.5 | FALSE | FALSE |  | 23000 | 17900 | 2.66 | 17900 | 2.66
215853306 | 01/27/25 | Live | Johnson Controls Inc. (York International Norman) | LUXAIRE | Singlezone Ducted, Centrally Ducted | 215853306 |  | HRCU-A-CB | HH824E2S11 |  | CTM30B5ACS1+JMET08BS2N1 |  |  |  | 12 | 18 | 9.5 | FALSE | FALSE |  | 23000 | 17900 | 2.66 | 17900 | 2.66
215853303 | 01/27/25 | Live | Johnson Controls Inc. (York International Norman) | COLEMAN | Singlezone Ducted, Centrally Ducted | 215853303 |  | HRCU-A-CB | HH824E2S11 |  | CTM30B5ACS1+JMET08BS2N1 |  |  |  | 12 | 18 | 9.5 | FALSE | FALSE |  | 23000 | 17900 | 2.66 | 17900 | 2.66
215853271 | 01/27/25 | Live | Johnson Controls Inc. (York International Norman) | YORK | Singlezone Ducted, Centrally Ducted | 215853271 |  | HRCU-A-CB | HH824E2S11 |  | CTM30B5ACS1+JMET08BS2N1 |  |  |  | 12 | 18 | 9.5 | FALSE | FALSE |  | 23000 | 17900 | 2.66 | 17900 | 2.66
214606538 | 01/27/25 | Live | Johnson Controls Inc. (York International Norman) | JOHNSON CONTROLS | Singlezone Ducted, Centrally Ducted | 214606538 |  | HRCU-A-C | HH860E2S11 |  | CTM60C5CGS1 |  |  |  | 11 | 15.2 | 8.5 | FALSE | FALSE |  | 44500 | 34800 | 2.48 | 34800 | 2.48
214606546 | 01/27/25 | Live | Johnson Controls Inc. (York International Norman) | CHAMPION HEATING AND COOLING | Singlezone Ducted, Centrally Ducted | 214606546 |  | HRCU-A-C | HH860E2S11 |  | CTM60C5CGS1 |  |  |  | 11 | 15.2 | 8.5 | FALSE | FALSE |  | 44500 | 34800 | 2.48 | 34800 | 2.48
214606553 | 01/27/25 | Live | Johnson Controls Inc. (York International Norman) | FRASER-JOHNSTON | Singlezone Ducted, Centrally Ducted | 214606553 |  | HRCU-A-C | HH860E2S11 |  | CTM60C5CGS1 |  |  |  | 11 | 15.2 | 8.5 | FALSE | FALSE |  | 44500 | 34800 | 2.48 | 34800 | 2.48
214606558 | 01/27/25 | Live | Johnson Controls Inc. (York International Norman) | LUXAIRE | Singlezone Ducted, Centrally Ducted | 214606558 |  | HRCU-A-C | HH860E2S11 |  | CTM60C5CGS1 |  |  |  | 11 | 15.2 | 8.5 | FALSE | FALSE |  | 44500 | 34800 | 2.48 | 34800 | 2.48
214606566 | 01/27/25 | Live | Johnson Controls Inc. (York International Norman) | COLEMAN | Singlezone Ducted, Centrally Ducted | 214606566 |  | HRCU-A-C | HH860E2S11 |  | CTM60C5CGS1 |  |  |  | 11 | 15.2 | 8.5 | FALSE | FALSE |  | 44500 | 34800 | 2.48 | 34800 | 2.48
214606584 | 01/27/25 | Live | Johnson Controls Inc. (York International Norman) | YORK | Singlezone Ducted, Centrally Ducted | 214606584 |  | HRCU-A-C | HH860E2S11 |  | CTM60C5CGS1 |  |  |  | 11 | 15.2 | 8.5 | FALSE | FALSE |  | 44500 | 34800 | 2.48 | 34800 | 2.48
216591871 | 01/27/25 | Live | Johnson Controls Inc. (York International Norman) | KENMORE | Singlezone Ducted, Centrally Ducted | 216591871 |  | HRCU-A-CB | HH836E2S11 |  | CTU36B5XDS1+JME12B2SN1+TXV |  |  |  | 12 | 19 | 9 | FALSE | FALSE |  | 33400 | 26800 | 2.46 | 26800 | 2.46
214807770 | 01/27/25 | Live | Johnson Controls Inc. (York International Norman) | JOHNSON CONTROLS | Singlezone Ducted, Centrally Ducted | 214807770 |  | HRCU-A-CB | HH836E2S11 |  | CTU36B5XDS1+JME12B2SN1+TXV |  |  |  | 12 | 19 | 9 | FALSE | FALSE |  | 33400 | 26800 | 2.46 | 26800 | 2.46
214807769 | 01/27/25 | Live | Johnson Controls Inc. (York International Norman) | CHAMPION HEATING AND COOLING | Singlezone Ducted, Centrally Ducted | 214807769 |  | HRCU-A-CB | HH836E2S11 |  | CTU36B5XDS1+JME12B2SN1+TXV |  |  |  | 12 | 19 | 9 | FALSE | FALSE |  | 33400 | 26800 | 2.46 | 26800 | 2.46
214807768 | 01/27/25 | Live | Johnson Controls Inc. (York International Norman) | FRASER-JOHNSTON | Singlezone Ducted, Centrally Ducted | 214807768 |  | HRCU-A-CB | HH836E2S11 |  | CTU36B5XDS1+JME12B2SN1+TXV |  |  |  | 12 | 19 | 9 | FALSE | FALSE |  | 33400 | 26800 | 2.46 | 26800 | 2.46
214807767 | 01/27/25 | Live | Johnson Controls Inc. (York International Norman) | LUXAIRE | Singlezone Ducted, Centrally Ducted | 214807767 |  | HRCU-A-CB | HH836E2S11 |  | CTU36B5XDS1+JME12B2SN1+TXV |  |  |  | 12 | 19 | 9 | FALSE | FALSE |  | 33400 | 26800 | 2.46 | 26800 | 2.46
214807766 | 01/27/25 | Live | Johnson Controls Inc. (York International Norman) | COLEMAN | Singlezone Ducted, Centrally Ducted | 214807766 |  | HRCU-A-CB | HH836E2S11 |  | CTU36B5XDS1+JME12B2SN1+TXV |  |  |  | 12 | 19 | 9 | FALSE | FALSE |  | 33400 | 26800 | 2.46 | 26800 | 2.46
214807375 | 01/27/25 | Live | Johnson Controls Inc. (York International Norman) | YORK | Singlezone Ducted, Centrally Ducted | 214807375 |  | HRCU-A-CB | HH836E2S11 |  | CTU36B5XDS1+JME12B2SN1+TXV |  |  |  | 12 | 19 | 9 | FALSE | FALSE |  | 33400 | 26800 | 2.46 | 26800 | 2.46
216591870 | 01/27/25 | Live | Johnson Controls Inc. (York International Norman) | KENMORE | Singlezone Ducted, Centrally Ducted | 216591870 |  | HRCU-A-CB | HH836E2S11 |  | CTF36B5CDS1+JME12B2SN1 |  |  |  | 12 | 19 | 9 | FALSE | FALSE |  | 33400 | 26800 | 2.46 | 26800 | 2.46
214397295 | 01/27/25 | Live | Johnson Controls Inc. (York International Norman) | JOHNSON CONTROLS | Singlezone Ducted, Centrally Ducted | 214397295 |  | HRCU-A-CB | HH836E2S11 |  | CTF36B5CDS1+JME12B2SN1 |  |  |  | 12 | 19 | 9 | FALSE | FALSE |  | 33400 | 26800 | 2.46 | 26800 | 2.46
214397294 | 01/27/25 | Live | Johnson Controls Inc. (York International Norman) | CHAMPION HEATING AND COOLING | Singlezone Ducted, Centrally Ducted | 214397294 |  | HRCU-A-CB | HH836E2S11 |  | CTF36B5CDS1+JME12B2SN1 |  |  |  | 12 | 19 | 9 | FALSE | FALSE |  | 33400 | 26800 | 2.46 | 26800 | 2.46
214397293 | 01/27/25 | Live | Johnson Controls Inc. (York International Norman) | FRASER-JOHNSTON | Singlezone Ducted, Centrally Ducted | 214397293 |  | HRCU-A-CB | HH836E2S11 |  | CTF36B5CDS1+JME12B2SN1 |  |  |  | 12 | 19 | 9 | FALSE | FALSE |  | 33400 | 26800 | 2.46 | 26800 | 2.46
214397292 | 01/27/25 | Live | Johnson Controls Inc. (York International Norman) | LUXAIRE | Singlezone Ducted, Centrally Ducted | 214397292 |  | HRCU-A-CB | HH836E2S11 |  | CTF36B5CDS1+JME12B2SN1 |  |  |  | 12 | 19 | 9 | FALSE | FALSE |  | 33400 | 26800 | 2.46 | 26800 | 2.46
214397291 | 01/27/25 | Live | Johnson Controls Inc. (York International Norman) | COLEMAN | Singlezone Ducted, Centrally Ducted | 214397291 |  | HRCU-A-CB | HH836E2S11 |  | CTF36B5CDS1+JME12B2SN1 |  |  |  | 12 | 19 | 9 | FALSE | FALSE |  | 33400 | 26800 | 2.46 | 26800 | 2.46
214396210 | 01/27/25 | Live | Johnson Controls Inc. (York International Norman) | YORK | Singlezone Ducted, Centrally Ducted | 214396210 |  | HRCU-A-CB | HH836E2S11 |  | CTF36B5CDS1+JME12B2SN1 |  |  |  | 12 | 19 | 9 | FALSE | FALSE |  | 33400 | 26800 | 2.46 | 26800 | 2.46
215853321 | 01/27/25 | Live | Johnson Controls Inc. (York International Norman) | JOHNSON CONTROLS | Singlezone Ducted, Centrally Ducted | 215853321 |  | HRCU-A-CB | HH836E2S11 |  | CTM36C5CDS1+JMVT17CC2N1 |  |  |  | 11.7 | 19 | 9 | FALSE | FALSE |  | 34400 | 28200 | 2.6 | 28200 | 2.6
215853434 | 01/27/25 | Live | Johnson Controls Inc. (York International Norman) | CHAMPION HEATING AND COOLING | Singlezone Ducted, Centrally Ducted | 215853434 |  | HRCU-A-CB | HH836E2S11 |  | CTM36C5CDS1+JMVT17CC2N1 |  |  |  | 11.7 | 19 | 9 | FALSE | FALSE |  | 34400 | 28200 | 2.6 | 28200 | 2.6
215853405 | 01/27/25 | Live | Johnson Controls Inc. (York International Norman) | FRASER-JOHNSTON | Singlezone Ducted, Centrally Ducted | 215853405 |  | HRCU-A-CB | HH836E2S11 |  | CTM36C5CDS1+JMVT17CC2N1 |  |  |  | 11.7 | 19 | 9 | FALSE | FALSE |  | 34400 | 28200 | 2.6 | 28200 | 2.6
215853378 | 01/27/25 | Live | Johnson Controls Inc. (York International Norman) | LUXAIRE | Singlezone Ducted, Centrally Ducted | 215853378 |  | HRCU-A-CB | HH836E2S11 |  | CTM36C5CDS1+JMVT17CC2N1 |  |  |  | 11.7 | 19 | 9 | FALSE | FALSE |  | 34400 | 28200 | 2.6 | 28200 | 2.6
215853349 | 01/27/25 | Live | Johnson Controls Inc. (York International Norman) | COLEMAN | Singlezone Ducted, Centrally Ducted | 215853349 |  | HRCU-A-CB | HH836E2S11 |  | CTM36C5CDS1+JMVT17CC2N1 |  |  |  | 11.7 | 19 | 9 | FALSE | FALSE |  | 34400 | 28200 | 2.6 | 28200 | 2.6
215853294 | 01/27/25 | Live | Johnson Controls Inc. (York International Norman) | YORK | Singlezone Ducted, Centrally Ducted | 215853294 |  | HRCU-A-CB | HH836E2S11 |  | CTM36C5CDS1+JMVT17CC2N1 |  |  |  | 11.7 | 19 | 9 | FALSE | FALSE |  | 34400 | 28200 | 2.6 | 28200 | 2.6
214398109 | 01/27/25 | Live | Johnson Controls Inc. (York International Norman) | JOHNSON CONTROLS | Singlezone Ducted, Centrally Ducted | 214398109 |  | HRCU-A-CB | HH836E2S11 |  | CTF36C5CDS1+JMC16C2SN1 |  |  |  | 11.7 | 19 | 9 | FALSE | FALSE |  | 34800 | 28000 | 2.6 | 28000 | 2.6
214398108 | 01/27/25 | Live | Johnson Controls Inc. (York International Norman) | CHAMPION HEATING AND COOLING | Singlezone Ducted, Centrally Ducted | 214398108 |  | HRCU-A-CB | HH836E2S11 |  | CTF36C5CDS1+JMC16C2SN1 |  |  |  | 11.7 | 19 | 9 | FALSE | FALSE |  | 34800 | 28000 | 2.6 | 28000 | 2.6
214398107 | 01/27/25 | Live | Johnson Controls Inc. (York International Norman) | FRASER-JOHNSTON | Singlezone Ducted, Centrally Ducted | 214398107 |  | HRCU-A-CB | HH836E2S11 |  | CTF36C5CDS1+JMC16C2SN1 |  |  |  | 11.7 | 19 | 9 | FALSE | FALSE |  | 34800 | 28000 | 2.6 | 28000 | 2.6
214398106 | 01/27/25 | Live | Johnson Controls Inc. (York International Norman) | LUXAIRE | Singlezone Ducted, Centrally Ducted | 214398106 |  | HRCU-A-CB | HH836E2S11 |  | CTF36C5CDS1+JMC16C2SN1 |  |  |  | 11.7 | 19 | 9 | FALSE | FALSE |  | 34800 | 28000 | 2.6 | 28000 | 2.6
214398105 | 01/27/25 | Live | Johnson Controls Inc. (York International Norman) | COLEMAN | Singlezone Ducted, Centrally Ducted | 214398105 |  | HRCU-A-CB | HH836E2S11 |  | CTF36C5CDS1+JMC16C2SN1 |  |  |  | 11.7 | 19 | 9 | FALSE | FALSE |  | 34800 | 28000 | 2.6 | 28000 | 2.6
214395806 | 01/27/25 | Live | Johnson Controls Inc. (York International Norman) | YORK | Singlezone Ducted, Centrally Ducted | 214395806 |  | HRCU-A-CB | HH836E2S11 |  | CTF36C5CDS1+JMC16C2SN1 |  |  |  | 11.7 | 19 | 9 | FALSE | FALSE |  | 34800 | 28000 | 2.6 | 28000 | 2.6
214397238 | 01/27/25 | Live | Johnson Controls Inc. (York International Norman) | JOHNSON CONTROLS | Singlezone Ducted, Centrally Ducted | 214397238 |  | HRCU-A-CB | HH836E2S11 |  | CTF36C5CDS1+JMET16CS2N1 |  |  |  | 11.7 | 19 | 9 | FALSE | FALSE |  | 34200 | 27800 | 2.56 | 27800 | 2.56
214397237 | 01/27/25 | Live | Johnson Controls Inc. (York International Norman) | CHAMPION HEATING AND COOLING | Singlezone Ducted, Centrally Ducted | 214397237 |  | HRCU-A-CB | HH836E2S11 |  | CTF36C5CDS1+JMET16CS2N1 |  |  |  | 11.7 | 19 | 9 | FALSE | FALSE |  | 34200 | 27800 | 2.56 | 27800 | 2.56
214397236 | 01/27/25 | Live | Johnson Controls Inc. (York International Norman) | FRASER-JOHNSTON | Singlezone Ducted, Centrally Ducted | 214397236 |  | HRCU-A-CB | HH836E2S11 |  | CTF36C5CDS1+JMET16CS2N1 |  |  |  | 11.7 | 19 | 9 | FALSE | FALSE |  | 34200 | 27800 | 2.56 | 27800 | 2.56
214397235 | 01/27/25 | Live | Johnson Controls Inc. (York International Norman) | LUXAIRE | Singlezone Ducted, Centrally Ducted | 214397235 |  | HRCU-A-CB | HH836E2S11 |  | CTF36C5CDS1+JMET16CS2N1 |  |  |  | 11.7 | 19 | 9 | FALSE | FALSE |  | 34200 | 27800 | 2.56 | 27800 | 2.56
214397234 | 01/27/25 | Live | Johnson Controls Inc. (York International Norman) | COLEMAN | Singlezone Ducted, Centrally Ducted | 214397234 |  | HRCU-A-CB | HH836E2S11 |  | CTF36C5CDS1+JMET16CS2N1 |  |  |  | 11.7 | 19 | 9 | FALSE | FALSE |  | 34200 | 27800 | 2.56 | 27800 | 2.56
214396196 | 01/27/25 | Live | Johnson Controls Inc. (York International Norman) | YORK | Singlezone Ducted, Centrally Ducted | 214396196 |  | HRCU-A-CB | HH836E2S11 |  | CTF36C5CDS1+JMET16CS2N1 |  |  |  | 11.7 | 19 | 9 | FALSE | FALSE |  | 34200 | 27800 | 2.56 | 27800 | 2.56
215853328 | 01/27/25 | Live | Johnson Controls Inc. (York International Norman) | JOHNSON CONTROLS | Singlezone Ducted, Centrally Ducted | 215853328 |  | HRCU-A-CB | HH836E2S11 |  | CTM36C5CDS1+JMC17C2SN1 |  |  |  | 11.7 | 19 | 9 | FALSE | FALSE |  | 34400 | 28200 | 2.6 | 28200 | 2.6
215853428 | 01/27/25 | Live | Johnson Controls Inc. (York International Norman) | CHAMPION HEATING AND COOLING | Singlezone Ducted, Centrally Ducted | 215853428 |  | HRCU-A-CB | HH836E2S11 |  | CTM36C5CDS1+JMC17C2SN1 |  |  |  | 11.7 | 19 | 9 | FALSE | FALSE |  | 34400 | 28200 | 2.6 | 28200 | 2.6
215853412 | 01/27/25 | Live | Johnson Controls Inc. (York International Norman) | FRASER-JOHNSTON | Singlezone Ducted, Centrally Ducted | 215853412 |  | HRCU-A-CB | HH836E2S11 |  | CTM36C5CDS1+JMC17C2SN1 |  |  |  | 11.7 | 19 | 9 | FALSE | FALSE |  | 34400 | 28200 | 2.6 | 28200 | 2.6
215853372 | 01/27/25 | Live | Johnson Controls Inc. (York International Norman) | LUXAIRE | Singlezone Ducted, Centrally Ducted | 215853372 |  | HRCU-A-CB | HH836E2S11 |  | CTM36C5CDS1+JMC17C2SN1 |  |  |  | 11.7 | 19 | 9 | FALSE | FALSE |  | 34400 | 28200 | 2.6 | 28200 | 2.6
215853356 | 01/27/25 | Live | Johnson Controls Inc. (York International Norman) | COLEMAN | Singlezone Ducted, Centrally Ducted | 215853356 |  | HRCU-A-CB | HH836E2S11 |  | CTM36C5CDS1+JMC17C2SN1 |  |  |  | 11.7 | 19 | 9 | FALSE | FALSE |  | 34400 | 28200 | 2.6 | 28200 | 2.6
215853286 | 01/27/25 | Live | Johnson Controls Inc. (York International Norman) | YORK | Singlezone Ducted, Centrally Ducted | 215853286 |  | HRCU-A-CB | HH836E2S11 |  | CTM36C5CDS1+JMC17C2SN1 |  |  |  | 11.7 | 19 | 9 | FALSE | FALSE |  | 34400 | 28200 | 2.6 | 28200 | 2.6
216591630 | 01/27/25 | Live | Johnson Controls Inc. (York International Norman) | KENMORE | Singlezone Ducted, Centrally Ducted | 216591630 |  | HRCU-A-CB | HH836E2S11 |  | CTM48C5CFS1+JME16C2SN1 |  |  |  | 11.7 | 19 | 9 | FALSE | FALSE |  | 34400 | 25800 | 2.48 | 25800 | 2.48
214396497 | 01/27/25 | Live | Johnson Controls Inc. (York International Norman) | JOHNSON CONTROLS | Singlezone Ducted, Centrally Ducted | 214396497 |  | HRCU-A-CB | HH836E2S11 |  | CTM48C5CFS1+JME16C2SN1 |  |  |  | 11.7 | 19 | 9 | FALSE | FALSE |  | 34400 | 25800 | 2.48 | 25800 | 2.48
214396496 | 01/27/25 | Live | Johnson Controls Inc. (York International Norman) | CHAMPION HEATING AND COOLING | Singlezone Ducted, Centrally Ducted | 214396496 |  | HRCU-A-CB | HH836E2S11 |  | CTM48C5CFS1+JME16C2SN1 |  |  |  | 11.7 | 19 | 9 | FALSE | FALSE |  | 34400 | 25800 | 2.48 | 25800 | 2.48
214396495 | 01/27/25 | Live | Johnson Controls Inc. (York International Norman) | FRASER-JOHNSTON | Singlezone Ducted, Centrally Ducted | 214396495 |  | HRCU-A-CB | HH836E2S11 |  | CTM48C5CFS1+JME16C2SN1 |  |  |  | 11.7 | 19 | 9 | FALSE | FALSE |  | 34400 | 25800 | 2.48 | 25800 | 2.48
214396494 | 01/27/25 | Live | Johnson Controls Inc. (York International Norman) | LUXAIRE | Singlezone Ducted, Centrally Ducted | 214396494 |  | HRCU-A-CB | HH836E2S11 |  | CTM48C5CFS1+JME16C2SN1 |  |  |  | 11.7 | 19 | 9 | FALSE | FALSE |  | 34400 | 25800 | 2.48 | 25800 | 2.48
214396493 | 01/27/25 | Live | Johnson Controls Inc. (York International Norman) | COLEMAN | Singlezone Ducted, Centrally Ducted | 214396493 |  | HRCU-A-CB | HH836E2S11 |  | CTM48C5CFS1+JME16C2SN1 |  |  |  | 11.7 | 19 | 9 | FALSE | FALSE |  | 34400 | 25800 | 2.48 | 25800 | 2.48
214396025 | 01/27/25 | Live | Johnson Controls Inc. (York International Norman) | YORK | Singlezone Ducted, Centrally Ducted | 214396025 |  | HRCU-A-CB | HH836E2S11 |  | CTM48C5CFS1+JME16C2SN1 |  |  |  | 11.7 | 19 | 9 | FALSE | FALSE |  | 34400 | 25800 | 2.48 | 25800 | 2.48
214396945 | 01/27/25 | Live | Johnson Controls Inc. (York International Norman) | JOHNSON CONTROLS | Singlezone Ducted, Centrally Ducted | 214396945 |  | HRCU-A-CB | HH836E2S11 |  | CTM48C5CFS1+JMVT16CC2N1 |  |  |  | 11.7 | 19 | 9 | FALSE | FALSE |  | 34000 | 25800 | 2.46 | 25800 | 2.46
214396944 | 01/27/25 | Live | Johnson Controls Inc. (York International Norman) | CHAMPION HEATING AND COOLING | Singlezone Ducted, Centrally Ducted | 214396944 |  | HRCU-A-CB | HH836E2S11 |  | CTM48C5CFS1+JMVT16CC2N1 |  |  |  | 11.7 | 19 | 9 | FALSE | FALSE |  | 34000 | 25800 | 2.46 | 25800 | 2.46
214396943 | 01/27/25 | Live | Johnson Controls Inc. (York International Norman) | FRASER-JOHNSTON | Singlezone Ducted, Centrally Ducted | 214396943 |  | HRCU-A-CB | HH836E2S11 |  | CTM48C5CFS1+JMVT16CC2N1 |  |  |  | 11.7 | 19 | 9 | FALSE | FALSE |  | 34000 | 25800 | 2.46 | 25800 | 2.46
214396942 | 01/27/25 | Live | Johnson Controls Inc. (York International Norman) | LUXAIRE | Singlezone Ducted, Centrally Ducted | 214396942 |  | HRCU-A-CB | HH836E2S11 |  | CTM48C5CFS1+JMVT16CC2N1 |  |  |  | 11.7 | 19 | 9 | FALSE | FALSE |  | 34000 | 25800 | 2.46 | 25800 | 2.46
214396941 | 01/27/25 | Live | Johnson Controls Inc. (York International Norman) | COLEMAN | Singlezone Ducted, Centrally Ducted | 214396941 |  | HRCU-A-CB | HH836E2S11 |  | CTM48C5CFS1+JMVT16CC2N1 |  |  |  | 11.7 | 19 | 9 | FALSE | FALSE |  | 34000 | 25800 | 2.46 | 25800 | 2.46
214396131 | 01/27/25 | Live | Johnson Controls Inc. (York International Norman) | YORK | Singlezone Ducted, Centrally Ducted | 214396131 |  | HRCU-A-CB | HH836E2S11 |  | CTM48C5CFS1+JMVT16CC2N1 |  |  |  | 11.7 | 19 | 9 | FALSE | FALSE |  | 34000 | 25800 | 2.46 | 25800 | 2.46
216591891 | 01/27/25 | Live | Johnson Controls Inc. (York International Norman) | KENMORE | Singlezone Ducted, Centrally Ducted | 216591891 |  | HRCU-A-CB | HH836E2S11 |  | CTM48C5CFS1+JME12C2SN1 |  |  |  | 11.7 | 19 | 9 | FALSE | FALSE |  | 34000 | 25800 | 2.46 | 25800 | 2.46
214397796 | 01/27/25 | Live | Johnson Controls Inc. (York International Norman) | JOHNSON CONTROLS | Singlezone Ducted, Centrally Ducted | 214397796 |  | HRCU-A-CB | HH836E2S11 |  | CTM48C5CFS1+JME12C2SN1 |  |  |  | 11.7 | 19 | 9 | FALSE | FALSE |  | 34000 | 25800 | 2.46 | 25800 | 2.46
214397795 | 01/27/25 | Live | Johnson Controls Inc. (York International Norman) | CHAMPION HEATING AND COOLING | Singlezone Ducted, Centrally Ducted | 214397795 |  | HRCU-A-CB | HH836E2S11 |  | CTM48C5CFS1+JME12C2SN1 |  |  |  | 11.7 | 19 | 9 | FALSE | FALSE |  | 34000 | 25800 | 2.46 | 25800 | 2.46
214397794 | 01/27/25 | Live | Johnson Controls Inc. (York International Norman) | FRASER-JOHNSTON | Singlezone Ducted, Centrally Ducted | 214397794 |  | HRCU-A-CB | HH836E2S11 |  | CTM48C5CFS1+JME12C2SN1 |  |  |  | 11.7 | 19 | 9 | FALSE | FALSE |  | 34000 | 25800 | 2.46 | 25800 | 2.46
214397793 | 01/27/25 | Live | Johnson Controls Inc. (York International Norman) | LUXAIRE | Singlezone Ducted, Centrally Ducted | 214397793 |  | HRCU-A-CB | HH836E2S11 |  | CTM48C5CFS1+JME12C2SN1 |  |  |  | 11.7 | 19 | 9 | FALSE | FALSE |  | 34000 | 25800 | 2.46 | 25800 | 2.46
214397792 | 01/27/25 | Live | Johnson Controls Inc. (York International Norman) | COLEMAN | Singlezone Ducted, Centrally Ducted | 214397792 |  | HRCU-A-CB | HH836E2S11 |  | CTM48C5CFS1+JME12C2SN1 |  |  |  | 11.7 | 19 | 9 | FALSE | FALSE |  | 34000 | 25800 | 2.46 | 25800 | 2.46
214395728 | 01/27/25 | Live | Johnson Controls Inc. (York International Norman) | YORK | Singlezone Ducted, Centrally Ducted | 214395728 |  | HRCU-A-CB | HH836E2S11 |  | CTM48C5CFS1+JME12C2SN1 |  |  |  | 11.7 | 19 | 9 | FALSE | FALSE |  | 34000 | 25800 | 2.46 | 25800 | 2.46
214720047 | 06/24/24 | Live | Johnson Controls Inc. (York International Norman) | JOHNSON CONTROLS | Singlezone Ducted, Centrally Ducted | 214720047 |  | HRCU-A-CB | HH836E2S11 |  | CTU48C5XFS1+JMET12CS2N1+TXV |  |  |  | 11.7 | 19 | 9 | FALSE | FALSE | TRUE | 34000 | 25800 | 2.42 | 25800 | 2.42
214720046 | 06/24/24 | Live | Johnson Controls Inc. (York International Norman) | CHAMPION HEATING AND COOLING | Singlezone Ducted, Centrally Ducted | 214720046 |  | HRCU-A-CB | HH836E2S11 |  | CTU48C5XFS1+JMET12CS2N1+TXV |  |  |  | 11.7 | 19 | 9 | FALSE | FALSE | TRUE | 34000 | 25800 | 2.42 | 25800 | 2.42
214720045 | 06/24/24 | Live | Johnson Controls Inc. (York International Norman) | FRASER-JOHNSTON | Singlezone Ducted, Centrally Ducted | 214720045 |  | HRCU-A-CB | HH836E2S11 |  | CTU48C5XFS1+JMET12CS2N1+TXV |  |  |  | 11.7 | 19 | 9 | FALSE | FALSE | TRUE | 34000 | 25800 | 2.42 | 25800 | 2.42
214720044 | 06/24/24 | Live | Johnson Controls Inc. (York International Norman) | LUXAIRE | Singlezone Ducted, Centrally Ducted | 214720044 |  | HRCU-A-CB | HH836E2S11 |  | CTU48C5XFS1+JMET12CS2N1+TXV |  |  |  | 11.7 | 19 | 9 | FALSE | FALSE | TRUE | 34000 | 25800 | 2.42 | 25800 | 2.42
214720043 | 06/24/24 | Live | Johnson Controls Inc. (York International Norman) | COLEMAN | Singlezone Ducted, Centrally Ducted | 214720043 |  | HRCU-A-CB | HH836E2S11 |  | CTU48C5XFS1+JMET12CS2N1+TXV |  |  |  | 11.7 | 19 | 9 | FALSE | FALSE | TRUE | 34000 | 25800 | 2.42 | 25800 | 2.42
214719747 | 06/24/24 | Live | Johnson Controls Inc. (York International Norman) | YORK | Singlezone Ducted, Centrally Ducted | 214719747 |  | HRCU-A-CB | HH836E2S11 |  | CTU48C5XFS1+JMET12CS2N1+TXV |  |  |  | 11.7 | 19 | 9 | FALSE | FALSE | TRUE | 34000 | 25800 | 2.42 | 25800 | 2.42
214397646 | 01/27/25 | Live | Johnson Controls Inc. (York International Norman) | JOHNSON CONTROLS | Singlezone Ducted, Centrally Ducted | 214397646 |  | HRCU-A-CB | HH836E2S11 |  | CTF48C5CFS1+JMET12CS2N1 |  |  |  | 11.7 | 19 | 9 | FALSE | FALSE |  | 34000 | 25800 | 2.42 | 25800 | 2.42
214397645 | 01/27/25 | Live | Johnson Controls Inc. (York International Norman) | CHAMPION HEATING AND COOLING | Singlezone Ducted, Centrally Ducted | 214397645 |  | HRCU-A-CB | HH836E2S11 |  | CTF48C5CFS1+JMET12CS2N1 |  |  |  | 11.7 | 19 | 9 | FALSE | FALSE |  | 34000 | 25800 | 2.42 | 25800 | 2.42
214397644 | 01/27/25 | Live | Johnson Controls Inc. (York International Norman) | FRASER-JOHNSTON | Singlezone Ducted, Centrally Ducted | 214397644 |  | HRCU-A-CB | HH836E2S11 |  | CTF48C5CFS1+JMET12CS2N1 |  |  |  | 11.7 | 19 | 9 | FALSE | FALSE |  | 34000 | 25800 | 2.42 | 25800 | 2.42
214397643 | 01/27/25 | Live | Johnson Controls Inc. (York International Norman) | LUXAIRE | Singlezone Ducted, Centrally Ducted | 214397643 |  | HRCU-A-CB | HH836E2S11 |  | CTF48C5CFS1+JMET12CS2N1 |  |  |  | 11.7 | 19 | 9 | FALSE | FALSE |  | 34000 | 25800 | 2.42 | 25800 | 2.42
214397642 | 01/27/25 | Live | Johnson Controls Inc. (York International Norman) | COLEMAN | Singlezone Ducted, Centrally Ducted | 214397642 |  | HRCU-A-CB | HH836E2S11 |  | CTF48C5CFS1+JMET12CS2N1 |  |  |  | 11.7 | 19 | 9 | FALSE | FALSE |  | 34000 | 25800 | 2.42 | 25800 | 2.42
214395689 | 01/27/25 | Live | Johnson Controls Inc. (York International Norman) | YORK | Singlezone Ducted, Centrally Ducted | 214395689 |  | HRCU-A-CB | HH836E2S11 |  | CTF48C5CFS1+JMET12CS2N1 |  |  |  | 11.7 | 19 | 9 | FALSE | FALSE |  | 34000 | 25800 | 2.42 | 25800 | 2.42
214606516 | 01/27/25 | Live | Johnson Controls Inc. (York International Norman) | JOHNSON CONTROLS | Singlezone Ducted, Centrally Ducted | 214606516 |  | HRCU-A-C | HH836E2S11 |  | CTM36B5CDS1 |  |  |  | 11 | 15.2 | 8.1 | FALSE | FALSE |  | 32800 | 27000 | 2.34 | 27000 | 2.34
214606517 | 01/27/25 | Live | Johnson Controls Inc. (York International Norman) | CHAMPION HEATING AND COOLING | Singlezone Ducted, Centrally Ducted | 214606517 |  | HRCU-A-C | HH836E2S11 |  | CTM36B5CDS1 |  |  |  | 11 | 15.2 | 8.1 | FALSE | FALSE |  | 32800 | 27000 | 2.34 | 27000 | 2.34
214606518 | 01/27/25 | Live | Johnson Controls Inc. (York International Norman) | FRASER-JOHNSTON | Singlezone Ducted, Centrally Ducted | 214606518 |  | HRCU-A-C | HH836E2S11 |  | CTM36B5CDS1 |  |  |  | 11 | 15.2 | 8.1 | FALSE | FALSE |  | 32800 | 27000 | 2.34 | 27000 | 2.34
214606514 | 01/27/25 | Live | Johnson Controls Inc. (York International Norman) | LUXAIRE | Singlezone Ducted, Centrally Ducted | 214606514 |  | HRCU-A-C | HH836E2S11 |  | CTM36B5CDS1 |  |  |  | 11 | 15.2 | 8.1 | FALSE | FALSE |  | 32800 | 27000 | 2.34 | 27000 | 2.34
214606515 | 01/27/25 | Live | Johnson Controls Inc. (York International Norman) | COLEMAN | Singlezone Ducted, Centrally Ducted | 214606515 |  | HRCU-A-C | HH836E2S11 |  | CTM36B5CDS1 |  |  |  | 11 | 15.2 | 8.1 | FALSE | FALSE |  | 32800 | 27000 | 2.34 | 27000 | 2.34
214606513 | 01/27/25 | Live | Johnson Controls Inc. (York International Norman) | YORK | Singlezone Ducted, Centrally Ducted | 214606513 |  | HRCU-A-C | HH836E2S11 |  | CTM36B5CDS1 |  |  |  | 11 | 15.2 | 8.1 | FALSE | FALSE |  | 32800 | 27000 | 2.34 | 27000 | 2.34
214398001 | 01/27/25 | Live | Johnson Controls Inc. (York International Norman) | JOHNSON CONTROLS | Singlezone Ducted, Centrally Ducted | 214398001 |  | HRCU-A-CB | HH860E2S11 |  | CTF60C5CHS1+JMC17C2SN1 |  |  |  | 12 | 19 | 9 | FALSE | FALSE |  | 53500 | 36400 | 2.58 | 36400 | 2.58
214398000 | 01/27/25 | Live | Johnson Controls Inc. (York International Norman) | CHAMPION HEATING AND COOLING | Singlezone Ducted, Centrally Ducted | 214398000 |  | HRCU-A-CB | HH860E2S11 |  | CTF60C5CHS1+JMC17C2SN1 |  |  |  | 12 | 19 | 9 | FALSE | FALSE |  | 53500 | 36400 | 2.58 | 36400 | 2.58
214397999 | 01/27/25 | Live | Johnson Controls Inc. (York International Norman) | FRASER-JOHNSTON | Singlezone Ducted, Centrally Ducted | 214397999 |  | HRCU-A-CB | HH860E2S11 |  | CTF60C5CHS1+JMC17C2SN1 |  |  |  | 12 | 19 | 9 | FALSE | FALSE |  | 53500 | 36400 | 2.58 | 36400 | 2.58
214397998 | 01/27/25 | Live | Johnson Controls Inc. (York International Norman) | LUXAIRE | Singlezone Ducted, Centrally Ducted | 214397998 |  | HRCU-A-CB | HH860E2S11 |  | CTF60C5CHS1+JMC17C2SN1 |  |  |  | 12 | 19 | 9 | FALSE | FALSE |  | 53500 | 36400 | 2.58 | 36400 | 2.58
214397997 | 01/27/25 | Live | Johnson Controls Inc. (York International Norman) | COLEMAN | Singlezone Ducted, Centrally Ducted | 214397997 |  | HRCU-A-CB | HH860E2S11 |  | CTF60C5CHS1+JMC17C2SN1 |  |  |  | 12 | 19 | 9 | FALSE | FALSE |  | 53500 | 36400 | 2.58 | 36400 | 2.58
214395780 | 01/27/25 | Live | Johnson Controls Inc. (York International Norman) | YORK | Singlezone Ducted, Centrally Ducted | 214395780 |  | HRCU-A-CB | HH860E2S11 |  | CTF60C5CHS1+JMC17C2SN1 |  |  |  | 12 | 19 | 9 | FALSE | FALSE |  | 53500 | 36400 | 2.58 | 36400 | 2.58
216591785 | 01/27/25 | Live | Johnson Controls Inc. (York International Norman) | KENMORE | Singlezone Ducted, Centrally Ducted | 216591785 |  | HRCU-A-CB | HH860E2S11 |  | CTM60D5CHS1+JME18D2SN1 |  |  |  | 12 | 19 | 9 | FALSE | FALSE |  | 54000 | 36600 | 2.62 | 36600 | 2.62
214397176 | 01/27/25 | Live | Johnson Controls Inc. (York International Norman) | JOHNSON CONTROLS | Singlezone Ducted, Centrally Ducted | 214397176 |  | HRCU-A-CB | HH860E2S11 |  | CTM60D5CHS1+JME18D2SN1 |  |  |  | 12 | 19 | 9 | FALSE | FALSE |  | 54000 | 36600 | 2.62 | 36600 | 2.62
214397175 | 01/27/25 | Live | Johnson Controls Inc. (York International Norman) | CHAMPION HEATING AND COOLING | Singlezone Ducted, Centrally Ducted | 214397175 |  | HRCU-A-CB | HH860E2S11 |  | CTM60D5CHS1+JME18D2SN1 |  |  |  | 12 | 19 | 9 | FALSE | FALSE |  | 54000 | 36600 | 2.62 | 36600 | 2.62
214397174 | 01/27/25 | Live | Johnson Controls Inc. (York International Norman) | FRASER-JOHNSTON | Singlezone Ducted, Centrally Ducted | 214397174 |  | HRCU-A-CB | HH860E2S11 |  | CTM60D5CHS1+JME18D2SN1 |  |  |  | 12 | 19 | 9 | FALSE | FALSE |  | 54000 | 36600 | 2.62 | 36600 | 2.62
214397173 | 01/27/25 | Live | Johnson Controls Inc. (York International Norman) | LUXAIRE | Singlezone Ducted, Centrally Ducted | 214397173 |  | HRCU-A-CB | HH860E2S11 |  | CTM60D5CHS1+JME18D2SN1 |  |  |  | 12 | 19 | 9 | FALSE | FALSE |  | 54000 | 36600 | 2.62 | 36600 | 2.62
214397172 | 01/27/25 | Live | Johnson Controls Inc. (York International Norman) | COLEMAN | Singlezone Ducted, Centrally Ducted | 214397172 |  | HRCU-A-CB | HH860E2S11 |  | CTM60D5CHS1+JME18D2SN1 |  |  |  | 12 | 19 | 9 | FALSE | FALSE |  | 54000 | 36600 | 2.62 | 36600 | 2.62
214396182 | 01/27/25 | Live | Johnson Controls Inc. (York International Norman) | YORK | Singlezone Ducted, Centrally Ducted | 214396182 |  | HRCU-A-CB | HH860E2S11 |  | CTM60D5CHS1+JME18D2SN1 |  |  |  | 12 | 19 | 9 | FALSE | FALSE |  | 54000 | 36600 | 2.62 | 36600 | 2.62
214398430 | 01/27/25 | Live | Johnson Controls Inc. (York International Norman) | JOHNSON CONTROLS | Singlezone Ducted, Centrally Ducted | 214398430 |  | HRCU-A-CB | HH860E2S11 |  | CTM60C5CHS1+JMVT17CC2N1 |  |  |  | 12 | 19 | 9 | FALSE | FALSE |  | 53500 | 36400 | 2.6 | 36400 | 2.6
214398429 | 01/27/25 | Live | Johnson Controls Inc. (York International Norman) | CHAMPION HEATING AND COOLING | Singlezone Ducted, Centrally Ducted | 214398429 |  | HRCU-A-CB | HH860E2S11 |  | CTM60C5CHS1+JMVT17CC2N1 |  |  |  | 12 | 19 | 9 | FALSE | FALSE |  | 53500 | 36400 | 2.6 | 36400 | 2.6
214398428 | 01/27/25 | Live | Johnson Controls Inc. (York International Norman) | FRASER-JOHNSTON | Singlezone Ducted, Centrally Ducted | 214398428 |  | HRCU-A-CB | HH860E2S11 |  | CTM60C5CHS1+JMVT17CC2N1 |  |  |  | 12 | 19 | 9 | FALSE | FALSE |  | 53500 | 36400 | 2.6 | 36400 | 2.6
214398427 | 01/27/25 | Live | Johnson Controls Inc. (York International Norman) | LUXAIRE | Singlezone Ducted, Centrally Ducted | 214398427 |  | HRCU-A-CB | HH860E2S11 |  | CTM60C5CHS1+JMVT17CC2N1 |  |  |  | 12 | 19 | 9 | FALSE | FALSE |  | 53500 | 36400 | 2.6 | 36400 | 2.6
214398426 | 01/27/25 | Live | Johnson Controls Inc. (York International Norman) | COLEMAN | Singlezone Ducted, Centrally Ducted | 214398426 |  | HRCU-A-CB | HH860E2S11 |  | CTM60C5CHS1+JMVT17CC2N1 |  |  |  | 12 | 19 | 9 | FALSE | FALSE |  | 53500 | 36400 | 2.6 | 36400 | 2.6
214395887 | 01/27/25 | Live | Johnson Controls Inc. (York International Norman) | YORK | Singlezone Ducted, Centrally Ducted | 214395887 |  | HRCU-A-CB | HH860E2S11 |  | CTM60C5CHS1+JMVT17CC2N1 |  |  |  | 12 | 19 | 9 | FALSE | FALSE |  | 53500 | 36400 | 2.6 | 36400 | 2.6
214397208 | 01/27/25 | Live | Johnson Controls Inc. (York International Norman) | JOHNSON CONTROLS | Singlezone Ducted, Centrally Ducted | 214397208 |  | HRCU-A-CB | HH860E2S11 |  | CTF60D5CJS1+JMET18DS2N1 |  |  |  | 11 | 19 | 9 | FALSE | FALSE |  | 53000 | 37200 | 2.66 | 37200 | 2.66
214397207 | 01/27/25 | Live | Johnson Controls Inc. (York International Norman) | CHAMPION HEATING AND COOLING | Singlezone Ducted, Centrally Ducted | 214397207 |  | HRCU-A-CB | HH860E2S11 |  | CTF60D5CJS1+JMET18DS2N1 |  |  |  | 11 | 19 | 9 | FALSE | FALSE |  | 53000 | 37200 | 2.66 | 37200 | 2.66
214397206 | 01/27/25 | Live | Johnson Controls Inc. (York International Norman) | FRASER-JOHNSTON | Singlezone Ducted, Centrally Ducted | 214397206 |  | HRCU-A-CB | HH860E2S11 |  | CTF60D5CJS1+JMET18DS2N1 |  |  |  | 11 | 19 | 9 | FALSE | FALSE |  | 53000 | 37200 | 2.66 | 37200 | 2.66
214397205 | 01/27/25 | Live | Johnson Controls Inc. (York International Norman) | LUXAIRE | Singlezone Ducted, Centrally Ducted | 214397205 |  | HRCU-A-CB | HH860E2S11 |  | CTF60D5CJS1+JMET18DS2N1 |  |  |  | 11 | 19 | 9 | FALSE | FALSE |  | 53000 | 37200 | 2.66 | 37200 | 2.66
214397204 | 01/27/25 | Live | Johnson Controls Inc. (York International Norman) | COLEMAN | Singlezone Ducted, Centrally Ducted | 214397204 |  | HRCU-A-CB | HH860E2S11 |  | CTF60D5CJS1+JMET18DS2N1 |  |  |  | 11 | 19 | 9 | FALSE | FALSE |  | 53000 | 37200 | 2.66 | 37200 | 2.66
214396190 | 01/27/25 | Live | Johnson Controls Inc. (York International Norman) | YORK | Singlezone Ducted, Centrally Ducted | 214396190 |  | HRCU-A-CB | HH860E2S11 |  | CTF60D5CJS1+JMET18DS2N1 |  |  |  | 11 | 19 | 9 | FALSE | FALSE |  | 53000 | 37200 | 2.66 | 37200 | 2.66
214606563 | 01/27/25 | Live | Johnson Controls Inc. (York International Norman) | JOHNSON CONTROLS | Singlezone Ducted, Centrally Ducted | 214606563 |  | HRCU-A-C | HH860E2S11 |  | CTM60D5CHS1 |  |  |  | 11 | 15.2 | 8.1 | FALSE | FALSE |  | 53500 | 34800 | 2.32 | 34800 | 2.32
214606570 | 01/27/25 | Live | Johnson Controls Inc. (York International Norman) | CHAMPION HEATING AND COOLING | Singlezone Ducted, Centrally Ducted | 214606570 |  | HRCU-A-C | HH860E2S11 |  | CTM60D5CHS1 |  |  |  | 11 | 15.2 | 8.1 | FALSE | FALSE |  | 53500 | 34800 | 2.32 | 34800 | 2.32
214606535 | 01/27/25 | Live | Johnson Controls Inc. (York International Norman) | FRASER-JOHNSTON | Singlezone Ducted, Centrally Ducted | 214606535 |  | HRCU-A-C | HH860E2S11 |  | CTM60D5CHS1 |  |  |  | 11 | 15.2 | 8.1 | FALSE | FALSE |  | 53500 | 34800 | 2.32 | 34800 | 2.32
214606543 | 01/27/25 | Live | Johnson Controls Inc. (York International Norman) | LUXAIRE | Singlezone Ducted, Centrally Ducted | 214606543 |  | HRCU-A-C | HH860E2S11 |  | CTM60D5CHS1 |  |  |  | 11 | 15.2 | 8.1 | FALSE | FALSE |  | 53500 | 34800 | 2.32 | 34800 | 2.32
214606550 | 01/27/25 | Live | Johnson Controls Inc. (York International Norman) | COLEMAN | Singlezone Ducted, Centrally Ducted | 214606550 |  | HRCU-A-C | HH860E2S11 |  | CTM60D5CHS1 |  |  |  | 11 | 15.2 | 8.1 | FALSE | FALSE |  | 53500 | 34800 | 2.32 | 34800 | 2.32
214606582 | 01/27/25 | Live | Johnson Controls Inc. (York International Norman) | YORK | Singlezone Ducted, Centrally Ducted | 214606582 |  | HRCU-A-C | HH860E2S11 |  | CTM60D5CHS1 |  |  |  | 11 | 15.2 | 8.1 | FALSE | FALSE |  | 53500 | 34800 | 2.32 | 34800 | 2.32
214807845 | 01/27/25 | Live | Johnson Controls Inc. (York International Norman) | JOHNSON CONTROLS | Singlezone Ducted, Centrally Ducted | 214807845 |  | HRCU-A-CB | HH860E2S11 |  | CTU60D5XHS1+JMC20D2SN1+TXV |  |  |  | 12 | 19 | 8.5 | FALSE | FALSE |  | 53000 | 36600 | 2.6 | 36600 | 2.6
214807844 | 01/27/25 | Live | Johnson Controls Inc. (York International Norman) | CHAMPION HEATING AND COOLING | Singlezone Ducted, Centrally Ducted | 214807844 |  | HRCU-A-CB | HH860E2S11 |  | CTU60D5XHS1+JMC20D2SN1+TXV |  |  |  | 12 | 19 | 8.5 | FALSE | FALSE |  | 53000 | 36600 | 2.6 | 36600 | 2.6
214807843 | 01/27/25 | Live | Johnson Controls Inc. (York International Norman) | FRASER-JOHNSTON | Singlezone Ducted, Centrally Ducted | 214807843 |  | HRCU-A-CB | HH860E2S11 |  | CTU60D5XHS1+JMC20D2SN1+TXV |  |  |  | 12 | 19 | 8.5 | FALSE | FALSE |  | 53000 | 36600 | 2.6 | 36600 | 2.6
214807842 | 01/27/25 | Live | Johnson Controls Inc. (York International Norman) | LUXAIRE | Singlezone Ducted, Centrally Ducted | 214807842 |  | HRCU-A-CB | HH860E2S11 |  | CTU60D5XHS1+JMC20D2SN1+TXV |  |  |  | 12 | 19 | 8.5 | FALSE | FALSE |  | 53000 | 36600 | 2.6 | 36600 | 2.6
214807841 | 01/27/25 | Live | Johnson Controls Inc. (York International Norman) | COLEMAN | Singlezone Ducted, Centrally Ducted | 214807841 |  | HRCU-A-CB | HH860E2S11 |  | CTU60D5XHS1+JMC20D2SN1+TXV |  |  |  | 12 | 19 | 8.5 | FALSE | FALSE |  | 53000 | 36600 | 2.6 | 36600 | 2.6
214807390 | 01/27/25 | Live | Johnson Controls Inc. (York International Norman) | YORK | Singlezone Ducted, Centrally Ducted | 214807390 |  | HRCU-A-CB | HH860E2S11 |  | CTU60D5XHS1+JMC20D2SN1+TXV |  |  |  | 12 | 19 | 8.5 | FALSE | FALSE |  | 53000 | 36600 | 2.6 | 36600 | 2.6
214397171 | 06/26/24 | Live | Johnson Controls Inc. (York International Norman) | JOHNSON CONTROLS | Singlezone Ducted, Centrally Ducted | 214397171 |  | HRCU-A-CB | HH860E2S11 |  | CTF60D5CHS1+JMC20D2SN1 |  |  |  | 12 | 19 | 8.5 | FALSE | FALSE | TRUE | 53000 | 36600 | 2.6 | 36600 | 2.6
214397170 | 06/26/24 | Live | Johnson Controls Inc. (York International Norman) | CHAMPION HEATING AND COOLING | Singlezone Ducted, Centrally Ducted | 214397170 |  | HRCU-A-CB | HH860E2S11 |  | CTF60D5CHS1+JMC20D2SN1 |  |  |  | 12 | 19 | 8.5 | FALSE | FALSE | TRUE | 53000 | 36600 | 2.6 | 36600 | 2.6
214397169 | 06/26/24 | Live | Johnson Controls Inc. (York International Norman) | FRASER-JOHNSTON | Singlezone Ducted, Centrally Ducted | 214397169 |  | HRCU-A-CB | HH860E2S11 |  | CTF60D5CHS1+JMC20D2SN1 |  |  |  | 12 | 19 | 8.5 | FALSE | FALSE | TRUE | 53000 | 36600 | 2.6 | 36600 | 2.6
214397168 | 06/26/24 | Live | Johnson Controls Inc. (York International Norman) | LUXAIRE | Singlezone Ducted, Centrally Ducted | 214397168 |  | HRCU-A-CB | HH860E2S11 |  | CTF60D5CHS1+JMC20D2SN1 |  |  |  | 12 | 19 | 8.5 | FALSE | FALSE | TRUE | 53000 | 36600 | 2.6 | 36600 | 2.6
214397167 | 06/26/24 | Live | Johnson Controls Inc. (York International Norman) | COLEMAN | Singlezone Ducted, Centrally Ducted | 214397167 |  | HRCU-A-CB | HH860E2S11 |  | CTF60D5CHS1+JMC20D2SN1 |  |  |  | 12 | 19 | 8.5 | FALSE | FALSE | TRUE | 53000 | 36600 | 2.6 | 36600 | 2.6
214396181 | 06/26/24 | Live | Johnson Controls Inc. (York International Norman) | YORK | Singlezone Ducted, Centrally Ducted | 214396181 |  | HRCU-A-CB | HH860E2S11 |  | CTF60D5CHS1+JMC20D2SN1 |  |  |  | 12 | 19 | 8.5 | FALSE | FALSE | TRUE | 53000 | 36600 | 2.6 | 36600 | 2.6
216591657 | 01/17/25 | Live | Johnson Controls Inc. (York International Norman) | KENMORE | Singlezone Ducted, Centrally Ducted | 216591657 |  | HRCU-A-CB | HH824E2S11 |  | JHE24B5AC2SS1 |  |  |  | 12 | 19 | 9 | FALSE | FALSE |  | 23000 | 18600 | 2.82 | 18600 | 2.82
214396707 | 01/17/25 | Live | Johnson Controls Inc. (York International Norman) | JOHNSON CONTROLS | Singlezone Ducted, Centrally Ducted | 214396707 |  | HRCU-A-CB | HH824E2S11 |  | JHE24B5AC2SS1 |  |  |  | 12 | 19 | 9 | FALSE | FALSE |  | 23000 | 18600 | 2.82 | 18600 | 2.82
214396706 | 01/17/25 | Live | Johnson Controls Inc. (York International Norman) | CHAMPION HEATING AND COOLING | Singlezone Ducted, Centrally Ducted | 214396706 |  | HRCU-A-CB | HH824E2S11 |  | JHE24B5AC2SS1 |  |  |  | 12 | 19 | 9 | FALSE | FALSE |  | 23000 | 18600 | 2.82 | 18600 | 2.82
214396705 | 01/17/25 | Live | Johnson Controls Inc. (York International Norman) | FRASER-JOHNSTON | Singlezone Ducted, Centrally Ducted | 214396705 |  | HRCU-A-CB | HH824E2S11 |  | JHE24B5AC2SS1 |  |  |  | 12 | 19 | 9 | FALSE | FALSE |  | 23000 | 18600 | 2.82 | 18600 | 2.82
214396704 | 01/17/25 | Live | Johnson Controls Inc. (York International Norman) | LUXAIRE | Singlezone Ducted, Centrally Ducted | 214396704 |  | HRCU-A-CB | HH824E2S11 |  | JHE24B5AC2SS1 |  |  |  | 12 | 19 | 9 | FALSE | FALSE |  | 23000 | 18600 | 2.82 | 18600 | 2.82
214396703 | 01/17/25 | Live | Johnson Controls Inc. (York International Norman) | COLEMAN | Singlezone Ducted, Centrally Ducted | 214396703 |  | HRCU-A-CB | HH824E2S11 |  | JHE24B5AC2SS1 |  |  |  | 12 | 19 | 9 | FALSE | FALSE |  | 23000 | 18600 | 2.82 | 18600 | 2.82
214396076 | 01/17/25 | Live | Johnson Controls Inc. (York International Norman) | YORK | Singlezone Ducted, Centrally Ducted | 214396076 |  | HRCU-A-CB | HH824E2S11 |  | JHE24B5AC2SS1 |  |  |  | 12 | 19 | 9 | FALSE | FALSE |  | 23000 | 18600 | 2.82 | 18600 | 2.82
214606555 | 01/27/25 | Live | Johnson Controls Inc. (York International Norman) | JOHNSON CONTROLS | Singlezone Ducted, Centrally Ducted | 214606555 |  | HRCU-A-C | HH860E2S11 |  | CTF60D5CGS1 |  |  |  | 11 | 15.2 | 8.5 | FALSE | FALSE |  | 44500 | 34800 | 2.48 | 34800 | 2.48
214606560 | 01/27/25 | Live | Johnson Controls Inc. (York International Norman) | CHAMPION HEATING AND COOLING | Singlezone Ducted, Centrally Ducted | 214606560 |  | HRCU-A-C | HH860E2S11 |  | CTF60D5CGS1 |  |  |  | 11 | 15.2 | 8.5 | FALSE | FALSE |  | 44500 | 34800 | 2.48 | 34800 | 2.48
214606568 | 01/27/25 | Live | Johnson Controls Inc. (York International Norman) | FRASER-JOHNSTON | Singlezone Ducted, Centrally Ducted | 214606568 |  | HRCU-A-C | HH860E2S11 |  | CTF60D5CGS1 |  |  |  | 11 | 15.2 | 8.5 | FALSE | FALSE |  | 44500 | 34800 | 2.48 | 34800 | 2.48
214606532 | 01/27/25 | Live | Johnson Controls Inc. (York International Norman) | LUXAIRE | Singlezone Ducted, Centrally Ducted | 214606532 |  | HRCU-A-C | HH860E2S11 |  | CTF60D5CGS1 |  |  |  | 11 | 15.2 | 8.5 | FALSE | FALSE |  | 44500 | 34800 | 2.48 | 34800 | 2.48
214606540 | 01/27/25 | Live | Johnson Controls Inc. (York International Norman) | COLEMAN | Singlezone Ducted, Centrally Ducted | 214606540 |  | HRCU-A-C | HH860E2S11 |  | CTF60D5CGS1 |  |  |  | 11 | 15.2 | 8.5 | FALSE | FALSE |  | 44500 | 34800 | 2.48 | 34800 | 2.48
214606579 | 01/27/25 | Live | Johnson Controls Inc. (York International Norman) | YORK | Singlezone Ducted, Centrally Ducted | 214606579 |  | HRCU-A-C | HH860E2S11 |  | CTF60D5CGS1 |  |  |  | 11 | 15.2 | 8.5 | FALSE | FALSE |  | 44500 | 34800 | 2.48 | 34800 | 2.48
214396400 | 01/27/25 | Live | Johnson Controls Inc. (York International Norman) | JOHNSON CONTROLS | Singlezone Ducted, Centrally Ducted | 214396400 |  | HRCU-A-CB | HH836E2S11 |  | CTF36C5CDS1+JMC17C2SN1 |  |  |  | 11.7 | 19 | 9 | FALSE | FALSE |  | 34400 | 27600 | 2.56 | 27600 | 2.56
214396399 | 01/27/25 | Live | Johnson Controls Inc. (York International Norman) | CHAMPION HEATING AND COOLING | Singlezone Ducted, Centrally Ducted | 214396399 |  | HRCU-A-CB | HH836E2S11 |  | CTF36C5CDS1+JMC17C2SN1 |  |  |  | 11.7 | 19 | 9 | FALSE | FALSE |  | 34400 | 27600 | 2.56 | 27600 | 2.56
214396398 | 01/27/25 | Live | Johnson Controls Inc. (York International Norman) | FRASER-JOHNSTON | Singlezone Ducted, Centrally Ducted | 214396398 |  | HRCU-A-CB | HH836E2S11 |  | CTF36C5CDS1+JMC17C2SN1 |  |  |  | 11.7 | 19 | 9 | FALSE | FALSE |  | 34400 | 27600 | 2.56 | 27600 | 2.56
214396397 | 01/27/25 | Live | Johnson Controls Inc. (York International Norman) | LUXAIRE | Singlezone Ducted, Centrally Ducted | 214396397 |  | HRCU-A-CB | HH836E2S11 |  | CTF36C5CDS1+JMC17C2SN1 |  |  |  | 11.7 | 19 | 9 | FALSE | FALSE |  | 34400 | 27600 | 2.56 | 27600 | 2.56
214396396 | 01/27/25 | Live | Johnson Controls Inc. (York International Norman) | COLEMAN | Singlezone Ducted, Centrally Ducted | 214396396 |  | HRCU-A-CB | HH836E2S11 |  | CTF36C5CDS1+JMC17C2SN1 |  |  |  | 11.7 | 19 | 9 | FALSE | FALSE |  | 34400 | 27600 | 2.56 | 27600 | 2.56
214396002 | 01/27/25 | Live | Johnson Controls Inc. (York International Norman) | YORK | Singlezone Ducted, Centrally Ducted | 214396002 |  | HRCU-A-CB | HH836E2S11 |  | CTF36C5CDS1+JMC17C2SN1 |  |  |  | 11.7 | 19 | 9 | FALSE | FALSE |  | 34400 | 27600 | 2.56 | 27600 | 2.56
216591703 | 01/27/25 | Live | Johnson Controls Inc. (York International Norman) | KENMORE | Singlezone Ducted, Centrally Ducted | 216591703 |  | HRCU-A-CB | HH836E2S11 |  | CTF36C5CDS1+JME16C2SN1 |  |  |  | 12 | 19 | 9 | FALSE | FALSE |  | 34600 | 28200 | 2.62 | 28200 | 2.62
214397253 | 01/27/25 | Live | Johnson Controls Inc. (York International Norman) | JOHNSON CONTROLS | Singlezone Ducted, Centrally Ducted | 214397253 |  | HRCU-A-CB | HH836E2S11 |  | CTF36C5CDS1+JME16C2SN1 |  |  |  | 12 | 19 | 9 | FALSE | FALSE |  | 34600 | 28200 | 2.62 | 28200 | 2.62
214397252 | 01/27/25 | Live | Johnson Controls Inc. (York International Norman) | CHAMPION HEATING AND COOLING | Singlezone Ducted, Centrally Ducted | 214397252 |  | HRCU-A-CB | HH836E2S11 |  | CTF36C5CDS1+JME16C2SN1 |  |  |  | 12 | 19 | 9 | FALSE | FALSE |  | 34600 | 28200 | 2.62 | 28200 | 2.62
214397251 | 01/27/25 | Live | Johnson Controls Inc. (York International Norman) | FRASER-JOHNSTON | Singlezone Ducted, Centrally Ducted | 214397251 |  | HRCU-A-CB | HH836E2S11 |  | CTF36C5CDS1+JME16C2SN1 |  |  |  | 12 | 19 | 9 | FALSE | FALSE |  | 34600 | 28200 | 2.62 | 28200 | 2.62
214397250 | 01/27/25 | Live | Johnson Controls Inc. (York International Norman) | LUXAIRE | Singlezone Ducted, Centrally Ducted | 214397250 |  | HRCU-A-CB | HH836E2S11 |  | CTF36C5CDS1+JME16C2SN1 |  |  |  | 12 | 19 | 9 | FALSE | FALSE |  | 34600 | 28200 | 2.62 | 28200 | 2.62
214397249 | 01/27/25 | Live | Johnson Controls Inc. (York International Norman) | COLEMAN | Singlezone Ducted, Centrally Ducted | 214397249 |  | HRCU-A-CB | HH836E2S11 |  | CTF36C5CDS1+JME16C2SN1 |  |  |  | 12 | 19 | 9 | FALSE | FALSE |  | 34600 | 28200 | 2.62 | 28200 | 2.62
214396200 | 01/27/25 | Live | Johnson Controls Inc. (York International Norman) | YORK | Singlezone Ducted, Centrally Ducted | 214396200 |  | HRCU-A-CB | HH836E2S11 |  | CTF36C5CDS1+JME16C2SN1 |  |  |  | 12 | 19 | 9 | FALSE | FALSE |  | 34600 | 28200 | 2.62 | 28200 | 2.62
214398104 | 01/27/25 | Live | Johnson Controls Inc. (York International Norman) | JOHNSON CONTROLS | Singlezone Ducted, Centrally Ducted | 214398104 |  | HRCU-A-CB | HH836E2S11 |  | CTF36C5CDS1+JMET12CS2N1 |  |  |  | 11.7 | 19 | 9 | FALSE | FALSE |  | 34400 | 27800 | 2.54 | 27800 | 2.54
214398103 | 01/27/25 | Live | Johnson Controls Inc. (York International Norman) | CHAMPION HEATING AND COOLING | Singlezone Ducted, Centrally Ducted | 214398103 |  | HRCU-A-CB | HH836E2S11 |  | CTF36C5CDS1+JMET12CS2N1 |  |  |  | 11.7 | 19 | 9 | FALSE | FALSE |  | 34400 | 27800 | 2.54 | 27800 | 2.54
214398102 | 01/27/25 | Live | Johnson Controls Inc. (York International Norman) | FRASER-JOHNSTON | Singlezone Ducted, Centrally Ducted | 214398102 |  | HRCU-A-CB | HH836E2S11 |  | CTF36C5CDS1+JMET12CS2N1 |  |  |  | 11.7 | 19 | 9 | FALSE | FALSE |  | 34400 | 27800 | 2.54 | 27800 | 2.54
214398101 | 01/27/25 | Live | Johnson Controls Inc. (York International Norman) | LUXAIRE | Singlezone Ducted, Centrally Ducted | 214398101 |  | HRCU-A-CB | HH836E2S11 |  | CTF36C5CDS1+JMET12CS2N1 |  |  |  | 11.7 | 19 | 9 | FALSE | FALSE |  | 34400 | 27800 | 2.54 | 27800 | 2.54
214398100 | 01/27/25 | Live | Johnson Controls Inc. (York International Norman) | COLEMAN | Singlezone Ducted, Centrally Ducted | 214398100 |  | HRCU-A-CB | HH836E2S11 |  | CTF36C5CDS1+JMET12CS2N1 |  |  |  | 11.7 | 19 | 9 | FALSE | FALSE |  | 34400 | 27800 | 2.54 | 27800 | 2.54
214395805 | 01/27/25 | Live | Johnson Controls Inc. (York International Norman) | YORK | Singlezone Ducted, Centrally Ducted | 214395805 |  | HRCU-A-CB | HH836E2S11 |  | CTF36C5CDS1+JMET12CS2N1 |  |  |  | 11.7 | 19 | 9 | FALSE | FALSE |  | 34400 | 27800 | 2.54 | 27800 | 2.54
214398235 | 01/27/25 | Live | Johnson Controls Inc. (York International Norman) | JOHNSON CONTROLS | Singlezone Ducted, Centrally Ducted | 214398235 |  | HRCU-A-CB | HH836E2S11 |  | CTM48C5CFS1+JMC16C2SN1 |  |  |  | 11.7 | 19 | 9 | FALSE | FALSE |  | 34400 | 25800 | 2.48 | 25800 | 2.48
214398234 | 01/27/25 | Live | Johnson Controls Inc. (York International Norman) | CHAMPION HEATING AND COOLING | Singlezone Ducted, Centrally Ducted | 214398234 |  | HRCU-A-CB | HH836E2S11 |  | CTM48C5CFS1+JMC16C2SN1 |  |  |  | 11.7 | 19 | 9 | FALSE | FALSE |  | 34400 | 25800 | 2.48 | 25800 | 2.48
214398233 | 01/27/25 | Live | Johnson Controls Inc. (York International Norman) | FRASER-JOHNSTON | Singlezone Ducted, Centrally Ducted | 214398233 |  | HRCU-A-CB | HH836E2S11 |  | CTM48C5CFS1+JMC16C2SN1 |  |  |  | 11.7 | 19 | 9 | FALSE | FALSE |  | 34400 | 25800 | 2.48 | 25800 | 2.48
214398232 | 01/27/25 | Live | Johnson Controls Inc. (York International Norman) | LUXAIRE | Singlezone Ducted, Centrally Ducted | 214398232 |  | HRCU-A-CB | HH836E2S11 |  | CTM48C5CFS1+JMC16C2SN1 |  |  |  | 11.7 | 19 | 9 | FALSE | FALSE |  | 34400 | 25800 | 2.48 | 25800 | 2.48
214398231 | 01/27/25 | Live | Johnson Controls Inc. (York International Norman) | COLEMAN | Singlezone Ducted, Centrally Ducted | 214398231 |  | HRCU-A-CB | HH836E2S11 |  | CTM48C5CFS1+JMC16C2SN1 |  |  |  | 11.7 | 19 | 9 | FALSE | FALSE |  | 34400 | 25800 | 2.48 | 25800 | 2.48
214395840 | 01/27/25 | Live | Johnson Controls Inc. (York International Norman) | YORK | Singlezone Ducted, Centrally Ducted | 214395840 |  | HRCU-A-CB | HH836E2S11 |  | CTM48C5CFS1+JMC16C2SN1 |  |  |  | 11.7 | 19 | 9 | FALSE | FALSE |  | 34400 | 25800 | 2.48 | 25800 | 2.48
214606510 | 01/27/25 | Live | Johnson Controls Inc. (York International Norman) | JOHNSON CONTROLS | Singlezone Ducted, Centrally Ducted | 214606510 |  | HRCU-A-C | HH836E2S11 |  | CTM48C5CFS1 |  |  |  | 10 | 15.2 | 8.5 | FALSE | FALSE |  | 31600 | 26000 | 2.28 | 26000 | 2.28
214606490 | 01/27/25 | Live | Johnson Controls Inc. (York International Norman) | CHAMPION HEATING AND COOLING | Singlezone Ducted, Centrally Ducted | 214606490 |  | HRCU-A-C | HH836E2S11 |  | CTM48C5CFS1 |  |  |  | 10 | 15.2 | 8.5 | FALSE | FALSE |  | 31600 | 26000 | 2.28 | 26000 | 2.28
214606494 | 01/27/25 | Live | Johnson Controls Inc. (York International Norman) | FRASER-JOHNSTON | Singlezone Ducted, Centrally Ducted | 214606494 |  | HRCU-A-C | HH836E2S11 |  | CTM48C5CFS1 |  |  |  | 10 | 15.2 | 8.5 | FALSE | FALSE |  | 31600 | 26000 | 2.28 | 26000 | 2.28
214606499 | 01/27/25 | Live | Johnson Controls Inc. (York International Norman) | LUXAIRE | Singlezone Ducted, Centrally Ducted | 214606499 |  | HRCU-A-C | HH836E2S11 |  | CTM48C5CFS1 |  |  |  | 10 | 15.2 | 8.5 | FALSE | FALSE |  | 31600 | 26000 | 2.28 | 26000 | 2.28
214606503 | 01/27/25 | Live | Johnson Controls Inc. (York International Norman) | COLEMAN | Singlezone Ducted, Centrally Ducted | 214606503 |  | HRCU-A-C | HH836E2S11 |  | CTM48C5CFS1 |  |  |  | 10 | 15.2 | 8.5 | FALSE | FALSE |  | 31600 | 26000 | 2.28 | 26000 | 2.28
214606575 | 01/27/25 | Live | Johnson Controls Inc. (York International Norman) | YORK | Singlezone Ducted, Centrally Ducted | 214606575 |  | HRCU-A-C | HH836E2S11 |  | CTM48C5CFS1 |  |  |  | 10 | 15.2 | 8.5 | FALSE | FALSE |  | 31600 | 26000 | 2.28 | 26000 | 2.28
216591759 | 01/17/25 | Live | Johnson Controls Inc. (York International Norman) | KENMORE | Singlezone Ducted, Centrally Ducted | 216591759 |  | HRCU-A-CB | HH836E2S11 |  | JHC36B5CD2SS1 |  |  |  | 11.7 | 19 | 8.5 | FALSE | FALSE |  | 33000 | 26600 | 2.42 | 26600 | 2.42
214397663 | 01/17/25 | Live | Johnson Controls Inc. (York International Norman) | JOHNSON CONTROLS | Singlezone Ducted, Centrally Ducted | 214397663 |  | HRCU-A-CB | HH836E2S11 |  | JHC36B5CD2SS1 |  |  |  | 11.7 | 19 | 8.5 | FALSE | FALSE |  | 33000 | 26600 | 2.42 | 26600 | 2.42
214397662 | 01/17/25 | Live | Johnson Controls Inc. (York International Norman) | CHAMPION HEATING AND COOLING | Singlezone Ducted, Centrally Ducted | 214397662 |  | HRCU-A-CB | HH836E2S11 |  | JHC36B5CD2SS1 |  |  |  | 11.7 | 19 | 8.5 | FALSE | FALSE |  | 33000 | 26600 | 2.42 | 26600 | 2.42
214397661 | 01/17/25 | Live | Johnson Controls Inc. (York International Norman) | FRASER-JOHNSTON | Singlezone Ducted, Centrally Ducted | 214397661 |  | HRCU-A-CB | HH836E2S11 |  | JHC36B5CD2SS1 |  |  |  | 11.7 | 19 | 8.5 | FALSE | FALSE |  | 33000 | 26600 | 2.42 | 26600 | 2.42
214397660 | 01/17/25 | Live | Johnson Controls Inc. (York International Norman) | LUXAIRE | Singlezone Ducted, Centrally Ducted | 214397660 |  | HRCU-A-CB | HH836E2S11 |  | JHC36B5CD2SS1 |  |  |  | 11.7 | 19 | 8.5 | FALSE | FALSE |  | 33000 | 26600 | 2.42 | 26600 | 2.42
214397659 | 01/17/25 | Live | Johnson Controls Inc. (York International Norman) | COLEMAN | Singlezone Ducted, Centrally Ducted | 214397659 |  | HRCU-A-CB | HH836E2S11 |  | JHC36B5CD2SS1 |  |  |  | 11.7 | 19 | 8.5 | FALSE | FALSE |  | 33000 | 26600 | 2.42 | 26600 | 2.42
214395693 | 01/17/25 | Live | Johnson Controls Inc. (York International Norman) | YORK | Singlezone Ducted, Centrally Ducted | 214395693 |  | HRCU-A-CB | HH836E2S11 |  | JHC36B5CD2SS1 |  |  |  | 11.7 | 19 | 8.5 | FALSE | FALSE |  | 33000 | 26600 | 2.42 | 26600 | 2.42
214396326 | 01/27/25 | Live | Johnson Controls Inc. (York International Norman) | JOHNSON CONTROLS | Singlezone Ducted, Centrally Ducted | 214396326 |  | HRCU-A-CB | HH860E2S11 |  | CTM60C5CHS1+JMC17C2SN1 |  |  |  | 12 | 19 | 9 | FALSE | FALSE |  | 53500 | 36400 | 2.6 | 36400 | 2.6
214396325 | 01/27/25 | Live | Johnson Controls Inc. (York International Norman) | CHAMPION HEATING AND COOLING | Singlezone Ducted, Centrally Ducted | 214396325 |  | HRCU-A-CB | HH860E2S11 |  | CTM60C5CHS1+JMC17C2SN1 |  |  |  | 12 | 19 | 9 | FALSE | FALSE |  | 53500 | 36400 | 2.6 | 36400 | 2.6
214396324 | 01/27/25 | Live | Johnson Controls Inc. (York International Norman) | FRASER-JOHNSTON | Singlezone Ducted, Centrally Ducted | 214396324 |  | HRCU-A-CB | HH860E2S11 |  | CTM60C5CHS1+JMC17C2SN1 |  |  |  | 12 | 19 | 9 | FALSE | FALSE |  | 53500 | 36400 | 2.6 | 36400 | 2.6
214396323 | 01/27/25 | Live | Johnson Controls Inc. (York International Norman) | LUXAIRE | Singlezone Ducted, Centrally Ducted | 214396323 |  | HRCU-A-CB | HH860E2S11 |  | CTM60C5CHS1+JMC17C2SN1 |  |  |  | 12 | 19 | 9 | FALSE | FALSE |  | 53500 | 36400 | 2.6 | 36400 | 2.6
214396322 | 01/27/25 | Live | Johnson Controls Inc. (York International Norman) | COLEMAN | Singlezone Ducted, Centrally Ducted | 214396322 |  | HRCU-A-CB | HH860E2S11 |  | CTM60C5CHS1+JMC17C2SN1 |  |  |  | 12 | 19 | 9 | FALSE | FALSE |  | 53500 | 36400 | 2.6 | 36400 | 2.6
214395984 | 01/27/25 | Live | Johnson Controls Inc. (York International Norman) | YORK | Singlezone Ducted, Centrally Ducted | 214395984 |  | HRCU-A-CB | HH860E2S11 |  | CTM60C5CHS1+JMC17C2SN1 |  |  |  | 12 | 19 | 9 | FALSE | FALSE |  | 53500 | 36400 | 2.6 | 36400 | 2.6
216591104 | 01/27/25 | Live | Johnson Controls Inc. (York International Norman) | KENMORE | Singlezone Ducted, Centrally Ducted | 216591104 |  | HRCU-A-CB | HH860E2S11 |  | JHE60C5CH2SS1 |  |  |  | 11.7 | 19 | 9 | FALSE | FALSE |  | 54000 | 37000 | 2.58 | 37000 | 2.58
215853499 | 01/27/25 | Live | Johnson Controls Inc. (York International Norman) | JOHNSON CONTROLS | Singlezone Ducted, Centrally Ducted | 215853499 |  | HRCU-A-CB | HH860E2S11 |  | JHE60C5CH2SS1 |  |  |  | 11.7 | 19 | 9 | FALSE | FALSE |  | 54000 | 37000 | 2.58 | 37000 | 2.58
215853496 | 01/27/25 | Live | Johnson Controls Inc. (York International Norman) | CHAMPION HEATING AND COOLING | Singlezone Ducted, Centrally Ducted | 215853496 |  | HRCU-A-CB | HH860E2S11 |  | JHE60C5CH2SS1 |  |  |  | 11.7 | 19 | 9 | FALSE | FALSE |  | 54000 | 37000 | 2.58 | 37000 | 2.58
215853479 | 01/27/25 | Live | Johnson Controls Inc. (York International Norman) | FRASER-JOHNSTON | Singlezone Ducted, Centrally Ducted | 215853479 |  | HRCU-A-CB | HH860E2S11 |  | JHE60C5CH2SS1 |  |  |  | 11.7 | 19 | 9 | FALSE | FALSE |  | 54000 | 37000 | 2.58 | 37000 | 2.58
215853476 | 01/27/25 | Live | Johnson Controls Inc. (York International Norman) | LUXAIRE | Singlezone Ducted, Centrally Ducted | 215853476 |  | HRCU-A-CB | HH860E2S11 |  | JHE60C5CH2SS1 |  |  |  | 11.7 | 19 | 9 | FALSE | FALSE |  | 54000 | 37000 | 2.58 | 37000 | 2.58
215853457 | 01/27/25 | Live | Johnson Controls Inc. (York International Norman) | COLEMAN | Singlezone Ducted, Centrally Ducted | 215853457 |  | HRCU-A-CB | HH860E2S11 |  | JHE60C5CH2SS1 |  |  |  | 11.7 | 19 | 9 | FALSE | FALSE |  | 54000 | 37000 | 2.58 | 37000 | 2.58
215853276 | 01/27/25 | Live | Johnson Controls Inc. (York International Norman) | YORK | Singlezone Ducted, Centrally Ducted | 215853276 |  | HRCU-A-CB | HH860E2S11 |  | JHE60C5CH2SS1 |  |  |  | 11.7 | 19 | 9 | FALSE | FALSE |  | 54000 | 37000 | 2.58 | 37000 | 2.58
214606523 | 01/27/25 | Live | Johnson Controls Inc. (York International Norman) | JOHNSON CONTROLS | Singlezone Ducted, Centrally Ducted | 214606523 |  | HRCU-A-C | HH860E2S11 |  | CTM60D5CJS1 |  |  |  | 10 | 15.2 | 8.5 | FALSE | FALSE |  | 52000 | 38000 | 2.54 | 38000 | 2.54
214606525 | 01/27/25 | Live | Johnson Controls Inc. (York International Norman) | CHAMPION HEATING AND COOLING | Singlezone Ducted, Centrally Ducted | 214606525 |  | HRCU-A-C | HH860E2S11 |  | CTM60D5CJS1 |  |  |  | 10 | 15.2 | 8.5 | FALSE | FALSE |  | 52000 | 38000 | 2.54 | 38000 | 2.54
214606527 | 01/27/25 | Live | Johnson Controls Inc. (York International Norman) | FRASER-JOHNSTON | Singlezone Ducted, Centrally Ducted | 214606527 |  | HRCU-A-C | HH860E2S11 |  | CTM60D5CJS1 |  |  |  | 10 | 15.2 | 8.5 | FALSE | FALSE |  | 52000 | 38000 | 2.54 | 38000 | 2.54
214606529 | 01/27/25 | Live | Johnson Controls Inc. (York International Norman) | LUXAIRE | Singlezone Ducted, Centrally Ducted | 214606529 |  | HRCU-A-C | HH860E2S11 |  | CTM60D5CJS1 |  |  |  | 10 | 15.2 | 8.5 | FALSE | FALSE |  | 52000 | 38000 | 2.54 | 38000 | 2.54
214606521 | 01/27/25 | Live | Johnson Controls Inc. (York International Norman) | COLEMAN | Singlezone Ducted, Centrally Ducted | 214606521 |  | HRCU-A-C | HH860E2S11 |  | CTM60D5CJS1 |  |  |  | 10 | 15.2 | 8.5 | FALSE | FALSE |  | 52000 | 38000 | 2.54 | 38000 | 2.54
214606519 | 01/27/25 | Live | Johnson Controls Inc. (York International Norman) | YORK | Singlezone Ducted, Centrally Ducted | 214606519 |  | HRCU-A-C | HH860E2S11 |  | CTM60D5CJS1 |  |  |  | 10 | 15.2 | 8.5 | FALSE | FALSE |  | 52000 | 38000 | 2.54 | 38000 | 2.54
216591566 | 01/27/25 | Live | Johnson Controls Inc. (York International Norman) | KENMORE | Singlezone Ducted, Centrally Ducted | 216591566 |  | HRCU-A-CB | HH860E2S11 |  | JHE60D5CJ2SS1 |  |  |  | 11 | 19 | 8.5 | FALSE | FALSE |  | 53000 | 37400 | 2.66 | 37400 | 2.66
214398460 | 01/27/25 | Live | Johnson Controls Inc. (York International Norman) | JOHNSON CONTROLS | Singlezone Ducted, Centrally Ducted | 214398460 |  | HRCU-A-CB | HH860E2S11 |  | JHE60D5CJ2SS1 |  |  |  | 11 | 19 | 8.5 | FALSE | FALSE |  | 53000 | 37400 | 2.66 | 37400 | 2.66
214398459 | 01/27/25 | Live | Johnson Controls Inc. (York International Norman) | CHAMPION HEATING AND COOLING | Singlezone Ducted, Centrally Ducted | 214398459 |  | HRCU-A-CB | HH860E2S11 |  | JHE60D5CJ2SS1 |  |  |  | 11 | 19 | 8.5 | FALSE | FALSE |  | 53000 | 37400 | 2.66 | 37400 | 2.66
214398458 | 01/27/25 | Live | Johnson Controls Inc. (York International Norman) | FRASER-JOHNSTON | Singlezone Ducted, Centrally Ducted | 214398458 |  | HRCU-A-CB | HH860E2S11 |  | JHE60D5CJ2SS1 |  |  |  | 11 | 19 | 8.5 | FALSE | FALSE |  | 53000 | 37400 | 2.66 | 37400 | 2.66
214398457 | 01/27/25 | Live | Johnson Controls Inc. (York International Norman) | LUXAIRE | Singlezone Ducted, Centrally Ducted | 214398457 |  | HRCU-A-CB | HH860E2S11 |  | JHE60D5CJ2SS1 |  |  |  | 11 | 19 | 8.5 | FALSE | FALSE |  | 53000 | 37400 | 2.66 | 37400 | 2.66
214398456 | 01/27/25 | Live | Johnson Controls Inc. (York International Norman) | COLEMAN | Singlezone Ducted, Centrally Ducted | 214398456 |  | HRCU-A-CB | HH860E2S11 |  | JHE60D5CJ2SS1 |  |  |  | 11 | 19 | 8.5 | FALSE | FALSE |  | 53000 | 37400 | 2.66 | 37400 | 2.66
214395894 | 01/27/25 | Live | Johnson Controls Inc. (York International Norman) | YORK | Singlezone Ducted, Centrally Ducted | 214395894 |  | HRCU-A-CB | HH860E2S11 |  | JHE60D5CJ2SS1 |  |  |  | 11 | 19 | 8.5 | FALSE | FALSE |  | 53000 | 37400 | 2.66 | 37400 | 2.66
215853314 | 01/27/25 | Live | Johnson Controls Inc. (York International Norman) | JOHNSON CONTROLS | Singlezone Ducted, Centrally Ducted | 215853314 |  | HRCU-A-CB | HH824E2S11 |  | CTM30B5ACS1+JMET12BS2N1 |  |  |  | 12 | 18 | 9.5 | FALSE | FALSE |  | 23000 | 17800 | 2.68 | 17800 | 2.68
215853313 | 01/27/25 | Live | Johnson Controls Inc. (York International Norman) | CHAMPION HEATING AND COOLING | Singlezone Ducted, Centrally Ducted | 215853313 |  | HRCU-A-CB | HH824E2S11 |  | CTM30B5ACS1+JMET12BS2N1 |  |  |  | 12 | 18 | 9.5 | FALSE | FALSE |  | 23000 | 17800 | 2.68 | 17800 | 2.68
215853308 | 01/27/25 | Live | Johnson Controls Inc. (York International Norman) | FRASER-JOHNSTON | Singlezone Ducted, Centrally Ducted | 215853308 |  | HRCU-A-CB | HH824E2S11 |  | CTM30B5ACS1+JMET12BS2N1 |  |  |  | 12 | 18 | 9.5 | FALSE | FALSE |  | 23000 | 17800 | 2.68 | 17800 | 2.68
215853307 | 01/27/25 | Live | Johnson Controls Inc. (York International Norman) | LUXAIRE | Singlezone Ducted, Centrally Ducted | 215853307 |  | HRCU-A-CB | HH824E2S11 |  | CTM30B5ACS1+JMET12BS2N1 |  |  |  | 12 | 18 | 9.5 | FALSE | FALSE |  | 23000 | 17800 | 2.68 | 17800 | 2.68
215853302 | 01/27/25 | Live | Johnson Controls Inc. (York International Norman) | COLEMAN | Singlezone Ducted, Centrally Ducted | 215853302 |  | HRCU-A-CB | HH824E2S11 |  | CTM30B5ACS1+JMET12BS2N1 |  |  |  | 12 | 18 | 9.5 | FALSE | FALSE |  | 23000 | 17800 | 2.68 | 17800 | 2.68
215853270 | 01/27/25 | Live | Johnson Controls Inc. (York International Norman) | YORK | Singlezone Ducted, Centrally Ducted | 215853270 |  | HRCU-A-CB | HH824E2S11 |  | CTM30B5ACS1+JMET12BS2N1 |  |  |  | 12 | 18 | 9.5 | FALSE | FALSE |  | 23000 | 17800 | 2.68 | 17800 | 2.68
214606536 | 01/27/25 | Live | Johnson Controls Inc. (York International Norman) | JOHNSON CONTROLS | Singlezone Ducted, Centrally Ducted | 214606536 |  | HRCU-A-C | HH860E2S11 |  | CTM60D5CGS1 |  |  |  | 11 | 15.2 | 8.5 | FALSE | FALSE |  | 44500 | 34800 | 2.48 | 34800 | 2.48
214606544 | 01/27/25 | Live | Johnson Controls Inc. (York International Norman) | CHAMPION HEATING AND COOLING | Singlezone Ducted, Centrally Ducted | 214606544 |  | HRCU-A-C | HH860E2S11 |  | CTM60D5CGS1 |  |  |  | 11 | 15.2 | 8.5 | FALSE | FALSE |  | 44500 | 34800 | 2.48 | 34800 | 2.48
214606551 | 01/27/25 | Live | Johnson Controls Inc. (York International Norman) | FRASER-JOHNSTON | Singlezone Ducted, Centrally Ducted | 214606551 |  | HRCU-A-C | HH860E2S11 |  | CTM60D5CGS1 |  |  |  | 11 | 15.2 | 8.5 | FALSE | FALSE |  | 44500 | 34800 | 2.48 | 34800 | 2.48
214606557 | 01/27/25 | Live | Johnson Controls Inc. (York International Norman) | LUXAIRE | Singlezone Ducted, Centrally Ducted | 214606557 |  | HRCU-A-C | HH860E2S11 |  | CTM60D5CGS1 |  |  |  | 11 | 15.2 | 8.5 | FALSE | FALSE |  | 44500 | 34800 | 2.48 | 34800 | 2.48
214606564 | 01/27/25 | Live | Johnson Controls Inc. (York International Norman) | COLEMAN | Singlezone Ducted, Centrally Ducted | 214606564 |  | HRCU-A-C | HH860E2S11 |  | CTM60D5CGS1 |  |  |  | 11 | 15.2 | 8.5 | FALSE | FALSE |  | 44500 | 34800 | 2.48 | 34800 | 2.48
214606583 | 01/27/25 | Live | Johnson Controls Inc. (York International Norman) | YORK | Singlezone Ducted, Centrally Ducted | 214606583 |  | HRCU-A-C | HH860E2S11 |  | CTM60D5CGS1 |  |  |  | 11 | 15.2 | 8.5 | FALSE | FALSE |  | 44500 | 34800 | 2.48 | 34800 | 2.48
215853329 | 01/27/25 | Live | Johnson Controls Inc. (York International Norman) | JOHNSON CONTROLS | Singlezone Ducted, Centrally Ducted | 215853329 |  | HRCU-A-CB | HH836E2S11 |  | CTM36C5CDS1+JMVT16CC2N1 |  |  |  | 11.7 | 19 | 9 | FALSE | FALSE |  | 34400 | 28200 | 2.6 | 28200 | 2.6
215853427 | 01/27/25 | Live | Johnson Controls Inc. (York International Norman) | CHAMPION HEATING AND COOLING | Singlezone Ducted, Centrally Ducted | 215853427 |  | HRCU-A-CB | HH836E2S11 |  | CTM36C5CDS1+JMVT16CC2N1 |  |  |  | 11.7 | 19 | 9 | FALSE | FALSE |  | 34400 | 28200 | 2.6 | 28200 | 2.6
215853413 | 01/27/25 | Live | Johnson Controls Inc. (York International Norman) | FRASER-JOHNSTON | Singlezone Ducted, Centrally Ducted | 215853413 |  | HRCU-A-CB | HH836E2S11 |  | CTM36C5CDS1+JMVT16CC2N1 |  |  |  | 11.7 | 19 | 9 | FALSE | FALSE |  | 34400 | 28200 | 2.6 | 28200 | 2.6
215853371 | 01/27/25 | Live | Johnson Controls Inc. (York International Norman) | LUXAIRE | Singlezone Ducted, Centrally Ducted | 215853371 |  | HRCU-A-CB | HH836E2S11 |  | CTM36C5CDS1+JMVT16CC2N1 |  |  |  | 11.7 | 19 | 9 | FALSE | FALSE |  | 34400 | 28200 | 2.6 | 28200 | 2.6
215853357 | 01/27/25 | Live | Johnson Controls Inc. (York International Norman) | COLEMAN | Singlezone Ducted, Centrally Ducted | 215853357 |  | HRCU-A-CB | HH836E2S11 |  | CTM36C5CDS1+JMVT16CC2N1 |  |  |  | 11.7 | 19 | 9 | FALSE | FALSE |  | 34400 | 28200 | 2.6 | 28200 | 2.6
215853290 | 01/27/25 | Live | Johnson Controls Inc. (York International Norman) | YORK | Singlezone Ducted, Centrally Ducted | 215853290 |  | HRCU-A-CB | HH836E2S11 |  | CTM36C5CDS1+JMVT16CC2N1 |  |  |  | 11.7 | 19 | 9 | FALSE | FALSE |  | 34400 | 28200 | 2.6 | 28200 | 2.6
214396814 | 01/27/25 | Live | Johnson Controls Inc. (York International Norman) | JOHNSON CONTROLS | Singlezone Ducted, Centrally Ducted | 214396814 |  | HRCU-A-CB | HH836E2S11 |  | CTF36C5CDS1+JMVT17CC2N1 |  |  |  | 11.7 | 19 | 9 | FALSE | FALSE |  | 34800 | 28000 | 2.6 | 28000 | 2.6
214396813 | 01/27/25 | Live | Johnson Controls Inc. (York International Norman) | CHAMPION HEATING AND COOLING | Singlezone Ducted, Centrally Ducted | 214396813 |  | HRCU-A-CB | HH836E2S11 |  | CTF36C5CDS1+JMVT17CC2N1 |  |  |  | 11.7 | 19 | 9 | FALSE | FALSE |  | 34800 | 28000 | 2.6 | 28000 | 2.6
214396812 | 01/27/25 | Live | Johnson Controls Inc. (York International Norman) | FRASER-JOHNSTON | Singlezone Ducted, Centrally Ducted | 214396812 |  | HRCU-A-CB | HH836E2S11 |  | CTF36C5CDS1+JMVT17CC2N1 |  |  |  | 11.7 | 19 | 9 | FALSE | FALSE |  | 34800 | 28000 | 2.6 | 28000 | 2.6
214396811 | 01/27/25 | Live | Johnson Controls Inc. (York International Norman) | LUXAIRE | Singlezone Ducted, Centrally Ducted | 214396811 |  | HRCU-A-CB | HH836E2S11 |  | CTF36C5CDS1+JMVT17CC2N1 |  |  |  | 11.7 | 19 | 9 | FALSE | FALSE |  | 34800 | 28000 | 2.6 | 28000 | 2.6
214396810 | 01/27/25 | Live | Johnson Controls Inc. (York International Norman) | COLEMAN | Singlezone Ducted, Centrally Ducted | 214396810 |  | HRCU-A-CB | HH836E2S11 |  | CTF36C5CDS1+JMVT17CC2N1 |  |  |  | 11.7 | 19 | 9 | FALSE | FALSE |  | 34800 | 28000 | 2.6 | 28000 | 2.6
214396100 | 01/27/25 | Live | Johnson Controls Inc. (York International Norman) | YORK | Singlezone Ducted, Centrally Ducted | 214396100 |  | HRCU-A-CB | HH836E2S11 |  | CTF36C5CDS1+JMVT17CC2N1 |  |  |  | 11.7 | 19 | 9 | FALSE | FALSE |  | 34800 | 28000 | 2.6 | 28000 | 2.6
216591732 | 01/27/25 | Live | Johnson Controls Inc. (York International Norman) | KENMORE | Singlezone Ducted, Centrally Ducted | 216591732 |  | HRCU-A-CB | HH836E2S11 |  | CTU48C5XFS1+JME16C2SN1+TXV |  |  |  | 11.7 | 19 | 9 | FALSE | FALSE |  | 34200 | 25800 | 2.46 | 25800 | 2.46
214807800 | 01/27/25 | Live | Johnson Controls Inc. (York International Norman) | JOHNSON CONTROLS | Singlezone Ducted, Centrally Ducted | 214807800 |  | HRCU-A-CB | HH836E2S11 |  | CTU48C5XFS1+JME16C2SN1+TXV |  |  |  | 11.7 | 19 | 9 | FALSE | FALSE |  | 34200 | 25800 | 2.46 | 25800 | 2.46
214807799 | 01/27/25 | Live | Johnson Controls Inc. (York International Norman) | CHAMPION HEATING AND COOLING | Singlezone Ducted, Centrally Ducted | 214807799 |  | HRCU-A-CB | HH836E2S11 |  | CTU48C5XFS1+JME16C2SN1+TXV |  |  |  | 11.7 | 19 | 9 | FALSE | FALSE |  | 34200 | 25800 | 2.46 | 25800 | 2.46
214807798 | 01/27/25 | Live | Johnson Controls Inc. (York International Norman) | FRASER-JOHNSTON | Singlezone Ducted, Centrally Ducted | 214807798 |  | HRCU-A-CB | HH836E2S11 |  | CTU48C5XFS1+JME16C2SN1+TXV |  |  |  | 11.7 | 19 | 9 | FALSE | FALSE |  | 34200 | 25800 | 2.46 | 25800 | 2.46
214807797 | 01/27/25 | Live | Johnson Controls Inc. (York International Norman) | LUXAIRE | Singlezone Ducted, Centrally Ducted | 214807797 |  | HRCU-A-CB | HH836E2S11 |  | CTU48C5XFS1+JME16C2SN1+TXV |  |  |  | 11.7 | 19 | 9 | FALSE | FALSE |  | 34200 | 25800 | 2.46 | 25800 | 2.46
214807796 | 01/27/25 | Live | Johnson Controls Inc. (York International Norman) | COLEMAN | Singlezone Ducted, Centrally Ducted | 214807796 |  | HRCU-A-CB | HH836E2S11 |  | CTU48C5XFS1+JME16C2SN1+TXV |  |  |  | 11.7 | 19 | 9 | FALSE | FALSE |  | 34200 | 25800 | 2.46 | 25800 | 2.46
214807381 | 01/27/25 | Live | Johnson Controls Inc. (York International Norman) | YORK | Singlezone Ducted, Centrally Ducted | 214807381 |  | HRCU-A-CB | HH836E2S11 |  | CTU48C5XFS1+JME16C2SN1+TXV |  |  |  | 11.7 | 19 | 9 | FALSE | FALSE |  | 34200 | 25800 | 2.46 | 25800 | 2.46
216591731 | 01/27/25 | Live | Johnson Controls Inc. (York International Norman) | KENMORE | Singlezone Ducted, Centrally Ducted | 216591731 |  | HRCU-A-CB | HH836E2S11 |  | CTF48C5CFS1+JME16C2SN1 |  |  |  | 11.7 | 19 | 9 | FALSE | FALSE |  | 34200 | 25800 | 2.46 | 25800 | 2.46
214396375 | 04/10/24 | Live | Johnson Controls Inc. (York International Norman) | JOHNSON CONTROLS | Singlezone Ducted, Centrally Ducted | 214396375 |  | HRCU-A-CB | HH836E2S11 |  | CTF48C5CFS1+JME16C2SN1 |  |  |  | 11.7 | 19 | 9 | FALSE | FALSE | TRUE | 34200 | 25800 | 2.46 | 25800 | 2.46
214396374 | 04/10/24 | Live | Johnson Controls Inc. (York International Norman) | CHAMPION HEATING AND COOLING | Singlezone Ducted, Centrally Ducted | 214396374 |  | HRCU-A-CB | HH836E2S11 |  | CTF48C5CFS1+JME16C2SN1 |  |  |  | 11.7 | 19 | 9 | FALSE | FALSE | TRUE | 34200 | 25800 | 2.46 | 25800 | 2.46
214396373 | 04/10/24 | Live | Johnson Controls Inc. (York International Norman) | FRASER-JOHNSTON | Singlezone Ducted, Centrally Ducted | 214396373 |  | HRCU-A-CB | HH836E2S11 |  | CTF48C5CFS1+JME16C2SN1 |  |  |  | 11.7 | 19 | 9 | FALSE | FALSE | TRUE | 34200 | 25800 | 2.46 | 25800 | 2.46
214396372 | 04/10/24 | Live | Johnson Controls Inc. (York International Norman) | LUXAIRE | Singlezone Ducted, Centrally Ducted | 214396372 |  | HRCU-A-CB | HH836E2S11 |  | CTF48C5CFS1+JME16C2SN1 |  |  |  | 11.7 | 19 | 9 | FALSE | FALSE | TRUE | 34200 | 25800 | 2.46 | 25800 | 2.46
214396371 | 04/10/24 | Live | Johnson Controls Inc. (York International Norman) | COLEMAN | Singlezone Ducted, Centrally Ducted | 214396371 |  | HRCU-A-CB | HH836E2S11 |  | CTF48C5CFS1+JME16C2SN1 |  |  |  | 11.7 | 19 | 9 | FALSE | FALSE | TRUE | 34200 | 25800 | 2.46 | 25800 | 2.46
214395997 | 04/10/24 | Live | Johnson Controls Inc. (York International Norman) | YORK | Singlezone Ducted, Centrally Ducted | 214395997 |  | HRCU-A-CB | HH836E2S11 |  | CTF48C5CFS1+JME16C2SN1 |  |  |  | 11.7 | 19 | 9 | FALSE | FALSE | TRUE | 34200 | 25800 | 2.46 | 25800 | 2.46
214397347 | 01/27/25 | Live | Johnson Controls Inc. (York International Norman) | JOHNSON CONTROLS | Singlezone Ducted, Centrally Ducted | 214397347 |  | HRCU-A-CB | HH836E2S11 |  | CTM48C5CFS1+JMC17C2SN1 |  |  |  | 11.7 | 19 | 9 | FALSE | FALSE |  | 34000 | 25600 | 2.46 | 25600 | 2.46
214397346 | 01/27/25 | Live | Johnson Controls Inc. (York International Norman) | CHAMPION HEATING AND COOLING | Singlezone Ducted, Centrally Ducted | 214397346 |  | HRCU-A-CB | HH836E2S11 |  | CTM48C5CFS1+JMC17C2SN1 |  |  |  | 11.7 | 19 | 9 | FALSE | FALSE |  | 34000 | 25600 | 2.46 | 25600 | 2.46
214397345 | 01/27/25 | Live | Johnson Controls Inc. (York International Norman) | FRASER-JOHNSTON | Singlezone Ducted, Centrally Ducted | 214397345 |  | HRCU-A-CB | HH836E2S11 |  | CTM48C5CFS1+JMC17C2SN1 |  |  |  | 11.7 | 19 | 9 | FALSE | FALSE |  | 34000 | 25600 | 2.46 | 25600 | 2.46
214397344 | 01/27/25 | Live | Johnson Controls Inc. (York International Norman) | LUXAIRE | Singlezone Ducted, Centrally Ducted | 214397344 |  | HRCU-A-CB | HH836E2S11 |  | CTM48C5CFS1+JMC17C2SN1 |  |  |  | 11.7 | 19 | 9 | FALSE | FALSE |  | 34000 | 25600 | 2.46 | 25600 | 2.46
214397343 | 01/27/25 | Live | Johnson Controls Inc. (York International Norman) | COLEMAN | Singlezone Ducted, Centrally Ducted | 214397343 |  | HRCU-A-CB | HH836E2S11 |  | CTM48C5CFS1+JMC17C2SN1 |  |  |  | 11.7 | 19 | 9 | FALSE | FALSE |  | 34000 | 25600 | 2.46 | 25600 | 2.46
214395620 | 01/27/25 | Live | Johnson Controls Inc. (York International Norman) | YORK | Singlezone Ducted, Centrally Ducted | 214395620 |  | HRCU-A-CB | HH836E2S11 |  | CTM48C5CFS1+JMC17C2SN1 |  |  |  | 11.7 | 19 | 9 | FALSE | FALSE |  | 34000 | 25600 | 2.46 | 25600 | 2.46
215853317 | 01/27/25 | Live | Johnson Controls Inc. (York International Norman) | JOHNSON CONTROLS | Singlezone Ducted, Centrally Ducted | 215853317 |  | HRCU-A-CB | HH836E2S11 |  | CTU48C5XFS1+JMET16CS2N1+TXV |  |  |  | 11.7 | 19 | 9 | FALSE | FALSE |  | 33800 | 25800 | 2.44 | 25800 | 2.44
215853439 | 01/24/25 | Live | Johnson Controls Inc. (York International Norman) | CHAMPION HEATING AND COOLING | Singlezone Ducted, Centrally Ducted | 215853439 |  | HRCU-A-CB | HH836E2S11 |  | CTU48C5XFS1+JMET16CS2N1+TXV |  |  |  | 11.7 | 19 | 9 | FALSE | FALSE |  | 33800 | 25800 | 2.44 | 25800 | 2.44
215853401 | 01/24/25 | Live | Johnson Controls Inc. (York International Norman) | FRASER-JOHNSTON | Singlezone Ducted, Centrally Ducted | 215853401 |  | HRCU-A-CB | HH836E2S11 |  | CTU48C5XFS1+JMET16CS2N1+TXV |  |  |  | 11.7 | 19 | 9 | FALSE | FALSE |  | 33800 | 25800 | 2.44 | 25800 | 2.44
215853383 | 01/24/25 | Live | Johnson Controls Inc. (York International Norman) | LUXAIRE | Singlezone Ducted, Centrally Ducted | 215853383 |  | HRCU-A-CB | HH836E2S11 |  | CTU48C5XFS1+JMET16CS2N1+TXV |  |  |  | 11.7 | 19 | 9 | FALSE | FALSE |  | 33800 | 25800 | 2.44 | 25800 | 2.44
215853345 | 01/24/25 | Live | Johnson Controls Inc. (York International Norman) | COLEMAN | Singlezone Ducted, Centrally Ducted | 215853345 |  | HRCU-A-CB | HH836E2S11 |  | CTU48C5XFS1+JMET16CS2N1+TXV |  |  |  | 11.7 | 19 | 9 | FALSE | FALSE |  | 33800 | 25800 | 2.44 | 25800 | 2.44
215853273 | 01/24/25 | Live | Johnson Controls Inc. (York International Norman) | YORK | Singlezone Ducted, Centrally Ducted | 215853273 |  | HRCU-A-CB | HH836E2S11 |  | CTU48C5XFS1+JMET16CS2N1+TXV |  |  |  | 11.7 | 19 | 9 | FALSE | FALSE |  | 33800 | 25800 | 2.44 | 25800 | 2.44
214396482 | 01/24/25 | Live | Johnson Controls Inc. (York International Norman) | JOHNSON CONTROLS | Singlezone Ducted, Centrally Ducted | 214396482 |  | HRCU-A-CB | HH836E2S11 |  | CTF48C5CFS1+JMET16CS2N1 |  |  |  | 11.7 | 19 | 9 | FALSE | FALSE |  | 33800 | 25800 | 2.44 | 25800 | 2.44
214396481 | 01/24/25 | Live | Johnson Controls Inc. (York International Norman) | CHAMPION HEATING AND COOLING | Singlezone Ducted, Centrally Ducted | 214396481 |  | HRCU-A-CB | HH836E2S11 |  | CTF48C5CFS1+JMET16CS2N1 |  |  |  | 11.7 | 19 | 9 | FALSE | FALSE |  | 33800 | 25800 | 2.44 | 25800 | 2.44
214396480 | 01/24/25 | Live | Johnson Controls Inc. (York International Norman) | FRASER-JOHNSTON | Singlezone Ducted, Centrally Ducted | 214396480 |  | HRCU-A-CB | HH836E2S11 |  | CTF48C5CFS1+JMET16CS2N1 |  |  |  | 11.7 | 19 | 9 | FALSE | FALSE |  | 33800 | 25800 | 2.44 | 25800 | 2.44
214396479 | 01/24/25 | Live | Johnson Controls Inc. (York International Norman) | LUXAIRE | Singlezone Ducted, Centrally Ducted | 214396479 |  | HRCU-A-CB | HH836E2S11 |  | CTF48C5CFS1+JMET16CS2N1 |  |  |  | 11.7 | 19 | 9 | FALSE | FALSE |  | 33800 | 25800 | 2.44 | 25800 | 2.44
214396478 | 01/24/25 | Live | Johnson Controls Inc. (York International Norman) | COLEMAN | Singlezone Ducted, Centrally Ducted | 214396478 |  | HRCU-A-CB | HH836E2S11 |  | CTF48C5CFS1+JMET16CS2N1 |  |  |  | 11.7 | 19 | 9 | FALSE | FALSE |  | 33800 | 25800 | 2.44 | 25800 | 2.44
214396022 | 01/24/25 | Live | Johnson Controls Inc. (York International Norman) | YORK | Singlezone Ducted, Centrally Ducted | 214396022 |  | HRCU-A-CB | HH836E2S11 |  | CTF48C5CFS1+JMET16CS2N1 |  |  |  | 11.7 | 19 | 9 | FALSE | FALSE |  | 33800 | 25800 | 2.44 | 25800 | 2.44
216591805 | 01/17/25 | Live | Johnson Controls Inc. (York International Norman) | KENMORE | Singlezone Ducted, Centrally Ducted | 216591805 |  | HRCU-A-CB | HH836E2S11 |  | JHE36C5CD2SS1 |  |  |  | 11.7 | 19 | 8.5 | FALSE | FALSE |  | 33800 | 27200 | 2.5 | 27200 | 2.5
214396447 | 01/17/25 | Live | Johnson Controls Inc. (York International Norman) | JOHNSON CONTROLS | Singlezone Ducted, Centrally Ducted | 214396447 |  | HRCU-A-CB | HH836E2S11 |  | JHE36C5CD2SS1 |  |  |  | 11.7 | 19 | 8.5 | FALSE | FALSE |  | 33800 | 27200 | 2.5 | 27200 | 2.5
214396446 | 01/17/25 | Live | Johnson Controls Inc. (York International Norman) | CHAMPION HEATING AND COOLING | Singlezone Ducted, Centrally Ducted | 214396446 |  | HRCU-A-CB | HH836E2S11 |  | JHE36C5CD2SS1 |  |  |  | 11.7 | 19 | 8.5 | FALSE | FALSE |  | 33800 | 27200 | 2.5 | 27200 | 2.5
214396445 | 01/17/25 | Live | Johnson Controls Inc. (York International Norman) | FRASER-JOHNSTON | Singlezone Ducted, Centrally Ducted | 214396445 |  | HRCU-A-CB | HH836E2S11 |  | JHE36C5CD2SS1 |  |  |  | 11.7 | 19 | 8.5 | FALSE | FALSE |  | 33800 | 27200 | 2.5 | 27200 | 2.5
214396444 | 01/17/25 | Live | Johnson Controls Inc. (York International Norman) | LUXAIRE | Singlezone Ducted, Centrally Ducted | 214396444 |  | HRCU-A-CB | HH836E2S11 |  | JHE36C5CD2SS1 |  |  |  | 11.7 | 19 | 8.5 | FALSE | FALSE |  | 33800 | 27200 | 2.5 | 27200 | 2.5
214396443 | 01/17/25 | Live | Johnson Controls Inc. (York International Norman) | COLEMAN | Singlezone Ducted, Centrally Ducted | 214396443 |  | HRCU-A-CB | HH836E2S11 |  | JHE36C5CD2SS1 |  |  |  | 11.7 | 19 | 8.5 | FALSE | FALSE |  | 33800 | 27200 | 2.5 | 27200 | 2.5
214396015 | 01/17/25 | Live | Johnson Controls Inc. (York International Norman) | YORK | Singlezone Ducted, Centrally Ducted | 214396015 |  | HRCU-A-CB | HH836E2S11 |  | JHE36C5CD2SS1 |  |  |  | 11.7 | 19 | 8.5 | FALSE | FALSE |  | 33800 | 27200 | 2.5 | 27200 | 2.5
216591771 | 01/24/25 | Live | Johnson Controls Inc. (York International Norman) | KENMORE | Singlezone Ducted, Centrally Ducted | 216591771 |  | HRCU-A-CB | HH860E2S11 |  | CTM60C5CHS1+JME16C2SN1 |  |  |  | 12 | 19 | 9 | FALSE | FALSE |  | 54000 | 36600 | 2.6 | 36600 | 2.6
214396321 | 01/24/25 | Live | Johnson Controls Inc. (York International Norman) | JOHNSON CONTROLS | Singlezone Ducted, Centrally Ducted | 214396321 |  | HRCU-A-CB | HH860E2S11 |  | CTM60C5CHS1+JME16C2SN1 |  |  |  | 12 | 19 | 9 | FALSE | FALSE |  | 54000 | 36600 | 2.6 | 36600 | 2.6
214396320 | 01/24/25 | Live | Johnson Controls Inc. (York International Norman) | CHAMPION HEATING AND COOLING | Singlezone Ducted, Centrally Ducted | 214396320 |  | HRCU-A-CB | HH860E2S11 |  | CTM60C5CHS1+JME16C2SN1 |  |  |  | 12 | 19 | 9 | FALSE | FALSE |  | 54000 | 36600 | 2.6 | 36600 | 2.6
214396319 | 01/24/25 | Live | Johnson Controls Inc. (York International Norman) | FRASER-JOHNSTON | Singlezone Ducted, Centrally Ducted | 214396319 |  | HRCU-A-CB | HH860E2S11 |  | CTM60C5CHS1+JME16C2SN1 |  |  |  | 12 | 19 | 9 | FALSE | FALSE |  | 54000 | 36600 | 2.6 | 36600 | 2.6
214396318 | 01/24/25 | Live | Johnson Controls Inc. (York International Norman) | LUXAIRE | Singlezone Ducted, Centrally Ducted | 214396318 |  | HRCU-A-CB | HH860E2S11 |  | CTM60C5CHS1+JME16C2SN1 |  |  |  | 12 | 19 | 9 | FALSE | FALSE |  | 54000 | 36600 | 2.6 | 36600 | 2.6
214396317 | 01/24/25 | Live | Johnson Controls Inc. (York International Norman) | COLEMAN | Singlezone Ducted, Centrally Ducted | 214396317 |  | HRCU-A-CB | HH860E2S11 |  | CTM60C5CHS1+JME16C2SN1 |  |  |  | 12 | 19 | 9 | FALSE | FALSE |  | 54000 | 36600 | 2.6 | 36600 | 2.6
214395983 | 01/24/25 | Live | Johnson Controls Inc. (York International Norman) | YORK | Singlezone Ducted, Centrally Ducted | 214395983 |  | HRCU-A-CB | HH860E2S11 |  | CTM60C5CHS1+JME16C2SN1 |  |  |  | 12 | 19 | 9 | FALSE | FALSE |  | 54000 | 36600 | 2.6 | 36600 | 2.6
216591073 | 01/24/25 | Live | Johnson Controls Inc. (York International Norman) | KENMORE | Singlezone Ducted, Centrally Ducted | 216591073 |  | HRCU-A-CB | HH860E2S11 |  | CTU60D5XHS1+JME18D2SN1+TXV |  |  |  | 12 | 19 | 9 | FALSE | FALSE |  | 54000 | 36600 | 2.62 | 36600 | 2.62
214807850 | 01/24/25 | Live | Johnson Controls Inc. (York International Norman) | JOHNSON CONTROLS | Singlezone Ducted, Centrally Ducted | 214807850 |  | HRCU-A-CB | HH860E2S11 |  | CTU60D5XHS1+JME18D2SN1+TXV |  |  |  | 12 | 19 | 9 | FALSE | FALSE |  | 54000 | 36600 | 2.62 | 36600 | 2.62
214807849 | 01/24/25 | Live | Johnson Controls Inc. (York International Norman) | CHAMPION HEATING AND COOLING | Singlezone Ducted, Centrally Ducted | 214807849 |  | HRCU-A-CB | HH860E2S11 |  | CTU60D5XHS1+JME18D2SN1+TXV |  |  |  | 12 | 19 | 9 | FALSE | FALSE |  | 54000 | 36600 | 2.62 | 36600 | 2.62
214807848 | 01/24/25 | Live | Johnson Controls Inc. (York International Norman) | FRASER-JOHNSTON | Singlezone Ducted, Centrally Ducted | 214807848 |  | HRCU-A-CB | HH860E2S11 |  | CTU60D5XHS1+JME18D2SN1+TXV |  |  |  | 12 | 19 | 9 | FALSE | FALSE |  | 54000 | 36600 | 2.62 | 36600 | 2.62
214807847 | 01/24/25 | Live | Johnson Controls Inc. (York International Norman) | LUXAIRE | Singlezone Ducted, Centrally Ducted | 214807847 |  | HRCU-A-CB | HH860E2S11 |  | CTU60D5XHS1+JME18D2SN1+TXV |  |  |  | 12 | 19 | 9 | FALSE | FALSE |  | 54000 | 36600 | 2.62 | 36600 | 2.62
214807846 | 01/24/25 | Live | Johnson Controls Inc. (York International Norman) | COLEMAN | Singlezone Ducted, Centrally Ducted | 214807846 |  | HRCU-A-CB | HH860E2S11 |  | CTU60D5XHS1+JME18D2SN1+TXV |  |  |  | 12 | 19 | 9 | FALSE | FALSE |  | 54000 | 36600 | 2.62 | 36600 | 2.62
214807391 | 01/24/25 | Live | Johnson Controls Inc. (York International Norman) | YORK | Singlezone Ducted, Centrally Ducted | 214807391 |  | HRCU-A-CB | HH860E2S11 |  | CTU60D5XHS1+JME18D2SN1+TXV |  |  |  | 12 | 19 | 9 | FALSE | FALSE |  | 54000 | 36600 | 2.62 | 36600 | 2.62
216591071 | 01/24/25 | Live | Johnson Controls Inc. (York International Norman) | KENMORE | Singlezone Ducted, Centrally Ducted | 216591071 |  | HRCU-A-CB | HH860E2S11 |  | CTF60D5CHS1+JME18D2SN1 |  |  |  | 12 | 19 | 9 | FALSE | FALSE |  | 54000 | 36600 | 2.62 | 36600 | 2.62
214396744 | 04/10/24 | Live | Johnson Controls Inc. (York International Norman) | JOHNSON CONTROLS | Singlezone Ducted, Centrally Ducted | 214396744 |  | HRCU-A-CB | HH860E2S11 |  | CTF60D5CHS1+JME18D2SN1 |  |  |  | 12 | 19 | 9 | FALSE | FALSE | TRUE | 54000 | 36600 | 2.62 | 36600 | 2.62
214396743 | 04/10/24 | Live | Johnson Controls Inc. (York International Norman) | CHAMPION HEATING AND COOLING | Singlezone Ducted, Centrally Ducted | 214396743 |  | HRCU-A-CB | HH860E2S11 |  | CTF60D5CHS1+JME18D2SN1 |  |  |  | 12 | 19 | 9 | FALSE | FALSE | TRUE | 54000 | 36600 | 2.62 | 36600 | 2.62
214396742 | 04/10/24 | Live | Johnson Controls Inc. (York International Norman) | FRASER-JOHNSTON | Singlezone Ducted, Centrally Ducted | 214396742 |  | HRCU-A-CB | HH860E2S11 |  | CTF60D5CHS1+JME18D2SN1 |  |  |  | 12 | 19 | 9 | FALSE | FALSE | TRUE | 54000 | 36600 | 2.62 | 36600 | 2.62
214396741 | 04/10/24 | Live | Johnson Controls Inc. (York International Norman) | LUXAIRE | Singlezone Ducted, Centrally Ducted | 214396741 |  | HRCU-A-CB | HH860E2S11 |  | CTF60D5CHS1+JME18D2SN1 |  |  |  | 12 | 19 | 9 | FALSE | FALSE | TRUE | 54000 | 36600 | 2.62 | 36600 | 2.62
214396740 | 04/10/24 | Live | Johnson Controls Inc. (York International Norman) | COLEMAN | Singlezone Ducted, Centrally Ducted | 214396740 |  | HRCU-A-CB | HH860E2S11 |  | CTF60D5CHS1+JME18D2SN1 |  |  |  | 12 | 19 | 9 | FALSE | FALSE | TRUE | 54000 | 36600 | 2.62 | 36600 | 2.62
214396084 | 04/10/24 | Live | Johnson Controls Inc. (York International Norman) | YORK | Singlezone Ducted, Centrally Ducted | 214396084 |  | HRCU-A-CB | HH860E2S11 |  | CTF60D5CHS1+JME18D2SN1 |  |  |  | 12 | 19 | 9 | FALSE | FALSE | TRUE | 54000 | 36600 | 2.62 | 36600 | 2.62
216591784 | 01/24/25 | Live | Johnson Controls Inc. (York International Norman) | KENMORE | Singlezone Ducted, Centrally Ducted | 216591784 |  | HRCU-A-CB | HH860E2S11 |  | CTF60C5CHS1+JME16C2SN1 |  |  |  | 12 | 19 | 9 | FALSE | FALSE |  | 54000 | 36600 | 2.6 | 36600 | 2.6
214398425 | 01/24/25 | Live | Johnson Controls Inc. (York International Norman) | JOHNSON CONTROLS | Singlezone Ducted, Centrally Ducted | 214398425 |  | HRCU-A-CB | HH860E2S11 |  | CTF60C5CHS1+JME16C2SN1 |  |  |  | 12 | 19 | 9 | FALSE | FALSE |  | 54000 | 36600 | 2.6 | 36600 | 2.6
214398424 | 01/24/25 | Live | Johnson Controls Inc. (York International Norman) | CHAMPION HEATING AND COOLING | Singlezone Ducted, Centrally Ducted | 214398424 |  | HRCU-A-CB | HH860E2S11 |  | CTF60C5CHS1+JME16C2SN1 |  |  |  | 12 | 19 | 9 | FALSE | FALSE |  | 54000 | 36600 | 2.6 | 36600 | 2.6
214398423 | 01/24/25 | Live | Johnson Controls Inc. (York International Norman) | FRASER-JOHNSTON | Singlezone Ducted, Centrally Ducted | 214398423 |  | HRCU-A-CB | HH860E2S11 |  | CTF60C5CHS1+JME16C2SN1 |  |  |  | 12 | 19 | 9 | FALSE | FALSE |  | 54000 | 36600 | 2.6 | 36600 | 2.6
214398422 | 01/24/25 | Live | Johnson Controls Inc. (York International Norman) | LUXAIRE | Singlezone Ducted, Centrally Ducted | 214398422 |  | HRCU-A-CB | HH860E2S11 |  | CTF60C5CHS1+JME16C2SN1 |  |  |  | 12 | 19 | 9 | FALSE | FALSE |  | 54000 | 36600 | 2.6 | 36600 | 2.6
214398421 | 01/24/25 | Live | Johnson Controls Inc. (York International Norman) | COLEMAN | Singlezone Ducted, Centrally Ducted | 214398421 |  | HRCU-A-CB | HH860E2S11 |  | CTF60C5CHS1+JME16C2SN1 |  |  |  | 12 | 19 | 9 | FALSE | FALSE |  | 54000 | 36600 | 2.6 | 36600 | 2.6
214395886 | 01/24/25 | Live | Johnson Controls Inc. (York International Norman) | YORK | Singlezone Ducted, Centrally Ducted | 214395886 |  | HRCU-A-CB | HH860E2S11 |  | CTF60C5CHS1+JME16C2SN1 |  |  |  | 12 | 19 | 9 | FALSE | FALSE |  | 54000 | 36600 | 2.6 | 36600 | 2.6
216591043 | 01/24/25 | Live | Johnson Controls Inc. (York International Norman) | KENMORE | Singlezone Ducted, Centrally Ducted | 216591043 |  | HRCU-A-CB | HH860E2S11 |  | CTU60D5XGS1+JME18D2SN1+TXV |  |  |  | 12 | 19 | 9.5 | FALSE | FALSE |  | 46000 | 34400 | 2.62 | 34400 | 2.62
214809166 | 01/24/25 | Live | Johnson Controls Inc. (York International Norman) | JOHNSON CONTROLS | Singlezone Ducted, Centrally Ducted | 214809166 |  | HRCU-A-CB | HH860E2S11 |  | CTU60D5XGS1+JME18D2SN1+TXV |  |  |  | 12 | 19 | 9.5 | FALSE | FALSE |  | 46000 | 34400 | 2.62 | 34400 | 2.62
214809165 | 01/24/25 | Live | Johnson Controls Inc. (York International Norman) | CHAMPION HEATING AND COOLING | Singlezone Ducted, Centrally Ducted | 214809165 |  | HRCU-A-CB | HH860E2S11 |  | CTU60D5XGS1+JME18D2SN1+TXV |  |  |  | 12 | 19 | 9.5 | FALSE | FALSE |  | 46000 | 34400 | 2.62 | 34400 | 2.62
214809164 | 01/24/25 | Live | Johnson Controls Inc. (York International Norman) | FRASER-JOHNSTON | Singlezone Ducted, Centrally Ducted | 214809164 |  | HRCU-A-CB | HH860E2S11 |  | CTU60D5XGS1+JME18D2SN1+TXV |  |  |  | 12 | 19 | 9.5 | FALSE | FALSE |  | 46000 | 34400 | 2.62 | 34400 | 2.62
214809163 | 01/24/25 | Live | Johnson Controls Inc. (York International Norman) | LUXAIRE | Singlezone Ducted, Centrally Ducted | 214809163 |  | HRCU-A-CB | HH860E2S11 |  | CTU60D5XGS1+JME18D2SN1+TXV |  |  |  | 12 | 19 | 9.5 | FALSE | FALSE |  | 46000 | 34400 | 2.62 | 34400 | 2.62
214809162 | 01/24/25 | Live | Johnson Controls Inc. (York International Norman) | COLEMAN | Singlezone Ducted, Centrally Ducted | 214809162 |  | HRCU-A-CB | HH860E2S11 |  | CTU60D5XGS1+JME18D2SN1+TXV |  |  |  | 12 | 19 | 9.5 | FALSE | FALSE |  | 46000 | 34400 | 2.62 | 34400 | 2.62
214807642 | 01/24/25 | Live | Johnson Controls Inc. (York International Norman) | YORK | Singlezone Ducted, Centrally Ducted | 214807642 |  | HRCU-A-CB | HH860E2S11 |  | CTU60D5XGS1+JME18D2SN1+TXV |  |  |  | 12 | 19 | 9.5 | FALSE | FALSE |  | 46000 | 34400 | 2.62 | 34400 | 2.62
216591042 | 01/24/25 | Live | Johnson Controls Inc. (York International Norman) | KENMORE | Singlezone Ducted, Centrally Ducted | 216591042 |  | HRCU-A-CB | HH860E2S11 |  | CTF60D5CGS1+JME18D2SN1 |  |  |  | 12 | 19 | 9.5 | FALSE | FALSE |  | 46000 | 34400 | 2.62 | 34400 | 2.62
214397034 | 06/26/24 | Live | Johnson Controls Inc. (York International Norman) | JOHNSON CONTROLS | Singlezone Ducted, Centrally Ducted | 214397034 |  | HRCU-A-CB | HH860E2S11 |  | CTF60D5CGS1+JME18D2SN1 |  |  |  | 12 | 19 | 9.5 | FALSE | FALSE | TRUE | 46000 | 34400 | 2.62 | 34400 | 2.62
214397033 | 06/26/24 | Live | Johnson Controls Inc. (York International Norman) | CHAMPION HEATING AND COOLING | Singlezone Ducted, Centrally Ducted | 214397033 |  | HRCU-A-CB | HH860E2S11 |  | CTF60D5CGS1+JME18D2SN1 |  |  |  | 12 | 19 | 9.5 | FALSE | FALSE | TRUE | 46000 | 34400 | 2.62 | 34400 | 2.62
214397032 | 06/26/24 | Live | Johnson Controls Inc. (York International Norman) | FRASER-JOHNSTON | Singlezone Ducted, Centrally Ducted | 214397032 |  | HRCU-A-CB | HH860E2S11 |  | CTF60D5CGS1+JME18D2SN1 |  |  |  | 12 | 19 | 9.5 | FALSE | FALSE | TRUE | 46000 | 34400 | 2.62 | 34400 | 2.62
214397031 | 06/26/24 | Live | Johnson Controls Inc. (York International Norman) | LUXAIRE | Singlezone Ducted, Centrally Ducted | 214397031 |  | HRCU-A-CB | HH860E2S11 |  | CTF60D5CGS1+JME18D2SN1 |  |  |  | 12 | 19 | 9.5 | FALSE | FALSE | TRUE | 46000 | 34400 | 2.62 | 34400 | 2.62
214397030 | 06/26/24 | Live | Johnson Controls Inc. (York International Norman) | COLEMAN | Singlezone Ducted, Centrally Ducted | 214397030 |  | HRCU-A-CB | HH860E2S11 |  | CTF60D5CGS1+JME18D2SN1 |  |  |  | 12 | 19 | 9.5 | FALSE | FALSE | TRUE | 46000 | 34400 | 2.62 | 34400 | 2.62
214396151 | 06/26/24 | Live | Johnson Controls Inc. (York International Norman) | YORK | Singlezone Ducted, Centrally Ducted | 214396151 |  | HRCU-A-CB | HH860E2S11 |  | CTF60D5CGS1+JME18D2SN1 |  |  |  | 12 | 19 | 9.5 | FALSE | FALSE | TRUE | 46000 | 34400 | 2.62 | 34400 | 2.62
216591718 | 01/24/25 | Live | Johnson Controls Inc. (York International Norman) | KENMORE | Singlezone Ducted, Centrally Ducted | 216591718 |  | HRCU-A-CB | HH860E2S11 |  | CTM60D5CJS1+JME18D2SN1 |  |  |  | 11 | 19 | 9 | FALSE | FALSE |  | 53500 | 37200 | 2.66 | 37200 | 2.66
214397213 | 01/24/25 | Live | Johnson Controls Inc. (York International Norman) | JOHNSON CONTROLS | Singlezone Ducted, Centrally Ducted | 214397213 |  | HRCU-A-CB | HH860E2S11 |  | CTM60D5CJS1+JME18D2SN1 |  |  |  | 11 | 19 | 9 | FALSE | FALSE |  | 53500 | 37200 | 2.66 | 37200 | 2.66
214397212 | 01/24/25 | Live | Johnson Controls Inc. (York International Norman) | CHAMPION HEATING AND COOLING | Singlezone Ducted, Centrally Ducted | 214397212 |  | HRCU-A-CB | HH860E2S11 |  | CTM60D5CJS1+JME18D2SN1 |  |  |  | 11 | 19 | 9 | FALSE | FALSE |  | 53500 | 37200 | 2.66 | 37200 | 2.66
214397211 | 01/24/25 | Live | Johnson Controls Inc. (York International Norman) | FRASER-JOHNSTON | Singlezone Ducted, Centrally Ducted | 214397211 |  | HRCU-A-CB | HH860E2S11 |  | CTM60D5CJS1+JME18D2SN1 |  |  |  | 11 | 19 | 9 | FALSE | FALSE |  | 53500 | 37200 | 2.66 | 37200 | 2.66
214397210 | 01/24/25 | Live | Johnson Controls Inc. (York International Norman) | LUXAIRE | Singlezone Ducted, Centrally Ducted | 214397210 |  | HRCU-A-CB | HH860E2S11 |  | CTM60D5CJS1+JME18D2SN1 |  |  |  | 11 | 19 | 9 | FALSE | FALSE |  | 53500 | 37200 | 2.66 | 37200 | 2.66
214397209 | 01/24/25 | Live | Johnson Controls Inc. (York International Norman) | COLEMAN | Singlezone Ducted, Centrally Ducted | 214397209 |  | HRCU-A-CB | HH860E2S11 |  | CTM60D5CJS1+JME18D2SN1 |  |  |  | 11 | 19 | 9 | FALSE | FALSE |  | 53500 | 37200 | 2.66 | 37200 | 2.66
214396191 | 01/24/25 | Live | Johnson Controls Inc. (York International Norman) | YORK | Singlezone Ducted, Centrally Ducted | 214396191 |  | HRCU-A-CB | HH860E2S11 |  | CTM60D5CJS1+JME18D2SN1 |  |  |  | 11 | 19 | 9 | FALSE | FALSE |  | 53500 | 37200 | 2.66 | 37200 | 2.66
214606561 | 01/24/25 | Live | Johnson Controls Inc. (York International Norman) | JOHNSON CONTROLS | Singlezone Ducted, Centrally Ducted | 214606561 |  | HRCU-A-C | HH860E2S11 |  | CTF60D5CHS1 |  |  |  | 11 | 15.2 | 8.1 | FALSE | FALSE |  | 54000 | 34600 | 2.3 | 34600 | 2.3
214606569 | 01/24/25 | Live | Johnson Controls Inc. (York International Norman) | CHAMPION HEATING AND COOLING | Singlezone Ducted, Centrally Ducted | 214606569 |  | HRCU-A-C | HH860E2S11 |  | CTF60D5CHS1 |  |  |  | 11 | 15.2 | 8.1 | FALSE | FALSE |  | 54000 | 34600 | 2.3 | 34600 | 2.3
214606533 | 01/24/25 | Live | Johnson Controls Inc. (York International Norman) | FRASER-JOHNSTON | Singlezone Ducted, Centrally Ducted | 214606533 |  | HRCU-A-C | HH860E2S11 |  | CTF60D5CHS1 |  |  |  | 11 | 15.2 | 8.1 | FALSE | FALSE |  | 54000 | 34600 | 2.3 | 34600 | 2.3
214606541 | 01/24/25 | Live | Johnson Controls Inc. (York International Norman) | LUXAIRE | Singlezone Ducted, Centrally Ducted | 214606541 |  | HRCU-A-C | HH860E2S11 |  | CTF60D5CHS1 |  |  |  | 11 | 15.2 | 8.1 | FALSE | FALSE |  | 54000 | 34600 | 2.3 | 34600 | 2.3
214606548 | 01/24/25 | Live | Johnson Controls Inc. (York International Norman) | COLEMAN | Singlezone Ducted, Centrally Ducted | 214606548 |  | HRCU-A-C | HH860E2S11 |  | CTF60D5CHS1 |  |  |  | 11 | 15.2 | 8.1 | FALSE | FALSE |  | 54000 | 34600 | 2.3 | 34600 | 2.3
214606580 | 01/24/25 | Live | Johnson Controls Inc. (York International Norman) | YORK | Singlezone Ducted, Centrally Ducted | 214606580 |  | HRCU-A-C | HH860E2S11 |  | CTF60D5CHS1 |  |  |  | 11 | 15.2 | 8.1 | FALSE | FALSE |  | 54000 | 34600 | 2.3 | 34600 | 2.3
216591653 | 01/24/25 | Live | Johnson Controls Inc. (York International Norman) | KENMORE | Singlezone Ducted, Centrally Ducted | 216591653 |  | HRCU-A-CB | HH860E2S11 |  | JHE60D5CH2SS1 |  |  |  | 12 | 19 | 8.5 | FALSE | FALSE |  | 53500 | 36800 | 2.62 | 36800 | 2.62
214397203 | 01/24/25 | Live | Johnson Controls Inc. (York International Norman) | JOHNSON CONTROLS | Singlezone Ducted, Centrally Ducted | 214397203 |  | HRCU-A-CB | HH860E2S11 |  | JHE60D5CH2SS1 |  |  |  | 12 | 19 | 8.5 | FALSE | FALSE |  | 53500 | 36800 | 2.62 | 36800 | 2.62
214397202 | 01/24/25 | Live | Johnson Controls Inc. (York International Norman) | CHAMPION HEATING AND COOLING | Singlezone Ducted, Centrally Ducted | 214397202 |  | HRCU-A-CB | HH860E2S11 |  | JHE60D5CH2SS1 |  |  |  | 12 | 19 | 8.5 | FALSE | FALSE |  | 53500 | 36800 | 2.62 | 36800 | 2.62
214397201 | 01/24/25 | Live | Johnson Controls Inc. (York International Norman) | FRASER-JOHNSTON | Singlezone Ducted, Centrally Ducted | 214397201 |  | HRCU-A-CB | HH860E2S11 |  | JHE60D5CH2SS1 |  |  |  | 12 | 19 | 8.5 | FALSE | FALSE |  | 53500 | 36800 | 2.62 | 36800 | 2.62
214397200 | 01/24/25 | Live | Johnson Controls Inc. (York International Norman) | LUXAIRE | Singlezone Ducted, Centrally Ducted | 214397200 |  | HRCU-A-CB | HH860E2S11 |  | JHE60D5CH2SS1 |  |  |  | 12 | 19 | 8.5 | FALSE | FALSE |  | 53500 | 36800 | 2.62 | 36800 | 2.62
214397199 | 01/24/25 | Live | Johnson Controls Inc. (York International Norman) | COLEMAN | Singlezone Ducted, Centrally Ducted | 214397199 |  | HRCU-A-CB | HH860E2S11 |  | JHE60D5CH2SS1 |  |  |  | 12 | 19 | 8.5 | FALSE | FALSE |  | 53500 | 36800 | 2.62 | 36800 | 2.62
214396188 | 01/24/25 | Live | Johnson Controls Inc. (York International Norman) | YORK | Singlezone Ducted, Centrally Ducted | 214396188 |  | HRCU-A-CB | HH860E2S11 |  | JHE60D5CH2SS1 |  |  |  | 12 | 19 | 8.5 | FALSE | FALSE |  | 53500 | 36800 | 2.62 | 36800 | 2.62
214396266 | 01/24/25 | Live | Johnson Controls Inc. (York International Norman) | JOHNSON CONTROLS | Singlezone Ducted, Centrally Ducted | 214396266 |  | HRCU-A-CB | HH824E2S11 |  | CTM30B5ACS1+JMC12B2SN1 |  |  |  | 12 | 18 | 9.5 | FALSE | FALSE |  | 23000 | 17600 | 2.69 | 17600 | 2.69
214396265 | 01/24/25 | Live | Johnson Controls Inc. (York International Norman) | CHAMPION HEATING AND COOLING | Singlezone Ducted, Centrally Ducted | 214396265 |  | HRCU-A-CB | HH824E2S11 |  | CTM30B5ACS1+JMC12B2SN1 |  |  |  | 12 | 18 | 9.5 | FALSE | FALSE |  | 23000 | 17600 | 2.69 | 17600 | 2.69
214396264 | 01/24/25 | Live | Johnson Controls Inc. (York International Norman) | FRASER-JOHNSTON | Singlezone Ducted, Centrally Ducted | 214396264 |  | HRCU-A-CB | HH824E2S11 |  | CTM30B5ACS1+JMC12B2SN1 |  |  |  | 12 | 18 | 9.5 | FALSE | FALSE |  | 23000 | 17600 | 2.69 | 17600 | 2.69
214396263 | 01/24/25 | Live | Johnson Controls Inc. (York International Norman) | LUXAIRE | Singlezone Ducted, Centrally Ducted | 214396263 |  | HRCU-A-CB | HH824E2S11 |  | CTM30B5ACS1+JMC12B2SN1 |  |  |  | 12 | 18 | 9.5 | FALSE | FALSE |  | 23000 | 17600 | 2.69 | 17600 | 2.69
214396262 | 01/24/25 | Live | Johnson Controls Inc. (York International Norman) | COLEMAN | Singlezone Ducted, Centrally Ducted | 214396262 |  | HRCU-A-CB | HH824E2S11 |  | CTM30B5ACS1+JMC12B2SN1 |  |  |  | 12 | 18 | 9.5 | FALSE | FALSE |  | 23000 | 17600 | 2.69 | 17600 | 2.69
214395971 | 01/24/25 | Live | Johnson Controls Inc. (York International Norman) | YORK | Singlezone Ducted, Centrally Ducted | 214395971 |  | HRCU-A-CB | HH824E2S11 |  | CTM30B5ACS1+JMC12B2SN1 |  |  |  | 12 | 18 | 9.5 | FALSE | FALSE |  | 23000 | 17600 | 2.69 | 17600 | 2.69
215853316 | 01/24/25 | Live | Johnson Controls Inc. (York International Norman) | JOHNSON CONTROLS | Singlezone Ducted, Centrally Ducted | 215853316 |  | HRCU-A-CB | HH824E2S11 |  | CTM30B5ACS1+JMVT12BC2N1 |  |  |  | 12 | 18 | 9.5 | FALSE | FALSE |  | 23000 | 17600 | 2.69 | 17600 | 2.69
215853311 | 01/24/25 | Live | Johnson Controls Inc. (York International Norman) | CHAMPION HEATING AND COOLING | Singlezone Ducted, Centrally Ducted | 215853311 |  | HRCU-A-CB | HH824E2S11 |  | CTM30B5ACS1+JMVT12BC2N1 |  |  |  | 12 | 18 | 9.5 | FALSE | FALSE |  | 23000 | 17600 | 2.69 | 17600 | 2.69
215853310 | 01/24/25 | Live | Johnson Controls Inc. (York International Norman) | FRASER-JOHNSTON | Singlezone Ducted, Centrally Ducted | 215853310 |  | HRCU-A-CB | HH824E2S11 |  | CTM30B5ACS1+JMVT12BC2N1 |  |  |  | 12 | 18 | 9.5 | FALSE | FALSE |  | 23000 | 17600 | 2.69 | 17600 | 2.69
215853305 | 01/24/25 | Live | Johnson Controls Inc. (York International Norman) | LUXAIRE | Singlezone Ducted, Centrally Ducted | 215853305 |  | HRCU-A-CB | HH824E2S11 |  | CTM30B5ACS1+JMVT12BC2N1 |  |  |  | 12 | 18 | 9.5 | FALSE | FALSE |  | 23000 | 17600 | 2.69 | 17600 | 2.69
215853304 | 01/24/25 | Live | Johnson Controls Inc. (York International Norman) | COLEMAN | Singlezone Ducted, Centrally Ducted | 215853304 |  | HRCU-A-CB | HH824E2S11 |  | CTM30B5ACS1+JMVT12BC2N1 |  |  |  | 12 | 18 | 9.5 | FALSE | FALSE |  | 23000 | 17600 | 2.69 | 17600 | 2.69
215853272 | 01/24/25 | Live | Johnson Controls Inc. (York International Norman) | YORK | Singlezone Ducted, Centrally Ducted | 215853272 |  | HRCU-A-CB | HH824E2S11 |  | CTM30B5ACS1+JMVT12BC2N1 |  |  |  | 12 | 18 | 9.5 | FALSE | FALSE |  | 23000 | 17600 | 2.69 | 17600 | 2.69
214807820 | 01/24/25 | Live | Johnson Controls Inc. (York International Norman) | JOHNSON CONTROLS | Singlezone Ducted, Centrally Ducted | 214807820 |  | HRCU-A-CB | HH824E2S11 |  | CTU30B5XCS1+JMC12B2SN1+TXV |  |  |  | 12 | 18 | 9.5 | FALSE | FALSE |  | 23000 | 17600 | 2.69 | 17600 | 2.69
214807819 | 01/24/25 | Live | Johnson Controls Inc. (York International Norman) | CHAMPION HEATING AND COOLING | Singlezone Ducted, Centrally Ducted | 214807819 |  | HRCU-A-CB | HH824E2S11 |  | CTU30B5XCS1+JMC12B2SN1+TXV |  |  |  | 12 | 18 | 9.5 | FALSE | FALSE |  | 23000 | 17600 | 2.69 | 17600 | 2.69
214807818 | 01/24/25 | Live | Johnson Controls Inc. (York International Norman) | FRASER-JOHNSTON | Singlezone Ducted, Centrally Ducted | 214807818 |  | HRCU-A-CB | HH824E2S11 |  | CTU30B5XCS1+JMC12B2SN1+TXV |  |  |  | 12 | 18 | 9.5 | FALSE | FALSE |  | 23000 | 17600 | 2.69 | 17600 | 2.69
214807817 | 01/24/25 | Live | Johnson Controls Inc. (York International Norman) | LUXAIRE | Singlezone Ducted, Centrally Ducted | 214807817 |  | HRCU-A-CB | HH824E2S11 |  | CTU30B5XCS1+JMC12B2SN1+TXV |  |  |  | 12 | 18 | 9.5 | FALSE | FALSE |  | 23000 | 17600 | 2.69 | 17600 | 2.69
214807816 | 01/24/25 | Live | Johnson Controls Inc. (York International Norman) | COLEMAN | Singlezone Ducted, Centrally Ducted | 214807816 |  | HRCU-A-CB | HH824E2S11 |  | CTU30B5XCS1+JMC12B2SN1+TXV |  |  |  | 12 | 18 | 9.5 | FALSE | FALSE |  | 23000 | 17600 | 2.69 | 17600 | 2.69
214807385 | 01/24/25 | Live | Johnson Controls Inc. (York International Norman) | YORK | Singlezone Ducted, Centrally Ducted | 214807385 |  | HRCU-A-CB | HH824E2S11 |  | CTU30B5XCS1+JMC12B2SN1+TXV |  |  |  | 12 | 18 | 9.5 | FALSE | FALSE |  | 23000 | 17600 | 2.69 | 17600 | 2.69
214396697 | 06/26/24 | Live | Johnson Controls Inc. (York International Norman) | JOHNSON CONTROLS | Singlezone Ducted, Centrally Ducted | 214396697 |  | HRCU-A-CB | HH824E2S11 |  | CTF30B5ACS1+JMC12B2SN1 |  |  |  | 12 | 18 | 9.5 | FALSE | FALSE | TRUE | 23000 | 17600 | 2.69 | 17600 | 2.69
214396696 | 06/26/24 | Live | Johnson Controls Inc. (York International Norman) | CHAMPION HEATING AND COOLING | Singlezone Ducted, Centrally Ducted | 214396696 |  | HRCU-A-CB | HH824E2S11 |  | CTF30B5ACS1+JMC12B2SN1 |  |  |  | 12 | 18 | 9.5 | FALSE | FALSE | TRUE | 23000 | 17600 | 2.69 | 17600 | 2.69
214396695 | 06/26/24 | Live | Johnson Controls Inc. (York International Norman) | FRASER-JOHNSTON | Singlezone Ducted, Centrally Ducted | 214396695 |  | HRCU-A-CB | HH824E2S11 |  | CTF30B5ACS1+JMC12B2SN1 |  |  |  | 12 | 18 | 9.5 | FALSE | FALSE | TRUE | 23000 | 17600 | 2.69 | 17600 | 2.69
214396694 | 06/26/24 | Live | Johnson Controls Inc. (York International Norman) | LUXAIRE | Singlezone Ducted, Centrally Ducted | 214396694 |  | HRCU-A-CB | HH824E2S11 |  | CTF30B5ACS1+JMC12B2SN1 |  |  |  | 12 | 18 | 9.5 | FALSE | FALSE | TRUE | 23000 | 17600 | 2.69 | 17600 | 2.69
214396693 | 06/26/24 | Live | Johnson Controls Inc. (York International Norman) | COLEMAN | Singlezone Ducted, Centrally Ducted | 214396693 |  | HRCU-A-CB | HH824E2S11 |  | CTF30B5ACS1+JMC12B2SN1 |  |  |  | 12 | 18 | 9.5 | FALSE | FALSE | TRUE | 23000 | 17600 | 2.69 | 17600 | 2.69
214396074 | 06/26/24 | Live | Johnson Controls Inc. (York International Norman) | YORK | Singlezone Ducted, Centrally Ducted | 214396074 |  | HRCU-A-CB | HH824E2S11 |  | CTF30B5ACS1+JMC12B2SN1 |  |  |  | 12 | 18 | 9.5 | FALSE | FALSE | TRUE | 23000 | 17600 | 2.69 | 17600 | 2.69
216591656 | 01/24/25 | Live | Johnson Controls Inc. (York International Norman) | KENMORE | Singlezone Ducted, Centrally Ducted | 216591656 |  | HRCU-A-CB | HH824E2S11 |  | CTU30B5XCS1+JME08B2SN1+TXV |  |  |  | 12 | 19 | 9.5 | FALSE | FALSE |  | 23000 | 17600 | 2.7 | 17600 | 2.7
214807805 | 01/24/25 | Live | Johnson Controls Inc. (York International Norman) | JOHNSON CONTROLS | Singlezone Ducted, Centrally Ducted | 214807805 |  | HRCU-A-CB | HH824E2S11 |  | CTU30B5XCS1+JME08B2SN1+TXV |  |  |  | 12 | 19 | 9.5 | FALSE | FALSE |  | 23000 | 17600 | 2.7 | 17600 | 2.7
214807804 | 01/24/25 | Live | Johnson Controls Inc. (York International Norman) | CHAMPION HEATING AND COOLING | Singlezone Ducted, Centrally Ducted | 214807804 |  | HRCU-A-CB | HH824E2S11 |  | CTU30B5XCS1+JME08B2SN1+TXV |  |  |  | 12 | 19 | 9.5 | FALSE | FALSE |  | 23000 | 17600 | 2.7 | 17600 | 2.7
214807803 | 01/24/25 | Live | Johnson Controls Inc. (York International Norman) | FRASER-JOHNSTON | Singlezone Ducted, Centrally Ducted | 214807803 |  | HRCU-A-CB | HH824E2S11 |  | CTU30B5XCS1+JME08B2SN1+TXV |  |  |  | 12 | 19 | 9.5 | FALSE | FALSE |  | 23000 | 17600 | 2.7 | 17600 | 2.7
214807802 | 01/24/25 | Live | Johnson Controls Inc. (York International Norman) | LUXAIRE | Singlezone Ducted, Centrally Ducted | 214807802 |  | HRCU-A-CB | HH824E2S11 |  | CTU30B5XCS1+JME08B2SN1+TXV |  |  |  | 12 | 19 | 9.5 | FALSE | FALSE |  | 23000 | 17600 | 2.7 | 17600 | 2.7
214807801 | 01/24/25 | Live | Johnson Controls Inc. (York International Norman) | COLEMAN | Singlezone Ducted, Centrally Ducted | 214807801 |  | HRCU-A-CB | HH824E2S11 |  | CTU30B5XCS1+JME08B2SN1+TXV |  |  |  | 12 | 19 | 9.5 | FALSE | FALSE |  | 23000 | 17600 | 2.7 | 17600 | 2.7
214807382 | 01/24/25 | Live | Johnson Controls Inc. (York International Norman) | YORK | Singlezone Ducted, Centrally Ducted | 214807382 |  | HRCU-A-CB | HH824E2S11 |  | CTU30B5XCS1+JME08B2SN1+TXV |  |  |  | 12 | 19 | 9.5 | FALSE | FALSE |  | 23000 | 17600 | 2.7 | 17600 | 2.7
216591655 | 01/24/25 | Live | Johnson Controls Inc. (York International Norman) | KENMORE | Singlezone Ducted, Centrally Ducted | 216591655 |  | HRCU-A-CB | HH824E2S11 |  | CTF30B5ACS1+JME08B2SN1 |  |  |  | 12 | 19 | 9.5 | FALSE | FALSE |  | 23000 | 17600 | 2.7 | 17600 | 2.7
214397964 | 06/26/24 | Live | Johnson Controls Inc. (York International Norman) | JOHNSON CONTROLS | Singlezone Ducted, Centrally Ducted | 214397964 |  | HRCU-A-CB | HH824E2S11 |  | CTF30B5ACS1+JME08B2SN1 |  |  |  | 12 | 19 | 9.5 | FALSE | FALSE | TRUE | 23000 | 17600 | 2.7 | 17600 | 2.7
214397963 | 06/26/24 | Live | Johnson Controls Inc. (York International Norman) | CHAMPION HEATING AND COOLING | Singlezone Ducted, Centrally Ducted | 214397963 |  | HRCU-A-CB | HH824E2S11 |  | CTF30B5ACS1+JME08B2SN1 |  |  |  | 12 | 19 | 9.5 | FALSE | FALSE | TRUE | 23000 | 17600 | 2.7 | 17600 | 2.7
214397962 | 06/26/24 | Live | Johnson Controls Inc. (York International Norman) | FRASER-JOHNSTON | Singlezone Ducted, Centrally Ducted | 214397962 |  | HRCU-A-CB | HH824E2S11 |  | CTF30B5ACS1+JME08B2SN1 |  |  |  | 12 | 19 | 9.5 | FALSE | FALSE | TRUE | 23000 | 17600 | 2.7 | 17600 | 2.7
214397961 | 06/26/24 | Live | Johnson Controls Inc. (York International Norman) | LUXAIRE | Singlezone Ducted, Centrally Ducted | 214397961 |  | HRCU-A-CB | HH824E2S11 |  | CTF30B5ACS1+JME08B2SN1 |  |  |  | 12 | 19 | 9.5 | FALSE | FALSE | TRUE | 23000 | 17600 | 2.7 | 17600 | 2.7
214397960 | 06/26/24 | Live | Johnson Controls Inc. (York International Norman) | COLEMAN | Singlezone Ducted, Centrally Ducted | 214397960 |  | HRCU-A-CB | HH824E2S11 |  | CTF30B5ACS1+JME08B2SN1 |  |  |  | 12 | 19 | 9.5 | FALSE | FALSE | TRUE | 23000 | 17600 | 2.7 | 17600 | 2.7
214395771 | 06/26/24 | Live | Johnson Controls Inc. (York International Norman) | YORK | Singlezone Ducted, Centrally Ducted | 214395771 |  | HRCU-A-CB | HH824E2S11 |  | CTF30B5ACS1+JME08B2SN1 |  |  |  | 12 | 19 | 9.5 | FALSE | FALSE | TRUE | 23000 | 17600 | 2.7 | 17600 | 2.7
216765689 | 01/24/25 | Live | Hisense | COMFIAIRE | Singlezone Ducted, Centrally Ducted | 216765689 |  | HRCU-A-CB | CA-60UHDO |  | CA-60UHDI | 8.5 | 17.5 | 10 | 8.25 | 17 | 8.5 | FALSE | FALSE |  | 56000 | 40000 | 2.34 | 42000 | 2.1
216765688 | 01/24/25 | Live | Hisense | COMFIAIRE | Singlezone Ducted, Centrally Ducted | 216765688 |  | HRCU-A-CB | CA-48UHDO |  | CA-48UHDI | 10.2 | 18 | 10 | 10.1 | 17.5 | 8.5 | FALSE | FALSE |  | 48000 | 31000 | 2.36 | 39000 | 2.3
216765687 | 01/24/25 | Live | Hisense | COMFIAIRE | Singlezone Ducted, Centrally Ducted | 216765687 |  | HRCU-A-CB | CA-36UHDO |  | CA-36UHDI | 9.55 | 18 | 11 | 10.1 | 18 | 9.5 | TRUE | TRUE |  | 34000 | 24000 | 2.5 | 34520 | 2.38
216765686 | 01/24/25 | Live | Hisense | COMFIAIRE | Singlezone Ducted, Centrally Ducted | 216765686 |  | HRCU-A-CB | CA-24UHDO |  | CA-24UHDI | 10.9 | 18 | 10 | 10.1 | 16.5 | 9 | TRUE | TRUE |  | 22000 | 16000 | 2.4 | 18000 | 1.99
216772325 | 01/24/25 | Live | Gree | ECO AC | Singlezone Non-Ducted, Wall Placement | 216772325 |  | HRCU-A-CB-O | EHP-O24KBB | Mini-Splits | EHP-W24KBB |  |  |  | 13.95 | 27 | 10 | FALSE | FALSE |  | 22000 | 15000 | 2.95 | 24000 | 1.94
216772334 | 01/24/25 | Live | Gree | ECO AC | Singlezone Non-Ducted, Wall Placement | 216772334 |  | HRCU-A-CB-O | EHS-O30KBB | Mini-Splits | EHS-W30KBB |  |  |  | 10.9 | 22 | 9 | FALSE | FALSE |  | 30000 | 24000 | 2.55 | 27000 | 2.08
216772336 | 01/24/25 | Live | Gree | ECO AC | Singlezone Non-Ducted, Wall Placement | 216772336 |  | HRCU-A-CB-O | EHS-O18KBB | Mini-Splits | EHS-W18KBB |  |  |  | 12.35 | 20 | 8.5 | FALSE | FALSE |  | 18000 | 15300 | 4 | 15400 | 2.75
216772337 | 01/24/25 | Live | Gree | ECO AC | Singlezone Non-Ducted, Wall Placement | 216772337 |  | HRCU-A-CB-O | EHS-O12KBB | Mini-Splits | EHS-W12KBB |  |  |  | 9.75 | 19 | 8.5 | FALSE | FALSE |  | 12000 | 9700 | 2.71 | 11500 | 2.2
216772335 | 01/24/25 | Live | Gree | ECO AC | Singlezone Non-Ducted, Wall Placement | 216772335 |  | HRCU-A-CB-O | EHS-O24KBB | Mini-Splits | EHS-W24KBB |  |  |  | 11.9 | 19 | 8.5 | FALSE | FALSE |  | 24000 | 19200 | 2.5 | 19300 | 1.79
216772333 | 01/24/25 | Live | Gree | ECO AC | Singlezone Non-Ducted, Wall Placement | 216772333 |  | HRCU-A-CB-O | EHS-O36KBB | Mini-Splits | EHS-W36KBB |  |  |  | 10.6 | 21 | 8.5 | FALSE | FALSE |  | 33600 | 27400 | 2.55 | 27500 | 1.99
216772338 | 01/24/25 | Live | Gree | ECO AC | Singlezone Non-Ducted, Wall Placement | 216772338 |  | HRCU-A-CB-O | EHS-O09KBB | Mini-Splits | EHS-W09KBB |  |  |  | 12.5 | 20.5 | 8.8 | FALSE | FALSE |  | 9100 | 8100 | 2.7 | 9600 | 2.27
216772344 | 01/24/25 | Live | Gree | ECO AC | Multizone All Non-Ducted | 216772344 |  | HMSR-A-CB-O | EMH-*O48KBB | Non-Ducted Indoor Units |  |  |  |  | 12 | 21 | 10 | FALSE | FALSE |  | 48000 | 40000 | 2.4 | 44000 | 2.53
216772329 | 01/24/25 | Live | Gree | ECO AC | Singlezone Non-Ducted, Wall Placement | 216772329 |  | HRCU-A-CB-O | EHH-O24KBB | Mini-Splits | EHH-W24KBB |  |  |  | 12 | 23.5 | 9 | FALSE | FALSE |  | 22000 | 19000 | 2.7 | 20700 | 1.77
216772326 | 01/24/25 | Live | Gree | ECO AC | Singlezone Non-Ducted, Wall Placement | 216772326 |  | HRCU-A-CB-O | EHP-O18KBB | Mini-Splits | EHP-W18KBB |  |  |  | 14.3 | 27.5 | 10 | FALSE | FALSE |  | 18000 | 15500 | 2.86 | 20100 | 1.9
216772343 | 01/24/25 | Live | Gree | ECO AC | Multizone All Non-Ducted | 216772343 |  | HMSR-A-CB-O | EMH-5O42KBB | Non-Ducted Indoor Units |  |  |  |  | 13 | 21 | 10 | FALSE | FALSE |  | 42000 | 40000 | 2.4 | 43200 | 2.53
216772342 | 01/24/25 | Live | Gree | ECO AC | Multizone All Non-Ducted | 216772342 |  | HMSR-A-CB-O | EMH-4O36KBB | Non-Ducted Indoor Units |  |  |  |  | 12 | 21 | 10 | FALSE | FALSE |  | 36000 | 36000 | 2.3 | 37720 | 2.38
216772341 | 01/24/25 | Live | Gree | ECO AC | Multizone All Non-Ducted | 216772341 |  | HMSR-A-CB-O | EMH-4O30KBB | Non-Ducted Indoor Units |  |  |  |  | 13.6 | 21 | 10 | FALSE | FALSE |  | 28400 | 28000 | 2.45 | 31860 | 2.4
216772340 | 01/24/25 | Live | Gree | ECO AC | Multizone All Non-Ducted | 216772340 |  | HMSR-A-CB-O | EMH-3O24KBB | Non-Ducted Indoor Units |  |  |  |  | 13.3 | 21 | 10 | FALSE | FALSE |  | 24000 | 23600 | 2.45 | 26600 | 2.5
216772339 | 01/24/25 | Live | Gree | ECO AC | Multizone All Non-Ducted | 216772339 |  | HMSR-A-CB-O | EMH-2O18KBB | Non-Ducted Indoor Units |  |  |  |  | 12 | 21 | 10 | FALSE | FALSE |  | 18000 | 16000 | 2.36 | 16400 | 2.45
216772327 | 01/24/25 | Live | Gree | ECO AC | Singlezone Non-Ducted, Wall Placement | 216772327 |  | HRCU-A-CB-O | EHP-O12KBB | Mini-Splits | EHP-W12KBB |  |  |  | 15.2 | 28 | 10 | FALSE | FALSE |  | 12000 | 10300 | 3.11 | 13000 | 2.06
216772328 | 01/24/25 | Live | Gree | ECO AC | Singlezone Non-Ducted, Wall Placement | 216772328 |  | HRCU-A-CB-O | EHP-O09KBB | Mini-Splits | EHP-W09KBB |  |  |  | 16.8 | 30 | 11.2 | FALSE | FALSE |  | 9100 | 8900 | 3.22 | 13000 | 2.06
216772331 | 01/24/25 | Live | Gree | ECO AC | Singlezone Non-Ducted, Wall Placement | 216772331 |  | HRCU-A-CB-O | EHH-O18KBB | Mini-Splits | EHH-W18KBB |  |  |  | 13.65 | 24.5 | 9 | FALSE | FALSE |  | 18000 | 14700 | 2.69 | 18500 | 2.31
216772330 | 01/24/25 | Live | Gree | ECO AC | Singlezone Non-Ducted, Wall Placement | 216772330 |  | HRCU-A-CB-O | EHH-O12KBB | Mini-Splits | EHH-W12KBB |  |  |  | 13 | 24.5 | 9.5 | FALSE | FALSE |  | 12000 | 10000 | 2.9 | 12000 | 2.06
216772332 | 01/24/25 | Live | Gree | ECO AC | Singlezone Non-Ducted, Wall Placement | 216772332 |  | HRCU-A-CB-O | EHH-O09KBB | Mini-Splits | EHH-W09KBB |  |  |  | 15 | 26 | 10.4 | FALSE | FALSE |  | 9100 | 8800 | 2.93 | 11000 | 2.08
216772303 | 01/24/25 | Live | Gree | KINGHOME | Multizone Mix of Ducted and Non-Ducted | 216772303 |  | HMSV-A-CB | KM48X6O | Mixed Ducted and Non-Ducted Indoor Units |  |  |  |  | 11.8 | 19 | 9 | FALSE | FALSE |  | 48000 | 40000 | 2.28 | 44000 | 2.43
216772302 | 01/24/25 | Live | Gree | KINGHOME | Multizone All Ducted | 216772302 |  | HMSV-A-CB | KM48X6O | Ducted Indoor Units |  |  |  |  | 11.7 | 18 | 8.1 | FALSE | FALSE |  | 48000 | 40000 | 2.15 | 44000 | 2.3
216772301 | 01/24/25 | Live | Gree | KINGHOME | Multizone All Non-Ducted | 216772301 |  | HMSR-A-CB-O | KM48X6O | Non-Ducted Indoor Units |  |  |  |  | 12 | 21 | 10 | FALSE | FALSE |  | 48000 | 40000 | 2.4 | 44000 | 2.53
216772293 | 01/24/25 | Live | Gree | KINGHOME | Singlezone Non-Ducted, Wall Placement | 216772293 |  | HRCU-A-CB-O | KW36XQ21CDO | Mini-Splits | KW36XQ21CDI |  |  |  | 10.6 | 21 | 8.5 | FALSE | FALSE |  | 33600 | 27400 | 2.55 | 27500 | 1.99
216772294 | 01/24/25 | Live | Gree | KINGHOME | Singlezone Non-Ducted, Wall Placement | 216772294 |  | HRCU-A-CB-O | KW30XQ21CDO | Mini-Splits | KW30XQ21CDI |  |  |  | 10.9 | 22 | 9 | FALSE | FALSE |  | 30000 | 24000 | 2.55 | 27000 | 2.08
216772295 | 01/24/25 | Live | Gree | KINGHOME | Singlezone Non-Ducted, Wall Placement | 216772295 |  | HRCU-A-CB-O | KW24XQ19CDO | Mini-Splits | KW24XQ19CDI |  |  |  | 11.9 | 19 | 8.5 | FALSE | FALSE |  | 24000 | 19200 | 2.5 | 19300 | 1.79
216772297 | 01/24/25 | Live | Gree | KINGHOME | Singlezone Non-Ducted, Wall Placement | 216772297 |  | HRCU-A-CB-O | KW18XQ19CDO | Mini-Splits | KW18XQ19CDI |  |  |  | 12.35 | 20 | 8.5 | FALSE | FALSE |  | 18000 | 15300 | 4 | 15400 | 2.75
216772298 | 01/24/25 | Live | Gree | KINGHOME | Singlezone Non-Ducted, Wall Placement | 216772298 |  | HRCU-A-CB-O | KW12XQ19CDO | Mini-Splits | KW12XQ19CDI |  |  |  | 9.75 | 19 | 8.5 | FALSE | FALSE |  | 12000 | 9700 | 2.71 | 11500 | 2.2
216772300 | 01/24/25 | Live | Gree | KINGHOME | Singlezone Non-Ducted, Wall Placement | 216772300 |  | HRCU-A-CB-O | KW12XQ19CAO | Mini-Splits | KW12XQ19CAI |  |  |  | 9.3 | 19 | 8.5 | FALSE | FALSE |  | 12000 | 9700 | 2.71 | 10000 | 2.36
216772296 | 01/24/25 | Live | Gree | KINGHOME | Singlezone Non-Ducted, Wall Placement | 216772296 |  | HRCU-A-CB-O | KW09XQ19CDO | Mini-Splits | KW09XQ19CDI |  |  |  | 12.5 | 20.5 | 8.8 | FALSE | FALSE |  | 9100 | 8100 | 2.7 | 9600 | 2.27
216772299 | 01/24/25 | Live | Gree | KINGHOME | Singlezone Non-Ducted, Wall Placement | 216772299 |  | HRCU-A-CB-O | KW09XQ19CAO | Mini-Splits | KW09XQ19CAI |  |  |  | 11.9 | 20.5 | 8.8 | FALSE | FALSE |  | 9100 | 8100 | 2.7 | 10600 | 2.25
216772324 | 01/24/25 | Live | Gree | KINGHOME | Singlezone Ducted, Centrally Ducted | 216772324 |  | HRCU-A-CB | KD24UXO |  | KD24UXI |  |  |  | 11.7 | 18.5 | 8.3 | TRUE | FALSE |  | 24000 | 19600 | 2.45 | 24000 | 2.5
216772323 | 01/24/25 | Live | Gree | KINGHOME | Singlezone Ducted, Centrally Ducted | 216772323 |  | HRCU-A-CB | KD48UXO |  | KD48UXI |  |  |  | 11.7 | 20 | 9.5 | TRUE | FALSE |  | 48000 | 38500 | 2.68 | 40400 | 2.65
216050942 | 01/24/25 | Live | AUX CLOUD COMMERCE(USA) INC | AUX | Multizone Mix of Ducted and Non-Ducted | 216050942 |  | HMSV-A-CB | ASUM42HPMULO | Mixed Ducted and Non-Ducted Indoor Units |  |  |  |  | 12.4 | 23 | 10.25 | FALSE | FALSE |  | 42000 | 34000 | 2.38 | 34600 | 2.24
216050941 | 01/24/25 | Live | AUX CLOUD COMMERCE(USA) INC | AUX | Multizone Mix of Ducted and Non-Ducted | 216050941 |  | HMSV-A-CB | ASUM36HPMULO | Mixed Ducted and Non-Ducted Indoor Units |  |  |  |  | 12.5 | 22.75 | 10.5 | FALSE | FALSE |  | 36000 | 32000 | 2.4 | 33500 | 2.26
216050940 | 01/24/25 | Live | AUX CLOUD COMMERCE(USA) INC | AUX | Multizone Mix of Ducted and Non-Ducted | 216050940 |  | HMSV-A-CB | ASUM24HPMULO | Mixed Ducted and Non-Ducted Indoor Units |  |  |  |  | 13 | 22.5 | 10.25 | FALSE | FALSE |  | 24000 | 24200 | 2.4 | 28600 | 2.31
216050939 | 01/24/25 | Live | AUX CLOUD COMMERCE(USA) INC | AUX | Multizone Mix of Ducted and Non-Ducted | 216050939 |  | HMSV-A-CB | ASUM18HPMULO | Mixed Ducted and Non-Ducted Indoor Units |  |  |  |  | 12.4 | 21.9 | 10.4 | FALSE | FALSE |  | 18000 | 18500 | 2.36 | 23000 | 2.26
216050936 | 01/24/25 | Live | AUX CLOUD COMMERCE(USA) INC | AUX | Multizone Mix of Ducted and Non-Ducted | 216050936 |  | HMSV-A-CB | ASPR30HPMULO | Mixed Ducted and Non-Ducted Indoor Units |  |  |  |  | 12.25 | 21.5 | 9.75 | FALSE | FALSE |  | 30000 | 25600 | 2.44 | 28200 | 2.33
216050935 | 01/24/25 | Live | AUX CLOUD COMMERCE(USA) INC | AUX | Multizone Mix of Ducted and Non-Ducted | 216050935 |  | HMSV-A-CB | ASPR24HPMULO | Mixed Ducted and Non-Ducted Indoor Units |  |  |  |  | 12.15 | 21.75 | 9.75 | FALSE | FALSE |  | 24000 | 21200 | 2.34 | 24800 | 2.24
216050934 | 01/24/25 | Live | AUX CLOUD COMMERCE(USA) INC | AUX | Multizone Mix of Ducted and Non-Ducted | 216050934 |  | HMSV-A-CB | ASPR18HPMULO | Mixed Ducted and Non-Ducted Indoor Units |  |  |  |  | 12.05 | 20.75 | 9.75 | FALSE | FALSE |  | 17700 | 14300 | 2.21 | 14800 | 2.09
216032440 | 01/24/25 | Live | AUX CLOUD COMMERCE(USA) INC | AUX | Multizone All Ducted | 216032440 |  | HMSV-A-CB | ASUM42HPMULO | Ducted Indoor Units |  |  |  |  | 12.3 | 22 | 10 | FALSE | FALSE |  | 42000 | 35000 | 2.4 | 35800 | 2.31
216032439 | 01/24/25 | Live | AUX CLOUD COMMERCE(USA) INC | AUX | Multizone All Ducted | 216032439 |  | HMSV-A-CB | ASUM36HPMULO | Ducted Indoor Units |  |  |  |  | 12.5 | 21.5 | 10 | TRUE | TRUE |  | 36000 | 34000 | 2.4 | 34800 | 2.32
216032438 | 01/24/25 | Live | AUX CLOUD COMMERCE(USA) INC | AUX | Multizone All Ducted | 216032438 |  | HMSV-A-CB | ASUM24HPMULO | Ducted Indoor Units |  |  |  |  | 13 | 21 | 10 | TRUE | TRUE |  | 24000 | 21000 | 2.36 | 28600 | 2.27
216032437 | 01/24/25 | Live | AUX CLOUD COMMERCE(USA) INC | AUX | Multizone All Ducted | 216032437 |  | HMSV-A-CB | ASUM18HPMULO | Ducted Indoor Units |  |  |  |  | 12.3 | 20.5 | 9.8 | TRUE | TRUE |  | 18000 | 19000 | 2.2 | 23000 | 2.17
216032402 | 01/24/25 | Live | AUX CLOUD COMMERCE(USA) INC | AUX | Multizone All Ducted | 216032402 |  | HMSV-A-CB | ASPR42HPMULO | Ducted Indoor Units |  |  |  |  | 11.2 | 20 | 9.2 | FALSE | FALSE |  | 37000 | 28000 | 2.2 | 31000 | 2.11
216032401 | 01/24/25 | Live | AUX CLOUD COMMERCE(USA) INC | AUX | Multizone All Ducted | 216032401 |  | HMSV-A-CB | ASPR36HPMULO | Ducted Indoor Units |  |  |  |  | 11.6 | 20 | 10 | FALSE | FALSE |  | 36000 | 27000 | 2.41 | 28200 | 2.17
216032400 | 01/24/25 | Live | AUX CLOUD COMMERCE(USA) INC | AUX | Multizone All Ducted | 216032400 |  | HMSV-A-CB | ASPR30HPMULO | Ducted Indoor Units |  |  |  |  | 12 | 20 | 9.5 | FALSE | FALSE |  | 30000 | 24000 | 2.31 | 28200 | 2.26
216032399 | 01/24/25 | Live | AUX CLOUD COMMERCE(USA) INC | AUX | Multizone All Ducted | 216032399 |  | HMSV-A-CB | ASPR24HPMULO | Ducted Indoor Units |  |  |  |  | 11.8 | 20.5 | 9.5 | FALSE | FALSE |  | 24000 | 19000 | 2.3 | 24800 | 2.27
216032398 | 01/24/25 | Live | AUX CLOUD COMMERCE(USA) INC | AUX | Multizone All Ducted | 216032398 |  | HMSV-A-CB | ASPR18HPMULO | Ducted Indoor Units |  |  |  |  | 11.8 | 19.5 | 9.5 | FALSE | FALSE |  | 17700 | 14000 | 2.1 | 14800 | 2.02
214291430 | 03/06/24 | Live | AUX CLOUD COMMERCE(USA) INC | AUX | Multizone All Non-Ducted | 214291430 |  | HMSR-A-CB-O | ASUM42HPMULO | Non-Ducted Indoor Units |  |  |  |  | 12.5 | 24 | 10.5 | TRUE | TRUE | TRUE | 42000 | 33000 | 2.35 | 34600 | 2.25
214291429 | 03/06/24 | Live | AUX CLOUD COMMERCE(USA) INC | AUX | Multizone All Non-Ducted | 214291429 |  | HMSR-A-CB-O | ASUM36HPMULO | Non-Ducted Indoor Units |  |  |  |  | 12.5 | 24 | 11 | TRUE | TRUE | TRUE | 36000 | 30000 | 2.4 | 33500 | 2.28
214291427 | 03/06/24 | Live | AUX CLOUD COMMERCE(USA) INC | AUX | Multizone All Non-Ducted | 214291427 |  | HMSR-A-CB-O | ASPR42HPMULO | Non-Ducted Indoor Units |  |  |  |  | 12 | 22 | 10 | TRUE | TRUE | TRUE | 37000 | 35600 | 2.4 | 35800 | 2.31
214291426 | 03/06/24 | Live | AUX CLOUD COMMERCE(USA) INC | AUX | Multizone All Non-Ducted | 214291426 |  | HMSR-A-CB-O | ASPR36HPMULO | Non-Ducted Indoor Units |  |  |  |  | 12.3 | 23 | 10 | TRUE | TRUE | TRUE | 36000 | 30800 | 2.45 | 31000 | 2.36
214291425 | 03/06/24 | Live | AUX CLOUD COMMERCE(USA) INC | AUX | Multizone All Non-Ducted | 214291425 |  | HMSR-A-CB-O | ASPR30HPMULO | Non-Ducted Indoor Units |  |  |  |  | 12.5 | 23 | 10 | TRUE | TRUE | TRUE | 30000 | 27200 | 2.55 | 28200 | 2.4
214291424 | 03/06/24 | Live | AUX CLOUD COMMERCE(USA) INC | AUX | Multizone All Non-Ducted | 214291424 |  | HMSR-A-CB-O | ASPR24HPMULO | Non-Ducted Indoor Units |  |  |  |  | 12.5 | 23 | 10 | TRUE | TRUE | TRUE | 24000 | 23600 | 2.35 | 24800 | 2.2
214291423 | 03/06/24 | Live | AUX CLOUD COMMERCE(USA) INC | AUX | Multizone All Non-Ducted | 214291423 |  | HMSR-A-CB-O | ASPR18HPMULO | Non-Ducted Indoor Units |  |  |  |  | 12.3 | 22 | 10 | TRUE | TRUE | TRUE | 17700 | 14700 | 2.3 | 14800 | 2.17
214807785 | 01/23/25 | Live | Johnson Controls Inc. (York International Norman) | JOHNSON CONTROLS | Singlezone Ducted, Centrally Ducted | 214807785 |  | HRCU-A-CB | HH836E2S11 |  | CTU48C5XFS1+JMVT17CC2N1+TXV |  |  |  | 11.7 | 19 | 9 | FALSE | FALSE |  | 34400 | 25800 | 2.48 | 25800 | 2.48
214807784 | 01/23/25 | Live | Johnson Controls Inc. (York International Norman) | CHAMPION HEATING AND COOLING | Singlezone Ducted, Centrally Ducted | 214807784 |  | HRCU-A-CB | HH836E2S11 |  | CTU48C5XFS1+JMVT17CC2N1+TXV |  |  |  | 11.7 | 19 | 9 | FALSE | FALSE |  | 34400 | 25800 | 2.48 | 25800 | 2.48
214807783 | 01/23/25 | Live | Johnson Controls Inc. (York International Norman) | FRASER-JOHNSTON | Singlezone Ducted, Centrally Ducted | 214807783 |  | HRCU-A-CB | HH836E2S11 |  | CTU48C5XFS1+JMVT17CC2N1+TXV |  |  |  | 11.7 | 19 | 9 | FALSE | FALSE |  | 34400 | 25800 | 2.48 | 25800 | 2.48
214807782 | 01/23/25 | Live | Johnson Controls Inc. (York International Norman) | LUXAIRE | Singlezone Ducted, Centrally Ducted | 214807782 |  | HRCU-A-CB | HH836E2S11 |  | CTU48C5XFS1+JMVT17CC2N1+TXV |  |  |  | 11.7 | 19 | 9 | FALSE | FALSE |  | 34400 | 25800 | 2.48 | 25800 | 2.48
214807781 | 01/23/25 | Live | Johnson Controls Inc. (York International Norman) | COLEMAN | Singlezone Ducted, Centrally Ducted | 214807781 |  | HRCU-A-CB | HH836E2S11 |  | CTU48C5XFS1+JMVT17CC2N1+TXV |  |  |  | 11.7 | 19 | 9 | FALSE | FALSE |  | 34400 | 25800 | 2.48 | 25800 | 2.48
214807378 | 01/23/25 | Live | Johnson Controls Inc. (York International Norman) | YORK | Singlezone Ducted, Centrally Ducted | 214807378 |  | HRCU-A-CB | HH836E2S11 |  | CTU48C5XFS1+JMVT17CC2N1+TXV |  |  |  | 11.7 | 19 | 9 | FALSE | FALSE |  | 34400 | 25800 | 2.48 | 25800 | 2.48
214398574 | 01/23/25 | Live | Johnson Controls Inc. (York International Norman) | JOHNSON CONTROLS | Singlezone Ducted, Centrally Ducted | 214398574 |  | HRCU-A-CB | HH836E2S11 |  | CTF48C5CFS1+JMVT17CC2N1 |  |  |  | 11.7 | 19 | 9 | FALSE | FALSE |  | 34400 | 25800 | 2.48 | 25800 | 2.48
214398573 | 01/23/25 | Live | Johnson Controls Inc. (York International Norman) | CHAMPION HEATING AND COOLING | Singlezone Ducted, Centrally Ducted | 214398573 |  | HRCU-A-CB | HH836E2S11 |  | CTF48C5CFS1+JMVT17CC2N1 |  |  |  | 11.7 | 19 | 9 | FALSE | FALSE |  | 34400 | 25800 | 2.48 | 25800 | 2.48
214398572 | 01/23/25 | Live | Johnson Controls Inc. (York International Norman) | FRASER-JOHNSTON | Singlezone Ducted, Centrally Ducted | 214398572 |  | HRCU-A-CB | HH836E2S11 |  | CTF48C5CFS1+JMVT17CC2N1 |  |  |  | 11.7 | 19 | 9 | FALSE | FALSE |  | 34400 | 25800 | 2.48 | 25800 | 2.48
214398571 | 01/23/25 | Live | Johnson Controls Inc. (York International Norman) | LUXAIRE | Singlezone Ducted, Centrally Ducted | 214398571 |  | HRCU-A-CB | HH836E2S11 |  | CTF48C5CFS1+JMVT17CC2N1 |  |  |  | 11.7 | 19 | 9 | FALSE | FALSE |  | 34400 | 25800 | 2.48 | 25800 | 2.48
214398570 | 01/23/25 | Live | Johnson Controls Inc. (York International Norman) | COLEMAN | Singlezone Ducted, Centrally Ducted | 214398570 |  | HRCU-A-CB | HH836E2S11 |  | CTF48C5CFS1+JMVT17CC2N1 |  |  |  | 11.7 | 19 | 9 | FALSE | FALSE |  | 34400 | 25800 | 2.48 | 25800 | 2.48
214395920 | 01/23/25 | Live | Johnson Controls Inc. (York International Norman) | YORK | Singlezone Ducted, Centrally Ducted | 214395920 |  | HRCU-A-CB | HH836E2S11 |  | CTF48C5CFS1+JMVT17CC2N1 |  |  |  | 11.7 | 19 | 9 | FALSE | FALSE |  | 34400 | 25800 | 2.48 | 25800 | 2.48
214397332 | 01/23/25 | Live | Johnson Controls Inc. (York International Norman) | JOHNSON CONTROLS | Singlezone Ducted, Centrally Ducted | 214397332 |  | HRCU-A-CB | HH836E2S11 |  | CTM48C5CFS1+JMVT17CC2N1 |  |  |  | 11.7 | 19 | 9 | FALSE | FALSE |  | 34000 | 25600 | 2.46 | 25600 | 2.46
214397331 | 01/23/25 | Live | Johnson Controls Inc. (York International Norman) | CHAMPION HEATING AND COOLING | Singlezone Ducted, Centrally Ducted | 214397331 |  | HRCU-A-CB | HH836E2S11 |  | CTM48C5CFS1+JMVT17CC2N1 |  |  |  | 11.7 | 19 | 9 | FALSE | FALSE |  | 34000 | 25600 | 2.46 | 25600 | 2.46
214397330 | 01/23/25 | Live | Johnson Controls Inc. (York International Norman) | FRASER-JOHNSTON | Singlezone Ducted, Centrally Ducted | 214397330 |  | HRCU-A-CB | HH836E2S11 |  | CTM48C5CFS1+JMVT17CC2N1 |  |  |  | 11.7 | 19 | 9 | FALSE | FALSE |  | 34000 | 25600 | 2.46 | 25600 | 2.46
214397329 | 01/23/25 | Live | Johnson Controls Inc. (York International Norman) | LUXAIRE | Singlezone Ducted, Centrally Ducted | 214397329 |  | HRCU-A-CB | HH836E2S11 |  | CTM48C5CFS1+JMVT17CC2N1 |  |  |  | 11.7 | 19 | 9 | FALSE | FALSE |  | 34000 | 25600 | 2.46 | 25600 | 2.46
214397328 | 01/23/25 | Live | Johnson Controls Inc. (York International Norman) | COLEMAN | Singlezone Ducted, Centrally Ducted | 214397328 |  | HRCU-A-CB | HH836E2S11 |  | CTM48C5CFS1+JMVT17CC2N1 |  |  |  | 11.7 | 19 | 9 | FALSE | FALSE |  | 34000 | 25600 | 2.46 | 25600 | 2.46
214395617 | 01/23/25 | Live | Johnson Controls Inc. (York International Norman) | YORK | Singlezone Ducted, Centrally Ducted | 214395617 |  | HRCU-A-CB | HH836E2S11 |  | CTM48C5CFS1+JMVT17CC2N1 |  |  |  | 11.7 | 19 | 9 | FALSE | FALSE |  | 34000 | 25600 | 2.46 | 25600 | 2.46
214807790 | 01/23/25 | Live | Johnson Controls Inc. (York International Norman) | JOHNSON CONTROLS | Singlezone Ducted, Centrally Ducted | 214807790 |  | HRCU-A-CB | HH836E2S11 |  | CTU48C5XFS1+JMC17C2SN1+TXV |  |  |  | 11.7 | 19 | 9 | FALSE | FALSE |  | 34400 | 25800 | 2.48 | 25800 | 2.48
214807789 | 01/23/25 | Live | Johnson Controls Inc. (York International Norman) | CHAMPION HEATING AND COOLING | Singlezone Ducted, Centrally Ducted | 214807789 |  | HRCU-A-CB | HH836E2S11 |  | CTU48C5XFS1+JMC17C2SN1+TXV |  |  |  | 11.7 | 19 | 9 | FALSE | FALSE |  | 34400 | 25800 | 2.48 | 25800 | 2.48
214807788 | 01/23/25 | Live | Johnson Controls Inc. (York International Norman) | FRASER-JOHNSTON | Singlezone Ducted, Centrally Ducted | 214807788 |  | HRCU-A-CB | HH836E2S11 |  | CTU48C5XFS1+JMC17C2SN1+TXV |  |  |  | 11.7 | 19 | 9 | FALSE | FALSE |  | 34400 | 25800 | 2.48 | 25800 | 2.48
214807787 | 01/23/25 | Live | Johnson Controls Inc. (York International Norman) | LUXAIRE | Singlezone Ducted, Centrally Ducted | 214807787 |  | HRCU-A-CB | HH836E2S11 |  | CTU48C5XFS1+JMC17C2SN1+TXV |  |  |  | 11.7 | 19 | 9 | FALSE | FALSE |  | 34400 | 25800 | 2.48 | 25800 | 2.48
214807786 | 01/23/25 | Live | Johnson Controls Inc. (York International Norman) | COLEMAN | Singlezone Ducted, Centrally Ducted | 214807786 |  | HRCU-A-CB | HH836E2S11 |  | CTU48C5XFS1+JMC17C2SN1+TXV |  |  |  | 11.7 | 19 | 9 | FALSE | FALSE |  | 34400 | 25800 | 2.48 | 25800 | 2.48
214807379 | 01/23/25 | Live | Johnson Controls Inc. (York International Norman) | YORK | Singlezone Ducted, Centrally Ducted | 214807379 |  | HRCU-A-CB | HH836E2S11 |  | CTU48C5XFS1+JMC17C2SN1+TXV |  |  |  | 11.7 | 19 | 9 | FALSE | FALSE |  | 34400 | 25800 | 2.48 | 25800 | 2.48
214396492 | 01/23/25 | Live | Johnson Controls Inc. (York International Norman) | JOHNSON CONTROLS | Singlezone Ducted, Centrally Ducted | 214396492 |  | HRCU-A-CB | HH836E2S11 |  | CTF48C5CFS1+JMC17C2SN1 |  |  |  | 11.7 | 19 | 9 | FALSE | FALSE |  | 34400 | 25800 | 2.48 | 25800 | 2.48
214396491 | 01/23/25 | Live | Johnson Controls Inc. (York International Norman) | CHAMPION HEATING AND COOLING | Singlezone Ducted, Centrally Ducted | 214396491 |  | HRCU-A-CB | HH836E2S11 |  | CTF48C5CFS1+JMC17C2SN1 |  |  |  | 11.7 | 19 | 9 | FALSE | FALSE |  | 34400 | 25800 | 2.48 | 25800 | 2.48
214396490 | 01/23/25 | Live | Johnson Controls Inc. (York International Norman) | FRASER-JOHNSTON | Singlezone Ducted, Centrally Ducted | 214396490 |  | HRCU-A-CB | HH836E2S11 |  | CTF48C5CFS1+JMC17C2SN1 |  |  |  | 11.7 | 19 | 9 | FALSE | FALSE |  | 34400 | 25800 | 2.48 | 25800 | 2.48
214396489 | 01/23/25 | Live | Johnson Controls Inc. (York International Norman) | LUXAIRE | Singlezone Ducted, Centrally Ducted | 214396489 |  | HRCU-A-CB | HH836E2S11 |  | CTF48C5CFS1+JMC17C2SN1 |  |  |  | 11.7 | 19 | 9 | FALSE | FALSE |  | 34400 | 25800 | 2.48 | 25800 | 2.48
214396488 | 01/23/25 | Live | Johnson Controls Inc. (York International Norman) | COLEMAN | Singlezone Ducted, Centrally Ducted | 214396488 |  | HRCU-A-CB | HH836E2S11 |  | CTF48C5CFS1+JMC17C2SN1 |  |  |  | 11.7 | 19 | 9 | FALSE | FALSE |  | 34400 | 25800 | 2.48 | 25800 | 2.48
214396024 | 01/23/25 | Live | Johnson Controls Inc. (York International Norman) | YORK | Singlezone Ducted, Centrally Ducted | 214396024 |  | HRCU-A-CB | HH836E2S11 |  | CTF48C5CFS1+JMC17C2SN1 |  |  |  | 11.7 | 19 | 9 | FALSE | FALSE |  | 34400 | 25800 | 2.48 | 25800 | 2.48
214421530 | 01/23/25 | Live | Johnson Controls Inc. (York International Norman) | JOHNSON CONTROLS | Singlezone Ducted, Centrally Ducted | 214421530 |  | HRCU-A-CB | HH836E2S11 |  | CTM48C5CFS1+JMET16CS2N1 |  |  |  | 11.7 | 19 | 9 | FALSE | FALSE |  | 33800 | 25800 | 2.44 | 25800 | 2.44
214421529 | 01/23/25 | Live | Johnson Controls Inc. (York International Norman) | CHAMPION HEATING AND COOLING | Singlezone Ducted, Centrally Ducted | 214421529 |  | HRCU-A-CB | HH836E2S11 |  | CTM48C5CFS1+JMET16CS2N1 |  |  |  | 11.7 | 19 | 9 | FALSE | FALSE |  | 33800 | 25800 | 2.44 | 25800 | 2.44
214421528 | 01/23/25 | Live | Johnson Controls Inc. (York International Norman) | FRASER-JOHNSTON | Singlezone Ducted, Centrally Ducted | 214421528 |  | HRCU-A-CB | HH836E2S11 |  | CTM48C5CFS1+JMET16CS2N1 |  |  |  | 11.7 | 19 | 9 | FALSE | FALSE |  | 33800 | 25800 | 2.44 | 25800 | 2.44
214421527 | 01/23/25 | Live | Johnson Controls Inc. (York International Norman) | LUXAIRE | Singlezone Ducted, Centrally Ducted | 214421527 |  | HRCU-A-CB | HH836E2S11 |  | CTM48C5CFS1+JMET16CS2N1 |  |  |  | 11.7 | 19 | 9 | FALSE | FALSE |  | 33800 | 25800 | 2.44 | 25800 | 2.44
214421526 | 01/23/25 | Live | Johnson Controls Inc. (York International Norman) | COLEMAN | Singlezone Ducted, Centrally Ducted | 214421526 |  | HRCU-A-CB | HH836E2S11 |  | CTM48C5CFS1+JMET16CS2N1 |  |  |  | 11.7 | 19 | 9 | FALSE | FALSE |  | 33800 | 25800 | 2.44 | 25800 | 2.44
214421499 | 01/23/25 | Live | Johnson Controls Inc. (York International Norman) | YORK | Singlezone Ducted, Centrally Ducted | 214421499 |  | HRCU-A-CB | HH836E2S11 |  | CTM48C5CFS1+JMET16CS2N1 |  |  |  | 11.7 | 19 | 9 | FALSE | FALSE |  | 33800 | 25800 | 2.44 | 25800 | 2.44
214397596 | 01/23/25 | Live | Johnson Controls Inc. (York International Norman) | JOHNSON CONTROLS | Singlezone Ducted, Centrally Ducted | 214397596 |  | HRCU-A-CB | HH860E2S11 |  | CTM60D5CHS1+JMVT20DC2N1 |  |  |  | 12 | 19 | 9 | FALSE | FALSE |  | 53500 | 36600 | 2.6 | 36600 | 2.6
214397595 | 01/23/25 | Live | Johnson Controls Inc. (York International Norman) | CHAMPION HEATING AND COOLING | Singlezone Ducted, Centrally Ducted | 214397595 |  | HRCU-A-CB | HH860E2S11 |  | CTM60D5CHS1+JMVT20DC2N1 |  |  |  | 12 | 19 | 9 | FALSE | FALSE |  | 53500 | 36600 | 2.6 | 36600 | 2.6
214397594 | 01/23/25 | Live | Johnson Controls Inc. (York International Norman) | FRASER-JOHNSTON | Singlezone Ducted, Centrally Ducted | 214397594 |  | HRCU-A-CB | HH860E2S11 |  | CTM60D5CHS1+JMVT20DC2N1 |  |  |  | 12 | 19 | 9 | FALSE | FALSE |  | 53500 | 36600 | 2.6 | 36600 | 2.6
214397593 | 01/23/25 | Live | Johnson Controls Inc. (York International Norman) | LUXAIRE | Singlezone Ducted, Centrally Ducted | 214397593 |  | HRCU-A-CB | HH860E2S11 |  | CTM60D5CHS1+JMVT20DC2N1 |  |  |  | 12 | 19 | 9 | FALSE | FALSE |  | 53500 | 36600 | 2.6 | 36600 | 2.6
214397592 | 01/23/25 | Live | Johnson Controls Inc. (York International Norman) | COLEMAN | Singlezone Ducted, Centrally Ducted | 214397592 |  | HRCU-A-CB | HH860E2S11 |  | CTM60D5CHS1+JMVT20DC2N1 |  |  |  | 12 | 19 | 9 | FALSE | FALSE |  | 53500 | 36600 | 2.6 | 36600 | 2.6
214395678 | 01/23/25 | Live | Johnson Controls Inc. (York International Norman) | YORK | Singlezone Ducted, Centrally Ducted | 214395678 |  | HRCU-A-CB | HH860E2S11 |  | CTM60D5CHS1+JMVT20DC2N1 |  |  |  | 12 | 19 | 9 | FALSE | FALSE |  | 53500 | 36600 | 2.6 | 36600 | 2.6
214807840 | 01/23/25 | Live | Johnson Controls Inc. (York International Norman) | JOHNSON CONTROLS | Singlezone Ducted, Centrally Ducted | 214807840 |  | HRCU-A-CB | HH860E2S11 |  | CTU60D5XHS1+JMVT20DC2N1+TXV |  |  |  | 12 | 19 | 9 | FALSE | FALSE |  | 54500 | 37000 | 2.64 | 37000 | 2.64
214807839 | 01/23/25 | Live | Johnson Controls Inc. (York International Norman) | CHAMPION HEATING AND COOLING | Singlezone Ducted, Centrally Ducted | 214807839 |  | HRCU-A-CB | HH860E2S11 |  | CTU60D5XHS1+JMVT20DC2N1+TXV |  |  |  | 12 | 19 | 9 | FALSE | FALSE |  | 54500 | 37000 | 2.64 | 37000 | 2.64
214807838 | 01/23/25 | Live | Johnson Controls Inc. (York International Norman) | FRASER-JOHNSTON | Singlezone Ducted, Centrally Ducted | 214807838 |  | HRCU-A-CB | HH860E2S11 |  | CTU60D5XHS1+JMVT20DC2N1+TXV |  |  |  | 12 | 19 | 9 | FALSE | FALSE |  | 54500 | 37000 | 2.64 | 37000 | 2.64
214807837 | 01/23/25 | Live | Johnson Controls Inc. (York International Norman) | LUXAIRE | Singlezone Ducted, Centrally Ducted | 214807837 |  | HRCU-A-CB | HH860E2S11 |  | CTU60D5XHS1+JMVT20DC2N1+TXV |  |  |  | 12 | 19 | 9 | FALSE | FALSE |  | 54500 | 37000 | 2.64 | 37000 | 2.64
214807836 | 01/23/25 | Live | Johnson Controls Inc. (York International Norman) | COLEMAN | Singlezone Ducted, Centrally Ducted | 214807836 |  | HRCU-A-CB | HH860E2S11 |  | CTU60D5XHS1+JMVT20DC2N1+TXV |  |  |  | 12 | 19 | 9 | FALSE | FALSE |  | 54500 | 37000 | 2.64 | 37000 | 2.64
214807389 | 01/23/25 | Live | Johnson Controls Inc. (York International Norman) | YORK | Singlezone Ducted, Centrally Ducted | 214807389 |  | HRCU-A-CB | HH860E2S11 |  | CTU60D5XHS1+JMVT20DC2N1+TXV |  |  |  | 12 | 19 | 9 | FALSE | FALSE |  | 54500 | 37000 | 2.64 | 37000 | 2.64
214396739 | 04/10/24 | Live | Johnson Controls Inc. (York International Norman) | JOHNSON CONTROLS | Singlezone Ducted, Centrally Ducted | 214396739 |  | HRCU-A-CB | HH860E2S11 |  | CTF60D5CHS1+JMVT20DC2N1 |  |  |  | 12 | 19 | 9 | FALSE | FALSE | TRUE | 54500 | 37000 | 2.64 | 37000 | 2.64
214396738 | 04/10/24 | Live | Johnson Controls Inc. (York International Norman) | CHAMPION HEATING AND COOLING | Singlezone Ducted, Centrally Ducted | 214396738 |  | HRCU-A-CB | HH860E2S11 |  | CTF60D5CHS1+JMVT20DC2N1 |  |  |  | 12 | 19 | 9 | FALSE | FALSE | TRUE | 54500 | 37000 | 2.64 | 37000 | 2.64
214396737 | 04/10/24 | Live | Johnson Controls Inc. (York International Norman) | FRASER-JOHNSTON | Singlezone Ducted, Centrally Ducted | 214396737 |  | HRCU-A-CB | HH860E2S11 |  | CTF60D5CHS1+JMVT20DC2N1 |  |  |  | 12 | 19 | 9 | FALSE | FALSE | TRUE | 54500 | 37000 | 2.64 | 37000 | 2.64
214396736 | 04/10/24 | Live | Johnson Controls Inc. (York International Norman) | LUXAIRE | Singlezone Ducted, Centrally Ducted | 214396736 |  | HRCU-A-CB | HH860E2S11 |  | CTF60D5CHS1+JMVT20DC2N1 |  |  |  | 12 | 19 | 9 | FALSE | FALSE | TRUE | 54500 | 37000 | 2.64 | 37000 | 2.64
214396735 | 04/10/24 | Live | Johnson Controls Inc. (York International Norman) | COLEMAN | Singlezone Ducted, Centrally Ducted | 214396735 |  | HRCU-A-CB | HH860E2S11 |  | CTF60D5CHS1+JMVT20DC2N1 |  |  |  | 12 | 19 | 9 | FALSE | FALSE | TRUE | 54500 | 37000 | 2.64 | 37000 | 2.64
214396083 | 04/10/24 | Live | Johnson Controls Inc. (York International Norman) | YORK | Singlezone Ducted, Centrally Ducted | 214396083 |  | HRCU-A-CB | HH860E2S11 |  | CTF60D5CHS1+JMVT20DC2N1 |  |  |  | 12 | 19 | 9 | FALSE | FALSE | TRUE | 54500 | 37000 | 2.64 | 37000 | 2.64
214398070 | 01/23/25 | Live | Johnson Controls Inc. (York International Norman) | JOHNSON CONTROLS | Singlezone Ducted, Centrally Ducted | 214398070 |  | HRCU-A-CB | HH860E2S11 |  | CTF60D5CJS1+JMC20D2SN1 |  |  |  | 11 | 19 | 9 | FALSE | FALSE |  | 53000 | 37000 | 2.66 | 37000 | 2.66
214398069 | 01/23/25 | Live | Johnson Controls Inc. (York International Norman) | CHAMPION HEATING AND COOLING | Singlezone Ducted, Centrally Ducted | 214398069 |  | HRCU-A-CB | HH860E2S11 |  | CTF60D5CJS1+JMC20D2SN1 |  |  |  | 11 | 19 | 9 | FALSE | FALSE |  | 53000 | 37000 | 2.66 | 37000 | 2.66
214398068 | 01/23/25 | Live | Johnson Controls Inc. (York International Norman) | FRASER-JOHNSTON | Singlezone Ducted, Centrally Ducted | 214398068 |  | HRCU-A-CB | HH860E2S11 |  | CTF60D5CJS1+JMC20D2SN1 |  |  |  | 11 | 19 | 9 | FALSE | FALSE |  | 53000 | 37000 | 2.66 | 37000 | 2.66
214398067 | 01/23/25 | Live | Johnson Controls Inc. (York International Norman) | LUXAIRE | Singlezone Ducted, Centrally Ducted | 214398067 |  | HRCU-A-CB | HH860E2S11 |  | CTF60D5CJS1+JMC20D2SN1 |  |  |  | 11 | 19 | 9 | FALSE | FALSE |  | 53000 | 37000 | 2.66 | 37000 | 2.66
214398066 | 01/23/25 | Live | Johnson Controls Inc. (York International Norman) | COLEMAN | Singlezone Ducted, Centrally Ducted | 214398066 |  | HRCU-A-CB | HH860E2S11 |  | CTF60D5CJS1+JMC20D2SN1 |  |  |  | 11 | 19 | 9 | FALSE | FALSE |  | 53000 | 37000 | 2.66 | 37000 | 2.66
214395796 | 01/23/25 | Live | Johnson Controls Inc. (York International Norman) | YORK | Singlezone Ducted, Centrally Ducted | 214395796 |  | HRCU-A-CB | HH860E2S11 |  | CTF60D5CJS1+JMC20D2SN1 |  |  |  | 11 | 19 | 9 | FALSE | FALSE |  | 53000 | 37000 | 2.66 | 37000 | 2.66
214606539 | 01/23/25 | Live | Johnson Controls Inc. (York International Norman) | JOHNSON CONTROLS | Singlezone Ducted, Centrally Ducted | 214606539 |  | HRCU-A-C | HH860E2S11 |  | CTM60C5CHS1 |  |  |  | 11 | 15.2 | 8.1 | FALSE | FALSE |  | 54000 | 34600 | 2.3 | 34600 | 2.3
214606547 | 01/23/25 | Live | Johnson Controls Inc. (York International Norman) | CHAMPION HEATING AND COOLING | Singlezone Ducted, Centrally Ducted | 214606547 |  | HRCU-A-C | HH860E2S11 |  | CTM60C5CHS1 |  |  |  | 11 | 15.2 | 8.1 | FALSE | FALSE |  | 54000 | 34600 | 2.3 | 34600 | 2.3
214606554 | 01/23/25 | Live | Johnson Controls Inc. (York International Norman) | FRASER-JOHNSTON | Singlezone Ducted, Centrally Ducted | 214606554 |  | HRCU-A-C | HH860E2S11 |  | CTM60C5CHS1 |  |  |  | 11 | 15.2 | 8.1 | FALSE | FALSE |  | 54000 | 34600 | 2.3 | 34600 | 2.3
214606559 | 01/23/25 | Live | Johnson Controls Inc. (York International Norman) | LUXAIRE | Singlezone Ducted, Centrally Ducted | 214606559 |  | HRCU-A-C | HH860E2S11 |  | CTM60C5CHS1 |  |  |  | 11 | 15.2 | 8.1 | FALSE | FALSE |  | 54000 | 34600 | 2.3 | 34600 | 2.3
214606567 | 01/23/25 | Live | Johnson Controls Inc. (York International Norman) | COLEMAN | Singlezone Ducted, Centrally Ducted | 214606567 |  | HRCU-A-C | HH860E2S11 |  | CTM60C5CHS1 |  |  |  | 11 | 15.2 | 8.1 | FALSE | FALSE |  | 54000 | 34600 | 2.3 | 34600 | 2.3
214606530 | 01/23/25 | Live | Johnson Controls Inc. (York International Norman) | YORK | Singlezone Ducted, Centrally Ducted | 214606530 |  | HRCU-A-C | HH860E2S11 |  | CTM60C5CHS1 |  |  |  | 11 | 15.2 | 8.1 | FALSE | FALSE |  | 54000 | 34600 | 2.3 | 34600 | 2.3
214421515 | 01/23/25 | Live | Johnson Controls Inc. (York International Norman) | JOHNSON CONTROLS | Singlezone Ducted, Centrally Ducted | 214421515 |  | HRCU-A-CB | HH860E2S11 |  | CTF60C5CHS1+JMET16CS2N1 |  |  |  | 11.7 | 19 | 8.5 | FALSE | FALSE |  | 53000 | 36800 | 2.58 | 36800 | 2.58
214421514 | 01/23/25 | Live | Johnson Controls Inc. (York International Norman) | CHAMPION HEATING AND COOLING | Singlezone Ducted, Centrally Ducted | 214421514 |  | HRCU-A-CB | HH860E2S11 |  | CTF60C5CHS1+JMET16CS2N1 |  |  |  | 11.7 | 19 | 8.5 | FALSE | FALSE |  | 53000 | 36800 | 2.58 | 36800 | 2.58
214421513 | 01/23/25 | Live | Johnson Controls Inc. (York International Norman) | FRASER-JOHNSTON | Singlezone Ducted, Centrally Ducted | 214421513 |  | HRCU-A-CB | HH860E2S11 |  | CTF60C5CHS1+JMET16CS2N1 |  |  |  | 11.7 | 19 | 8.5 | FALSE | FALSE |  | 53000 | 36800 | 2.58 | 36800 | 2.58
214421512 | 01/23/25 | Live | Johnson Controls Inc. (York International Norman) | LUXAIRE | Singlezone Ducted, Centrally Ducted | 214421512 |  | HRCU-A-CB | HH860E2S11 |  | CTF60C5CHS1+JMET16CS2N1 |  |  |  | 11.7 | 19 | 8.5 | FALSE | FALSE |  | 53000 | 36800 | 2.58 | 36800 | 2.58
214421511 | 01/23/25 | Live | Johnson Controls Inc. (York International Norman) | COLEMAN | Singlezone Ducted, Centrally Ducted | 214421511 |  | HRCU-A-CB | HH860E2S11 |  | CTF60C5CHS1+JMET16CS2N1 |  |  |  | 11.7 | 19 | 8.5 | FALSE | FALSE |  | 53000 | 36800 | 2.58 | 36800 | 2.58
214421496 | 01/23/25 | Live | Johnson Controls Inc. (York International Norman) | YORK | Singlezone Ducted, Centrally Ducted | 214421496 |  | HRCU-A-CB | HH860E2S11 |  | CTF60C5CHS1+JMET16CS2N1 |  |  |  | 11.7 | 19 | 8.5 | FALSE | FALSE |  | 53000 | 36800 | 2.58 | 36800 | 2.58
214807815 | 01/23/25 | Live | Johnson Controls Inc. (York International Norman) | JOHNSON CONTROLS | Singlezone Ducted, Centrally Ducted | 214807815 |  | HRCU-A-CB | HH824E2S11 |  | CTU30B5XCS1+JMVT12BC2N1+TXV |  |  |  | 12 | 18 | 9.5 | FALSE | FALSE |  | 23000 | 17600 | 2.69 | 17600 | 2.69
214807814 | 01/23/25 | Live | Johnson Controls Inc. (York International Norman) | CHAMPION HEATING AND COOLING | Singlezone Ducted, Centrally Ducted | 214807814 |  | HRCU-A-CB | HH824E2S11 |  | CTU30B5XCS1+JMVT12BC2N1+TXV |  |  |  | 12 | 18 | 9.5 | FALSE | FALSE |  | 23000 | 17600 | 2.69 | 17600 | 2.69
214807813 | 01/23/25 | Live | Johnson Controls Inc. (York International Norman) | FRASER-JOHNSTON | Singlezone Ducted, Centrally Ducted | 214807813 |  | HRCU-A-CB | HH824E2S11 |  | CTU30B5XCS1+JMVT12BC2N1+TXV |  |  |  | 12 | 18 | 9.5 | FALSE | FALSE |  | 23000 | 17600 | 2.69 | 17600 | 2.69
214807812 | 01/23/25 | Live | Johnson Controls Inc. (York International Norman) | LUXAIRE | Singlezone Ducted, Centrally Ducted | 214807812 |  | HRCU-A-CB | HH824E2S11 |  | CTU30B5XCS1+JMVT12BC2N1+TXV |  |  |  | 12 | 18 | 9.5 | FALSE | FALSE |  | 23000 | 17600 | 2.69 | 17600 | 2.69
214807811 | 01/23/25 | Live | Johnson Controls Inc. (York International Norman) | COLEMAN | Singlezone Ducted, Centrally Ducted | 214807811 |  | HRCU-A-CB | HH824E2S11 |  | CTU30B5XCS1+JMVT12BC2N1+TXV |  |  |  | 12 | 18 | 9.5 | FALSE | FALSE |  | 23000 | 17600 | 2.69 | 17600 | 2.69
214807384 | 01/23/25 | Live | Johnson Controls Inc. (York International Norman) | YORK | Singlezone Ducted, Centrally Ducted | 214807384 |  | HRCU-A-CB | HH824E2S11 |  | CTU30B5XCS1+JMVT12BC2N1+TXV |  |  |  | 12 | 18 | 9.5 | FALSE | FALSE |  | 23000 | 17600 | 2.69 | 17600 | 2.69
214396261 | 06/26/24 | Live | Johnson Controls Inc. (York International Norman) | JOHNSON CONTROLS | Singlezone Ducted, Centrally Ducted | 214396261 |  | HRCU-A-CB | HH824E2S11 |  | CTF30B5ACS1+JMVT12BC2N1 |  |  |  | 12 | 18 | 9.5 | FALSE | FALSE | TRUE | 23000 | 17600 | 2.69 | 17600 | 2.69
214396260 | 06/26/24 | Live | Johnson Controls Inc. (York International Norman) | CHAMPION HEATING AND COOLING | Singlezone Ducted, Centrally Ducted | 214396260 |  | HRCU-A-CB | HH824E2S11 |  | CTF30B5ACS1+JMVT12BC2N1 |  |  |  | 12 | 18 | 9.5 | FALSE | FALSE | TRUE | 23000 | 17600 | 2.69 | 17600 | 2.69
214396259 | 06/26/24 | Live | Johnson Controls Inc. (York International Norman) | FRASER-JOHNSTON | Singlezone Ducted, Centrally Ducted | 214396259 |  | HRCU-A-CB | HH824E2S11 |  | CTF30B5ACS1+JMVT12BC2N1 |  |  |  | 12 | 18 | 9.5 | FALSE | FALSE | TRUE | 23000 | 17600 | 2.69 | 17600 | 2.69
214396258 | 06/26/24 | Live | Johnson Controls Inc. (York International Norman) | LUXAIRE | Singlezone Ducted, Centrally Ducted | 214396258 |  | HRCU-A-CB | HH824E2S11 |  | CTF30B5ACS1+JMVT12BC2N1 |  |  |  | 12 | 18 | 9.5 | FALSE | FALSE | TRUE | 23000 | 17600 | 2.69 | 17600 | 2.69
214396257 | 06/26/24 | Live | Johnson Controls Inc. (York International Norman) | COLEMAN | Singlezone Ducted, Centrally Ducted | 214396257 |  | HRCU-A-CB | HH824E2S11 |  | CTF30B5ACS1+JMVT12BC2N1 |  |  |  | 12 | 18 | 9.5 | FALSE | FALSE | TRUE | 23000 | 17600 | 2.69 | 17600 | 2.69
214395970 | 06/26/24 | Live | Johnson Controls Inc. (York International Norman) | YORK | Singlezone Ducted, Centrally Ducted | 214395970 |  | HRCU-A-CB | HH824E2S11 |  | CTF30B5ACS1+JMVT12BC2N1 |  |  |  | 12 | 18 | 9.5 | FALSE | FALSE | TRUE | 23000 | 17600 | 2.69 | 17600 | 2.69
216591807 | 01/23/25 | Live | Johnson Controls Inc. (York International Norman) | KENMORE | Singlezone Ducted, Centrally Ducted | 216591807 |  | HRCU-A-CB | HH824E2S11 |  | CTM30B5ACS1+JME12B2SN1 |  |  |  | 12 | 19 | 9.5 | FALSE | FALSE |  | 23000 | 17600 | 2.69 | 17600 | 2.69
214397969 | 01/23/25 | Live | Johnson Controls Inc. (York International Norman) | JOHNSON CONTROLS | Singlezone Ducted, Centrally Ducted | 214397969 |  | HRCU-A-CB | HH824E2S11 |  | CTM30B5ACS1+JME12B2SN1 |  |  |  | 12 | 19 | 9.5 | FALSE | FALSE |  | 23000 | 17600 | 2.69 | 17600 | 2.69
214397968 | 01/23/25 | Live | Johnson Controls Inc. (York International Norman) | CHAMPION HEATING AND COOLING | Singlezone Ducted, Centrally Ducted | 214397968 |  | HRCU-A-CB | HH824E2S11 |  | CTM30B5ACS1+JME12B2SN1 |  |  |  | 12 | 19 | 9.5 | FALSE | FALSE |  | 23000 | 17600 | 2.69 | 17600 | 2.69
214397967 | 01/23/25 | Live | Johnson Controls Inc. (York International Norman) | FRASER-JOHNSTON | Singlezone Ducted, Centrally Ducted | 214397967 |  | HRCU-A-CB | HH824E2S11 |  | CTM30B5ACS1+JME12B2SN1 |  |  |  | 12 | 19 | 9.5 | FALSE | FALSE |  | 23000 | 17600 | 2.69 | 17600 | 2.69
214397966 | 01/23/25 | Live | Johnson Controls Inc. (York International Norman) | LUXAIRE | Singlezone Ducted, Centrally Ducted | 214397966 |  | HRCU-A-CB | HH824E2S11 |  | CTM30B5ACS1+JME12B2SN1 |  |  |  | 12 | 19 | 9.5 | FALSE | FALSE |  | 23000 | 17600 | 2.69 | 17600 | 2.69
214397965 | 01/23/25 | Live | Johnson Controls Inc. (York International Norman) | COLEMAN | Singlezone Ducted, Centrally Ducted | 214397965 |  | HRCU-A-CB | HH824E2S11 |  | CTM30B5ACS1+JME12B2SN1 |  |  |  | 12 | 19 | 9.5 | FALSE | FALSE |  | 23000 | 17600 | 2.69 | 17600 | 2.69
214395772 | 01/23/25 | Live | Johnson Controls Inc. (York International Norman) | YORK | Singlezone Ducted, Centrally Ducted | 214395772 |  | HRCU-A-CB | HH824E2S11 |  | CTM30B5ACS1+JME12B2SN1 |  |  |  | 12 | 19 | 9.5 | FALSE | FALSE |  | 23000 | 17600 | 2.69 | 17600 | 2.69
214807810 | 01/23/25 | Live | Johnson Controls Inc. (York International Norman) | JOHNSON CONTROLS | Singlezone Ducted, Centrally Ducted | 214807810 |  | HRCU-A-CB | HH824E2S11 |  | CTU30B5XCS1+JMET08BS2N1+TXV |  |  |  | 12 | 18 | 9.5 | FALSE | FALSE |  | 23000 | 17800 | 2.68 | 17800 | 2.68
214807809 | 01/23/25 | Live | Johnson Controls Inc. (York International Norman) | CHAMPION HEATING AND COOLING | Singlezone Ducted, Centrally Ducted | 214807809 |  | HRCU-A-CB | HH824E2S11 |  | CTU30B5XCS1+JMET08BS2N1+TXV |  |  |  | 12 | 18 | 9.5 | FALSE | FALSE |  | 23000 | 17800 | 2.68 | 17800 | 2.68
214807808 | 01/23/25 | Live | Johnson Controls Inc. (York International Norman) | FRASER-JOHNSTON | Singlezone Ducted, Centrally Ducted | 214807808 |  | HRCU-A-CB | HH824E2S11 |  | CTU30B5XCS1+JMET08BS2N1+TXV |  |  |  | 12 | 18 | 9.5 | FALSE | FALSE |  | 23000 | 17800 | 2.68 | 17800 | 2.68
214807807 | 01/23/25 | Live | Johnson Controls Inc. (York International Norman) | LUXAIRE | Singlezone Ducted, Centrally Ducted | 214807807 |  | HRCU-A-CB | HH824E2S11 |  | CTU30B5XCS1+JMET08BS2N1+TXV |  |  |  | 12 | 18 | 9.5 | FALSE | FALSE |  | 23000 | 17800 | 2.68 | 17800 | 2.68
214807806 | 01/23/25 | Live | Johnson Controls Inc. (York International Norman) | COLEMAN | Singlezone Ducted, Centrally Ducted | 214807806 |  | HRCU-A-CB | HH824E2S11 |  | CTU30B5XCS1+JMET08BS2N1+TXV |  |  |  | 12 | 18 | 9.5 | FALSE | FALSE |  | 23000 | 17800 | 2.68 | 17800 | 2.68
214807383 | 01/23/25 | Live | Johnson Controls Inc. (York International Norman) | YORK | Singlezone Ducted, Centrally Ducted | 214807383 |  | HRCU-A-CB | HH824E2S11 |  | CTU30B5XCS1+JMET08BS2N1+TXV |  |  |  | 12 | 18 | 9.5 | FALSE | FALSE |  | 23000 | 17800 | 2.68 | 17800 | 2.68
214397124 | 04/10/24 | Live | Johnson Controls Inc. (York International Norman) | JOHNSON CONTROLS | Singlezone Ducted, Centrally Ducted | 214397124 |  | HRCU-A-CB | HH824E2S11 |  | CTF30B5ACS1+JMET08BS2N1 |  |  |  | 12 | 18 | 9.5 | FALSE | FALSE | TRUE | 23000 | 17800 | 2.68 | 17800 | 2.68
214397123 | 04/10/24 | Live | Johnson Controls Inc. (York International Norman) | CHAMPION HEATING AND COOLING | Singlezone Ducted, Centrally Ducted | 214397123 |  | HRCU-A-CB | HH824E2S11 |  | CTF30B5ACS1+JMET08BS2N1 |  |  |  | 12 | 18 | 9.5 | FALSE | FALSE | TRUE | 23000 | 17800 | 2.68 | 17800 | 2.68
214397122 | 04/10/24 | Live | Johnson Controls Inc. (York International Norman) | FRASER-JOHNSTON | Singlezone Ducted, Centrally Ducted | 214397122 |  | HRCU-A-CB | HH824E2S11 |  | CTF30B5ACS1+JMET08BS2N1 |  |  |  | 12 | 18 | 9.5 | FALSE | FALSE | TRUE | 23000 | 17800 | 2.68 | 17800 | 2.68
214397121 | 04/10/24 | Live | Johnson Controls Inc. (York International Norman) | LUXAIRE | Singlezone Ducted, Centrally Ducted | 214397121 |  | HRCU-A-CB | HH824E2S11 |  | CTF30B5ACS1+JMET08BS2N1 |  |  |  | 12 | 18 | 9.5 | FALSE | FALSE | TRUE | 23000 | 17800 | 2.68 | 17800 | 2.68
214397120 | 04/10/24 | Live | Johnson Controls Inc. (York International Norman) | COLEMAN | Singlezone Ducted, Centrally Ducted | 214397120 |  | HRCU-A-CB | HH824E2S11 |  | CTF30B5ACS1+JMET08BS2N1 |  |  |  | 12 | 18 | 9.5 | FALSE | FALSE | TRUE | 23000 | 17800 | 2.68 | 17800 | 2.68
214396171 | 04/10/24 | Live | Johnson Controls Inc. (York International Norman) | YORK | Singlezone Ducted, Centrally Ducted | 214396171 |  | HRCU-A-CB | HH824E2S11 |  | CTF30B5ACS1+JMET08BS2N1 |  |  |  | 12 | 18 | 9.5 | FALSE | FALSE | TRUE | 23000 | 17800 | 2.68 | 17800 | 2.68
214606478 | 01/23/25 | Live | Johnson Controls Inc. (York International Norman) | JOHNSON CONTROLS | Singlezone Ducted, Centrally Ducted | 214606478 |  | HRCU-A-C | HH824E2S11 |  | CTM30B5ACS1 |  |  |  | 11 | 15.2 | 8.5 | FALSE | FALSE |  | 23000 | 18800 | 2.6 | 18800 | 2.6
214606480 | 01/23/25 | Live | Johnson Controls Inc. (York International Norman) | CHAMPION HEATING AND COOLING | Singlezone Ducted, Centrally Ducted | 214606480 |  | HRCU-A-C | HH824E2S11 |  | CTM30B5ACS1 |  |  |  | 11 | 15.2 | 8.5 | FALSE | FALSE |  | 23000 | 18800 | 2.6 | 18800 | 2.6
214606482 | 01/23/25 | Live | Johnson Controls Inc. (York International Norman) | FRASER-JOHNSTON | Singlezone Ducted, Centrally Ducted | 214606482 |  | HRCU-A-C | HH824E2S11 |  | CTM30B5ACS1 |  |  |  | 11 | 15.2 | 8.5 | FALSE | FALSE |  | 23000 | 18800 | 2.6 | 18800 | 2.6
214606484 | 01/23/25 | Live | Johnson Controls Inc. (York International Norman) | LUXAIRE | Singlezone Ducted, Centrally Ducted | 214606484 |  | HRCU-A-C | HH824E2S11 |  | CTM30B5ACS1 |  |  |  | 11 | 15.2 | 8.5 | FALSE | FALSE |  | 23000 | 18800 | 2.6 | 18800 | 2.6
214606486 | 01/23/25 | Live | Johnson Controls Inc. (York International Norman) | COLEMAN | Singlezone Ducted, Centrally Ducted | 214606486 |  | HRCU-A-C | HH824E2S11 |  | CTM30B5ACS1 |  |  |  | 11 | 15.2 | 8.5 | FALSE | FALSE |  | 23000 | 18800 | 2.6 | 18800 | 2.6
214606572 | 01/23/25 | Live | Johnson Controls Inc. (York International Norman) | YORK | Singlezone Ducted, Centrally Ducted | 214606572 |  | HRCU-A-C | HH824E2S11 |  | CTM30B5ACS1 |  |  |  | 11 | 15.2 | 8.5 | FALSE | FALSE |  | 23000 | 18800 | 2.6 | 18800 | 2.6
214809151 | 01/23/25 | Live | Johnson Controls Inc. (York International Norman) | JOHNSON CONTROLS | Singlezone Ducted, Centrally Ducted | 214809151 |  | HRCU-A-CB | HH860E2S11 |  | CTU60D5XGS1+JMVT20DC2N1+TXV |  |  |  | 12 | 19 | 9.5 | FALSE | FALSE |  | 45500 | 33800 | 2.58 | 33800 | 2.58
214809150 | 01/23/25 | Live | Johnson Controls Inc. (York International Norman) | CHAMPION HEATING AND COOLING | Singlezone Ducted, Centrally Ducted | 214809150 |  | HRCU-A-CB | HH860E2S11 |  | CTU60D5XGS1+JMVT20DC2N1+TXV |  |  |  | 12 | 19 | 9.5 | FALSE | FALSE |  | 45500 | 33800 | 2.58 | 33800 | 2.58
214809149 | 01/23/25 | Live | Johnson Controls Inc. (York International Norman) | FRASER-JOHNSTON | Singlezone Ducted, Centrally Ducted | 214809149 |  | HRCU-A-CB | HH860E2S11 |  | CTU60D5XGS1+JMVT20DC2N1+TXV |  |  |  | 12 | 19 | 9.5 | FALSE | FALSE |  | 45500 | 33800 | 2.58 | 33800 | 2.58
214809148 | 01/23/25 | Live | Johnson Controls Inc. (York International Norman) | LUXAIRE | Singlezone Ducted, Centrally Ducted | 214809148 |  | HRCU-A-CB | HH860E2S11 |  | CTU60D5XGS1+JMVT20DC2N1+TXV |  |  |  | 12 | 19 | 9.5 | FALSE | FALSE |  | 45500 | 33800 | 2.58 | 33800 | 2.58
214809147 | 01/23/25 | Live | Johnson Controls Inc. (York International Norman) | COLEMAN | Singlezone Ducted, Centrally Ducted | 214809147 |  | HRCU-A-CB | HH860E2S11 |  | CTU60D5XGS1+JMVT20DC2N1+TXV |  |  |  | 12 | 19 | 9.5 | FALSE | FALSE |  | 45500 | 33800 | 2.58 | 33800 | 2.58
214807639 | 01/23/25 | Live | Johnson Controls Inc. (York International Norman) | YORK | Singlezone Ducted, Centrally Ducted | 214807639 |  | HRCU-A-CB | HH860E2S11 |  | CTU60D5XGS1+JMVT20DC2N1+TXV |  |  |  | 12 | 19 | 9.5 | FALSE | FALSE |  | 45500 | 33800 | 2.58 | 33800 | 2.58
214397433 | 06/27/24 | Live | Johnson Controls Inc. (York International Norman) | JOHNSON CONTROLS | Singlezone Ducted, Centrally Ducted | 214397433 |  | HRCU-A-CB | HH860E2S11 |  | CTF60D5CGS1+JMVT20DC2N1 |  |  |  | 12 | 19 | 9.5 | FALSE | FALSE | TRUE | 45500 | 33800 | 2.58 | 33800 | 2.58
214397432 | 06/27/24 | Live | Johnson Controls Inc. (York International Norman) | CHAMPION HEATING AND COOLING | Singlezone Ducted, Centrally Ducted | 214397432 |  | HRCU-A-CB | HH860E2S11 |  | CTF60D5CGS1+JMVT20DC2N1 |  |  |  | 12 | 19 | 9.5 | FALSE | FALSE | TRUE | 45500 | 33800 | 2.58 | 33800 | 2.58
214397431 | 06/27/24 | Live | Johnson Controls Inc. (York International Norman) | FRASER-JOHNSTON | Singlezone Ducted, Centrally Ducted | 214397431 |  | HRCU-A-CB | HH860E2S11 |  | CTF60D5CGS1+JMVT20DC2N1 |  |  |  | 12 | 19 | 9.5 | FALSE | FALSE | TRUE | 45500 | 33800 | 2.58 | 33800 | 2.58
214397430 | 06/27/24 | Live | Johnson Controls Inc. (York International Norman) | LUXAIRE | Singlezone Ducted, Centrally Ducted | 214397430 |  | HRCU-A-CB | HH860E2S11 |  | CTF60D5CGS1+JMVT20DC2N1 |  |  |  | 12 | 19 | 9.5 | FALSE | FALSE | TRUE | 45500 | 33800 | 2.58 | 33800 | 2.58
214397429 | 06/27/24 | Live | Johnson Controls Inc. (York International Norman) | COLEMAN | Singlezone Ducted, Centrally Ducted | 214397429 |  | HRCU-A-CB | HH860E2S11 |  | CTF60D5CGS1+JMVT20DC2N1 |  |  |  | 12 | 19 | 9.5 | FALSE | FALSE | TRUE | 45500 | 33800 | 2.58 | 33800 | 2.58
214395639 | 06/27/24 | Live | Johnson Controls Inc. (York International Norman) | YORK | Singlezone Ducted, Centrally Ducted | 214395639 |  | HRCU-A-CB | HH860E2S11 |  | CTF60D5CGS1+JMVT20DC2N1 |  |  |  | 12 | 19 | 9.5 | FALSE | FALSE | TRUE | 45500 | 33800 | 2.58 | 33800 | 2.58
214807750 | 01/23/25 | Live | Johnson Controls Inc. (York International Norman) | JOHNSON CONTROLS | Singlezone Ducted, Centrally Ducted | 214807750 |  | HRCU-A-CB | HH836E2S11 |  | CTU36B5XDS1+JMVT12BC2N1+TXV |  |  |  | 11.7 | 19 | 9 | FALSE | FALSE |  | 34000 | 27800 | 2.54 | 27800 | 2.54
214807749 | 01/23/25 | Live | Johnson Controls Inc. (York International Norman) | CHAMPION HEATING AND COOLING | Singlezone Ducted, Centrally Ducted | 214807749 |  | HRCU-A-CB | HH836E2S11 |  | CTU36B5XDS1+JMVT12BC2N1+TXV |  |  |  | 11.7 | 19 | 9 | FALSE | FALSE |  | 34000 | 27800 | 2.54 | 27800 | 2.54
214807748 | 01/23/25 | Live | Johnson Controls Inc. (York International Norman) | FRASER-JOHNSTON | Singlezone Ducted, Centrally Ducted | 214807748 |  | HRCU-A-CB | HH836E2S11 |  | CTU36B5XDS1+JMVT12BC2N1+TXV |  |  |  | 11.7 | 19 | 9 | FALSE | FALSE |  | 34000 | 27800 | 2.54 | 27800 | 2.54
214807747 | 01/23/25 | Live | Johnson Controls Inc. (York International Norman) | LUXAIRE | Singlezone Ducted, Centrally Ducted | 214807747 |  | HRCU-A-CB | HH836E2S11 |  | CTU36B5XDS1+JMVT12BC2N1+TXV |  |  |  | 11.7 | 19 | 9 | FALSE | FALSE |  | 34000 | 27800 | 2.54 | 27800 | 2.54
214807746 | 01/23/25 | Live | Johnson Controls Inc. (York International Norman) | COLEMAN | Singlezone Ducted, Centrally Ducted | 214807746 |  | HRCU-A-CB | HH836E2S11 |  | CTU36B5XDS1+JMVT12BC2N1+TXV |  |  |  | 11.7 | 19 | 9 | FALSE | FALSE |  | 34000 | 27800 | 2.54 | 27800 | 2.54
214807371 | 01/23/25 | Live | Johnson Controls Inc. (York International Norman) | YORK | Singlezone Ducted, Centrally Ducted | 214807371 |  | HRCU-A-CB | HH836E2S11 |  | CTU36B5XDS1+JMVT12BC2N1+TXV |  |  |  | 11.7 | 19 | 9 | FALSE | FALSE |  | 34000 | 27800 | 2.54 | 27800 | 2.54
214396395 | 01/23/25 | Live | Johnson Controls Inc. (York International Norman) | JOHNSON CONTROLS | Singlezone Ducted, Centrally Ducted | 214396395 |  | HRCU-A-CB | HH836E2S11 |  | CTF36B5CDS1+JMVT12BC2N1 |  |  |  | 11.7 | 19 | 9 | FALSE | FALSE |  | 34000 | 27800 | 2.54 | 27800 | 2.54
214396394 | 04/10/24 | Live | Johnson Controls Inc. (York International Norman) | CHAMPION HEATING AND COOLING | Singlezone Ducted, Centrally Ducted | 214396394 |  | HRCU-A-CB | HH836E2S11 |  | CTF36B5CDS1+JMVT12BC2N1 |  |  |  | 11.7 | 19 | 9 | FALSE | FALSE | TRUE | 34000 | 27800 | 2.54 | 27800 | 2.54
214396393 | 04/10/24 | Live | Johnson Controls Inc. (York International Norman) | FRASER-JOHNSTON | Singlezone Ducted, Centrally Ducted | 214396393 |  | HRCU-A-CB | HH836E2S11 |  | CTF36B5CDS1+JMVT12BC2N1 |  |  |  | 11.7 | 19 | 9 | FALSE | FALSE | TRUE | 34000 | 27800 | 2.54 | 27800 | 2.54
214396392 | 04/10/24 | Live | Johnson Controls Inc. (York International Norman) | LUXAIRE | Singlezone Ducted, Centrally Ducted | 214396392 |  | HRCU-A-CB | HH836E2S11 |  | CTF36B5CDS1+JMVT12BC2N1 |  |  |  | 11.7 | 19 | 9 | FALSE | FALSE | TRUE | 34000 | 27800 | 2.54 | 27800 | 2.54
214396391 | 04/10/24 | Live | Johnson Controls Inc. (York International Norman) | COLEMAN | Singlezone Ducted, Centrally Ducted | 214396391 |  | HRCU-A-CB | HH836E2S11 |  | CTF36B5CDS1+JMVT12BC2N1 |  |  |  | 11.7 | 19 | 9 | FALSE | FALSE | TRUE | 34000 | 27800 | 2.54 | 27800 | 2.54
214396001 | 04/10/24 | Live | Johnson Controls Inc. (York International Norman) | YORK | Singlezone Ducted, Centrally Ducted | 214396001 |  | HRCU-A-CB | HH836E2S11 |  | CTF36B5CDS1+JMVT12BC2N1 |  |  |  | 11.7 | 19 | 9 | FALSE | FALSE | TRUE | 34000 | 27800 | 2.54 | 27800 | 2.54
214779458 | 06/25/24 | Live | Johnson Controls Inc. (York International Norman) | JOHNSON CONTROLS | Singlezone Ducted, Centrally Ducted | 214779458 |  | HRCU-A-CB | HH836E2S11 |  | CTU36B5XDS1+JMET12BS2N1+TXV |  |  |  | 11.7 | 19 | 9 | FALSE | FALSE | TRUE | 34200 | 28200 | 2.56 | 28200 | 2.56
214779457 | 06/25/24 | Live | Johnson Controls Inc. (York International Norman) | CHAMPION HEATING AND COOLING | Singlezone Ducted, Centrally Ducted | 214779457 |  | HRCU-A-CB | HH836E2S11 |  | CTU36B5XDS1+JMET12BS2N1+TXV |  |  |  | 11.7 | 19 | 9 | FALSE | FALSE | TRUE | 34200 | 28200 | 2.56 | 28200 | 2.56
214779456 | 06/25/24 | Live | Johnson Controls Inc. (York International Norman) | FRASER-JOHNSTON | Singlezone Ducted, Centrally Ducted | 214779456 |  | HRCU-A-CB | HH836E2S11 |  | CTU36B5XDS1+JMET12BS2N1+TXV |  |  |  | 11.7 | 19 | 9 | FALSE | FALSE | TRUE | 34200 | 28200 | 2.56 | 28200 | 2.56
214779455 | 06/25/24 | Live | Johnson Controls Inc. (York International Norman) | LUXAIRE | Singlezone Ducted, Centrally Ducted | 214779455 |  | HRCU-A-CB | HH836E2S11 |  | CTU36B5XDS1+JMET12BS2N1+TXV |  |  |  | 11.7 | 19 | 9 | FALSE | FALSE | TRUE | 34200 | 28200 | 2.56 | 28200 | 2.56
214779454 | 06/25/24 | Live | Johnson Controls Inc. (York International Norman) | COLEMAN | Singlezone Ducted, Centrally Ducted | 214779454 |  | HRCU-A-CB | HH836E2S11 |  | CTU36B5XDS1+JMET12BS2N1+TXV |  |  |  | 11.7 | 19 | 9 | FALSE | FALSE | TRUE | 34200 | 28200 | 2.56 | 28200 | 2.56
214779453 | 06/25/24 | Live | Johnson Controls Inc. (York International Norman) | YORK | Singlezone Ducted, Centrally Ducted | 214779453 |  | HRCU-A-CB | HH836E2S11 |  | CTU36B5XDS1+JMET12BS2N1+TXV |  |  |  | 11.7 | 19 | 9 | FALSE | FALSE | TRUE | 34200 | 28200 | 2.56 | 28200 | 2.56
214421510 | 01/23/25 | Live | Johnson Controls Inc. (York International Norman) | JOHNSON CONTROLS | Singlezone Ducted, Centrally Ducted | 214421510 |  | HRCU-A-CB | HH836E2S11 |  | CTF36B5CDS1+JMET12BS2N1 |  |  |  | 11.7 | 19 | 9 | FALSE | FALSE |  | 34200 | 28200 | 2.56 | 28200 | 2.56
214421509 | 01/23/25 | Live | Johnson Controls Inc. (York International Norman) | CHAMPION HEATING AND COOLING | Singlezone Ducted, Centrally Ducted | 214421509 |  | HRCU-A-CB | HH836E2S11 |  | CTF36B5CDS1+JMET12BS2N1 |  |  |  | 11.7 | 19 | 9 | FALSE | FALSE |  | 34200 | 28200 | 2.56 | 28200 | 2.56
214421508 | 01/23/25 | Live | Johnson Controls Inc. (York International Norman) | FRASER-JOHNSTON | Singlezone Ducted, Centrally Ducted | 214421508 |  | HRCU-A-CB | HH836E2S11 |  | CTF36B5CDS1+JMET12BS2N1 |  |  |  | 11.7 | 19 | 9 | FALSE | FALSE |  | 34200 | 28200 | 2.56 | 28200 | 2.56
214421507 | 01/23/25 | Live | Johnson Controls Inc. (York International Norman) | LUXAIRE | Singlezone Ducted, Centrally Ducted | 214421507 |  | HRCU-A-CB | HH836E2S11 |  | CTF36B5CDS1+JMET12BS2N1 |  |  |  | 11.7 | 19 | 9 | FALSE | FALSE |  | 34200 | 28200 | 2.56 | 28200 | 2.56
214421506 | 01/23/25 | Live | Johnson Controls Inc. (York International Norman) | COLEMAN | Singlezone Ducted, Centrally Ducted | 214421506 |  | HRCU-A-CB | HH836E2S11 |  | CTF36B5CDS1+JMET12BS2N1 |  |  |  | 11.7 | 19 | 9 | FALSE | FALSE |  | 34200 | 28200 | 2.56 | 28200 | 2.56
214421495 | 01/23/25 | Live | Johnson Controls Inc. (York International Norman) | YORK | Singlezone Ducted, Centrally Ducted | 214421495 |  | HRCU-A-CB | HH836E2S11 |  | CTF36B5CDS1+JMET12BS2N1 |  |  |  | 11.7 | 19 | 9 | FALSE | FALSE |  | 34200 | 28200 | 2.56 | 28200 | 2.56
214398500 | 01/23/25 | Live | Johnson Controls Inc. (York International Norman) | JOHNSON CONTROLS | Singlezone Ducted, Centrally Ducted | 214398500 |  | HRCU-A-CB | HH836E2S11 |  | CTF36C5CDS1+JMVT16CC2N1 |  |  |  | 11.7 | 19 | 9 | FALSE | FALSE |  | 34800 | 28000 | 2.6 | 28000 | 2.6
214398499 | 01/23/25 | Live | Johnson Controls Inc. (York International Norman) | CHAMPION HEATING AND COOLING | Singlezone Ducted, Centrally Ducted | 214398499 |  | HRCU-A-CB | HH836E2S11 |  | CTF36C5CDS1+JMVT16CC2N1 |  |  |  | 11.7 | 19 | 9 | FALSE | FALSE |  | 34800 | 28000 | 2.6 | 28000 | 2.6
214398498 | 01/23/25 | Live | Johnson Controls Inc. (York International Norman) | FRASER-JOHNSTON | Singlezone Ducted, Centrally Ducted | 214398498 |  | HRCU-A-CB | HH836E2S11 |  | CTF36C5CDS1+JMVT16CC2N1 |  |  |  | 11.7 | 19 | 9 | FALSE | FALSE |  | 34800 | 28000 | 2.6 | 28000 | 2.6
214398497 | 01/23/25 | Live | Johnson Controls Inc. (York International Norman) | LUXAIRE | Singlezone Ducted, Centrally Ducted | 214398497 |  | HRCU-A-CB | HH836E2S11 |  | CTF36C5CDS1+JMVT16CC2N1 |  |  |  | 11.7 | 19 | 9 | FALSE | FALSE |  | 34800 | 28000 | 2.6 | 28000 | 2.6
214398496 | 01/23/25 | Live | Johnson Controls Inc. (York International Norman) | COLEMAN | Singlezone Ducted, Centrally Ducted | 214398496 |  | HRCU-A-CB | HH836E2S11 |  | CTF36C5CDS1+JMVT16CC2N1 |  |  |  | 11.7 | 19 | 9 | FALSE | FALSE |  | 34800 | 28000 | 2.6 | 28000 | 2.6
214395902 | 01/23/25 | Live | Johnson Controls Inc. (York International Norman) | YORK | Singlezone Ducted, Centrally Ducted | 214395902 |  | HRCU-A-CB | HH836E2S11 |  | CTF36C5CDS1+JMVT16CC2N1 |  |  |  | 11.7 | 19 | 9 | FALSE | FALSE |  | 34800 | 28000 | 2.6 | 28000 | 2.6
216591861 | 01/23/25 | Live | Johnson Controls Inc. (York International Norman) | KENMORE | Singlezone Ducted, Centrally Ducted | 216591861 |  | HRCU-A-CB | HH836E2S11 |  | CTF36C5CDS1+JME12C2SN1 |  |  |  | 12 | 19 | 9 | FALSE | FALSE |  | 33600 | 27000 | 2.5 | 27000 | 2.5
214397300 | 01/23/25 | Live | Johnson Controls Inc. (York International Norman) | JOHNSON CONTROLS | Singlezone Ducted, Centrally Ducted | 214397300 |  | HRCU-A-CB | HH836E2S11 |  | CTF36C5CDS1+JME12C2SN1 |  |  |  | 12 | 19 | 9 | FALSE | FALSE |  | 33600 | 27000 | 2.5 | 27000 | 2.5
214397299 | 01/23/25 | Live | Johnson Controls Inc. (York International Norman) | CHAMPION HEATING AND COOLING | Singlezone Ducted, Centrally Ducted | 214397299 |  | HRCU-A-CB | HH836E2S11 |  | CTF36C5CDS1+JME12C2SN1 |  |  |  | 12 | 19 | 9 | FALSE | FALSE |  | 33600 | 27000 | 2.5 | 27000 | 2.5
214397298 | 01/23/25 | Live | Johnson Controls Inc. (York International Norman) | FRASER-JOHNSTON | Singlezone Ducted, Centrally Ducted | 214397298 |  | HRCU-A-CB | HH836E2S11 |  | CTF36C5CDS1+JME12C2SN1 |  |  |  | 12 | 19 | 9 | FALSE | FALSE |  | 33600 | 27000 | 2.5 | 27000 | 2.5
214397297 | 01/23/25 | Live | Johnson Controls Inc. (York International Norman) | LUXAIRE | Singlezone Ducted, Centrally Ducted | 214397297 |  | HRCU-A-CB | HH836E2S11 |  | CTF36C5CDS1+JME12C2SN1 |  |  |  | 12 | 19 | 9 | FALSE | FALSE |  | 33600 | 27000 | 2.5 | 27000 | 2.5
214397296 | 01/23/25 | Live | Johnson Controls Inc. (York International Norman) | COLEMAN | Singlezone Ducted, Centrally Ducted | 214397296 |  | HRCU-A-CB | HH836E2S11 |  | CTF36C5CDS1+JME12C2SN1 |  |  |  | 12 | 19 | 9 | FALSE | FALSE |  | 33600 | 27000 | 2.5 | 27000 | 2.5
214396211 | 01/23/25 | Live | Johnson Controls Inc. (York International Norman) | YORK | Singlezone Ducted, Centrally Ducted | 214396211 |  | HRCU-A-CB | HH836E2S11 |  | CTF36C5CDS1+JME12C2SN1 |  |  |  | 12 | 19 | 9 | FALSE | FALSE |  | 33600 | 27000 | 2.5 | 27000 | 2.5
214421525 | 01/23/25 | Live | Johnson Controls Inc. (York International Norman) | JOHNSON CONTROLS | Singlezone Ducted, Centrally Ducted | 214421525 |  | HRCU-A-CB | HH836E2S11 |  | CTM48C5CFS1+JMET12CS2N1 |  |  |  | 11.7 | 19 | 9 | FALSE | FALSE |  | 33800 | 25800 | 2.44 | 25800 | 2.44
214421524 | 01/23/25 | Live | Johnson Controls Inc. (York International Norman) | CHAMPION HEATING AND COOLING | Singlezone Ducted, Centrally Ducted | 214421524 |  | HRCU-A-CB | HH836E2S11 |  | CTM48C5CFS1+JMET12CS2N1 |  |  |  | 11.7 | 19 | 9 | FALSE | FALSE |  | 33800 | 25800 | 2.44 | 25800 | 2.44
214421523 | 01/23/25 | Live | Johnson Controls Inc. (York International Norman) | FRASER-JOHNSTON | Singlezone Ducted, Centrally Ducted | 214421523 |  | HRCU-A-CB | HH836E2S11 |  | CTM48C5CFS1+JMET12CS2N1 |  |  |  | 11.7 | 19 | 9 | FALSE | FALSE |  | 33800 | 25800 | 2.44 | 25800 | 2.44
214421522 | 01/23/25 | Live | Johnson Controls Inc. (York International Norman) | LUXAIRE | Singlezone Ducted, Centrally Ducted | 214421522 |  | HRCU-A-CB | HH836E2S11 |  | CTM48C5CFS1+JMET12CS2N1 |  |  |  | 11.7 | 19 | 9 | FALSE | FALSE |  | 33800 | 25800 | 2.44 | 25800 | 2.44
214421521 | 01/23/25 | Live | Johnson Controls Inc. (York International Norman) | COLEMAN | Singlezone Ducted, Centrally Ducted | 214421521 |  | HRCU-A-CB | HH836E2S11 |  | CTM48C5CFS1+JMET12CS2N1 |  |  |  | 11.7 | 19 | 9 | FALSE | FALSE |  | 33800 | 25800 | 2.44 | 25800 | 2.44
214421498 | 01/23/25 | Live | Johnson Controls Inc. (York International Norman) | YORK | Singlezone Ducted, Centrally Ducted | 214421498 |  | HRCU-A-CB | HH836E2S11 |  | CTM48C5CFS1+JMET12CS2N1 |  |  |  | 11.7 | 19 | 9 | FALSE | FALSE |  | 33800 | 25800 | 2.44 | 25800 | 2.44
216591582 | 01/23/25 | Live | Johnson Controls Inc. (York International Norman) | KENMORE | Singlezone Ducted, Centrally Ducted | 216591582 |  | HRCU-A-CB | HH824E2S11 |  | CTM30B5ACS1+JME08B2SN1 |  |  |  | 12 | 19 | 9.5 | FALSE | FALSE |  | 23000 | 17700 | 2.67 | 17700 | 2.67
214398373 | 01/23/25 | Live | Johnson Controls Inc. (York International Norman) | JOHNSON CONTROLS | Singlezone Ducted, Centrally Ducted | 214398373 |  | HRCU-A-CB | HH824E2S11 |  | CTM30B5ACS1+JME08B2SN1 |  |  |  | 12 | 19 | 9.5 | FALSE | FALSE |  | 23000 | 17700 | 2.67 | 17700 | 2.67
214398372 | 01/23/25 | Live | Johnson Controls Inc. (York International Norman) | CHAMPION HEATING AND COOLING | Singlezone Ducted, Centrally Ducted | 214398372 |  | HRCU-A-CB | HH824E2S11 |  | CTM30B5ACS1+JME08B2SN1 |  |  |  | 12 | 19 | 9.5 | FALSE | FALSE |  | 23000 | 17700 | 2.67 | 17700 | 2.67
214398371 | 01/23/25 | Live | Johnson Controls Inc. (York International Norman) | FRASER-JOHNSTON | Singlezone Ducted, Centrally Ducted | 214398371 |  | HRCU-A-CB | HH824E2S11 |  | CTM30B5ACS1+JME08B2SN1 |  |  |  | 12 | 19 | 9.5 | FALSE | FALSE |  | 23000 | 17700 | 2.67 | 17700 | 2.67
214398370 | 01/23/25 | Live | Johnson Controls Inc. (York International Norman) | LUXAIRE | Singlezone Ducted, Centrally Ducted | 214398370 |  | HRCU-A-CB | HH824E2S11 |  | CTM30B5ACS1+JME08B2SN1 |  |  |  | 12 | 19 | 9.5 | FALSE | FALSE |  | 23000 | 17700 | 2.67 | 17700 | 2.67
214398369 | 01/23/25 | Live | Johnson Controls Inc. (York International Norman) | COLEMAN | Singlezone Ducted, Centrally Ducted | 214398369 |  | HRCU-A-CB | HH824E2S11 |  | CTM30B5ACS1+JME08B2SN1 |  |  |  | 12 | 19 | 9.5 | FALSE | FALSE |  | 23000 | 17700 | 2.67 | 17700 | 2.67
214395874 | 01/23/25 | Live | Johnson Controls Inc. (York International Norman) | YORK | Singlezone Ducted, Centrally Ducted | 214395874 |  | HRCU-A-CB | HH824E2S11 |  | CTM30B5ACS1+JME08B2SN1 |  |  |  | 12 | 19 | 9.5 | FALSE | FALSE |  | 23000 | 17700 | 2.67 | 17700 | 2.67
214606479 | 01/23/25 | Live | Johnson Controls Inc. (York International Norman) | JOHNSON CONTROLS | Singlezone Ducted, Centrally Ducted | 214606479 |  | HRCU-A-C | HH824E2S11 |  | CTF30B5ACS1 |  |  |  | 11 | 15.2 | 8.5 | FALSE | FALSE |  | 23000 | 18800 | 2.6 | 18800 | 2.6
214606481 | 01/23/25 | Live | Johnson Controls Inc. (York International Norman) | CHAMPION HEATING AND COOLING | Singlezone Ducted, Centrally Ducted | 214606481 |  | HRCU-A-C | HH824E2S11 |  | CTF30B5ACS1 |  |  |  | 11 | 15.2 | 8.5 | FALSE | FALSE |  | 23000 | 18800 | 2.6 | 18800 | 2.6
214606483 | 01/23/25 | Live | Johnson Controls Inc. (York International Norman) | FRASER-JOHNSTON | Singlezone Ducted, Centrally Ducted | 214606483 |  | HRCU-A-C | HH824E2S11 |  | CTF30B5ACS1 |  |  |  | 11 | 15.2 | 8.5 | FALSE | FALSE |  | 23000 | 18800 | 2.6 | 18800 | 2.6
214606485 | 01/23/25 | Live | Johnson Controls Inc. (York International Norman) | LUXAIRE | Singlezone Ducted, Centrally Ducted | 214606485 |  | HRCU-A-C | HH824E2S11 |  | CTF30B5ACS1 |  |  |  | 11 | 15.2 | 8.5 | FALSE | FALSE |  | 23000 | 18800 | 2.6 | 18800 | 2.6
214606487 | 01/23/25 | Live | Johnson Controls Inc. (York International Norman) | COLEMAN | Singlezone Ducted, Centrally Ducted | 214606487 |  | HRCU-A-C | HH824E2S11 |  | CTF30B5ACS1 |  |  |  | 11 | 15.2 | 8.5 | FALSE | FALSE |  | 23000 | 18800 | 2.6 | 18800 | 2.6
214606477 | 01/23/25 | Live | Johnson Controls Inc. (York International Norman) | YORK | Singlezone Ducted, Centrally Ducted | 214606477 |  | HRCU-A-C | HH824E2S11 |  | CTF30B5ACS1 |  |  |  | 11 | 15.2 | 8.5 | FALSE | FALSE |  | 23000 | 18800 | 2.6 | 18800 | 2.6
214606534 | 01/23/25 | Live | Johnson Controls Inc. (York International Norman) | JOHNSON CONTROLS | Singlezone Ducted, Centrally Ducted | 214606534 |  | HRCU-A-C | HH860E2S11 |  | CTF60C5CGS1 |  |  |  | 11 | 15.2 | 8.5 | FALSE | FALSE |  | 44500 | 34800 | 2.48 | 34800 | 2.48
214606542 | 01/23/25 | Live | Johnson Controls Inc. (York International Norman) | CHAMPION HEATING AND COOLING | Singlezone Ducted, Centrally Ducted | 214606542 |  | HRCU-A-C | HH860E2S11 |  | CTF60C5CGS1 |  |  |  | 11 | 15.2 | 8.5 | FALSE | FALSE |  | 44500 | 34800 | 2.48 | 34800 | 2.48
214606549 | 01/23/25 | Live | Johnson Controls Inc. (York International Norman) | FRASER-JOHNSTON | Singlezone Ducted, Centrally Ducted | 214606549 |  | HRCU-A-C | HH860E2S11 |  | CTF60C5CGS1 |  |  |  | 11 | 15.2 | 8.5 | FALSE | FALSE |  | 44500 | 34800 | 2.48 | 34800 | 2.48
214606556 | 01/23/25 | Live | Johnson Controls Inc. (York International Norman) | LUXAIRE | Singlezone Ducted, Centrally Ducted | 214606556 |  | HRCU-A-C | HH860E2S11 |  | CTF60C5CGS1 |  |  |  | 11 | 15.2 | 8.5 | FALSE | FALSE |  | 44500 | 34800 | 2.48 | 34800 | 2.48
214606562 | 01/23/25 | Live | Johnson Controls Inc. (York International Norman) | COLEMAN | Singlezone Ducted, Centrally Ducted | 214606562 |  | HRCU-A-C | HH860E2S11 |  | CTF60C5CGS1 |  |  |  | 11 | 15.2 | 8.5 | FALSE | FALSE |  | 44500 | 34800 | 2.48 | 34800 | 2.48
214606581 | 01/23/25 | Live | Johnson Controls Inc. (York International Norman) | YORK | Singlezone Ducted, Centrally Ducted | 214606581 |  | HRCU-A-C | HH860E2S11 |  | CTF60C5CGS1 |  |  |  | 11 | 15.2 | 8.5 | FALSE | FALSE |  | 44500 | 34800 | 2.48 | 34800 | 2.48
216591809 | 01/23/25 | Live | Johnson Controls Inc. (York International Norman) | KENMORE | Singlezone Ducted, Centrally Ducted | 216591809 |  | HRCU-A-CB | HH836E2S11 |  | CTM36C5CDS1+JME12C2SN1 |  |  |  | 12 | 19 | 9 | FALSE | FALSE |  | 33400 | 26800 | 2.48 | 26800 | 2.48
215853323 | 01/23/25 | Live | Johnson Controls Inc. (York International Norman) | JOHNSON CONTROLS | Singlezone Ducted, Centrally Ducted | 215853323 |  | HRCU-A-CB | HH836E2S11 |  | CTM36C5CDS1+JME12C2SN1 |  |  |  | 12 | 19 | 9 | FALSE | FALSE |  | 33400 | 26800 | 2.48 | 26800 | 2.48
215853432 | 01/23/25 | Live | Johnson Controls Inc. (York International Norman) | CHAMPION HEATING AND COOLING | Singlezone Ducted, Centrally Ducted | 215853432 |  | HRCU-A-CB | HH836E2S11 |  | CTM36C5CDS1+JME12C2SN1 |  |  |  | 12 | 19 | 9 | FALSE | FALSE |  | 33400 | 26800 | 2.48 | 26800 | 2.48
215853407 | 01/23/25 | Live | Johnson Controls Inc. (York International Norman) | FRASER-JOHNSTON | Singlezone Ducted, Centrally Ducted | 215853407 |  | HRCU-A-CB | HH836E2S11 |  | CTM36C5CDS1+JME12C2SN1 |  |  |  | 12 | 19 | 9 | FALSE | FALSE |  | 33400 | 26800 | 2.48 | 26800 | 2.48
215853376 | 01/23/25 | Live | Johnson Controls Inc. (York International Norman) | LUXAIRE | Singlezone Ducted, Centrally Ducted | 215853376 |  | HRCU-A-CB | HH836E2S11 |  | CTM36C5CDS1+JME12C2SN1 |  |  |  | 12 | 19 | 9 | FALSE | FALSE |  | 33400 | 26800 | 2.48 | 26800 | 2.48
215853351 | 01/23/25 | Live | Johnson Controls Inc. (York International Norman) | COLEMAN | Singlezone Ducted, Centrally Ducted | 215853351 |  | HRCU-A-CB | HH836E2S11 |  | CTM36C5CDS1+JME12C2SN1 |  |  |  | 12 | 19 | 9 | FALSE | FALSE |  | 33400 | 26800 | 2.48 | 26800 | 2.48
215853301 | 01/23/25 | Live | Johnson Controls Inc. (York International Norman) | YORK | Singlezone Ducted, Centrally Ducted | 215853301 |  | HRCU-A-CB | HH836E2S11 |  | CTM36C5CDS1+JME12C2SN1 |  |  |  | 12 | 19 | 9 | FALSE | FALSE |  | 33400 | 26800 | 2.48 | 26800 | 2.48
216591704 | 01/17/25 | Live | Johnson Controls Inc. (York International Norman) | KENMORE | Singlezone Ducted, Centrally Ducted | 216591704 |  | HRCU-A-CB | HH836E2S11 |  | JHE36B5CD2SS1 |  |  |  | 11 | 19 | 9 | FALSE | FALSE |  | 34200 | 28400 | 2.56 | 28400 | 2.56
215853322 | 01/17/25 | Live | Johnson Controls Inc. (York International Norman) | JOHNSON CONTROLS | Singlezone Ducted, Centrally Ducted | 215853322 |  | HRCU-A-CB | HH836E2S11 |  | JHE36B5CD2SS1 |  |  |  | 11 | 19 | 9 | FALSE | FALSE |  | 34200 | 28400 | 2.56 | 28400 | 2.56
215853433 | 01/17/25 | Live | Johnson Controls Inc. (York International Norman) | CHAMPION HEATING AND COOLING | Singlezone Ducted, Centrally Ducted | 215853433 |  | HRCU-A-CB | HH836E2S11 |  | JHE36B5CD2SS1 |  |  |  | 11 | 19 | 9 | FALSE | FALSE |  | 34200 | 28400 | 2.56 | 28400 | 2.56
215853406 | 01/17/25 | Live | Johnson Controls Inc. (York International Norman) | FRASER-JOHNSTON | Singlezone Ducted, Centrally Ducted | 215853406 |  | HRCU-A-CB | HH836E2S11 |  | JHE36B5CD2SS1 |  |  |  | 11 | 19 | 9 | FALSE | FALSE |  | 34200 | 28400 | 2.56 | 28400 | 2.56
215853377 | 01/17/25 | Live | Johnson Controls Inc. (York International Norman) | LUXAIRE | Singlezone Ducted, Centrally Ducted | 215853377 |  | HRCU-A-CB | HH836E2S11 |  | JHE36B5CD2SS1 |  |  |  | 11 | 19 | 9 | FALSE | FALSE |  | 34200 | 28400 | 2.56 | 28400 | 2.56
215853350 | 01/17/25 | Live | Johnson Controls Inc. (York International Norman) | COLEMAN | Singlezone Ducted, Centrally Ducted | 215853350 |  | HRCU-A-CB | HH836E2S11 |  | JHE36B5CD2SS1 |  |  |  | 11 | 19 | 9 | FALSE | FALSE |  | 34200 | 28400 | 2.56 | 28400 | 2.56
215853295 | 01/17/25 | Live | Johnson Controls Inc. (York International Norman) | YORK | Singlezone Ducted, Centrally Ducted | 215853295 |  | HRCU-A-CB | HH836E2S11 |  | JHE36B5CD2SS1 |  |  |  | 11 | 19 | 9 | FALSE | FALSE |  | 34200 | 28400 | 2.56 | 28400 | 2.56
214807760 | 01/23/25 | Live | Johnson Controls Inc. (York International Norman) | JOHNSON CONTROLS | Singlezone Ducted, Centrally Ducted | 214807760 |  | HRCU-A-CB | HH836E2S11 |  | CTU36B5XDS1+JMC12B2SN1+TXV |  |  |  | 11.7 | 19 | 9 | FALSE | FALSE |  | 34000 | 27800 | 2.54 | 27800 | 2.54
214807759 | 01/23/25 | Live | Johnson Controls Inc. (York International Norman) | CHAMPION HEATING AND COOLING | Singlezone Ducted, Centrally Ducted | 214807759 |  | HRCU-A-CB | HH836E2S11 |  | CTU36B5XDS1+JMC12B2SN1+TXV |  |  |  | 11.7 | 19 | 9 | FALSE | FALSE |  | 34000 | 27800 | 2.54 | 27800 | 2.54
214807758 | 01/23/25 | Live | Johnson Controls Inc. (York International Norman) | FRASER-JOHNSTON | Singlezone Ducted, Centrally Ducted | 214807758 |  | HRCU-A-CB | HH836E2S11 |  | CTU36B5XDS1+JMC12B2SN1+TXV |  |  |  | 11.7 | 19 | 9 | FALSE | FALSE |  | 34000 | 27800 | 2.54 | 27800 | 2.54
214807757 | 01/23/25 | Live | Johnson Controls Inc. (York International Norman) | LUXAIRE | Singlezone Ducted, Centrally Ducted | 214807757 |  | HRCU-A-CB | HH836E2S11 |  | CTU36B5XDS1+JMC12B2SN1+TXV |  |  |  | 11.7 | 19 | 9 | FALSE | FALSE |  | 34000 | 27800 | 2.54 | 27800 | 2.54
214807756 | 01/23/25 | Live | Johnson Controls Inc. (York International Norman) | COLEMAN | Singlezone Ducted, Centrally Ducted | 214807756 |  | HRCU-A-CB | HH836E2S11 |  | CTU36B5XDS1+JMC12B2SN1+TXV |  |  |  | 11.7 | 19 | 9 | FALSE | FALSE |  | 34000 | 27800 | 2.54 | 27800 | 2.54
214807373 | 01/23/25 | Live | Johnson Controls Inc. (York International Norman) | YORK | Singlezone Ducted, Centrally Ducted | 214807373 |  | HRCU-A-CB | HH836E2S11 |  | CTU36B5XDS1+JMC12B2SN1+TXV |  |  |  | 11.7 | 19 | 9 | FALSE | FALSE |  | 34000 | 27800 | 2.54 | 27800 | 2.54
214396856 | 01/23/25 | Live | Johnson Controls Inc. (York International Norman) | JOHNSON CONTROLS | Singlezone Ducted, Centrally Ducted | 214396856 |  | HRCU-A-CB | HH836E2S11 |  | CTF36B5CDS1+JMC12B2SN1 |  |  |  | 11.7 | 19 | 9 | FALSE | FALSE |  | 34000 | 27800 | 2.54 | 27800 | 2.54
214396855 | 01/23/25 | Live | Johnson Controls Inc. (York International Norman) | CHAMPION HEATING AND COOLING | Singlezone Ducted, Centrally Ducted | 214396855 |  | HRCU-A-CB | HH836E2S11 |  | CTF36B5CDS1+JMC12B2SN1 |  |  |  | 11.7 | 19 | 9 | FALSE | FALSE |  | 34000 | 27800 | 2.54 | 27800 | 2.54
214396854 | 01/23/25 | Live | Johnson Controls Inc. (York International Norman) | FRASER-JOHNSTON | Singlezone Ducted, Centrally Ducted | 214396854 |  | HRCU-A-CB | HH836E2S11 |  | CTF36B5CDS1+JMC12B2SN1 |  |  |  | 11.7 | 19 | 9 | FALSE | FALSE |  | 34000 | 27800 | 2.54 | 27800 | 2.54
214396853 | 01/23/25 | Live | Johnson Controls Inc. (York International Norman) | LUXAIRE | Singlezone Ducted, Centrally Ducted | 214396853 |  | HRCU-A-CB | HH836E2S11 |  | CTF36B5CDS1+JMC12B2SN1 |  |  |  | 11.7 | 19 | 9 | FALSE | FALSE |  | 34000 | 27800 | 2.54 | 27800 | 2.54
214396852 | 01/23/25 | Live | Johnson Controls Inc. (York International Norman) | COLEMAN | Singlezone Ducted, Centrally Ducted | 214396852 |  | HRCU-A-CB | HH836E2S11 |  | CTF36B5CDS1+JMC12B2SN1 |  |  |  | 11.7 | 19 | 9 | FALSE | FALSE |  | 34000 | 27800 | 2.54 | 27800 | 2.54
214396110 | 01/23/25 | Live | Johnson Controls Inc. (York International Norman) | YORK | Singlezone Ducted, Centrally Ducted | 214396110 |  | HRCU-A-CB | HH836E2S11 |  | CTF36B5CDS1+JMC12B2SN1 |  |  |  | 11.7 | 19 | 9 | FALSE | FALSE |  | 34000 | 27800 | 2.54 | 27800 | 2.54
215853325 | 01/23/25 | Live | Johnson Controls Inc. (York International Norman) | JOHNSON CONTROLS | Singlezone Ducted, Centrally Ducted | 215853325 |  | HRCU-A-CB | HH836E2S11 |  | CTM36C5CDS1+JMET12CS2N1 |  |  |  | 11.7 | 19 | 9 | FALSE | FALSE |  | 34000 | 27800 | 2.54 | 27800 | 2.54
215853431 | 01/23/25 | Live | Johnson Controls Inc. (York International Norman) | CHAMPION HEATING AND COOLING | Singlezone Ducted, Centrally Ducted | 215853431 |  | HRCU-A-CB | HH836E2S11 |  | CTM36C5CDS1+JMET12CS2N1 |  |  |  | 11.7 | 19 | 9 | FALSE | FALSE |  | 34000 | 27800 | 2.54 | 27800 | 2.54
215853409 | 01/23/25 | Live | Johnson Controls Inc. (York International Norman) | FRASER-JOHNSTON | Singlezone Ducted, Centrally Ducted | 215853409 |  | HRCU-A-CB | HH836E2S11 |  | CTM36C5CDS1+JMET12CS2N1 |  |  |  | 11.7 | 19 | 9 | FALSE | FALSE |  | 34000 | 27800 | 2.54 | 27800 | 2.54
215853375 | 01/23/25 | Live | Johnson Controls Inc. (York International Norman) | LUXAIRE | Singlezone Ducted, Centrally Ducted | 215853375 |  | HRCU-A-CB | HH836E2S11 |  | CTM36C5CDS1+JMET12CS2N1 |  |  |  | 11.7 | 19 | 9 | FALSE | FALSE |  | 34000 | 27800 | 2.54 | 27800 | 2.54
215853353 | 01/23/25 | Live | Johnson Controls Inc. (York International Norman) | COLEMAN | Singlezone Ducted, Centrally Ducted | 215853353 |  | HRCU-A-CB | HH836E2S11 |  | CTM36C5CDS1+JMET12CS2N1 |  |  |  | 11.7 | 19 | 9 | FALSE | FALSE |  | 34000 | 27800 | 2.54 | 27800 | 2.54
215853279 | 01/23/25 | Live | Johnson Controls Inc. (York International Norman) | YORK | Singlezone Ducted, Centrally Ducted | 215853279 |  | HRCU-A-CB | HH836E2S11 |  | CTM36C5CDS1+JMET12CS2N1 |  |  |  | 11.7 | 19 | 9 | FALSE | FALSE |  | 34000 | 27800 | 2.54 | 27800 | 2.54
215853324 | 01/23/25 | Live | Johnson Controls Inc. (York International Norman) | JOHNSON CONTROLS | Singlezone Ducted, Centrally Ducted | 215853324 |  | HRCU-A-CB | HH836E2S11 |  | CTM36C5CDS1+JMC16C2SN1 |  |  |  | 11.7 | 19 | 9 | FALSE | FALSE |  | 34400 | 28200 | 2.6 | 28200 | 2.6
215853436 | 01/23/25 | Live | Johnson Controls Inc. (York International Norman) | CHAMPION HEATING AND COOLING | Singlezone Ducted, Centrally Ducted | 215853436 |  | HRCU-A-CB | HH836E2S11 |  | CTM36C5CDS1+JMC16C2SN1 |  |  |  | 11.7 | 19 | 9 | FALSE | FALSE |  | 34400 | 28200 | 2.6 | 28200 | 2.6
215853408 | 01/23/25 | Live | Johnson Controls Inc. (York International Norman) | FRASER-JOHNSTON | Singlezone Ducted, Centrally Ducted | 215853408 |  | HRCU-A-CB | HH836E2S11 |  | CTM36C5CDS1+JMC16C2SN1 |  |  |  | 11.7 | 19 | 9 | FALSE | FALSE |  | 34400 | 28200 | 2.6 | 28200 | 2.6
215853380 | 01/23/25 | Live | Johnson Controls Inc. (York International Norman) | LUXAIRE | Singlezone Ducted, Centrally Ducted | 215853380 |  | HRCU-A-CB | HH836E2S11 |  | CTM36C5CDS1+JMC16C2SN1 |  |  |  | 11.7 | 19 | 9 | FALSE | FALSE |  | 34400 | 28200 | 2.6 | 28200 | 2.6
215853352 | 01/23/25 | Live | Johnson Controls Inc. (York International Norman) | COLEMAN | Singlezone Ducted, Centrally Ducted | 215853352 |  | HRCU-A-CB | HH836E2S11 |  | CTM36C5CDS1+JMC16C2SN1 |  |  |  | 11.7 | 19 | 9 | FALSE | FALSE |  | 34400 | 28200 | 2.6 | 28200 | 2.6
215853277 | 01/23/25 | Live | Johnson Controls Inc. (York International Norman) | YORK | Singlezone Ducted, Centrally Ducted | 215853277 |  | HRCU-A-CB | HH836E2S11 |  | CTM36C5CDS1+JMC16C2SN1 |  |  |  | 11.7 | 19 | 9 | FALSE | FALSE |  | 34400 | 28200 | 2.6 | 28200 | 2.6
215853319 | 01/23/25 | Live | Johnson Controls Inc. (York International Norman) | JOHNSON CONTROLS | Singlezone Ducted, Centrally Ducted | 215853319 |  | HRCU-A-CB | HH836E2S11 |  | CTU48C5XFS1+JMC16C2SN1+TXV |  |  |  | 11.7 | 19 | 9 | FALSE | FALSE |  | 34400 | 25800 | 2.48 | 25800 | 2.48
215853437 | 01/23/25 | Live | Johnson Controls Inc. (York International Norman) | CHAMPION HEATING AND COOLING | Singlezone Ducted, Centrally Ducted | 215853437 |  | HRCU-A-CB | HH836E2S11 |  | CTU48C5XFS1+JMC16C2SN1+TXV |  |  |  | 11.7 | 19 | 9 | FALSE | FALSE |  | 34400 | 25800 | 2.48 | 25800 | 2.48
215853403 | 01/23/25 | Live | Johnson Controls Inc. (York International Norman) | FRASER-JOHNSTON | Singlezone Ducted, Centrally Ducted | 215853403 |  | HRCU-A-CB | HH836E2S11 |  | CTU48C5XFS1+JMC16C2SN1+TXV |  |  |  | 11.7 | 19 | 9 | FALSE | FALSE |  | 34400 | 25800 | 2.48 | 25800 | 2.48
215853381 | 01/23/25 | Live | Johnson Controls Inc. (York International Norman) | LUXAIRE | Singlezone Ducted, Centrally Ducted | 215853381 |  | HRCU-A-CB | HH836E2S11 |  | CTU48C5XFS1+JMC16C2SN1+TXV |  |  |  | 11.7 | 19 | 9 | FALSE | FALSE |  | 34400 | 25800 | 2.48 | 25800 | 2.48
215853347 | 01/23/25 | Live | Johnson Controls Inc. (York International Norman) | COLEMAN | Singlezone Ducted, Centrally Ducted | 215853347 |  | HRCU-A-CB | HH836E2S11 |  | CTU48C5XFS1+JMC16C2SN1+TXV |  |  |  | 11.7 | 19 | 9 | FALSE | FALSE |  | 34400 | 25800 | 2.48 | 25800 | 2.48
215853275 | 01/23/25 | Live | Johnson Controls Inc. (York International Norman) | YORK | Singlezone Ducted, Centrally Ducted | 215853275 |  | HRCU-A-CB | HH836E2S11 |  | CTU48C5XFS1+JMC16C2SN1+TXV |  |  |  | 11.7 | 19 | 9 | FALSE | FALSE |  | 34400 | 25800 | 2.48 | 25800 | 2.48
214398210 | 01/23/25 | Live | Johnson Controls Inc. (York International Norman) | JOHNSON CONTROLS | Singlezone Ducted, Centrally Ducted | 214398210 |  | HRCU-A-CB | HH836E2S11 |  | CTF48C5CFS1+JMC16C2SN1 |  |  |  | 11.7 | 19 | 9 | FALSE | FALSE |  | 34400 | 25800 | 2.48 | 25800 | 2.48
214398209 | 01/23/25 | Live | Johnson Controls Inc. (York International Norman) | CHAMPION HEATING AND COOLING | Singlezone Ducted, Centrally Ducted | 214398209 |  | HRCU-A-CB | HH836E2S11 |  | CTF48C5CFS1+JMC16C2SN1 |  |  |  | 11.7 | 19 | 9 | FALSE | FALSE |  | 34400 | 25800 | 2.48 | 25800 | 2.48
214398208 | 01/23/25 | Live | Johnson Controls Inc. (York International Norman) | FRASER-JOHNSTON | Singlezone Ducted, Centrally Ducted | 214398208 |  | HRCU-A-CB | HH836E2S11 |  | CTF48C5CFS1+JMC16C2SN1 |  |  |  | 11.7 | 19 | 9 | FALSE | FALSE |  | 34400 | 25800 | 2.48 | 25800 | 2.48
214398207 | 01/23/25 | Live | Johnson Controls Inc. (York International Norman) | LUXAIRE | Singlezone Ducted, Centrally Ducted | 214398207 |  | HRCU-A-CB | HH836E2S11 |  | CTF48C5CFS1+JMC16C2SN1 |  |  |  | 11.7 | 19 | 9 | FALSE | FALSE |  | 34400 | 25800 | 2.48 | 25800 | 2.48
214398206 | 01/23/25 | Live | Johnson Controls Inc. (York International Norman) | COLEMAN | Singlezone Ducted, Centrally Ducted | 214398206 |  | HRCU-A-CB | HH836E2S11 |  | CTF48C5CFS1+JMC16C2SN1 |  |  |  | 11.7 | 19 | 9 | FALSE | FALSE |  | 34400 | 25800 | 2.48 | 25800 | 2.48
214395832 | 01/23/25 | Live | Johnson Controls Inc. (York International Norman) | YORK | Singlezone Ducted, Centrally Ducted | 214395832 |  | HRCU-A-CB | HH836E2S11 |  | CTF48C5CFS1+JMC16C2SN1 |  |  |  | 11.7 | 19 | 9 | FALSE | FALSE |  | 34400 | 25800 | 2.48 | 25800 | 2.48
216591730 | 01/17/25 | Live | Johnson Controls Inc. (York International Norman) | KENMORE | Singlezone Ducted, Centrally Ducted | 216591730 |  | HRCU-A-CB | HH836E2S11 |  | JHC42C5CF2SS1 |  |  |  | 11.7 | 19 | 9 | FALSE | FALSE |  | 34400 | 25800 | 2.48 | 25800 | 2.48
214397322 | 01/17/25 | Live | Johnson Controls Inc. (York International Norman) | JOHNSON CONTROLS | Singlezone Ducted, Centrally Ducted | 214397322 |  | HRCU-A-CB | HH836E2S11 |  | JHC42C5CF2SS1 |  |  |  | 11.7 | 19 | 9 | FALSE | FALSE |  | 34400 | 25800 | 2.48 | 25800 | 2.48
214397321 | 01/17/25 | Live | Johnson Controls Inc. (York International Norman) | CHAMPION HEATING AND COOLING | Singlezone Ducted, Centrally Ducted | 214397321 |  | HRCU-A-CB | HH836E2S11 |  | JHC42C5CF2SS1 |  |  |  | 11.7 | 19 | 9 | FALSE | FALSE |  | 34400 | 25800 | 2.48 | 25800 | 2.48
214397320 | 01/17/25 | Live | Johnson Controls Inc. (York International Norman) | FRASER-JOHNSTON | Singlezone Ducted, Centrally Ducted | 214397320 |  | HRCU-A-CB | HH836E2S11 |  | JHC42C5CF2SS1 |  |  |  | 11.7 | 19 | 9 | FALSE | FALSE |  | 34400 | 25800 | 2.48 | 25800 | 2.48
214397319 | 01/17/25 | Live | Johnson Controls Inc. (York International Norman) | LUXAIRE | Singlezone Ducted, Centrally Ducted | 214397319 |  | HRCU-A-CB | HH836E2S11 |  | JHC42C5CF2SS1 |  |  |  | 11.7 | 19 | 9 | FALSE | FALSE |  | 34400 | 25800 | 2.48 | 25800 | 2.48
214397318 | 01/17/25 | Live | Johnson Controls Inc. (York International Norman) | COLEMAN | Singlezone Ducted, Centrally Ducted | 214397318 |  | HRCU-A-CB | HH836E2S11 |  | JHC42C5CF2SS1 |  |  |  | 11.7 | 19 | 9 | FALSE | FALSE |  | 34400 | 25800 | 2.48 | 25800 | 2.48
214395615 | 01/17/25 | Live | Johnson Controls Inc. (York International Norman) | YORK | Singlezone Ducted, Centrally Ducted | 214395615 |  | HRCU-A-CB | HH836E2S11 |  | JHC42C5CF2SS1 |  |  |  | 11.7 | 19 | 9 | FALSE | FALSE |  | 34400 | 25800 | 2.48 | 25800 | 2.48
214606512 | 01/23/25 | Live | Johnson Controls Inc. (York International Norman) | JOHNSON CONTROLS | Singlezone Ducted, Centrally Ducted | 214606512 |  | HRCU-A-C | HH836E2S11 |  | CTF48C5CFS1 |  |  |  | 10 | 15.2 | 8.5 | FALSE | FALSE |  | 31600 | 26000 | 2.28 | 26000 | 2.28
214606492 | 01/23/25 | Live | Johnson Controls Inc. (York International Norman) | CHAMPION HEATING AND COOLING | Singlezone Ducted, Centrally Ducted | 214606492 |  | HRCU-A-C | HH836E2S11 |  | CTF48C5CFS1 |  |  |  | 10 | 15.2 | 8.5 | FALSE | FALSE |  | 31600 | 26000 | 2.28 | 26000 | 2.28
214606496 | 01/23/25 | Live | Johnson Controls Inc. (York International Norman) | FRASER-JOHNSTON | Singlezone Ducted, Centrally Ducted | 214606496 |  | HRCU-A-C | HH836E2S11 |  | CTF48C5CFS1 |  |  |  | 10 | 15.2 | 8.5 | FALSE | FALSE |  | 31600 | 26000 | 2.28 | 26000 | 2.28
214606500 | 01/23/25 | Live | Johnson Controls Inc. (York International Norman) | LUXAIRE | Singlezone Ducted, Centrally Ducted | 214606500 |  | HRCU-A-C | HH836E2S11 |  | CTF48C5CFS1 |  |  |  | 10 | 15.2 | 8.5 | FALSE | FALSE |  | 31600 | 26000 | 2.28 | 26000 | 2.28
214606505 | 01/23/25 | Live | Johnson Controls Inc. (York International Norman) | COLEMAN | Singlezone Ducted, Centrally Ducted | 214606505 |  | HRCU-A-C | HH836E2S11 |  | CTF48C5CFS1 |  |  |  | 10 | 15.2 | 8.5 | FALSE | FALSE |  | 31600 | 26000 | 2.28 | 26000 | 2.28
214606577 | 01/23/25 | Live | Johnson Controls Inc. (York International Norman) | YORK | Singlezone Ducted, Centrally Ducted | 214606577 |  | HRCU-A-C | HH836E2S11 |  | CTF48C5CFS1 |  |  |  | 10 | 15.2 | 8.5 | FALSE | FALSE |  | 31600 | 26000 | 2.28 | 26000 | 2.28
216591395 | 01/23/25 | Live | Johnson Controls Inc. (York International Norman) | KENMORE | Singlezone Ducted, Centrally Ducted | 216591395 |  | HRCU-A-CB | HH860E2S11 |  | CTM60D5CGS1+JME18D2SN1 |  |  |  | 12 | 19 | 9 | FALSE | FALSE |  | 45000 | 32000 | 2.48 | 32000 | 2.48
214396588 | 01/23/25 | Live | Johnson Controls Inc. (York International Norman) | JOHNSON CONTROLS | Singlezone Ducted, Centrally Ducted | 214396588 |  | HRCU-A-CB | HH860E2S11 |  | CTM60D5CGS1+JME18D2SN1 |  |  |  | 12 | 19 | 9 | FALSE | FALSE |  | 45000 | 32000 | 2.48 | 32000 | 2.48
214396587 | 01/23/25 | Live | Johnson Controls Inc. (York International Norman) | CHAMPION HEATING AND COOLING | Singlezone Ducted, Centrally Ducted | 214396587 |  | HRCU-A-CB | HH860E2S11 |  | CTM60D5CGS1+JME18D2SN1 |  |  |  | 12 | 19 | 9 | FALSE | FALSE |  | 45000 | 32000 | 2.48 | 32000 | 2.48
214396586 | 01/23/25 | Live | Johnson Controls Inc. (York International Norman) | FRASER-JOHNSTON | Singlezone Ducted, Centrally Ducted | 214396586 |  | HRCU-A-CB | HH860E2S11 |  | CTM60D5CGS1+JME18D2SN1 |  |  |  | 12 | 19 | 9 | FALSE | FALSE |  | 45000 | 32000 | 2.48 | 32000 | 2.48
214396585 | 01/23/25 | Live | Johnson Controls Inc. (York International Norman) | LUXAIRE | Singlezone Ducted, Centrally Ducted | 214396585 |  | HRCU-A-CB | HH860E2S11 |  | CTM60D5CGS1+JME18D2SN1 |  |  |  | 12 | 19 | 9 | FALSE | FALSE |  | 45000 | 32000 | 2.48 | 32000 | 2.48
214396584 | 01/23/25 | Live | Johnson Controls Inc. (York International Norman) | COLEMAN | Singlezone Ducted, Centrally Ducted | 214396584 |  | HRCU-A-CB | HH860E2S11 |  | CTM60D5CGS1+JME18D2SN1 |  |  |  | 12 | 19 | 9 | FALSE | FALSE |  | 45000 | 32000 | 2.48 | 32000 | 2.48
214396048 | 01/23/25 | Live | Johnson Controls Inc. (York International Norman) | YORK | Singlezone Ducted, Centrally Ducted | 214396048 |  | HRCU-A-CB | HH860E2S11 |  | CTM60D5CGS1+JME18D2SN1 |  |  |  | 12 | 19 | 9 | FALSE | FALSE |  | 45000 | 32000 | 2.48 | 32000 | 2.48
215224781 | 01/23/25 | Live | TCL AIR CONDITIONER (ZHONGSHAN) CO.,LTD. | TCL | Singlezone Non-Ducted, Wall Placement | 215224781 |  | HRCU-A-CB-O | TSH24HEI2NAJ0T24 | Mini-Splits | TSH24IEI2NAJ0T24 |  |  |  | 12 | 19 | 9.5 | FALSE | FALSE |  | 23000 | 14000 | 1.39 | 22000 | 1.87
215224780 | 01/23/25 | Live | TCL AIR CONDITIONER (ZHONGSHAN) CO.,LTD. | TCL | Singlezone Non-Ducted, Wall Placement | 215224780 |  | HRCU-A-CB-O | TSH18HEI2NAJ0T24 | Mini-Splits | TSH18IEI2NAJ0T24 |  |  |  | 12.5 | 19 | 9.5 | FALSE | FALSE |  | 18000 | 11000 | 1.61 | 17500 | 2.14
215224779 | 01/23/25 | Live | TCL AIR CONDITIONER (ZHONGSHAN) CO.,LTD. | TCL | Singlezone Non-Ducted, Wall Placement | 215224779 |  | HRCU-A-CB-O | TSH12HEI2NAJ0T24 | Mini-Splits | TSH12IEI2NAJ0T24 |  |  |  | 13 | 19 | 10 | FALSE | FALSE |  | 12000 | 8100 | 3.08 | 9700 | 2.2
215224776 | 01/23/25 | Live | TCL AIR CONDITIONER (ZHONGSHAN) CO.,LTD. | TCL | Singlezone Non-Ducted, Wall Placement | 215224776 |  | HRCU-A-CB-O | TSH09HEI1NAJ0T24 | Mini-Splits | TSH09IEI1NAJ0T24 |  |  |  | 13 | 19 | 10 | FALSE | FALSE |  | 9000 | 6200 | 2.84 | 9100 | 2.22
212524535 | 01/23/25 | Live | TCL AIR CONDITIONER (ZHONGSHAN) CO.,LTD. | TCL | Singlezone Non-Ducted, Wall Placement | 212524535 |  | HRCU-A-CB-O | TSH12HDI1NAN0T23 | Mini-Splits | TSH12IDI1NAN0T23 |  |  |  | 13 | 23 | 9.5 | FALSE | FALSE |  | 12000 | 7500 | 2.78 | 9700 | 2.2
212524534 | 01/23/25 | Live | TCL AIR CONDITIONER (ZHONGSHAN) CO.,LTD. | TCL | Singlezone Non-Ducted, Wall Placement | 212524534 |  | HRCU-A-CB-O | TSH09HDI1NAN0T23 | Mini-Splits | TSH09IDI1NAN0T23 |  |  |  | 13.5 | 23.5 | 9.5 | FALSE | FALSE |  | 9000 | 5800 | 2.66 | 9100 | 2.22
212617000 | 01/23/25 | Live | TCL AIR CONDITIONER (ZHONGSHAN) CO.,LTD. | TCL | Singlezone Ducted, Centrally Ducted | 212617000 |  | HRCU-A-CB | THH42HAI2NAF2U23 | Ducted Indoor Units | THH36IAI2NAF2H23 |  |  |  | 10 | 15.2 | 8.5 | TRUE | TRUE |  | 36000 | 30000 | 1.91 | 30000 | 1.91
212616999 | 01/23/25 | Live | TCL AIR CONDITIONER (ZHONGSHAN) CO.,LTD. | TCL | Singlezone Ducted, Centrally Ducted | 212616999 |  | HRCU-A-CB | THH48HAI2NAF2U23 | Ducted Indoor Units | THH36IAI2NAF2H23 |  |  |  | 10 | 15.2 | 8.5 | TRUE | TRUE |  | 36000 | 30000 | 1.91 | 30000 | 1.91
211603991 | 01/23/25 | Live | TCL AIR CONDITIONER (ZHONGSHAN) CO.,LTD. | TCL | Singlezone Ducted, Centrally Ducted | 211603991 |  | HRCU-A-CB | THH42HAI2NAF2U23 | Ducted Indoor Units | THH48IAI2NAF2H23 |  |  |  | 9 | 15.2 | 8.1 | TRUE | TRUE |  | 42000 | 33000 | 2.5 | 33000 | 2.5
211603990 | 01/23/25 | Live | TCL AIR CONDITIONER (ZHONGSHAN) CO.,LTD. | TCL | Singlezone Ducted, Centrally Ducted | 211603990 |  | HRCU-A-CB | THH30HAI2NAF2U23 | Ducted Indoor Units | THH36IAI2NAF2H23 |  |  |  | 11 | 15.2 | 8.5 | TRUE | TRUE |  | 28000 | 21000 | 2.1 | 21000 | 2.1
211603988 | 01/23/25 | Live | TCL AIR CONDITIONER (ZHONGSHAN) CO.,LTD. | TCL | Singlezone Ducted, Centrally Ducted | 211603988 |  | HRCU-A-CB | THH18HAI2NAF2U23 | Ducted Indoor Units | THH24IAI2NAF2H23 |  |  |  | 9.8 | 15.2 | 8.5 | TRUE | TRUE |  | 20000 | 15000 | 2.4 | 15000 | 2.4
211603987 | 01/23/25 | Live | TCL AIR CONDITIONER (ZHONGSHAN) CO.,LTD. | TCL | Singlezone Ducted, Centrally Ducted | 211603987 |  | HRCU-A-CB | THH60HAI2NAF2U23 | Ducted Indoor Units | THH60IAI2NAF2H23 |  |  |  | 8.2 | 15.2 | 8.1 | TRUE | TRUE |  | 54000 | 39000 | 2.5 | 39000 | 2.5
211603986 | 01/23/25 | Live | TCL AIR CONDITIONER (ZHONGSHAN) CO.,LTD. | TCL | Singlezone Ducted, Centrally Ducted | 211603986 |  | HRCU-A-CB | THH48HAI2NAF2U23 | Ducted Indoor Units | THH48IAI2NAF2H23 |  |  |  | 8.2 | 15.2 | 8.1 | TRUE | TRUE |  | 48000 | 38000 | 2.5 | 38000 | 2.5
211603985 | 01/23/25 | Live | TCL AIR CONDITIONER (ZHONGSHAN) CO.,LTD. | TCL | Singlezone Ducted, Centrally Ducted | 211603985 |  | HRCU-A-CB | THH36HAI2NAF2U23 | Ducted Indoor Units | THH36IAI2NAF2H23 |  |  |  | 9.2 | 15.2 | 8.1 | FALSE | FALSE |  | 34000 | 24000 | 2.2 | 24000 | 2.2
211603984 | 01/23/25 | Live | TCL AIR CONDITIONER (ZHONGSHAN) CO.,LTD. | TCL | Singlezone Ducted, Centrally Ducted | 211603984 |  | HRCU-A-CB | THH24HAI2NAF2U23 | Ducted Indoor Units | THH24IAI2NAF2H23 |  |  |  | 9.2 | 15.2 | 8.1 | TRUE | TRUE |  | 24000 | 19100 | 2.5 | 19100 | 2.5
216706233 | 01/23/25 | Live | TCL AIR CONDITIONER (ZHONGSHAN) CO.,LTD. | TCL | Singlezone Non-Ducted, Wall Placement | 216706233 |  | HRCU-A-CB-O | TSH22HEI2NAL0X24 | Mini-Splits | TSH22IEI2NAL0X24 |  |  |  | 11 | 21 | 9.5 | FALSE | FALSE |  | 24000 | 15500 | 2.72 | 17000 | 2.21
216706232 | 01/23/25 | Live | TCL AIR CONDITIONER (ZHONGSHAN) CO.,LTD. | TCL | Singlezone Non-Ducted, Wall Placement | 216706232 |  | HRCU-A-CB-O | TSH17HEI2NAL0X24 | Mini-Splits | TSH17IEI2NAL0X24 |  |  |  | 11 | 21 | 9.5 | FALSE | FALSE |  | 18000 | 11500 | 2.55 | 12400 | 1.91
216706226 | 01/17/25 | Live | TCL AIR CONDITIONER (ZHONGSHAN) CO.,LTD. | TCL | Singlezone Ducted, Centrally Ducted | 216706226 |  | HRCU-A-CB | H36TDH18XAC | Ducted Indoor Units | H24AHH17XAE |  |  |  | 11.7 | 19 | 9 | TRUE | TRUE |  | 24000 | 21000 | 2.4 | 21000 | 2.3
216706227 | 01/17/25 | Live | TCL AIR CONDITIONER (ZHONGSHAN) CO.,LTD. | TCL | Singlezone Ducted, Centrally Ducted | 216706227 |  | HRCU-A-CB | H24TDH17XAC | Ducted Indoor Units | H24AHH17XAE |  |  |  | 10 | 18 | 9 | TRUE | TRUE |  | 24000 | 19000 | 2.3 | 19000 | 2.3
215387270 | 01/17/25 | Live | TCL AIR CONDITIONER (ZHONGSHAN) CO.,LTD. | TCL | Multizone All Ducted | 215387270 |  | HMSV-A-CB | H42FMH20XPC | Ducted Indoor Units |  |  |  |  | 11.7 | 20 | 8.5 | TRUE | TRUE |  | 41000 | 29400 | 2.46 | 32000 | 2.18
215387269 | 01/17/25 | Live | TCL AIR CONDITIONER (ZHONGSHAN) CO.,LTD. | TCL | Multizone All Ducted | 215387269 |  | HMSV-A-CB | H36FMH21XPC | Ducted Indoor Units |  |  |  |  | 11.7 | 20 | 8.5 | TRUE | TRUE |  | 34000 | 22400 | 2.65 | 26500 | 2.21
215387268 | 01/17/25 | Live | TCL AIR CONDITIONER (ZHONGSHAN) CO.,LTD. | TCL | Multizone All Ducted | 215387268 |  | HMSV-A-CB | H27FMH22XPC | Ducted Indoor Units |  |  |  |  | 12 | 22 | 9 | TRUE | TRUE |  | 27000 | 19500 | 2.53 | 21000 | 2.15
215387267 | 01/17/25 | Live | TCL AIR CONDITIONER (ZHONGSHAN) CO.,LTD. | TCL | Multizone All Ducted | 215387267 |  | HMSV-A-CB | H18FMH22XPC | Ducted Indoor Units |  |  |  |  | 12 | 21 | 9.5 | TRUE | TRUE |  | 17000 | 17400 | 2.63 | 18500 | 2.32
216706238 | 01/17/25 | Live | TCL AIR CONDITIONER (ZHONGSHAN) CO.,LTD. | TCL | Singlezone Non-Ducted, Wall Placement | 216706238 |  | HRCU-A-CB-O | H12SFH25XPC | Mini-Splits | H12SFH25XPE |  |  |  | 13 | 24 | 9.5 | TRUE | TRUE |  | 12000 | 8000 | 3.04 | 9100 | 2.96
216506203 | 01/17/25 | Live | TCL AIR CONDITIONER (ZHONGSHAN) CO.,LTD. | TCL | Singlezone Non-Ducted, Wall Placement | 216506203 |  | HRCU-A-CB-O | H24SUH23XGC | Mini-Splits | H24SUH23XGE |  |  |  | 12 | 23 | 10 | TRUE | TRUE |  | 24000 | 15500 | 2.67 | 22000 | 2.01
216506202 | 01/17/25 | Live | TCL AIR CONDITIONER (ZHONGSHAN) CO.,LTD. | TCL | Singlezone Non-Ducted, Wall Placement | 216506202 |  | HRCU-A-CB-O | H18SUH23XGC | Mini-Splits | H18SUH23XGE |  |  |  | 12.5 | 23.5 | 10 | TRUE | TRUE |  | 18000 | 11500 | 2.81 | 20000 | 2.09
216506201 | 01/17/25 | Live | TCL AIR CONDITIONER (ZHONGSHAN) CO.,LTD. | TCL | Singlezone Non-Ducted, Wall Placement | 216506201 |  | HRCU-A-CB-O | H12SUH25XGC | Mini-Splits | H12SUH25XGE |  |  |  | 14 | 25 | 10.5 | TRUE | TRUE |  | 12000 | 7800 | 3.13 | 15300 | 2.04
216506200 | 01/17/25 | Live | TCL AIR CONDITIONER (ZHONGSHAN) CO.,LTD. | TCL | Singlezone Non-Ducted, Wall Placement | 216506200 |  | HRCU-A-CB-O | H09SUH25XGC | Mini-Splits | H09SUH25XGE |  |  |  | 14.5 | 25 | 10.5 | TRUE | TRUE |  | 9000 | 5800 | 2.93 | 10600 | 1.99
216741387 | 01/17/25 | Live | TCL AIR CONDITIONER (ZHONGSHAN) CO.,LTD. | TCL | Singlezone Non-Ducted, Floor Placement | 216741387 |  | HRCU-A-CB-O | H18SBH22XPC | Mini-Splits | H18FCHU1XAE* |  |  |  | 11.7 | 20.5 | 9 | TRUE | TRUE |  | 18000 | 11400 | 2.57 | 17500 | 2.14
216741386 | 01/17/25 | Live | TCL AIR CONDITIONER (ZHONGSHAN) CO.,LTD. | TCL | Singlezone Non-Ducted, Floor Placement | 216741386 |  | HRCU-A-CB-O | H24SBH20XPC | Mini-Splits | H24FCHU1XAE* |  |  |  | 11.7 | 20 | 9.5 | TRUE | TRUE |  | 22200 | 14400 | 2.59 | 22000 | 1.87
216498638 | 01/06/25 | Live | Hisense | HISENSE | Singlezone Ducted, Compact Ducted | 216498638 |  | HRCU-A-CB-O | AOU-18U3T25U | Mini-Splits | ADU-18U3T25U |  |  |  | 11.7 | 19 | 9 | TRUE | TRUE |  | 18000 | 13200 | 2.74 | 17000 | 2.04
215224721 | 10/24/24 | Live | Johnson Controls Inc. (York International Norman) | HITACHI | Singlezone Non-Ducted, Wall Placement | 215224721 |  | HRCU-A-CB-O | RAC-DJ18WHAA | Mini-Splits | RAK-DJ18PHAA |  |  |  | 12 | 19.5 | 10.5 | TRUE | FALSE | TRUE | 18000 | 13300 | 2.35 | 17100 | 2.1
216346013 | 01/23/25 | Live | Johnson Controls Inc. (York International Norman) | GUARDIAN | Singlezone Non-Ducted, Wall Placement | 216346013 |  | HRCU-A-CB-O | UPC36CN23STG1 | Mini-Splits | UNI36HW23STG1 |  |  |  | 12 | 20 | 10 | FALSE | FALSE |  | 36000 | 26000 | 3.16 | 26000 | 2.12
216032336 | 12/13/24 | Live | Midea Electric Trading | ACIQ | Singlezone Non-Ducted, Wall Placement | 216032336 |  | HRCU-A-CB-O | ACIQ-18ZPL-HP230C | Mini-Splits | ACIQ-18W-HH-MD |  |  |  | 12.5 | 21.4 | 11 | TRUE | TRUE |  | 18000 | 16600 | 2.55 | 19200 | 2
215745976 | 09/30/24 | Live | Midea Electric Trading | CUSTOM COMFORT | Singlezone Non-Ducted, Wall Placement | 215745976 |  | HRCU-A-CB-O | CCOXHBSZ17HP | Mini-Splits | CCOXHBWM18 |  |  |  | 12.5 | 21.4 | 11 | TRUE | TRUE | TRUE | 18000 | 16600 | 2.55 | 19200 | 2
215866631 | 10/30/24 | Live | Midea Electric Trading | KADEN | Singlezone Non-Ducted, Wall Placement | 215866631 |  | HRCU-A-CB-O | KOB-HH-PSX18HP-2AAMA | Mini-Splits | KIB-PSX18WM-2AAMA |  |  |  | 12.5 | 21.4 | 11 | FALSE | FALSE |  | 18000 | 16600 | 2.55 | 19200 | 2
216032270 | 11/27/24 | Live | Midea Electric Trading | 1HVAC | Singlezone Non-Ducted, Wall Placement | 216032270 |  | HRCU-A-CB-O | ACIQ-18ZPL-HP230C | Mini-Splits | ACIQ-18W-HH-MD |  |  |  | 12.5 | 21.4 | 11 | TRUE | TRUE |  | 18000 | 16600 | 2.55 | 19200 | 2
216505504 | 12/12/24 | Live | Midea Electric Trading | MOOVAIR | Singlezone Non-Ducted, Wall Placement | 216505504 |  | HRCU-A-CB-O | MSHMA15C2AN1 | Mini-Splits | MWHMA15C2AS1* |  |  |  | 13.5 | 22.2 | 11.5 | TRUE | TRUE |  | 15400 | 16600 | 2.63 | 19200 | 2
215449719 | 09/17/24 | Live | Midea Electric Trading | CANAIR | Singlezone Non-Ducted, Wall Placement | 215449719 |  | HRCU-A-CB-O | 4C28SCH18H21 | Mini-Splits | 4C28SEH18H21 |  |  |  | 12.5 | 21.4 | 11 | TRUE | TRUE | TRUE | 18000 | 16600 | 2.55 | 19200 | 2
215449760 | 09/17/24 | Live | Midea Electric Trading | BREEZE33 | Singlezone Non-Ducted, Wall Placement | 215449760 |  | HRCU-A-CB-O | BZ33-HYP18OUT2-454-G3-P | Mini-Splits | BZ33-HYP18WALL2-454-G3-P |  |  |  | 12.5 | 21.4 | 11 | TRUE | TRUE | TRUE | 18000 | 16600 | 2.55 | 19200 | 2
216031030 | 11/27/24 | Live | Midea Electric Trading | MOOVAIR | Singlezone Non-Ducted, Wall Placement | 216031030 |  | HRCU-A-CB-O | MSHMA18C2AN1 | Mini-Splits | MWHMA18C2AS1 |  |  |  | 12.5 | 21.4 | 11 | TRUE | TRUE |  | 18000 | 16600 | 2.55 | 19200 | 2
215864175 | 01/23/25 | Live | Midea Electric Trading | COOPER&HUNTER | Singlezone Non-Ducted, Wall Placement | 215864175 |  | HRCU-A-CB-O | CH-RHP18-230VO | Mini-Splits | CH-PRO18MASTWM-230VI |  |  |  | 12.5 | 21.4 | 11 | TRUE | TRUE |  | 18000 | 16600 | 2.55 | 19200 | 2
215864181 | 01/23/25 | Live | Midea Electric Trading | COOPER&HUNTER | Singlezone Non-Ducted, Wall Placement | 215864181 |  | HRCU-A-CB-O | CH-RHP18-230VO | Mini-Splits | CH-RH18MASTWM-230VI |  |  |  | 12.5 | 21.4 | 11 | TRUE | TRUE |  | 18000 | 16600 | 2.55 | 19200 | 2
215853904 | 10/30/24 | Live | Midea Electric Trading | BLUERIDGE | Singlezone Non-Ducted, Wall Placement | 215853904 |  | HRCU-A-CB-O | BMS1821HHYC | Mini-Splits | BMC18HHYW |  |  |  | 12.5 | 21.4 | 11 | TRUE | TRUE |  | 18000 | 16600 | 2.55 | 19200 | 2
215471382 | 09/17/24 | Live | Midea Electric Trading | MIDEA | Singlezone Non-Ducted, Wall Placement | 215471382 |  | HRCU-A-CB-O | MO1HS-H18B-2A | Mini-Splits | MSEHU-H18B-2A |  |  |  | 12.5 | 21.4 | 11 | TRUE | TRUE | TRUE | 18000 | 16600 | 2.55 | 19200 | 2
216032563 | 12/13/24 | Live | Midea Electric Trading | MRCOOL | Singlezone Non-Ducted, Wall Placement | 216032563 |  | HRCU-A-CB-O | O-HH-18-HP-C-230C-O | Mini-Splits | O-18-HP-WMAH-230C-O |  |  |  | 12.5 | 21.4 | 11 | TRUE | TRUE |  | 18000 | 16600 | 2.55 | 19200 | 2
216571374 | 12/21/24 | Live | Midea Electric Trading | DIRECT AIR | Singlezone Non-Ducted, Wall Placement | 216571374 |  | HRCU-A-CB-O | DIRM4-18HXPRO28-1Z | Mini-Splits | DIRM4-18HP-WM |  |  |  | 12.5 | 21.4 | 11 | TRUE | TRUE |  | 18000 | 16600 | 2.55 | 19200 | 2
215213708 | 07/29/24 | Live | Midea Electric Trading | NAPOLEON | Singlezone Non-Ducted, Wall Placement | 215213708 |  | HRCU-A-CB-O | NDHAS26B-18-O | Mini-Splits | NDHAS26B-18-I |  |  |  | 12.5 | 21.4 | 11 | TRUE | TRUE | TRUE | 18000 | 16600 | 2.55 | 19200 | 2
215213716 | 07/29/24 | Live | Midea Electric Trading | CONTINENTAL | Singlezone Non-Ducted, Wall Placement | 215213716 |  | HRCU-A-CB-O | CDHAS26B-18-O | Mini-Splits | CDHAS26B-18-I |  |  |  | 12.5 | 21.4 | 11 | TRUE | TRUE | TRUE | 18000 | 16600 | 2.55 | 19200 | 2
215725445 | 09/30/24 | Live | Midea Electric Trading | INNOVAIR | Singlezone Non-Ducted, Wall Placement | 215725445 |  | HRCU-A-CB-O | MOS18H2BH0A | Mini-Splits | MHW18H2BHRB |  |  |  | 12.5 | 21.4 | 11 | TRUE | TRUE | TRUE | 18000 | 16600 | 2.55 | 19200 | 2
215444938 | 09/17/24 | Live | Midea Electric Trading | EMI | Singlezone Non-Ducted, Wall Placement | 215444938 |  | HRCU-A-CB-O | EMXSZ118DA | Mini-Splits | EMXWAL18DA |  |  |  | 12.5 | 21.4 | 11 | TRUE | TRUE | TRUE | 18000 | 16600 | 2.55 | 19200 | 2
216082324 | 12/12/24 | Live | Midea Electric Trading | STELPRO | Singlezone Non-Ducted, Wall Placement | 216082324 |  | HRCU-A-CB-O | SEPB-H18A-O | Mini-Splits | SEPB-H18A-I |  |  |  | 12.5 | 21.4 | 11 | TRUE | TRUE |  | 18000 | 16600 | 2.55 | 19200 | 2
215931362 | 11/18/24 | Live | Midea Electric Trading | NAPOLEON | Singlezone Non-Ducted, Wall Placement | 215931362 |  | HRCU-A-CB-O | NDHAS26BA-18-O | Mini-Splits | NDHAS26BA-18-I |  |  |  | 12.5 | 21.4 | 11 | TRUE | TRUE |  | 18000 | 16600 | 2.55 | 19200 | 2
215931367 | 11/18/24 | Live | Midea Electric Trading | CONTINENTAL | Singlezone Non-Ducted, Wall Placement | 215931367 |  | HRCU-A-CB-O | CDHAS26BA-18-O | Mini-Splits | CDHAS26BA-18-I |  |  |  | 12.5 | 21.4 | 11 | TRUE | TRUE |  | 18000 | 16600 | 2.55 | 19200 | 2
216027622 | 11/27/24 | Live | Midea Electric Trading | CAPELLA | Singlezone Non-Ducted, Wall Placement | 216027622 |  | HRCU-A-CB-O | CPPB-H18A-O | Mini-Splits | CPPB-H18A-I |  |  |  | 12.5 | 21.4 | 11 | TRUE | TRUE |  | 18000 | 16600 | 2.55 | 19200 | 2
215735297 | 09/30/24 | Live | Midea Electric Trading | SENVILLE | Singlezone Non-Ducted, Wall Placement | 215735297 |  | HRCU-A-CB-O | SENA-18HF-OG | Mini-Splits | SENA-18HF-IGG |  |  |  | 12.5 | 21.4 | 11 | TRUE | TRUE | TRUE | 18000 | 16600 | 2.55 | 19200 | 2
216014129 | 11/18/24 | Live | Midea Electric Trading | SEA BREEZE+ | Singlezone Non-Ducted, Wall Placement | 216014129 |  | HRCU-A-CB-O | HSZ18H525ZMO | Mini-Splits | WM18H525ZMI |  |  |  | 12.5 | 21.4 | 11 | FALSE | FALSE |  | 18000 | 16600 | 2.55 | 19200 | 2
216097113 | 12/12/24 | Live | Midea Electric Trading | KERR | Singlezone Non-Ducted, Wall Placement | 216097113 |  | HRCU-A-CB-O | A-KHP18SA-1 | Mini-Splits | B-KHP18SA-1 |  |  |  | 12.5 | 21.4 | 11 | TRUE | TRUE |  | 18000 | 16600 | 2.55 | 19200 | 2
216097107 | 12/12/24 | Live | Midea Electric Trading | COMFORT-AIRE | Singlezone Non-Ducted, Wall Placement | 216097107 |  | HRCU-A-CB-O | A-VHP18SA-1 | Mini-Splits | B-VHP18SA-1 |  |  |  | 12.5 | 21.4 | 11 | TRUE | TRUE |  | 18000 | 16600 | 2.55 | 19200 | 2
216445266 | 01/23/25 | Live | Johnson Controls Inc. (York International Norman) | GUARDIAN | Singlezone Ducted, Centrally Ducted | 216445266 |  | HRCU-A-CB-O | UPC24CN23STG1 | Mini-Splits | UNI24DT23STG1 |  |  |  | 11.7 | 19 | 9.5 | TRUE | TRUE |  | 24000 | 18200 | 2.47 | 20700 | 2.23
216445265 | 01/23/25 | Live | Johnson Controls Inc. (York International Norman) | GUARDIAN | Singlezone Ducted, Centrally Ducted | 216445265 |  | HRCU-A-CB-O | UPC18CN23STG1 | Mini-Splits | UNI18DT23STG1 |  |  |  | 11.7 | 19 | 9 | TRUE | TRUE |  | 18000 | 13200 | 3.12 | 17000 | 2.04
216019853 | 01/06/25 | Live | Johnson Controls Inc. (York International Norman) | GUARDIAN | Singlezone Non-Ducted, Ceiling Placement | 216019853 |  | HRCU-A-CB-O | UPC24CN23STG1 | Mini-Splits | UNI24CS23STG1 |  |  |  | 12 | 20 | 10.5 | TRUE | TRUE |  | 24000 | 19100 | 3.33 | 19740 | 2.35
216019852 | 01/06/25 | Live | Johnson Controls Inc. (York International Norman) | GUARDIAN | Singlezone Non-Ducted, Ceiling Placement | 216019852 |  | HRCU-A-CB-O | UPC18CN23STG1 | Mini-Splits | UNI18CS23STG1 |  |  |  | 12 | 20 | 10 | TRUE | TRUE |  | 18000 | 14100 | 3.59 | 17600 | 2.43
216770154 | 01/23/25 | Live | Gree | OUELLET | Singlezone Ducted, Centrally Ducted | 216770154 |  | HRCU-A-C | OFLX1-H60A-O |  | GCAC60H/NHA |  |  |  | 9.5 | 15.2 | 8.5 | FALSE | FALSE |  | 52000 | 35200 | 2.1 | 35600 | 2.1
216770153 | 01/23/25 | Live | Gree | OUELLET | Singlezone Ducted, Centrally Ducted | 216770153 |  | HRCU-A-C | OFLX1-H60A-O |  | GCAC48H/NHA |  |  |  | 10 | 15.2 | 8.5 | FALSE | FALSE |  | 48000 | 31200 | 2.1 | 31600 | 2.1
216770152 | 01/23/25 | Live | Gree | OUELLET | Singlezone Ducted, Centrally Ducted | 216770152 |  | HRCU-A-C | OFLX1-H36A-O |  | GCAC36F/NHA |  |  |  | 9.5 | 15.2 | 8.5 | FALSE | FALSE |  | 34000 | 22000 | 2 | 22300 | 2
216770151 | 01/23/25 | Live | Gree | OUELLET | Singlezone Ducted, Centrally Ducted | 216770151 |  | HRCU-A-C | OFLX1-H36A-O |  | GCAC24F/NHA |  |  |  | 11 | 15.2 | 8.5 | FALSE | FALSE |  | 23000 | 15000 | 2.09 | 15200 | 2.09
216770146 | 01/23/25 | Live | Gree | TOSOT | Singlezone Ducted, Centrally Ducted | 216770146 |  | HRCU-A-C | TU60W-FDU |  | TCAC60H/NXA |  |  |  | 9 | 15.2 | 8.5 | FALSE | FALSE |  | 52000 | 35200 | 2.1 | 35600 | 2.1
216770145 | 01/23/25 | Live | Gree | TOSOT | Singlezone Ducted, Centrally Ducted | 216770145 |  | HRCU-A-C | TU60W-FDU |  | TCAC48H/NXA |  |  |  | 9.5 | 15.2 | 8.5 | FALSE | FALSE |  | 48000 | 31200 | 2.1 | 31600 | 2.1
216770144 | 01/23/25 | Live | Gree | TOSOT | Singlezone Ducted, Centrally Ducted | 216770144 |  | HRCU-A-C | TU36W-FDU |  | TCAC36F/NXA |  |  |  | 9 | 15.2 | 8.5 | FALSE | FALSE |  | 34000 | 22000 | 2 | 22300 | 2
216770143 | 01/23/25 | Live | Gree | TOSOT | Singlezone Ducted, Centrally Ducted | 216770143 |  | HRCU-A-C | TU36W-FDU |  | TCAC24F/NXA |  |  |  | 10.5 | 15.2 | 8.5 | FALSE | FALSE |  | 23000 | 15000 | 2.09 | 15200 | 2.09
216770142 | 01/23/25 | Live | Gree | TOSOT | Singlezone Ducted, Centrally Ducted | 216770142 |  | HRCU-A-C | TU60W-EDU |  | TCAC60H/NHA |  |  |  | 9.5 | 15.2 | 8.5 | FALSE | FALSE |  | 52000 | 35200 | 2.1 | 35600 | 2.1
216770141 | 01/23/25 | Live | Gree | TOSOT | Singlezone Ducted, Centrally Ducted | 216770141 |  | HRCU-A-C | TU60W-EDU |  | TCAC48H/NHA |  |  |  | 10 | 15.2 | 8.5 | FALSE | FALSE |  | 48000 | 31200 | 2.1 | 31600 | 2.1
216770140 | 01/23/25 | Live | Gree | TOSOT | Singlezone Ducted, Centrally Ducted | 216770140 |  | HRCU-A-C | TU36W-EDU |  | TCAC36F/NHA |  |  |  | 9.5 | 15.2 | 8.5 | FALSE | FALSE |  | 34000 | 22000 | 2 | 22300 | 2
216770139 | 01/23/25 | Live | Gree | TOSOT | Singlezone Ducted, Centrally Ducted | 216770139 |  | HRCU-A-C | TU36W-EDU |  | TCAC24F/NHA |  |  |  | 11 | 15.2 | 8.5 | FALSE | FALSE |  | 23000 | 15000 | 2.09 | 15200 | 2.09
216765698 | 01/23/25 | Live | Gree | GREE | Singlezone Ducted, Centrally Ducted | 216765698 |  | HRCU-A-C | GUD60W2/NXF-D(U) |  | GCAC60H/NXA |  |  |  | 9 | 15.2 | 8.5 | FALSE | FALSE |  | 52000 | 35200 | 2.1 | 35600 | 2.1
216768112 | 01/23/25 | Live | Gree | GREE | Singlezone Ducted, Centrally Ducted | 216768112 |  | HRCU-A-C | GUD60W2/NXF-D(U) |  | GCAC48H/NXA |  |  |  | 9.5 | 15.2 | 8.5 | FALSE | FALSE |  | 48000 | 31200 | 2.1 | 31600 | 2.1
216765696 | 01/23/25 | Live | Gree | GREE | Singlezone Ducted, Centrally Ducted | 216765696 |  | HRCU-A-C | GUD36W2/NXF-D(U) |  | GCAC36F/NXA |  |  |  | 9 | 15.2 | 8.5 | FALSE | FALSE |  | 34000 | 22000 | 2 | 22300 | 2
216768111 | 01/23/25 | Live | Gree | GREE | Singlezone Ducted, Centrally Ducted | 216768111 |  | HRCU-A-C | GUD36W2/NXF-D(U) |  | GCAC24F/NXA |  |  |  | 10.5 | 15.2 | 8.5 | FALSE | FALSE |  | 23000 | 15000 | 2.09 | 15200 | 2.09
216765694 | 01/23/25 | Live | Gree | GREE | Singlezone Ducted, Centrally Ducted | 216765694 |  | HRCU-A-C | GUD60W2/NHE-D(U) |  | GCAC60H/NHA |  |  |  | 9.5 | 15.2 | 8.5 | FALSE | FALSE |  | 52000 | 35200 | 2.1 | 35600 | 2.1
216768110 | 01/23/25 | Live | Gree | GREE | Singlezone Ducted, Centrally Ducted | 216768110 |  | HRCU-A-C | GUD60W2/NHE-D(U) |  | GCAC48H/NHA |  |  |  | 10 | 15.2 | 8.5 | FALSE | FALSE |  | 48000 | 31200 | 2.1 | 31600 | 2.1
216765692 | 01/23/25 | Live | Gree | GREE | Singlezone Ducted, Centrally Ducted | 216765692 |  | HRCU-A-C | GUD36W2/NHE-D(U) |  | GCAC36F/NHA |  |  |  | 9.5 | 15.2 | 8.5 | FALSE | FALSE |  | 34000 | 22000 | 2 | 22300 | 2
216768109 | 01/23/25 | Live | Gree | GREE | Singlezone Ducted, Centrally Ducted | 216768109 |  | HRCU-A-C | GUD36W2/NHE-D(U) |  | GCAC24F/NHA |  |  |  | 11 | 15.2 | 8.5 | FALSE | FALSE |  | 23000 | 15000 | 2.09 | 15200 | 2.09
216626176 | 12/30/24 | Live | Gree | KINGHOME | Singlezone Ducted, Centrally Ducted | 216626176 |  | HRCU-A-CB | KD60UXO |  | KD60UXI |  |  |  | 11.7 | 19 | 9.5 | TRUE | FALSE |  | 54000 | 43000 | 2.66 | 45000 | 2.4
216626175 | 12/30/24 | Live | Gree | KINGHOME | Singlezone Ducted, Centrally Ducted | 216626175 |  | HRCU-A-CB | KD60UXO |  | KD48UXI |  |  |  | 11.7 | 20 | 9.5 | TRUE | FALSE |  | 48000 | 38500 | 2.68 | 40400 | 2.65
216626174 | 12/30/24 | Live | Gree | KINGHOME | Singlezone Ducted, Centrally Ducted | 216626174 |  | HRCU-A-CB | KD36UXO |  | KD36UXI |  |  |  | 11.7 | 19 | 8.3 | TRUE | FALSE |  | 34000 | 27400 | 2.42 | 32600 | 2.58
216626173 | 12/30/24 | Live | Gree | KINGHOME | Singlezone Ducted, Centrally Ducted | 216626173 |  | HRCU-A-CB | KD30UXO |  | KD30UXI |  |  |  | 11.7 | 18 | 8.3 | TRUE | FALSE |  | 28000 | 23000 | 2.5 | 28000 | 2.63
216626172 | 12/30/24 | Live | Gree | KINGHOME | Singlezone Ducted, Centrally Ducted | 216626172 |  | HRCU-A-CB | KD30UXO |  | KD24UXI |  |  |  | 11.7 | 18.5 | 8.3 | TRUE | FALSE |  | 24000 | 19600 | 2.45 | 24000 | 2.5
216626171 | 12/30/24 | Live | Gree | OUELLET | Singlezone Ducted, Centrally Ducted | 216626171 |  | HRCU-A-CB | OFLX1-H60A-O |  | OAHX1-H48A-I |  |  |  | 12 | 19 | 10 | TRUE | TRUE |  | 48000 | 39500 | 2.86 | 41500 | 2.84
216626170 | 12/30/24 | Live | Gree | OUELLET | Singlezone Ducted, Centrally Ducted | 216626170 |  | HRCU-A-CB | OFLX1-H36A-O |  | OAHX1-H24A-I |  |  |  | 12.5 | 18 | 10 | TRUE | TRUE |  | 24000 | 20600 | 2.7 | 21600 | 2.67
216626011 | 12/30/24 | Live | Gree | GREE | Singlezone Ducted, Centrally Ducted | 216626011 |  | HRCU-A-CB | FXE60HP230V1R32AO |  | FXE60HP230V1R32AH |  |  |  | 11.7 | 19 | 9.5 | TRUE | FALSE |  | 54000 | 43000 | 2.66 | 45000 | 2.4
216626010 | 12/30/24 | Live | Gree | GREE | Singlezone Ducted, Centrally Ducted | 216626010 |  | HRCU-A-CB | FXE60HP230V1R32AO |  | FXE48HP230V1R32AH |  |  |  | 11.7 | 20 | 9.5 | TRUE | FALSE |  | 48000 | 38500 | 2.68 | 40400 | 2.65
216626009 | 12/30/24 | Live | Gree | GREE | Singlezone Ducted, Centrally Ducted | 216626009 |  | HRCU-A-CB | FXE36HP230V1R32AO |  | FXE36HP230V1R32AH |  |  |  | 11.7 | 19 | 8.3 | TRUE | FALSE |  | 34000 | 27400 | 2.42 | 32600 | 2.58
216626008 | 12/30/24 | Live | Gree | GREE | Singlezone Ducted, Centrally Ducted | 216626008 |  | HRCU-A-CB | FXE30HP230V1R32AO |  | FXE30HP230V1R32AH |  |  |  | 11.7 | 18 | 8.3 | TRUE | FALSE |  | 28000 | 23000 | 2.5 | 28000 | 2.63
216626007 | 12/30/24 | Live | Gree | GREE | Singlezone Ducted, Centrally Ducted | 216626007 |  | HRCU-A-CB | FXE30HP230V1R32AO |  | FXE24HP230V1R32AH |  |  |  | 11.7 | 18.5 | 8.3 | TRUE | FALSE |  | 24000 | 19600 | 2.45 | 24000 | 2.5
216626006 | 12/30/24 | Live | Gree | GREE | Singlezone Ducted, Centrally Ducted | 216626006 |  | HRCU-A-CB | GUD60W2/NXF-D(U) |  | GUD48AH2/F-D(U) |  |  |  | 11.5 | 19 | 9.5 | TRUE | TRUE |  | 48000 | 39000 | 2.7 | 41000 | 2.68
216626005 | 12/30/24 | Live | Gree | GREE | Singlezone Ducted, Centrally Ducted | 216626005 |  | HRCU-A-CB | GUD36W2/NXF-D(U) |  | GUD24AH2/F-D(U) |  |  |  | 12 | 18 | 10 | TRUE | TRUE |  | 24000 | 20000 | 2.7 | 24000 | 2.5
216626004 | 12/30/24 | Live | Gree | TOSOT | Singlezone Ducted, Centrally Ducted | 216626004 |  | HRCU-A-CB | TU60W-GDU |  | TUD60AH2-GDU |  |  |  | 11.7 | 19 | 9.5 | TRUE | FALSE |  | 54000 | 43000 | 2.66 | 45000 | 2.4
216626003 | 12/30/24 | Live | Gree | TOSOT | Singlezone Ducted, Centrally Ducted | 216626003 |  | HRCU-A-CB | TU60W-GDU |  | TUD48AH2-GDU |  |  |  | 11.7 | 20 | 9.5 | TRUE | FALSE |  | 48000 | 38500 | 2.68 | 40400 | 2.65
216626002 | 12/30/24 | Live | Gree | TOSOT | Singlezone Ducted, Centrally Ducted | 216626002 |  | HRCU-A-CB | TU36W-GDU |  | TUD36AH2-GDU |  |  |  | 11.7 | 19 | 8.3 | TRUE | FALSE |  | 34000 | 27400 | 2.42 | 32600 | 2.58
216626001 | 12/30/24 | Live | Gree | TOSOT | Singlezone Ducted, Centrally Ducted | 216626001 |  | HRCU-A-CB | TU30W-GDU |  | TUD30AH2-GDU |  |  |  | 11.7 | 18 | 8.3 | TRUE | FALSE |  | 28000 | 23000 | 2.5 | 28000 | 2.63
216626000 | 12/30/24 | Live | Gree | TOSOT | Singlezone Ducted, Centrally Ducted | 216626000 |  | HRCU-A-CB | TU30W-GDU |  | TUD24AH2-GDU |  |  |  | 11.7 | 18.5 | 8.3 | TRUE | FALSE |  | 24000 | 19600 | 2.45 | 24000 | 2.5
216621484 | 12/30/24 | Live | Gree | GREE | Singlezone Ducted, Centrally Ducted | 216621484 |  | HRCU-A-CB | GUD60W2/NHE-D(U) |  | GUD48AH2/E-D(U) |  |  |  | 12 | 19 | 10 | TRUE | TRUE |  | 48000 | 39500 | 2.86 | 41500 | 2.84
216621483 | 12/30/24 | Live | Gree | GREE | Singlezone Ducted, Centrally Ducted | 216621483 |  | HRCU-A-CB | GUD30W2/NHG-D(U) |  | GUD24AH2/G-D(U) |  |  |  | 11.7 | 18.5 | 8.3 | TRUE | FALSE |  | 24000 | 19600 | 2.45 | 24000 | 2.5
216621482 | 12/30/24 | Live | Gree | GREE | Singlezone Ducted, Centrally Ducted | 216621482 |  | HRCU-A-CB | GUD36W2/NHE-D(U) |  | GUD24AH2/E-D(U) |  |  |  | 12.5 | 18 | 10 | TRUE | TRUE |  | 24000 | 20600 | 2.7 | 21600 | 2.67
216621481 | 12/30/24 | Live | Gree | GREE | Singlezone Ducted, Centrally Ducted | 216621481 |  | HRCU-A-CB | GUD60W2/NHG-D(U) |  | GUD48AH2/G-D(U) |  |  |  | 11.7 | 20 | 9.5 | TRUE | FALSE |  | 48000 | 38500 | 2.68 | 40400 | 2.65
216505510 | 12/30/24 | Live | Gree | GREE | Singlezone Ducted, Centrally Ducted | 216505510 |  | HRCU-A-CB | GUD24W2/NHG-D(U) |  | GUD24AH2/G-D(U) |  |  |  | 11.7 | 18.5 | 8.3 | TRUE | FALSE |  | 24000 | 19600 | 2.45 | 24000 | 2.5
216505509 | 12/30/24 | Live | Gree | GREE | Singlezone Ducted, Centrally Ducted | 216505509 |  | HRCU-A-CB | GUD30W2/NHG-D(U) |  | GUD30AH2/G-D(U) |  |  |  | 11.7 | 18 | 8.3 | TRUE | FALSE |  | 28000 | 23000 | 2.5 | 28000 | 2.63
216505508 | 12/30/24 | Live | Gree | GREE | Singlezone Ducted, Centrally Ducted | 216505508 |  | HRCU-A-CB | GUD36W2/NHG-D(U) |  | GUD36AH2/G-D(U) |  |  |  | 11.7 | 19 | 8.3 | TRUE | FALSE |  | 34000 | 27400 | 2.42 | 32600 | 2.58
216440574 | 12/30/24 | Live | Gree | OUELLET | Singlezone Ducted, Centrally Ducted | 216440574 |  | HRCU-A-CB | OFLX1-H60A-O |  | OAHX1-H60A-I |  |  |  | 11.7 | 18.5 | 10.5 | TRUE | TRUE |  | 53000 | 45000 | 2.66 | 47300 | 2.64
216440573 | 12/30/24 | Live | Gree | OUELLET | Singlezone Ducted, Centrally Ducted | 216440573 |  | HRCU-A-CB | OFLX1-H48A-O |  | OAHX1-H48A-I |  |  |  | 12 | 19 | 10 | TRUE | TRUE |  | 48000 | 39500 | 2.86 | 41500 | 2.84
216440572 | 12/30/24 | Live | Gree | OUELLET | Singlezone Ducted, Centrally Ducted | 216440572 |  | HRCU-A-CB | OFLX1-H36A-O |  | OAHX1-H36A-I |  |  |  | 12 | 18 | 10 | TRUE | TRUE |  | 34000 | 28200 | 2.5 | 29600 | 2.47
216440571 | 12/30/24 | Live | Gree | OUELLET | Singlezone Ducted, Centrally Ducted | 216440571 |  | HRCU-A-CB | OFLX1-H24A-O |  | OAHX1-H24A-I |  |  |  | 12.5 | 18 | 10 | TRUE | TRUE |  | 24000 | 20600 | 2.7 | 21600 | 2.67
215889445 | 10/30/24 | Live | Gree | GREE | Singlezone Ducted, Centrally Ducted | 215889445 |  | HRCU-A-CB | GUD48W2/NHG-D(U) |  | GUD48AH2/G-D(U) |  |  |  | 11.7 | 20 | 9.5 | TRUE | FALSE |  | 48000 | 38500 | 2.68 | 40400 | 2.65
215889444 | 10/30/24 | Live | Gree | GREE | Singlezone Ducted, Centrally Ducted | 215889444 |  | HRCU-A-CB | GUD60W2/NHG-D(U) |  | GUD60AH2/G-D(U) |  |  |  | 11.7 | 19 | 9.5 | TRUE | FALSE |  | 54000 | 43000 | 2.66 | 45000 | 2.4
215494741 | 09/16/24 | Live | Gree | GREE | Singlezone Ducted, Centrally Ducted | 215494741 |  | HRCU-A-CB | GUD60W2/NXF-D(U) |  | GUD60AH2/F-D(U) |  |  |  | 10.5 | 18.5 | 9.5 | TRUE | TRUE | TRUE | 54000 | 44000 | 2.7 | 45000 | 2.4
215494740 | 09/16/24 | Live | Gree | GREE | Singlezone Ducted, Centrally Ducted | 215494740 |  | HRCU-A-CB | GUD48W2/NXF-D(U) |  | GUD48AH2/F-D(U) |  |  |  | 11.5 | 19 | 9.5 | TRUE | TRUE | TRUE | 48000 | 39000 | 2.7 | 41000 | 2.68
215494739 | 09/16/24 | Live | Gree | GREE | Singlezone Ducted, Centrally Ducted | 215494739 |  | HRCU-A-CB | GUD36W2/NXF-D(U) |  | GUD36AH2/F-D(U) |  |  |  | 11 | 18.5 | 10 | TRUE | TRUE | TRUE | 34000 | 28200 | 2.7 | 32000 | 2.53
215494738 | 09/16/24 | Live | Gree | GREE | Singlezone Ducted, Centrally Ducted | 215494738 |  | HRCU-A-CB | GUD24W2/NXF-D(U) |  | GUD24AH2/F-D(U) |  |  |  | 12 | 18 | 10 | TRUE | TRUE | TRUE | 24000 | 20000 | 2.7 | 24000 | 2.5
215428297 | 08/31/24 | Live | Gree | ECO AC | Singlezone Ducted, Centrally Ducted | 215428297 |  | HRCU-A-C | EHI-O60KBA |  | EKCA60*I |  |  |  | 9.5 | 15.2 | 8.5 | FALSE | FALSE | FALSE | 50500 | 44500 | 2.1 | 46700 | 2.08
215428296 | 08/31/24 | Live | Gree | ECO AC | Singlezone Ducted, Centrally Ducted | 215428296 |  | HRCU-A-C | EHI-O60KBA |  | EKCA48*I |  |  |  | 10 | 15.2 | 8.5 | FALSE | FALSE | TRUE | 47000 | 39000 | 2.1 | 41000 | 2.08
215428295 | 08/31/24 | Live | Gree | ECO AC | Singlezone Ducted, Centrally Ducted | 215428295 |  | HRCU-A-C | EHI-O36KBA |  | EKCA36*I |  |  |  | 9.5 | 15.2 | 8.5 | FALSE | FALSE | FALSE | 32000 | 23200 | 2 | 29000 | 1.99
215428294 | 08/31/24 | Live | Gree | ECO AC | Singlezone Ducted, Centrally Ducted | 215428294 |  | HRCU-A-C | EHI-O36KBA |  | EKCA24*I |  |  |  | 11 | 15.2 | 8.5 | FALSE | FALSE | TRUE | 23000 | 19600 | 2.1 | 20600 | 2.08
215428293 | 08/31/24 | Live | Gree | ECO AC | Singlezone Ducted, Centrally Ducted | 215428293 |  | HRCU-A-CB | EHI-O60KBA |  | EHI-V60KBA | 10.5 | 17 | 10 | 10 | 16 | 9 | TRUE | TRUE | TRUE | 54000 | 44000 | 2.4 | 49000 | 2.03
215428292 | 08/31/24 | Live | Gree | ECO AC | Singlezone Ducted, Centrally Ducted | 215428292 |  | HRCU-A-CB | EHI-O60KBA |  | EHI-V48KBA | 11.5 | 18 | 10.5 | 11 | 17 | 9 | TRUE | TRUE | TRUE | 48000 | 39500 | 2.5 | 48000 | 2.04
215428291 | 08/31/24 | Live | Gree | ECO AC | Singlezone Ducted, Centrally Ducted | 215428291 |  | HRCU-A-CB | EHI-O36KBA |  | EHI-V36KBA | 10 | 18 | 10 | 10 | 16 | 9 | TRUE | TRUE | TRUE | 34000 | 29000 | 2.3 | 35000 | 1.95
215428290 | 08/31/24 | Live | Gree | ECO AC | Singlezone Ducted, Centrally Ducted | 215428290 |  | HRCU-A-CB | EHI-O36KBA |  | EHI-V24KBA | 12.5 | 20 | 10.5 | 12 | 17 | 9 | TRUE | TRUE | TRUE | 24000 | 20000 | 2.3 | 24000 | 2.3
215390439 | 08/16/24 | Live | Gree | TOSOT | Singlezone Ducted, Centrally Ducted | 215390439 |  | HRCU-A-CB | TU60W-EDU |  | TUD60AH2-EDU |  |  |  | 11.7 | 18.5 | 10.5 | TRUE | TRUE | TRUE | 53000 | 45000 | 2.66 | 47300 | 2.64
215390438 | 08/16/24 | Live | Gree | TOSOT | Singlezone Ducted, Centrally Ducted | 215390438 |  | HRCU-A-CB | TU48W-EDU |  | TUD48AH2-EDU |  |  |  | 12 | 19 | 10 | TRUE | TRUE | TRUE | 48000 | 39500 | 2.86 | 41500 | 2.84
215390437 | 08/16/24 | Live | Gree | TOSOT | Singlezone Ducted, Centrally Ducted | 215390437 |  | HRCU-A-CB | TU36W-EDU |  | TUD36AH2-EDU |  |  |  | 12 | 18 | 10 | TRUE | TRUE | TRUE | 34000 | 28200 | 2.5 | 29600 | 2.47
215390436 | 08/16/24 | Live | Gree | TOSOT | Singlezone Ducted, Centrally Ducted | 215390436 |  | HRCU-A-CB | TU24W-EDU |  | TUD24AH2-EDU |  |  |  | 12.5 | 18 | 10 | TRUE | TRUE | TRUE | 24000 | 20600 | 2.7 | 21600 | 2.67
215351154 | 08/08/24 | Live | Gree | TOSOT | Singlezone Ducted, Centrally Ducted | 215351154 |  | HRCU-A-CB | TU60-R32WEDU |  | TUD60-R32AHEDU |  |  |  | 11.7 | 18.5 | 10.5 | TRUE | TRUE | TRUE | 53000 | 45000 | 2.66 | 47300 | 2.64
215351153 | 08/08/24 | Live | Gree | TOSOT | Singlezone Ducted, Centrally Ducted | 215351153 |  | HRCU-A-CB | TU36-R32WEDU |  | TUD36-R32AHEDU |  |  |  | 12 | 18 | 10 | TRUE | TRUE | TRUE | 34000 | 28200 | 2.5 | 29600 | 2.47
215351152 | 08/08/24 | Live | Gree | TOSOT | Singlezone Ducted, Centrally Ducted | 215351152 |  | HRCU-A-CB | TU60-32WEDU |  | TUD60-32AH2EDU |  |  |  | 11.7 | 18.5 | 10.5 | TRUE | TRUE | TRUE | 53000 | 45000 | 2.66 | 47300 | 2.64
215351151 | 08/08/24 | Live | Gree | TOSOT | Singlezone Ducted, Centrally Ducted | 215351151 |  | HRCU-A-CB | TU48-32WEDU |  | TUD48-32AH2EDU |  |  |  | 12 | 19 | 10 | TRUE | TRUE | TRUE | 48000 | 39500 | 2.86 | 41500 | 2.84
215351150 | 08/08/24 | Live | Gree | TOSOT | Singlezone Ducted, Centrally Ducted | 215351150 |  | HRCU-A-CB | TU36-32WEDU |  | TUD36-32AH2EDU |  |  |  | 12 | 18 | 10 | TRUE | TRUE | TRUE | 34000 | 28200 | 2.5 | 29600 | 2.47
215351149 | 08/08/24 | Live | Gree | TOSOT | Singlezone Ducted, Centrally Ducted | 215351149 |  | HRCU-A-CB | TU24-32WEDU |  | TUD24-32AH2EDU |  |  |  | 12.5 | 18 | 10 | TRUE | TRUE | TRUE | 24000 | 20600 | 2.7 | 21600 | 2.67
215213332 | 07/24/24 | Live | Gree | GREE | Singlezone Ducted, Centrally Ducted | 215213332 |  | HRCU-A-CB | FXU60HP230V1R32AO |  | FXU60HP230V1R32AH |  |  |  | 11.7 | 18.5 | 10.5 | TRUE | TRUE | TRUE | 53000 | 45000 | 2.66 | 47300 | 2.64
215213331 | 07/24/24 | Live | Gree | GREE | Singlezone Ducted, Centrally Ducted | 215213331 |  | HRCU-A-CB | FXU48HP230V1R32AO |  | FXU48HP230V1R32AH |  |  |  | 12 | 19 | 10 | TRUE | TRUE | TRUE | 48000 | 39500 | 2.86 | 41500 | 2.84
215213330 | 07/24/24 | Live | Gree | GREE | Singlezone Ducted, Centrally Ducted | 215213330 |  | HRCU-A-CB | FXU36HP230V1R32AO |  | FXU36HP230V1R32AH |  |  |  | 12 | 18 | 10 | TRUE | TRUE | TRUE | 34000 | 28200 | 2.5 | 29600 | 2.47
215213329 | 07/24/24 | Live | Gree | GREE | Singlezone Ducted, Centrally Ducted | 215213329 |  | HRCU-A-CB | FXU24HP230V1R32AO |  | FXU24HP230V1R32AH |  |  |  | 12.5 | 18 | 10 | TRUE | TRUE | TRUE | 24000 | 20600 | 2.7 | 21600 | 2.67
214731127 | 09/10/24 | Live | Gree | TOSOT | Singlezone Ducted, Centrally Ducted | 214731127 |  | HRCU-A-CB | HP-A60/O |  | HP-A60/I |  |  |  | 10 | 15.8 | 9 | TRUE | TRUE | TRUE | 54000 | 44000 | 2.4 | 49000 | 2.03
214731126 | 09/10/24 | Live | Gree | TOSOT | Singlezone Ducted, Centrally Ducted | 214731126 |  | HRCU-A-CB | HP-A36/O |  | HP-A36/I |  |  |  | 10 | 16 | 9 | TRUE | TRUE | TRUE | 34000 | 29000 | 2.3 | 35000 | 1.95
214568857 | 05/24/24 | Live | Gree | GREE | Singlezone Ducted, Centrally Ducted | 214568857 |  | HRCU-A-CB | GUD60W2/NHE-D(U) |  | GUD60AH2/E-D(U) |  |  |  | 11.7 | 18.5 | 10.5 | TRUE | TRUE | TRUE | 53000 | 45000 | 2.66 | 47300 | 2.64
214568858 | 05/24/24 | Live | Gree | GREE | Singlezone Ducted, Centrally Ducted | 214568858 |  | HRCU-A-CB | GUD48W2/NHE-D(U) |  | GUD48AH2/E-D(U) |  |  |  | 12 | 19 | 10 | TRUE | TRUE | TRUE | 48000 | 39500 | 2.86 | 41500 | 2.84
214568826 | 05/24/24 | Live | Gree | GREE | Singlezone Ducted, Centrally Ducted | 214568826 |  | HRCU-A-CB | GUD36W2/NHE-D(U) |  | GUD36AH2/E-D(U) |  |  |  | 12 | 18 | 10 | TRUE | TRUE | TRUE | 34000 | 28200 | 2.5 | 29600 | 2.47
214610240 | 05/24/24 | Live | Gree | GREE | Singlezone Ducted, Centrally Ducted | 214610240 |  | HRCU-A-CB | GUD24W2/NHE-D(U) |  | GUD24AH2/E-D(U) |  |  |  | 12.5 | 18 | 10 | TRUE | TRUE | TRUE | 24000 | 20600 | 2.7 | 21600 | 2.67
214333172 | 03/14/24 | Live | Gree | TOSOT | Singlezone Ducted, Centrally Ducted | 214333172 |  | HRCU-A-C | TUD24W/A-D(U) |  | TCAT24F/NAA |  |  |  | 11 | 15.2 | 8.5 | FALSE | FALSE | FALSE | 23000 | 20000 | 2 | 21000 | 1.98
214333171 | 03/14/24 | Live | Gree | GREE | Singlezone Ducted, Centrally Ducted | 214333171 |  | HRCU-A-C | FLEXX24HP230V1AO |  | FLEXX24C |  |  |  | 11 | 15.2 | 8.5 | FALSE | FALSE | FALSE | 23000 | 20000 | 2 | 21000 | 1.98
214303507 | 02/23/24 | Live | Gree | GREE | Singlezone Ducted, Centrally Ducted | 214303507 |  | HRCU-A-C | GUD24W/A-D(U) |  | GCAT24*/NAA |  |  |  | 11 | 15.2 | 8.5 | FALSE | FALSE | FALSE | 23000 | 20000 | 2 | 21000 | 1.98
214215182 | 02/23/24 | Live | Gree | KINGHOME | Singlezone Ducted, Centrally Ducted | 214215182 |  | HRCU-A-C | KU24UHO |  | KCA24*I |  |  |  | 11 | 15.2 | 8.5 | FALSE | FALSE | FALSE | 23000 | 19600 | 2 | 20600 | 1.99
214138028 | 02/23/24 | Live | Gree | GREE | Singlezone Ducted, Centrally Ducted | 214138028 |  | HRCU-A-C | GUD42W2/D-D(U) |  | GCAT24*/NAA |  |  |  | 11 | 15.2 | 8.5 | FALSE | FALSE | FALSE | 23000 | 19600 | 2 | 20600 | 1.99
212924813 | 07/27/23 | Live | Gree | GREE | Singlezone Ducted, Centrally Ducted | 212924813 |  | HRCU-A-CB | FLEXX60HP230V1AO |  | ENVBR60HPJ1IB |  |  |  | 10 | 15.8 | 9 | TRUE | TRUE | TRUE | 54000 | 44000 | 2.4 | 46200 | 2.38
212924812 | 07/27/23 | Live | Gree | GREE | Singlezone Ducted, Centrally Ducted | 212924812 |  | HRCU-A-CB | FLEXX60HP230V1AO |  | ENVBR48HPJ1IB |  |  |  | 11 | 17 | 9 | TRUE | TRUE | TRUE | 48000 | 39500 | 2.5 | 41500 | 2.48
212924811 | 07/27/23 | Live | Gree | GREE | Singlezone Ducted, Centrally Ducted | 212924811 |  | HRCU-A-CB | FLEXX36HP230V1AO |  | ENVBR36HPJ1IB |  |  |  | 10 | 16 | 9 | TRUE | TRUE | TRUE | 34000 | 29000 | 2.3 | 30500 | 2.28
212924810 | 07/27/23 | Live | Gree | GREE | Singlezone Ducted, Centrally Ducted | 212924810 |  | HRCU-A-CB | FLEXX36HP230V1AO |  | ENVBR24HPJ1IB |  |  |  | 12 | 17 | 9 | TRUE | TRUE | TRUE | 24000 | 20000 | 2.3 | 21000 | 2.28
212361368 | 04/26/23 | Live | Gree | TOSOT | Singlezone Ducted, Centrally Ducted | 212361368 |  | HRCU-A-C | TU60-48WADU |  | TCAT60H/NAA |  |  |  | 9.5 | 15.2 | 8.5 | FALSE | FALSE | FALSE | 50500 | 44500 | 2.1 | 46700 | 2.08
212361367 | 04/26/23 | Live | Gree | TOSOT | Singlezone Ducted, Centrally Ducted | 212361367 |  | HRCU-A-C | TU60-48WADU |  | TCAT48H/NAA |  |  |  | 10 | 15.2 | 8.5 | FALSE | FALSE | TRUE | 47000 | 39000 | 2.1 | 41000 | 2.08
212361366 | 04/26/23 | Live | Gree | TOSOT | Singlezone Ducted, Centrally Ducted | 212361366 |  | HRCU-A-C | TU36-24WADU |  | TCAT36F/NAA |  |  |  | 9.5 | 15.2 | 8.5 | FALSE | FALSE | FALSE | 32000 | 23200 | 2 | 29000 | 1.99
212361365 | 04/26/23 | Live | Gree | TOSOT | Singlezone Ducted, Centrally Ducted | 212361365 |  | HRCU-A-C | TU36-24WADU |  | TCAT24F/NAA |  |  |  | 11 | 15.2 | 8.5 | FALSE | FALSE | TRUE | 23000 | 19600 | 2.1 | 20600 | 2.08
212361364 | 04/26/23 | Live | Gree | KINGHOME | Singlezone Ducted, Centrally Ducted | 212361364 |  | HRCU-A-C | KU60UHO |  | KCA60*I |  |  |  | 9.5 | 15.2 | 8.5 | FALSE | FALSE | FALSE | 50500 | 44500 | 2.1 | 46700 | 2.08
212361363 | 04/26/23 | Live | Gree | KINGHOME | Singlezone Ducted, Centrally Ducted | 212361363 |  | HRCU-A-C | KU60UHO |  | KCA48*I |  |  |  | 10 | 15.2 | 8.5 | FALSE | FALSE | TRUE | 47000 | 39000 | 2.1 | 41000 | 2.08
212361362 | 04/26/23 | Live | Gree | KINGHOME | Singlezone Ducted, Centrally Ducted | 212361362 |  | HRCU-A-C | KU36UHO |  | KCA36*I |  |  |  | 9.5 | 15.2 | 8.5 | FALSE | FALSE | FALSE | 32000 | 23200 | 2 | 29000 | 1.99
212361361 | 04/26/23 | Live | Gree | KINGHOME | Singlezone Ducted, Centrally Ducted | 212361361 |  | HRCU-A-C | KU36UHO |  | KCA24*I |  |  |  | 11 | 15.2 | 8.5 | FALSE | FALSE | TRUE | 23000 | 19600 | 2.1 | 20600 | 2.08
211717300 | 04/26/23 | Live | Gree | GREE | Singlezone Ducted, Centrally Ducted | 211717300 |  | HRCU-A-C | FLEXX60HP230V1AO |  | FLEXX60C |  |  |  | 9.5 | 15.2 | 8.5 | FALSE | FALSE | FALSE | 50500 | 44500 | 2.1 | 46700 | 2.08
211717299 | 04/26/23 | Live | Gree | GREE | Singlezone Ducted, Centrally Ducted | 211717299 |  | HRCU-A-C | FLEXX60HP230V1AO |  | FLEXX48C |  |  |  | 10 | 15.2 | 8.5 | FALSE | FALSE | TRUE | 47000 | 39000 | 2.1 | 41000 | 2.08
211717298 | 04/26/23 | Live | Gree | GREE | Singlezone Ducted, Centrally Ducted | 211717298 |  | HRCU-A-C | FLEXX36HP230V1AO |  | FLEXX36C |  |  |  | 9.5 | 15.2 | 8.5 | FALSE | FALSE | FALSE | 32000 | 23200 | 2 | 29000 | 1.99
211717297 | 04/26/23 | Live | Gree | GREE | Singlezone Ducted, Centrally Ducted | 211717297 |  | HRCU-A-C | FLEXX36HP230V1AO |  | FLEXX24C |  |  |  | 11 | 15.2 | 8.5 | FALSE | FALSE | TRUE | 23000 | 19600 | 2.1 | 20600 | 2.08
211644153 | 04/26/23 | Live | Gree | GREE | Singlezone Ducted, Centrally Ducted | 211644153 |  | HRCU-A-C | GUD60W/A-D(U) |  | GCAT60*/NAA |  |  |  | 9.5 | 15.2 | 8.5 | FALSE | FALSE | FALSE | 50500 | 44500 | 2.1 | 46700 | 2.08
211644152 | 04/26/23 | Live | Gree | GREE | Singlezone Ducted, Centrally Ducted | 211644152 |  | HRCU-A-C | GUD60W/A-D(U) |  | GCAT48*/NAA |  |  |  | 10 | 15.2 | 8.5 | FALSE | FALSE | TRUE | 47000 | 39000 | 2.1 | 41000 | 2.08
211644151 | 04/26/23 | Live | Gree | GREE | Singlezone Ducted, Centrally Ducted | 211644151 |  | HRCU-A-C | GUD36W/A-D(U) |  | GCAT36*/NAA |  |  |  | 9.5 | 15.2 | 8.5 | FALSE | FALSE | FALSE | 32000 | 23200 | 2 | 29000 | 1.99
211644150 | 04/26/23 | Live | Gree | GREE | Singlezone Ducted, Centrally Ducted | 211644150 |  | HRCU-A-C | GUD36W/A-D(U) |  | GCAT24*/NAA |  |  |  | 11 | 15.2 | 8.5 | FALSE | FALSE | TRUE | 23000 | 19600 | 2.1 | 20600 | 2.08
211497150 | 03/02/23 | Live | Gree | KINGHOME | Singlezone Ducted, Centrally Ducted | 211497150 |  | HRCU-A-CB | KD60UHO |  | KD60UHI |  |  |  | 10 | 15.2 | 7.8 | FALSE | FALSE | FALSE | 54000 | 43500 | 2.2 | 45700 | 2.18
211497149 | 03/02/23 | Live | Gree | KINGHOME | Singlezone Ducted, Centrally Ducted | 211497149 |  | HRCU-A-CB | KD48UHO |  | KD48UHI |  |  |  | 8.6 | 15 | 7.7 | FALSE | FALSE | FALSE | 46000 | 36800 | 2.1 | 38600 | 2.08
211497148 | 03/02/23 | Live | Gree | KINGHOME | Singlezone Ducted, Centrally Ducted | 211497148 |  | HRCU-A-CB | KD42UHO |  | KD42UHI |  |  |  | 9 | 15.5 | 7.8 | FALSE | FALSE | FALSE | 40000 | 32800 | 2.3 | 34400 | 2.28
211497147 | 03/02/23 | Live | Gree | KINGHOME | Singlezone Ducted, Centrally Ducted | 211497147 |  | HRCU-A-CB | KD36UHO |  | KD36UHI |  |  |  | 10 | 15.5 | 7.7 | FALSE | FALSE | FALSE | 34000 | 28500 | 2.1 | 29900 | 2.08
211497146 | 03/02/23 | Live | Gree | KINGHOME | Singlezone Ducted, Centrally Ducted | 211497146 |  | HRCU-A-CB | KD30UHO |  | KD30UHI |  |  |  | 10 | 15.2 | 7.8 | FALSE | FALSE | FALSE | 28600 | 23800 | 2 | 25000 | 1.98
211497145 | 03/02/23 | Live | Gree | KINGHOME | Singlezone Ducted, Centrally Ducted | 211497145 |  | HRCU-A-CB | KD24UHO |  | KD24UHI |  |  |  | 10.5 | 15.5 | 7.8 | FALSE | FALSE | FALSE | 23000 | 18600 | 2.3 | 19500 | 2.28
211078858 | 01/10/23 | Live | Gree | TOSOT | Singlezone Ducted, Centrally Ducted | 211078858 |  | HRCU-A-CB | TUD60W2/D-D(U) |  | TUD60AH2/D-D(U) |  |  |  | 10 | 15.2 | 7.8 | FALSE | FALSE | FALSE | 54000 | 43500 | 2.2 | 45700 | 2.18
211078857 | 01/10/23 | Live | Gree | TOSOT | Singlezone Ducted, Centrally Ducted | 211078857 |  | HRCU-A-CB | TUD48W2/D-D(U) |  | TUD48AH2/D-D(U) |  |  |  | 8.6 | 15 | 7.7 | FALSE | FALSE | FALSE | 46000 | 36800 | 2.1 | 38600 | 2.08
211078856 | 01/10/23 | Live | Gree | TOSOT | Singlezone Ducted, Centrally Ducted | 211078856 |  | HRCU-A-CB | TUD42W2/D-D(U) |  | TUD42AH2/D-D(U) |  |  |  | 9 | 15.5 | 7.8 | FALSE | FALSE | FALSE | 40000 | 32800 | 2.3 | 34400 | 2.28
211078855 | 01/10/23 | Live | Gree | TOSOT | Singlezone Ducted, Centrally Ducted | 211078855 |  | HRCU-A-CB | TUD36W2/D-D(U) |  | TUD36AH2/D-D(U) |  |  |  | 10 | 15.5 | 7.7 | FALSE | FALSE | FALSE | 34000 | 28500 | 2.1 | 29900 | 2.08
211078854 | 01/10/23 | Live | Gree | TOSOT | Singlezone Ducted, Centrally Ducted | 211078854 |  | HRCU-A-CB | TUD30W2/D-D(U) |  | TUD30AH2/D-D(U) |  |  |  | 10 | 15.2 | 7.8 | FALSE | FALSE | FALSE | 28600 | 23800 | 2 | 25000 | 1.98
211078853 | 01/10/23 | Live | Gree | TOSOT | Singlezone Ducted, Centrally Ducted | 211078853 |  | HRCU-A-CB | TUD24W2/D-D(U) |  | TUD24AH2/D-D(U) |  |  |  | 10.5 | 15.5 | 7.8 | FALSE | FALSE | FALSE | 23000 | 18600 | 2.3 | 19500 | 2.28
211078852 | 01/10/23 | Live | Gree | GREE | Singlezone Ducted, Centrally Ducted | 211078852 |  | HRCU-A-CB | FLEXE60HP230V1AO |  | FLEXE60HP230V1AH |  |  |  | 10 | 15.2 | 7.8 | FALSE | FALSE | FALSE | 54000 | 43500 | 2.2 | 45700 | 2.18
211078851 | 01/10/23 | Live | Gree | GREE | Singlezone Ducted, Centrally Ducted | 211078851 |  | HRCU-A-CB | FLEXE48HP230V1AO |  | FLEXE48HP230V1AH |  |  |  | 8.6 | 15 | 7.7 | FALSE | FALSE | FALSE | 46000 | 36800 | 2.1 | 38600 | 2.08
211078850 | 01/10/23 | Live | Gree | GREE | Singlezone Ducted, Centrally Ducted | 211078850 |  | HRCU-A-CB | FLEXE42HP230V1AO |  | FLEXE42HP230V1AH |  |  |  | 9 | 15.5 | 7.8 | FALSE | FALSE | FALSE | 40000 | 32800 | 2.3 | 34400 | 2.28
211078849 | 01/10/23 | Live | Gree | GREE | Singlezone Ducted, Centrally Ducted | 211078849 |  | HRCU-A-CB | FLEXE36HP230V1AO |  | FLEXE36HP230V1AH |  |  |  | 10 | 15.5 | 7.7 | FALSE | FALSE | FALSE | 34000 | 28500 | 2.1 | 29900 | 2.08
211078848 | 01/10/23 | Live | Gree | GREE | Singlezone Ducted, Centrally Ducted | 211078848 |  | HRCU-A-CB | FLEXE30HP230V1AO |  | FLEXE30HP230V1AH |  |  |  | 10 | 15.2 | 7.8 | FALSE | FALSE | FALSE | 28600 | 23800 | 2 | 25000 | 1.98
211078847 | 01/10/23 | Live | Gree | GREE | Singlezone Ducted, Centrally Ducted | 211078847 |  | HRCU-A-CB | FLEXE24HP230V1AO |  | FLEXE24HP230V1AH |  |  |  | 10.5 | 15.5 | 7.8 | FALSE | FALSE | FALSE | 23000 | 18600 | 2.3 | 19500 | 2.28
210421037 | 01/10/23 | Live | Gree | GREE | Singlezone Ducted, Centrally Ducted | 210421037 |  | HRCU-A-CB | GUD60W2/D-D(U) |  | GUD60AH2/D-D(U) |  |  |  | 10 | 15.2 | 7.8 | FALSE | FALSE | FALSE | 54000 | 43500 | 2.2 | 45700 | 2.18
210421036 | 01/10/23 | Live | Gree | GREE | Singlezone Ducted, Centrally Ducted | 210421036 |  | HRCU-A-CB | GUD48W2/D-D(U) |  | GUD48AH2/D-D(U) |  |  |  | 8.6 | 15 | 7.7 | FALSE | FALSE | FALSE | 46000 | 36800 | 2.1 | 38600 | 2.08
210421035 | 01/10/23 | Live | Gree | GREE | Singlezone Ducted, Centrally Ducted | 210421035 |  | HRCU-A-CB | GUD42W2/D-D(U) |  | GUD42AH2/D-D(U) |  |  |  | 9 | 15.5 | 7.8 | FALSE | FALSE | FALSE | 40000 | 32800 | 2.3 | 34400 | 2.28
210421034 | 01/10/23 | Live | Gree | GREE | Singlezone Ducted, Centrally Ducted | 210421034 |  | HRCU-A-CB | GUD36W2/D-D(U) |  | GUD36AH2/D-D(U) |  |  |  | 10 | 15.5 | 7.7 | FALSE | FALSE | FALSE | 34000 | 28500 | 2.1 | 29900 | 2.08
210421033 | 01/10/23 | Live | Gree | GREE | Singlezone Ducted, Centrally Ducted | 210421033 |  | HRCU-A-CB | GUD30W2/D-D(U) |  | GUD30AH2/D-D(U) |  |  |  | 10 | 15.2 | 7.8 | FALSE | FALSE | FALSE | 28600 | 23800 | 2 | 25000 | 1.98
210421032 | 01/10/23 | Live | Gree | GREE | Singlezone Ducted, Centrally Ducted | 210421032 |  | HRCU-A-CB | GUD24W2/D-D(U) |  | GUD24AH2/D-D(U) |  |  |  | 10.5 | 15.5 | 7.8 | FALSE | FALSE | FALSE | 23000 | 18600 | 2.3 | 19500 | 2.28
209843760 | 07/27/23 | Live | Gree | TOSOT | Singlezone Ducted, Centrally Ducted | 209843760 |  | HRCU-A-CB | TU60-24WADU |  | TUD48-24AH2ADU | 11.5 | 18 | 10.5 | 11 | 17 | 9 | TRUE | TRUE | TRUE | 48000 | 39500 | 2.5 | 48000 | 2.04
209843759 | 07/27/23 | Live | Gree | TOSOT | Singlezone Ducted, Centrally Ducted | 209843759 |  | HRCU-A-CB | TU60-24WADU |  | TUD60-24AH2ADU | 10.5 | 17 | 10 | 10 | 16 | 9 | TRUE | TRUE | TRUE | 54000 | 44000 | 2.4 | 49000 | 2.03
207256443 | 02/16/23 | Live | Gree | GREE | Singlezone Ducted, Centrally Ducted | 207256443 |  | HRCU-A-CB | FLEXX60HP230V1AO |  | FLEXX48HP230V1BH | 11.5 | 18 | 10.5 | 11 | 17 | 9 | TRUE | TRUE | TRUE | 48000 | 39500 | 2.5 | 48000 | 2.04
207256442 | 02/16/23 | Live | Gree | GREE | Singlezone Ducted, Centrally Ducted | 207256442 |  | HRCU-A-CB | FLEXX60HP230V1AO |  | FLEXX60HP230V1BH | 10.5 | 17 | 10 | 10 | 16 | 9 | TRUE | TRUE | TRUE | 54000 | 44000 | 2.4 | 49000 | 2.03
207256441 | 02/16/23 | Live | Gree | GREE | Singlezone Ducted, Centrally Ducted | 207256441 |  | HRCU-A-CB | FLEXX36HP230V1AO |  | FLEXX36HP230V1BH | 10 | 18 | 10 | 10 | 16 | 9 | TRUE | TRUE | TRUE | 34000 | 29000 | 2.3 | 35000 | 1.95
207256440 | 02/16/23 | Live | Gree | GREE | Singlezone Ducted, Centrally Ducted | 207256440 |  | HRCU-A-CB | FLEXX36HP230V1AO |  | FLEXX24HP230V1BH | 12.5 | 20 | 10.5 | 12 | 17 | 9 | TRUE | TRUE | TRUE | 24000 | 20000 | 2.3 | 24000 | 2.3
206414279 | 02/16/23 | Live | Gree | KINGHOME | Singlezone Ducted, Centrally Ducted | 206414279 |  | HRCU-A-CB | KU60UHO |  | KU48UH2I | 11.5 | 18 | 10.5 | 11 | 17 | 9 | TRUE | TRUE | TRUE | 48000 | 39500 | 2.5 | 48000 | 2.04
206414278 | 02/16/23 | Live | Gree | KINGHOME | Singlezone Ducted, Centrally Ducted | 206414278 |  | HRCU-A-CB | KU60UHO |  | KU60UH2I | 10.5 | 17 | 10 | 10 | 16 | 9 | TRUE | TRUE | TRUE | 54000 | 44000 | 2.4 | 49000 | 2.03
206414277 | 02/16/23 | Live | Gree | KINGHOME | Singlezone Ducted, Centrally Ducted | 206414277 |  | HRCU-A-CB | KU36UHO |  | KU36UH2I | 10 | 18 | 10 | 10 | 16 | 9 | TRUE | TRUE | TRUE | 34000 | 29000 | 2.3 | 35000 | 1.95
206414276 | 02/16/23 | Live | Gree | KINGHOME | Singlezone Ducted, Centrally Ducted | 206414276 |  | HRCU-A-CB | KU36UHO |  | KU24UH2I | 12.5 | 20 | 10.5 | 12 | 17 | 9 | TRUE | TRUE | TRUE | 24000 | 20000 | 2.3 | 24000 | 2.3
206414275 | 02/16/23 | Live | Gree | TOSOT | Singlezone Ducted, Centrally Ducted | 206414275 |  | HRCU-A-CB | TU60-48WADU |  | TUD48-24AH2ADU | 11.5 | 18 | 10.5 | 11 | 17 | 9 | TRUE | TRUE | TRUE | 48000 | 39500 | 2.5 | 48000 | 2.04
206414274 | 02/16/23 | Live | Gree | TOSOT | Singlezone Ducted, Centrally Ducted | 206414274 |  | HRCU-A-CB | TU60-48WADU |  | TUD60-24AH2ADU | 10.5 | 17 | 10 | 10 | 16 | 9 | TRUE | TRUE | TRUE | 54000 | 44000 | 2.4 | 49000 | 2.03
206414273 | 02/16/23 | Live | Gree | TOSOT | Singlezone Ducted, Centrally Ducted | 206414273 |  | HRCU-A-CB | TU36-24WADU |  | TUD36-24AH2ADU | 10 | 18 | 10 | 10 | 16 | 9 | TRUE | TRUE | TRUE | 34000 | 29000 | 2.3 | 35000 | 1.95
206414272 | 02/16/23 | Live | Gree | TOSOT | Singlezone Ducted, Centrally Ducted | 206414272 |  | HRCU-A-CB | TU36-24WADU |  | TUD24-24AH2ADU | 12.5 | 20 | 10.5 | 12 | 17 | 9 | TRUE | TRUE | TRUE | 24000 | 20000 | 2.3 | 24000 | 2.3
206249119 | 02/16/23 | Live | Gree | GREE | Singlezone Ducted, Centrally Ducted | 206249119 |  | HRCU-A-CB | GUD60W/A-D(U) |  | GUD48AH2/A-D(U) | 11.5 | 18 | 10.5 | 11 | 17 | 9 | TRUE | TRUE | TRUE | 48000 | 39500 | 2.5 | 48000 | 2.04
206249118 | 02/16/23 | Live | Gree | GREE | Singlezone Ducted, Centrally Ducted | 206249118 |  | HRCU-A-CB | GUD60W/A-D(U) |  | GUD60AH2/A-D(U) | 10.5 | 17 | 10 | 10 | 16 | 9 | TRUE | TRUE | TRUE | 54000 | 44000 | 2.4 | 49000 | 2.03
206249117 | 02/16/23 | Live | Gree | GREE | Singlezone Ducted, Centrally Ducted | 206249117 |  | HRCU-A-CB | GUD36W/A-D(U) |  | GUD36AH2/A-D(U) | 10 | 18 | 10 | 10 | 16 | 9 | TRUE | TRUE | TRUE | 34000 | 29000 | 2.3 | 35000 | 1.95
206249116 | 02/16/23 | Live | Gree | GREE | Singlezone Ducted, Centrally Ducted | 206249116 |  | HRCU-A-CB | GUD36W/A-D(U) |  | GUD24AH2/A-D(U) | 12.5 | 20 | 10.5 | 12 | 17 | 9 | TRUE | TRUE | TRUE | 24000 | 20000 | 2.3 | 24000 | 2.3
216441722 | 01/23/25 | Live | Panasonic | PANASONIC | Multizone All Non-Ducted | 216441722 |  | HMSR-A-CB-O | CU-5Z36BBUC | Non-Ducted Indoor Units |  |  |  |  | 11.8 | 22 | 10.3 | TRUE | TRUE |  | 36000 | 32000 | 2.5 | 32000 | 2.5
216441721 | 01/23/25 | Live | Panasonic | PANASONIC | Multizone All Non-Ducted | 216441721 |  | HMSR-A-CB-O | CU-4Z24BBUC | Non-Ducted Indoor Units |  |  |  |  | 13.45 | 24 | 11.4 | TRUE | TRUE |  | 24000 | 32000 | 2.4 | 32000 | 2.4
216618814 | 12/24/24 | Live | Daikin North America, LLC | DAIKIN | Singlezone Non-Ducted, Wall Placement | 216618814 |  | HRCU-A-CB-O | RXT15AVJU* | Mini-Splits | FTXV15AVJU* |  |  |  | 12.2 | 21 | 10.5 | TRUE | TRUE |  | 15000 | 13000 | 2.59 | 20200 | 2.21
211259272 | 05/13/23 | Live | Mitsubishi Electric Trane | MITSUBISHI ELECTRIC | Singlezone Ducted, Centrally Ducted | 211259272 |  | HRCU-A-CB | PUZ-HA24NHA1 | Mini-Splits | PVA-A24AA* | 11.4 | 19 | 10.4 | 11.4 | 19 | 9.4 | TRUE | TRUE | TRUE | 24000 | 17500 | 2.41 | 26000 | 2.15
215712213 | 01/22/25 | Live | Mitsubishi Electric Trane | Mitsubishi Electric | Singlezone Non-Ducted, Wall Placement | 215712213 |  | HRCU-A-CB-O | PUZ-AK36NLHZ*** | Mini-Splits | PKA-AK36NL*** |  |  |  | 11.9 | 22.1 | 9.6 | TRUE | TRUE |  | 33600 | 24200 | 2.8 | 38000 | 1.61
215712206 | 01/22/25 | Live | Mitsubishi Electric Trane | Mitsubishi Electric | Singlezone Non-Ducted, Wall Placement | 215712206 |  | HRCU-A-CB-O | PUZ-AK30NLHZ*** | Mini-Splits | PKA-AK30NL*** |  |  |  | 12.7 | 23.2 | 9.9 | TRUE | TRUE |  | 30000 | 22000 | 3 | 32000 | 1.59
215712197 | 01/22/25 | Live | Mitsubishi Electric Trane | Mitsubishi Electric | Singlezone Non-Ducted, Wall Placement | 215712197 |  | HRCU-A-CB-O | PUZ-AK24NLHZ*** | Mini-Splits | PKA-AK24NL*** |  |  |  | 14.5 | 21.8 | 9.4 | TRUE | TRUE |  | 24000 | 17000 | 2.69 | 26000 | 1.76
215712189 | 01/22/25 | Live | Mitsubishi Electric Trane | Mitsubishi Electric | Singlezone Non-Ducted, Wall Placement | 215712189 |  | HRCU-A-CB-O | PUZ-AK36NL*** | Mini-Splits | PKA-AK36NL*** |  |  |  | 12 | 20.3 | 9.4 | TRUE | FALSE |  | 33400 | 23200 | 2.8 | 23200 | 2.8
215712226 | 01/22/25 | Live | Mitsubishi Electric Trane | Mitsubishi Electric | Singlezone Non-Ducted, Wall Placement | 215712226 |  | HRCU-A-CB-O | PUZ-AH30NL*** | Mini-Splits | PKA-AK30NL*** |  |  |  | 10.1 | 19.7 | 9.2 | FALSE | FALSE |  | 30000 | 18700 | 2.7 | 18700 | 2.7
215712179 | 01/22/25 | Live | Mitsubishi Electric Trane | Mitsubishi Electric | Singlezone Non-Ducted, Wall Placement | 215712179 |  | HRCU-A-CB-O | PUZ-AH24NL*** | Mini-Splits | PKA-AK24NL*** |  |  |  | 12 | 21.1 | 9.2 | TRUE | FALSE |  | 24000 | 15300 | 2.8 | 15300 | 2.8
215712225 | 01/22/25 | Live | Mitsubishi Electric Trane | Mitsubishi Electric | Singlezone Non-Ducted, Wall Placement | 215712225 |  | HRCU-A-CB-O | PUZ-AK18NL*** | Mini-Splits | PKA-AL18NL*** |  |  |  | 11 | 19.5 | 8.9 | FALSE | FALSE |  | 18000 | 11700 | 2.4 | 11700 | 2.4
215712172 | 01/22/25 | Live | Mitsubishi Electric Trane | Mitsubishi Electric | Singlezone Non-Ducted, Wall Placement | 215712172 |  | HRCU-A-CB-O | PUZ-AK12NL*** | Mini-Splits | PKA-AL12NL*** |  |  |  | 14.8 | 21.1 | 10.1 | TRUE | FALSE |  | 12000 | 9400 | 2.81 | 9400 | 2.81
215712219 | 01/22/25 | Live | Mitsubishi Electric Trane | Mitsubishi Electric | Singlezone Non-Ducted, Ceiling Placement | 215712219 |  | HRCU-A-CB-O | PUZ-AK42NLHZ*** | Mini-Splits | PLA-AE42NL*** |  |  |  | 11.8 | 20 | 9.2 | TRUE | TRUE |  | 42000 | 32400 | 2.7 | 48000 | 1.91
215712212 | 01/22/25 | Live | Mitsubishi Electric Trane | Mitsubishi Electric | Singlezone Non-Ducted, Ceiling Placement | 215712212 |  | HRCU-A-CB-O | PUZ-AK36NLHZ*** | Mini-Splits | PLA-AE36NL*** |  |  |  | 13.7 | 23.3 | 9.7 | TRUE | TRUE |  | 36000 | 24000 | 2.89 | 38000 | 1.91
215712205 | 01/22/25 | Live | Mitsubishi Electric Trane | Mitsubishi Electric | Singlezone Non-Ducted, Ceiling Placement | 215712205 |  | HRCU-A-CB-O | PUZ-AK30NLHZ*** | Mini-Splits | PLA-AE30NL*** |  |  |  | 14 | 23.8 | 10.1 | TRUE | TRUE |  | 30000 | 21600 | 3.1 | 32000 | 2.14
215712196 | 01/22/25 | Live | Mitsubishi Electric Trane | Mitsubishi Electric | Singlezone Non-Ducted, Ceiling Placement | 215712196 |  | HRCU-A-CB-O | PUZ-AK24NLHZ*** | Mini-Splits | PLA-AE24NL*** |  |  |  | 16.1 | 22.8 | 9.8 | TRUE | TRUE |  | 24000 | 16400 | 2.9 | 26000 | 2.07
215712195 | 01/22/25 | Live | Mitsubishi Electric Trane | Mitsubishi Electric | Singlezone Non-Ducted, Ceiling Placement | 215712195 |  | HRCU-A-CB-O | PUZ-AK42NL*** | Mini-Splits | PLA-AE42NL*** |  |  |  | 12 | 21 | 10.1 | TRUE | FALSE |  | 42000 | 29400 | 2.9 | 29400 | 2.9
215712188 | 01/22/25 | Live | Mitsubishi Electric Trane | Mitsubishi Electric | Singlezone Non-Ducted, Ceiling Placement | 215712188 |  | HRCU-A-CB-O | PUZ-AK36NL*** | Mini-Splits | PLA-AE36NL*** |  |  |  | 13.7 | 23.3 | 9.8 | FALSE | FALSE |  | 36000 | 23600 | 3.1 | 23600 | 3.1
215712187 | 01/22/25 | Live | Mitsubishi Electric Trane | Mitsubishi Electric | Singlezone Non-Ducted, Ceiling Placement | 215712187 |  | HRCU-A-CB-O | PUZ-AH30NL*** | Mini-Splits | PLA-AE30NL*** |  |  |  | 11.7 | 21.9 | 10.3 | TRUE | FALSE |  | 27000 | 17700 | 2.8 | 17700 | 2.8
215712178 | 01/22/25 | Live | Mitsubishi Electric Trane | Mitsubishi Electric | Singlezone Non-Ducted, Ceiling Placement | 215712178 |  | HRCU-A-CB-O | PUZ-AH24NL*** | Mini-Splits | PLA-AE24NL*** |  |  |  | 13.2 | 22.6 | 9.8 | TRUE | FALSE |  | 24000 | 15700 | 3.01 | 15700 | 3.01
215712175 | 01/22/25 | Live | Mitsubishi Electric Trane | Mitsubishi Electric | Singlezone Non-Ducted, Ceiling Placement | 215712175 |  | HRCU-A-CB-O | PUZ-AK18NL*** | Mini-Splits | PLA-AE18NL*** |  |  |  | 13.7 | 24.7 | 9.8 | TRUE | FALSE |  | 18000 | 12000 | 2.61 | 12000 | 2.61
215712171 | 01/22/25 | Live | Mitsubishi Electric Trane | Mitsubishi Electric | Singlezone Non-Ducted, Ceiling Placement | 215712171 |  | HRCU-A-CB-O | PUZ-AK12NL*** | Mini-Splits | PLA-AE12NL*** |  |  |  | 17.1 | 24.8 | 10.9 | FALSE | FALSE |  | 12000 | 10700 | 2.8 | 10700 | 2.8
215712214 | 01/22/25 | Live | Mitsubishi Electric Trane | Mitsubishi Electric | Singlezone Non-Ducted, Ceiling Placement | 215712214 |  | HRCU-A-CB-O | PUZ-AK36NLHZ*** | Mini-Splits | PCA-AK36NL*** |  |  |  | 12.2 | 22.2 | 9.5 | TRUE | TRUE |  | 36000 | 24200 | 2.8 | 38000 | 1.53
215712207 | 01/22/25 | Live | Mitsubishi Electric Trane | Mitsubishi Electric | Singlezone Non-Ducted, Ceiling Placement | 215712207 |  | HRCU-A-CB-O | PUZ-AK30NLHZ*** | Mini-Splits | PCA-AK30NL*** |  |  |  | 12.3 | 21.9 | 9.4 | TRUE | TRUE |  | 30000 | 22400 | 2.7 | 32000 | 1.56
215712198 | 01/22/25 | Live | Mitsubishi Electric Trane | Mitsubishi Electric | Singlezone Non-Ducted, Ceiling Placement | 215712198 |  | HRCU-A-CB-O | PUZ-AK24NLHZ*** | Mini-Splits | PCA-AK24NL*** |  |  |  | 14.1 | 20 | 9.2 | TRUE | TRUE |  | 24000 | 17000 | 2.69 | 26000 | 1.74
215712230 | 01/22/25 | Live | Mitsubishi Electric Trane | Mitsubishi Electric | Singlezone Non-Ducted, Ceiling Placement | 215712230 |  | HRCU-A-CB-O | PUZ-AK42NL*** | Mini-Splits | PCA-AK42NL*** |  |  |  | 10.9 | 20.4 | 9.9 | FALSE | FALSE |  | 42000 | 29600 | 2.8 | 29600 | 2.8
215712190 | 01/22/25 | Live | Mitsubishi Electric Trane | Mitsubishi Electric | Singlezone Non-Ducted, Ceiling Placement | 215712190 |  | HRCU-A-CB-O | PUZ-AK36NL*** | Mini-Splits | PCA-AK36NL*** |  |  |  | 12.2 | 20.6 | 9.1 | FALSE | FALSE |  | 36000 | 23200 | 2.7 | 23200 | 2.7
215712227 | 01/22/25 | Live | Mitsubishi Electric Trane | Mitsubishi Electric | Singlezone Non-Ducted, Ceiling Placement | 215712227 |  | HRCU-A-CB-O | PUZ-AH30NL*** | Mini-Splits | PCA-AK30NL*** |  |  |  | 9.8 | 18.7 | 9.2 | FALSE | FALSE |  | 28200 | 18700 | 2.6 | 18700 | 2.6
215712180 | 01/22/25 | Live | Mitsubishi Electric Trane | Mitsubishi Electric | Singlezone Non-Ducted, Ceiling Placement | 215712180 |  | HRCU-A-CB-O | PUZ-AH24NL*** | Mini-Splits | PCA-AK24NL*** |  |  |  | 12 | 20.2 | 9.3 | TRUE | FALSE |  | 21800 | 15300 | 2.7 | 15300 | 2.7
216441713 | 01/03/25 | Live | Midea Electric Trading | MIDEA | Singlezone Ducted, Compact Ducted | 216441713 |  | HRCU-A-C | MDV-V60WMN10T |  | MCPM4860DN10TH |  |  |  | 10 | 14.3 | 8.7 | FALSE | FALSE |  | 53000 | 38000 | 2.46 | 46000 | 2.5
216441719 | 01/03/25 | Live | Midea Electric Trading | MIDEA | Singlezone Ducted, Centrally Ducted | 216441719 |  | HRCU-A-CB | MDV-V60WMN10T |  | MIH54VMN10 |  |  |  | 10.1 | 17 | 9.3 | FALSE | FALSE |  | 52000 | 40000 | 2.4 | 47500 | 2.55
216051346 | 01/03/25 | Live | Midea Electric Trading | MIDEA | Singlezone Ducted, Centrally Ducted | 216051346 |  | HRCU-A-CB | MDV-V60WMN10T |  | MVME60C2MN10TB |  |  |  | 10 | 16 | 9.3 | FALSE | FALSE |  | 52000 | 38000 | 2.6 | 46500 | 2.5
216441712 | 01/03/25 | Live | Midea Electric Trading | MIDEA | Singlezone Ducted, Compact Ducted | 216441712 |  | HRCU-A-C | MDV-V48WMN10T |  | MCPM4860DN10TH |  |  |  | 10 | 14.3 | 8.9 | FALSE | FALSE |  | 45000 | 36000 | 2.38 | 42000 | 2.55
216441718 | 01/03/25 | Live | Midea Electric Trading | MIDEA | Singlezone Ducted, Centrally Ducted | 216441718 |  | HRCU-A-CB | MDV-V48WMN10T |  | MIH48VMN10 |  |  |  | 10.8 | 17 | 9.4 | FALSE | FALSE |  | 48000 | 36800 | 2.4 | 42800 | 2.55
216051345 | 01/03/25 | Live | Midea Electric Trading | MIDEA | Singlezone Ducted, Centrally Ducted | 216051345 |  | HRCU-A-CB | MDV-V48WMN10T |  | MVME48C2MN10TB |  |  |  | 10.3 | 17 | 9.4 | FALSE | FALSE |  | 48000 | 36000 | 2.7 | 41200 | 2.6
216440560 | 01/03/25 | Live | Midea Electric Trading | MIDEA | Singlezone Ducted, Centrally Ducted | 216440560 |  | HRCU-A-CB | MDV-V30WMN10T |  | MHVE30B1MN10TB |  |  |  | 11.7 | 16 | 9.4 | FALSE | FALSE |  | 30000 | 26200 | 2.4 | 31900 | 2.12
216441716 | 01/03/25 | Live | Midea Electric Trading | MIDEA | Singlezone Ducted, Centrally Ducted | 216441716 |  | HRCU-A-CB | MDV-V30WMN10T |  | MIH30VMN10 |  |  |  | 12.5 | 18 | 10 | FALSE | FALSE |  | 30000 | 26000 | 2.3 | 30590 | 2.16
216441715 | 01/03/25 | Live | Midea Electric Trading | MIDEA | Singlezone Ducted, Centrally Ducted | 216441715 |  | HRCU-A-CB | MDV-V24WMN10T |  | MIH24VMN10 |  |  |  | 11.7 | 17 | 9.2 | FALSE | FALSE |  | 23000 | 18000 | 2.4 | 23030 | 2.26
216706219 | 01/17/25 | Live | Midea Electric Trading | MIDEA | Singlezone Ducted, Compact Ducted | 216706219 |  | HRCU-A-C | MDV-V36WMN10T-H |  | MCPM3036BN10TH |  |  |  | 10.1 | 15.3 | 8.8 | FALSE | FALSE |  | 34000 | 29400 | 2.2 | 31400 | 2.15
216706218 | 01/17/25 | Live | Midea Electric Trading | MIDEA | Singlezone Ducted, Compact Ducted | 216706218 |  | HRCU-A-C | MDV-V30WMN10T-H |  | MCPM3036BN10TH |  |  |  | 10 | 15.3 | 8.5 | FALSE | FALSE |  | 30000 | 24000 | 2.3 | 30150 | 2.1
216706217 | 01/17/25 | Live | Midea Electric Trading | MIDEA | Singlezone Ducted, Compact Ducted | 216706217 |  | HRCU-A-C | MDV-V24WMN10T-H |  | MCPM3036BN10TH |  |  |  | 11 | 15.3 | 8.5 | FALSE | FALSE |  | 23000 | 19400 | 2.3 | 24100 | 2.11
216445288 | 01/17/25 | Live | Ouellet, Group ACD | STELPRO | Singlezone Non-Ducted, Wall Placement | 216445288 |  | HRCU-A-CB-O | SELB-H24A-O | Mini-Splits | SELB-H24A-I |  |  |  | 12.25 | 22.5 | 9.5 | TRUE | TRUE |  | 24000 | 22000 | 3.58 | 24000 | 1.85
216445287 | 01/17/25 | Live | Ouellet, Group ACD | STELPRO | Singlezone Non-Ducted, Wall Placement | 216445287 |  | HRCU-A-CB-O | SELB-H18A-O | Mini-Splits | SELB-H18A-I |  |  |  | 12.95 | 21 | 10 | TRUE | TRUE |  | 18000 | 18000 | 3.61 | 18500 | 1.95
216445286 | 01/17/25 | Live | Ouellet, Group ACD | STELPRO | Singlezone Non-Ducted, Wall Placement | 216445286 |  | HRCU-A-CB-O | SELB-H12A-O | Mini-Splits | SELB-H12A-I |  |  |  | 12.25 | 23 | 10 | TRUE | TRUE |  | 12000 | 10800 | 4.8 | 12000 | 2.51
216445285 | 01/17/25 | Live | Ouellet, Group ACD | STELPRO | Singlezone Non-Ducted, Wall Placement | 216445285 |  | HRCU-A-CB-O | SELB-H09A-O | Mini-Splits | SELB-H09A-I |  |  |  | 13.65 | 25 | 11 | TRUE | TRUE |  | 9000 | 9000 | 4.8 | 9200 | 2.07
216445284 | 01/17/25 | Live | Ouellet, Group ACD | CAPELLA | Singlezone Non-Ducted, Wall Placement | 216445284 |  | HRCU-A-CB-O | CPEB-H24A-O | Mini-Splits | CPEB-H24A-I |  |  |  | 12.25 | 22.5 | 9.5 | TRUE | TRUE |  | 24000 | 22000 | 3.58 | 24000 | 1.85
216445283 | 01/17/25 | Live | Ouellet, Group ACD | CAPELLA | Singlezone Non-Ducted, Wall Placement | 216445283 |  | HRCU-A-CB-O | CPEB-H18A-O | Mini-Splits | CPEB-H18A-I |  |  |  | 12.95 | 21 | 10 | TRUE | TRUE |  | 18000 | 18000 | 3.61 | 18500 | 1.95
216445282 | 01/17/25 | Live | Ouellet, Group ACD | CAPELLA | Singlezone Non-Ducted, Wall Placement | 216445282 |  | HRCU-A-CB-O | CPEB-H12A-O | Mini-Splits | CPEB-H12A-I |  |  |  | 12.25 | 23 | 10 | TRUE | TRUE |  | 12000 | 10800 | 4.8 | 12000 | 2.51
216445281 | 01/17/25 | Live | Ouellet, Group ACD | CAPELLA | Singlezone Non-Ducted, Wall Placement | 216445281 |  | HRCU-A-CB-O | CPEB-H09A-O | Mini-Splits | CPEB-H09A-I |  |  |  | 13.65 | 25 | 11 | TRUE | TRUE |  | 9000 | 9000 | 4.8 | 9200 | 2.07
216571361 | 12/21/24 | Live | Midea Electric Trading | DIRECT AIR | Singlezone Ducted, Centrally Ducted | 216571361 |  | HRCU-A-CB | DIRM4-18MAGICPRO20-OU |  | DIRM4-18MAGICPRO20-AH |  |  |  | 12.5 | 19 | 9.7 | TRUE | TRUE |  | 18000 | 15000 | 2.6 | 21600 | 2.3
216097083 | 12/12/24 | Live | Midea Electric Trading | KERR | Singlezone Ducted, Centrally Ducted | 216097083 |  | HRCU-A-CB | A-KXP18TA-1 |  | B-KXP18TA-1 |  |  |  | 12.5 | 19 | 9.7 | TRUE | TRUE |  | 18000 | 15000 | 2.6 | 21600 | 2.3
216505879 | 12/12/24 | Live | Midea Electric Trading | PANASONIC | Singlezone Ducted, Centrally Ducted | 216505879 |  | HRCU-A-CB | CU-HM18BAHU |  | CS-HM18BAHU |  |  |  | 12.5 | 19 | 9.7 | TRUE | TRUE |  | 18000 | 15000 | 2.6 | 21600 | 2.3
216012012 | 11/18/24 | Live | Midea Electric Trading | BREEZE33 | Singlezone Ducted, Centrally Ducted | 216012012 |  | HRCU-A-CB | BZ33-INV18OUT2-454-G3-J |  | BZ33-INVAHU18-454-G3-J |  |  |  | 12.5 | 19 | 9.7 | TRUE | TRUE |  | 18000 | 15000 | 2.6 | 21600 | 2.3
215711364 | 09/30/24 | Live | Midea Electric Trading | PANASONIC | Singlezone Ducted, Centrally Ducted | 215711364 |  | HRCU-A-CB | CU-HZ18YAHK6 |  | CS-HZ18YAHK6 |  |  |  | 12.5 | 19 | 9.7 | FALSE | FALSE | TRUE | 18000 | 15000 | 2.6 | 21600 | 2.3
216032227 | 11/27/24 | Live | Midea Electric Trading | 1HVAC | Singlezone Ducted, Centrally Ducted | 216032227 |  | HRCU-A-CB | ACIQ-18-HPD |  | ACIQ-18-AHD |  |  |  | 12.5 | 19 | 9.7 | TRUE | TRUE |  | 18000 | 15000 | 2.6 | 21600 | 2.3
216032246 | 11/27/24 | Live | Midea Electric Trading | ACIQ | Singlezone Ducted, Centrally Ducted | 216032246 |  | HRCU-A-CB | ACIQ-18-HPD |  | ACIQ-18-AHD |  |  |  | 12.5 | 19 | 9.7 | TRUE | TRUE |  | 18000 | 15000 | 2.6 | 21600 | 2.3
216030964 | 11/27/24 | Live | Midea Electric Trading | MOOVAIR | Singlezone Ducted, Centrally Ducted | 216030964 |  | HRCU-A-CB | MSHMA18R2AN1 |  | MAHMA18R4AS1 |  |  |  | 12.5 | 19 | 9.7 | TRUE | TRUE |  | 18000 | 15000 | 2.6 | 21600 | 2.3
215866616 | 10/30/24 | Live | Midea Electric Trading | KADEN | Singlezone Ducted, Centrally Ducted | 215866616 |  | HRCU-A-CB | KOB-HH-UUX18HP-2AAMA |  | KIB-UUX18AH-2AAMA |  |  |  | 12.5 | 19 | 9.7 | FALSE | FALSE |  | 18000 | 15000 | 2.6 | 21600 | 2.3
216621510 | 12/30/24 | Live | Midea Electric Trading | MITS AIR | Singlezone Ducted, Centrally Ducted | 216621510 |  | HRCU-A-CB | MAMOX430-18HFN10-M3X |  | MAMVBC-18HWFN10-MB3E-D |  |  |  | 12.5 | 19 | 9.7 | FALSE | FALSE |  | 18000 | 15000 | 2.6 | 21600 | 2.3
215408661 | 08/29/24 | Live | Midea Electric Trading | INNOVAIR | Singlezone Ducted, Centrally Ducted | 215408661 |  | HRCU-A-CB | SHV18H2BA |  | SAV18BDA |  |  |  | 12.5 | 19 | 9.7 | TRUE | TRUE | TRUE | 18000 | 15000 | 2.6 | 21600 | 2.3
215864310 | 11/27/24 | Live | Midea Electric Trading | MAINLINE | Singlezone Ducted, Centrally Ducted | 215864310 |  | HRCU-A-CB | ML18HP230LMNTH-O |  | ML18HP230LMNTAHU-I |  |  |  | 12.5 | 19 | 9.7 | FALSE | FALSE |  | 18000 | 15000 | 2.6 | 21600 | 2.3
215471331 | 09/17/24 | Live | Midea Electric Trading | MIDEA | Singlezone Ducted, Centrally Ducted | 215471331 |  | HRCU-A-CB | MO1HE-H18B-2A |  | MAUHE-H18B-2A |  |  |  | 12.5 | 19 | 9.7 | TRUE | TRUE | TRUE | 18000 | 15000 | 2.6 | 21600 | 2.3
215853869 | 10/30/24 | Live | Midea Electric Trading | BLUERIDGE | Singlezone Ducted, Centrally Ducted | 215853869 |  | HRCU-A-CB | BMSAH18HHC |  | BMS2AH18I |  |  |  | 12.5 | 19 | 9.7 | TRUE | TRUE |  | 18000 | 15000 | 2.6 | 21600 | 2.3
215449704 | 09/17/24 | Live | Midea Electric Trading | CANAIR | Singlezone Ducted, Centrally Ducted | 215449704 |  | HRCU-A-CB | 4CDH2018C21 |  | 4CDH2018F21 |  |  |  | 12.5 | 19 | 9.7 | TRUE | TRUE | TRUE | 18000 | 15000 | 2.6 | 21600 | 2.3
215746026 | 09/30/24 | Live | Midea Electric Trading | CUSTOM COMFORT | Singlezone Ducted, Centrally Ducted | 215746026 |  | HRCU-A-CB | CCOXHB24V18HP |  | CCOXHBAH24V18 |  |  |  | 12.5 | 19 | 9.7 | TRUE | TRUE | TRUE | 18000 | 15000 | 2.6 | 21600 | 2.3
215866704 | 10/30/24 | Live | Midea Electric Trading | AI AIR CONDITIONING | Singlezone Ducted, Centrally Ducted | 215866704 |  | HRCU-A-CB | AUO19-18N2-M3H |  | AUH2-18N2-BM3E |  |  |  | 12.5 | 19 | 9.7 | TRUE | TRUE |  | 18000 | 15000 | 2.6 | 21600 | 2.3
216097074 | 12/12/24 | Live | Midea Electric Trading | COMFORT-AIRE | Singlezone Ducted, Centrally Ducted | 216097074 |  | HRCU-A-CB | A-VXP18TA-1 |  | B-VXP18TA-1 |  |  |  | 12.5 | 19 | 9.7 | TRUE | TRUE |  | 18000 | 15000 | 2.6 | 21600 | 2.3
214861585 | 08/15/24 | Live | Midea Electric Trading | MDV | Singlezone Ducted, Centrally Ducted | 214861585 |  | HRCU-A-CB | MOX430-18HFN10-M3X |  | MVBC-18HWFN10-MB3E-D |  |  |  | 12.5 | 19 | 9.7 | TRUE | TRUE | TRUE | 18000 | 15000 | 2.6 | 21600 | 2.3
214861539 | 08/15/24 | Live | Midea Electric Trading | MDV | Singlezone Ducted, Centrally Ducted | 214861539 |  | HRCU-A-CB | MOX430-18HFN10-M3X |  | MVBC-18HWFN10-MB3E |  |  |  | 12.5 | 19 | 9.8 | TRUE | TRUE | TRUE | 18000 | 15000 | 2.6 | 21600 | 2.3
215385451 | 01/17/25 | Live | Trane U.S. Inc. | AMERISTAR | Singlezone Non-Ducted, Wall Placement | 215385451 |  | HRCU-A-CB-O | M5THS1936A11NAA | Mini-Splits | M5MHW1936A1N0AA |  |  |  | 9 | 19 | 9 | FALSE | FALSE |  | 36000 | 21800 | 2.55 | 22700 | 2.17
215385450 | 01/17/25 | Live | Trane U.S. Inc. | AMERISTAR | Singlezone Non-Ducted, Wall Placement | 215385450 |  | HRCU-A-CB-O | M5THS1924A11NAA | Mini-Splits | M5MHWUN24A1N0AA |  |  |  | 12 | 19 | 9.5 | FALSE | FALSE |  | 23000 | 14000 | 1.39 | 22000 | 1.87
215385449 | 01/17/25 | Live | Trane U.S. Inc. | AMERISTAR | Singlezone Non-Ducted, Wall Placement | 215385449 |  | HRCU-A-CB-O | M5THS1918A11NAA | Mini-Splits | M5MHWUN18A1N0AA |  |  |  | 12.5 | 19 | 9.5 | FALSE | FALSE |  | 18000 | 11000 | 1.61 | 17500 | 2.14
215385448 | 01/17/25 | Live | Trane U.S. Inc. | AMERISTAR | Singlezone Non-Ducted, Wall Placement | 215385448 |  | HRCU-A-CB-O | M5THS1912A11NAA | Mini-Splits | M5MHWUN12A1N0AA |  |  |  | 13 | 19 | 10 | FALSE | FALSE |  | 12000 | 8100 | 3.08 | 9700 | 2.2
215385447 | 01/17/25 | Live | Trane U.S. Inc. | AMERISTAR | Singlezone Non-Ducted, Wall Placement | 215385447 |  | HRCU-A-CB-O | M5THS1909A11NAA | Mini-Splits | M5MHWUN09A1N0AA |  |  |  | 13 | 19 | 10 | FALSE | FALSE |  | 9000 | 5800 | 2.66 | 9100 | 2.22
215385441 | 01/17/25 | Live | Trane U.S. Inc. | AMERISTAR | Singlezone Non-Ducted, Wall Placement | 215385441 |  | HRCU-A-CB-O | M5THS2324A11NAA | Mini-Splits | M5MHWUN24A1N0AA |  |  |  | 12 | 23 | 9.5 | TRUE | TRUE |  | 23000 | 14000 | 1.39 | 22000 | 1.87
215385440 | 01/17/25 | Live | Trane U.S. Inc. | AMERISTAR | Singlezone Non-Ducted, Wall Placement | 215385440 |  | HRCU-A-CB-O | M5THS2318A11NAA | Mini-Splits | M5MHWUN18A1N0AA |  |  |  | 12.5 | 23 | 9.5 | TRUE | TRUE |  | 18000 | 11000 | 1.61 | 17500 | 2.14
215385439 | 01/17/25 | Live | Trane U.S. Inc. | AMERISTAR | Singlezone Non-Ducted, Wall Placement | 215385439 |  | HRCU-A-CB-O | M5THS2312A11NAA | Mini-Splits | M5MHWUN12A1N0AA |  |  |  | 13 | 24 | 10 | TRUE | TRUE |  | 12000 | 8100 | 3.08 | 9700 | 2.2
215385438 | 01/17/25 | Live | Trane U.S. Inc. | AMERISTAR | Singlezone Non-Ducted, Wall Placement | 215385438 |  | HRCU-A-CB-O | M5THS2309A11NAA | Mini-Splits | M5MHWUN09A1N0AA |  |  |  | 13 | 24 | 10 | TRUE | TRUE |  | 9000 | 5800 | 2.66 | 9100 | 2.22
215385446 | 01/17/25 | Live | Trane U.S. Inc. | RUNTRU | Singlezone Non-Ducted, Wall Placement | 215385446 |  | HRCU-A-CB-O | M5THS1936A11NAA | Mini-Splits | M5MHW1936A1N0AA |  |  |  | 9 | 19 | 9 | FALSE | FALSE |  | 36000 | 21800 | 2.55 | 22700 | 2.17
215385445 | 01/17/25 | Live | Trane U.S. Inc. | RUNTRU | Singlezone Non-Ducted, Wall Placement | 215385445 |  | HRCU-A-CB-O | M5THS1924A11NAA | Mini-Splits | M5MHWUN24A1N0AA |  |  |  | 12 | 19 | 9.5 | FALSE | FALSE |  | 23000 | 14000 | 1.39 | 22000 | 1.87
215385444 | 01/17/25 | Live | Trane U.S. Inc. | RUNTRU | Singlezone Non-Ducted, Wall Placement | 215385444 |  | HRCU-A-CB-O | M5THS1918A11NAA | Mini-Splits | M5MHWUN18A1N0AA |  |  |  | 12.5 | 19 | 9.5 | FALSE | FALSE |  | 18000 | 11000 | 1.61 | 17500 | 2.14
215385443 | 01/17/25 | Live | Trane U.S. Inc. | RUNTRU | Singlezone Non-Ducted, Wall Placement | 215385443 |  | HRCU-A-CB-O | M5THS1912A11NAA | Mini-Splits | M5MHWUN12A1N0AA |  |  |  | 13 | 19 | 10 | FALSE | FALSE |  | 12000 | 8100 | 3.08 | 9700 | 2.2
215385442 | 01/17/25 | Live | Trane U.S. Inc. | RUNTRU | Singlezone Non-Ducted, Wall Placement | 215385442 |  | HRCU-A-CB-O | M5THS1909A11NAA | Mini-Splits | M5MHWUN09A1N0AA |  |  |  | 13 | 19 | 10 | FALSE | FALSE |  | 9000 | 5800 | 2.66 | 9100 | 2.22
215385437 | 01/17/25 | Live | Trane U.S. Inc. | RUNTRU | Singlezone Non-Ducted, Wall Placement | 215385437 |  | HRCU-A-CB-O | M5THS2324A11NAA | Mini-Splits | M5MHWUN24A1N0AA |  |  |  | 12 | 23 | 9.5 | TRUE | TRUE |  | 23000 | 14000 | 1.39 | 22000 | 1.87
215385436 | 01/17/25 | Live | Trane U.S. Inc. | RUNTRU | Singlezone Non-Ducted, Wall Placement | 215385436 |  | HRCU-A-CB-O | M5THS2318A11NAA | Mini-Splits | M5MHWUN18A1N0AA |  |  |  | 12.5 | 23 | 9.5 | TRUE | TRUE |  | 18000 | 11000 | 1.61 | 17500 | 2.14
215385435 | 01/17/25 | Live | Trane U.S. Inc. | RUNTRU | Singlezone Non-Ducted, Wall Placement | 215385435 |  | HRCU-A-CB-O | M5THS2312A11NAA | Mini-Splits | M5MHWUN12A1N0AA |  |  |  | 13 | 24 | 10 | TRUE | TRUE |  | 12000 | 8100 | 3.08 | 9700 | 2.2
215385434 | 01/17/25 | Live | Trane U.S. Inc. | RUNTRU | Singlezone Non-Ducted, Wall Placement | 215385434 |  | HRCU-A-CB-O | M5THS2309A11NAA | Mini-Splits | M5MHWUN09A1N0AA |  |  |  | 13 | 24 | 10 | TRUE | TRUE |  | 9000 | 5800 | 2.66 | 9100 | 2.22
214395392 | 01/17/25 | Live | Johnson Controls Inc. (York International Norman) | COLEMAN | Singlezone Ducted, Centrally Ducted | 214395392 |  | HRCU-A-CB | HH836E2S11 |  | JHC36C5CD2SS1 |  |  |  | 11.7 | 19 | 9 | FALSE | FALSE |  | 34000 | 26600 | 2.54 | 26600 | 2.54
214395406 | 01/17/25 | Live | Johnson Controls Inc. (York International Norman) | FRASER-JOHNSTON | Singlezone Ducted, Centrally Ducted | 214395406 |  | HRCU-A-CB | HH836E2S11 |  | JHC36C5CD2SS1 |  |  |  | 11.7 | 19 | 9 | FALSE | FALSE |  | 34000 | 26600 | 2.54 | 26600 | 2.54
216591626 | 01/17/25 | Live | Johnson Controls Inc. (York International Norman) | KENMORE | Singlezone Ducted, Centrally Ducted | 216591626 |  | HRCU-A-CB | HH836E2S11 |  | JHC36C5CD2SS1 |  |  |  | 11.7 | 19 | 9 | FALSE | FALSE |  | 34000 | 26600 | 2.54 | 26600 | 2.54
214395389 | 01/17/25 | Live | Johnson Controls Inc. (York International Norman) | LUXAIRE | Singlezone Ducted, Centrally Ducted | 214395389 |  | HRCU-A-CB | HH836E2S11 |  | JHC36C5CD2SS1 |  |  |  | 11.7 | 19 | 9 | FALSE | FALSE |  | 34000 | 26600 | 2.54 | 26600 | 2.54
214395399 | 01/17/25 | Live | Johnson Controls Inc. (York International Norman) | JOHNSON CONTROLS | Singlezone Ducted, Centrally Ducted | 214395399 |  | HRCU-A-CB | HH836E2S11 |  | JHC36C5CD2SS1 |  |  |  | 11.7 | 19 | 9 | FALSE | FALSE |  | 34000 | 26600 | 2.54 | 26600 | 2.54
214395402 | 01/17/25 | Live | Johnson Controls Inc. (York International Norman) | CHAMPION HEATING AND COOLING | Singlezone Ducted, Centrally Ducted | 214395402 |  | HRCU-A-CB | HH836E2S11 |  | JHC36C5CD2SS1 |  |  |  | 11.7 | 19 | 9 | FALSE | FALSE |  | 34000 | 26600 | 2.54 | 26600 | 2.54
214395386 | 01/17/25 | Live | Johnson Controls Inc. (York International Norman) | YORK | Singlezone Ducted, Centrally Ducted | 214395386 |  | HRCU-A-CB | HH836E2S11 |  | JHC36C5CD2SS1 |  |  |  | 11.7 | 19 | 9 | FALSE | FALSE |  | 34000 | 26600 | 2.54 | 26600 | 2.54
214395404 | 01/17/25 | Live | Johnson Controls Inc. (York International Norman) | COLEMAN | Singlezone Ducted, Centrally Ducted | 214395404 |  | HRCU-A-CB | HH824E2S11 |  | JHC24B5AC2SS1 |  |  |  | 12 | 19 | 9.5 | FALSE | FALSE |  | 24000 | 18400 | 2.74 | 18400 | 2.74
214395397 | 01/17/25 | Live | Johnson Controls Inc. (York International Norman) | FRASER-JOHNSTON | Singlezone Ducted, Centrally Ducted | 214395397 |  | HRCU-A-CB | HH824E2S11 |  | JHC24B5AC2SS1 |  |  |  | 12 | 19 | 9.5 | FALSE | FALSE |  | 24000 | 18400 | 2.74 | 18400 | 2.74
216591132 | 01/17/25 | Live | Johnson Controls Inc. (York International Norman) | KENMORE | Singlezone Ducted, Centrally Ducted | 216591132 |  | HRCU-A-CB | HH824E2S11 |  | JHC24B5AC2SS1 |  |  |  | 12 | 19 | 9.5 | FALSE | FALSE |  | 24000 | 18400 | 2.74 | 18400 | 2.74
214395400 | 01/17/25 | Live | Johnson Controls Inc. (York International Norman) | LUXAIRE | Singlezone Ducted, Centrally Ducted | 214395400 |  | HRCU-A-CB | HH824E2S11 |  | JHC24B5AC2SS1 |  |  |  | 12 | 19 | 9.5 | FALSE | FALSE |  | 24000 | 18400 | 2.74 | 18400 | 2.74
214395391 | 01/17/25 | Live | Johnson Controls Inc. (York International Norman) | JOHNSON CONTROLS | Singlezone Ducted, Centrally Ducted | 214395391 |  | HRCU-A-CB | HH824E2S11 |  | JHC24B5AC2SS1 |  |  |  | 12 | 19 | 9.5 | FALSE | FALSE |  | 24000 | 18400 | 2.74 | 18400 | 2.74
214395394 | 01/17/25 | Live | Johnson Controls Inc. (York International Norman) | CHAMPION HEATING AND COOLING | Singlezone Ducted, Centrally Ducted | 214395394 |  | HRCU-A-CB | HH824E2S11 |  | JHC24B5AC2SS1 |  |  |  | 12 | 19 | 9.5 | FALSE | FALSE |  | 24000 | 18400 | 2.74 | 18400 | 2.74
214395384 | 01/17/25 | Live | Johnson Controls Inc. (York International Norman) | YORK | Singlezone Ducted, Centrally Ducted | 214395384 |  | HRCU-A-CB | HH824E2S11 |  | JHC24B5AC2SS1 |  |  |  | 12 | 19 | 9.5 | FALSE | FALSE |  | 24000 | 18400 | 2.74 | 18400 | 2.74
214398191 | 01/17/25 | Live | Johnson Controls Inc. (York International Norman) | COLEMAN | Singlezone Ducted, Centrally Ducted | 214398191 |  | HRCU-A-CB | HH836E2S11 |  | JHE42C5CF2SS1 |  |  |  | 11.7 | 19 | 9 | FALSE | FALSE |  | 34000 | 25800 | 2.44 | 25800 | 2.44
214398193 | 01/17/25 | Live | Johnson Controls Inc. (York International Norman) | FRASER-JOHNSTON | Singlezone Ducted, Centrally Ducted | 214398193 |  | HRCU-A-CB | HH836E2S11 |  | JHE42C5CF2SS1 |  |  |  | 11.7 | 19 | 9 | FALSE | FALSE |  | 34000 | 25800 | 2.44 | 25800 | 2.44
216591762 | 01/17/25 | Live | Johnson Controls Inc. (York International Norman) | KENMORE | Singlezone Ducted, Centrally Ducted | 216591762 |  | HRCU-A-CB | HH836E2S11 |  | JHE42C5CF2SS1 |  |  |  | 11.7 | 19 | 9 | FALSE | FALSE |  | 34000 | 25800 | 2.44 | 25800 | 2.44
214398192 | 01/17/25 | Live | Johnson Controls Inc. (York International Norman) | LUXAIRE | Singlezone Ducted, Centrally Ducted | 214398192 |  | HRCU-A-CB | HH836E2S11 |  | JHE42C5CF2SS1 |  |  |  | 11.7 | 19 | 9 | FALSE | FALSE |  | 34000 | 25800 | 2.44 | 25800 | 2.44
214398194 | 01/17/25 | Live | Johnson Controls Inc. (York International Norman) | CHAMPION HEATING AND COOLING | Singlezone Ducted, Centrally Ducted | 214398194 |  | HRCU-A-CB | HH836E2S11 |  | JHE42C5CF2SS1 |  |  |  | 11.7 | 19 | 9 | FALSE | FALSE |  | 34000 | 25800 | 2.44 | 25800 | 2.44
214398195 | 01/17/25 | Live | Johnson Controls Inc. (York International Norman) | JOHNSON CONTROLS | Singlezone Ducted, Centrally Ducted | 214398195 |  | HRCU-A-CB | HH836E2S11 |  | JHE42C5CF2SS1 |  |  |  | 11.7 | 19 | 9 | FALSE | FALSE |  | 34000 | 25800 | 2.44 | 25800 | 2.44
214395828 | 01/17/25 | Live | Johnson Controls Inc. (York International Norman) | YORK | Singlezone Ducted, Centrally Ducted | 214395828 |  | HRCU-A-CB | HH836E2S11 |  | JHE42C5CF2SS1 |  |  |  | 11.7 | 19 | 9 | FALSE | FALSE |  | 34000 | 25800 | 2.44 | 25800 | 2.44
216013294 | 12/20/24 | Live | Johnson Controls Inc. (York International Norman) | FRASER-JOHNSTON | Singlezone Ducted, Centrally Ducted | 216013294 |  | HRCU-A-CB | HH824E2S11 |  | JHE36B5AD2SS1 |  |  |  | 12 | 19 | 9.5 | FALSE | FALSE |  | 23000 | 18200 | 2.84 | 18200 | 2.84
216013292 | 12/20/24 | Live | Johnson Controls Inc. (York International Norman) | COLEMAN | Singlezone Ducted, Centrally Ducted | 216013292 |  | HRCU-A-CB | HH824E2S11 |  | JHE36B5AD2SS1 |  |  |  | 12 | 19 | 9.5 | FALSE | FALSE |  | 23000 | 18200 | 2.84 | 18200 | 2.84
216591772 | 01/17/25 | Live | Johnson Controls Inc. (York International Norman) | KENMORE | Singlezone Ducted, Centrally Ducted | 216591772 |  | HRCU-A-CB | HH824E2S11 |  | JHE36B5AD2SS1 |  |  |  | 12 | 19 | 9.5 | FALSE | FALSE |  | 23000 | 18200 | 2.84 | 18200 | 2.84
216013293 | 12/20/24 | Live | Johnson Controls Inc. (York International Norman) | LUXAIRE | Singlezone Ducted, Centrally Ducted | 216013293 |  | HRCU-A-CB | HH824E2S11 |  | JHE36B5AD2SS1 |  |  |  | 12 | 19 | 9.5 | FALSE | FALSE |  | 23000 | 18200 | 2.84 | 18200 | 2.84
216013295 | 12/20/24 | Live | Johnson Controls Inc. (York International Norman) | CHAMPION HEATING AND COOLING | Singlezone Ducted, Centrally Ducted | 216013295 |  | HRCU-A-CB | HH824E2S11 |  | JHE36B5AD2SS1 |  |  |  | 12 | 19 | 9.5 | FALSE | FALSE |  | 23000 | 18200 | 2.84 | 18200 | 2.84
216013296 | 12/20/24 | Live | Johnson Controls Inc. (York International Norman) | JOHNSON CONTROLS | Singlezone Ducted, Centrally Ducted | 216013296 |  | HRCU-A-CB | HH824E2S11 |  | JHE36B5AD2SS1 |  |  |  | 12 | 19 | 9.5 | FALSE | FALSE |  | 23000 | 18200 | 2.84 | 18200 | 2.84
216013288 | 12/20/24 | Live | Johnson Controls Inc. (York International Norman) | YORK | Singlezone Ducted, Centrally Ducted | 216013288 |  | HRCU-A-CB | HH824E2S11 |  | JHE36B5AD2SS1 |  |  |  | 12 | 19 | 9.5 | FALSE | FALSE |  | 23000 | 18200 | 2.84 | 18200 | 2.84
214396660 | 12/20/24 | Live | Johnson Controls Inc. (York International Norman) | FRASER-JOHNSTON | Singlezone Ducted, Centrally Ducted | 214396660 |  | HRCU-A-CB | HH824E2S11 |  | JHC36B5AD2SS1 |  |  |  | 11.7 | 19 | 9.5 | FALSE | FALSE |  | 23000 | 18400 | 2.87 | 18400 | 2.87
214396658 | 12/20/24 | Live | Johnson Controls Inc. (York International Norman) | COLEMAN | Singlezone Ducted, Centrally Ducted | 214396658 |  | HRCU-A-CB | HH824E2S11 |  | JHC36B5AD2SS1 |  |  |  | 11.7 | 19 | 9.5 | FALSE | FALSE |  | 23000 | 18400 | 2.87 | 18400 | 2.87
216591841 | 01/17/25 | Live | Johnson Controls Inc. (York International Norman) | KENMORE | Singlezone Ducted, Centrally Ducted | 216591841 |  | HRCU-A-CB | HH824E2S11 |  | JHC36B5AD2SS1 |  |  |  | 11.7 | 19 | 9.5 | FALSE | FALSE |  | 23000 | 18400 | 2.87 | 18400 | 2.87
214396659 | 12/20/24 | Live | Johnson Controls Inc. (York International Norman) | LUXAIRE | Singlezone Ducted, Centrally Ducted | 214396659 |  | HRCU-A-CB | HH824E2S11 |  | JHC36B5AD2SS1 |  |  |  | 11.7 | 19 | 9.5 | FALSE | FALSE |  | 23000 | 18400 | 2.87 | 18400 | 2.87
214396661 | 12/20/24 | Live | Johnson Controls Inc. (York International Norman) | CHAMPION HEATING AND COOLING | Singlezone Ducted, Centrally Ducted | 214396661 |  | HRCU-A-CB | HH824E2S11 |  | JHC36B5AD2SS1 |  |  |  | 11.7 | 19 | 9.5 | FALSE | FALSE |  | 23000 | 18400 | 2.87 | 18400 | 2.87
214396662 | 12/20/24 | Live | Johnson Controls Inc. (York International Norman) | JOHNSON CONTROLS | Singlezone Ducted, Centrally Ducted | 214396662 |  | HRCU-A-CB | HH824E2S11 |  | JHC36B5AD2SS1 |  |  |  | 11.7 | 19 | 9.5 | FALSE | FALSE |  | 23000 | 18400 | 2.87 | 18400 | 2.87
214396066 | 12/20/24 | Live | Johnson Controls Inc. (York International Norman) | YORK | Singlezone Ducted, Centrally Ducted | 214396066 |  | HRCU-A-CB | HH824E2S11 |  | JHC36B5AD2SS1 |  |  |  | 11.7 | 19 | 9.5 | FALSE | FALSE |  | 23000 | 18400 | 2.87 | 18400 | 2.87
214396217 | 12/20/24 | Live | Johnson Controls Inc. (York International Norman) | FRASER-JOHNSTON | Singlezone Ducted, Centrally Ducted | 214396217 |  | HRCU-A-CB | HH824E2S11 |  | JHE30B5AD2SS1 |  |  |  | 12 | 19 | 9 | FALSE | FALSE |  | 23000 | 17700 | 2.77 | 17700 | 2.77
214396215 | 12/20/24 | Live | Johnson Controls Inc. (York International Norman) | COLEMAN | Singlezone Ducted, Centrally Ducted | 214396215 |  | HRCU-A-CB | HH824E2S11 |  | JHE30B5AD2SS1 |  |  |  | 12 | 19 | 9 | FALSE | FALSE |  | 23000 | 17700 | 2.77 | 17700 | 2.77
216591509 | 01/17/25 | Live | Johnson Controls Inc. (York International Norman) | KENMORE | Singlezone Ducted, Centrally Ducted | 216591509 |  | HRCU-A-CB | HH824E2S11 |  | JHE30B5AD2SS1 |  |  |  | 12 | 19 | 9 | FALSE | FALSE |  | 23000 | 17700 | 2.77 | 17700 | 2.77
214396216 | 12/20/24 | Live | Johnson Controls Inc. (York International Norman) | LUXAIRE | Singlezone Ducted, Centrally Ducted | 214396216 |  | HRCU-A-CB | HH824E2S11 |  | JHE30B5AD2SS1 |  |  |  | 12 | 19 | 9 | FALSE | FALSE |  | 23000 | 17700 | 2.77 | 17700 | 2.77
214396218 | 12/20/24 | Live | Johnson Controls Inc. (York International Norman) | CHAMPION HEATING AND COOLING | Singlezone Ducted, Centrally Ducted | 214396218 |  | HRCU-A-CB | HH824E2S11 |  | JHE30B5AD2SS1 |  |  |  | 12 | 19 | 9 | FALSE | FALSE |  | 23000 | 17700 | 2.77 | 17700 | 2.77
214396219 | 12/20/24 | Live | Johnson Controls Inc. (York International Norman) | JOHNSON CONTROLS | Singlezone Ducted, Centrally Ducted | 214396219 |  | HRCU-A-CB | HH824E2S11 |  | JHE30B5AD2SS1 |  |  |  | 12 | 19 | 9 | FALSE | FALSE |  | 23000 | 17700 | 2.77 | 17700 | 2.77
214395960 | 12/20/24 | Live | Johnson Controls Inc. (York International Norman) | YORK | Singlezone Ducted, Centrally Ducted | 214395960 |  | HRCU-A-CB | HH824E2S11 |  | JHE30B5AD2SS1 |  |  |  | 12 | 19 | 9 | FALSE | FALSE |  | 23000 | 17700 | 2.77 | 17700 | 2.77
216031620 | 01/17/25 | Live | Lennox Industries | DUCANE | Singlezone Ducted, Centrally Ducted | 216031620 |  | HRCU-A-C | 7SCP18V60P-**A | Ducted Indoor Units | 7E[C,U]60CX-**+TDR |  |  |  | 10 | 15.2 | 8.5 | TRUE | TRUE |  | 51000 | 42000 | 2.1 | 42000 | 2.1
216031619 | 01/17/25 | Live | Lennox Industries | DUCANE | Singlezone Ducted, Centrally Ducted | 216031619 |  | HRCU-A-C | 7SCP18V60P-**A | Ducted Indoor Units | 7E[C,U]48CX-**+TDR |  |  |  | 10 | 15.2 | 8.5 | TRUE | TRUE |  | 47500 | 40000 | 2.1 | 40000 | 2.1
216013471 | 01/17/25 | Live | Lennox Industries | DUCANE | Singlezone Ducted, Centrally Ducted | 216013471 |  | HRCU-A-CB | 7SCP18V60P-**A | Ducted Indoor Units | 7AH1AV60PX-** |  |  |  | 10 | 16 | 9.4 | TRUE | TRUE |  | 55000 | 43000 | 2.3 | 43000 | 2.3
216013470 | 01/17/25 | Live | Lennox Industries | DUCANE | Singlezone Ducted, Centrally Ducted | 216013470 |  | HRCU-A-CB | 7SCP18V60P-**A | Ducted Indoor Units | 7AH1AV48PX-** |  |  |  | 11.7 | 18 | 9.5 | TRUE | TRUE |  | 47500 | 39000 | 2.4 | 39000 | 2.4
216619116 | 01/17/25 | Live | Lennox Industries | DUCANE | Singlezone Ducted, Centrally Ducted | 216619116 |  | HRCU-A-C | 7SCP18V60P-**A | Ducted Indoor Units | 7ED60DX-**+TDR |  |  |  | 10 | 15.2 | 8.5 | TRUE | TRUE |  | 51000 | 43500 | 2.22 | 43500 | 2.22
216619115 | 01/17/25 | Live | Lennox Industries | DUCANE | Singlezone Ducted, Centrally Ducted | 216619115 |  | HRCU-A-C | 7SCP18V60P-**A | Ducted Indoor Units | 7ED50/60CX-**+TDR |  |  |  | 10 | 15.2 | 8.5 | TRUE | TRUE |  | 51000 | 43500 | 2.22 | 43500 | 2.22
216619114 | 01/17/25 | Live | Lennox Industries | DUCANE | Singlezone Ducted, Centrally Ducted | 216619114 |  | HRCU-A-C | 7SCP18V60P-**A | Ducted Indoor Units | 7EH60DX-**+TDR |  |  |  | 10 | 14.7 | 8.5 | FALSE | FALSE |  | 51500 | 43500 | 2.14 | 43500 | 2.14
216619113 | 01/17/25 | Live | Lennox Industries | DUCANE | Singlezone Ducted, Centrally Ducted | 216619113 |  | HRCU-A-C | 7SCP18V60P-**A | Ducted Indoor Units | 7EH50/60CX-**+TDR |  |  |  | 10 | 14.7 | 8.5 | FALSE | FALSE |  | 51500 | 43500 | 2.18 | 43500 | 2.18
216619112 | 01/17/25 | Live | Lennox Industries | DUCANE | Singlezone Ducted, Centrally Ducted | 216619112 |  | HRCU-A-C | 7SCP18V60P-**A | Ducted Indoor Units | 7E[C,U]60DX-**+TDR |  |  |  | 10 | 15.2 | 8.1 | TRUE | TRUE |  | 52000 | 42000 | 2.16 | 42000 | 2.16
216619111 | 01/17/25 | Live | Lennox Industries | DUCANE | Singlezone Ducted, Centrally Ducted | 216619111 |  | HRCU-A-C | 7SCP18V60P-**A | Ducted Indoor Units | 7ED48CX-**+TDR |  |  |  | 10 | 15.2 | 8.5 | TRUE | TRUE |  | 47500 | 40000 | 2.18 | 40000 | 2.18
216619110 | 01/17/25 | Live | Lennox Industries | DUCANE | Singlezone Ducted, Centrally Ducted | 216619110 |  | HRCU-A-C | 7SCP18V60P-**A | Ducted Indoor Units | 7ED42BX-**+TDR |  |  |  | 10 | 15.2 | 8.5 | TRUE | TRUE |  | 47500 | 40500 | 2.16 | 40500 | 2.16
216619109 | 01/17/25 | Live | Lennox Industries | DUCANE | Singlezone Ducted, Centrally Ducted | 216619109 |  | HRCU-A-C | 7SCP18V60P-**A | Ducted Indoor Units | 7EH48CX-**+TDR |  |  |  | 10 | 14.7 | 8.1 | FALSE | FALSE |  | 46500 | 40500 | 2.06 | 40500 | 2.06
216619108 | 01/17/25 | Live | Lennox Industries | DUCANE | Singlezone Ducted, Centrally Ducted | 216619108 |  | HRCU-A-C | 7SCP18V60P-**A | Ducted Indoor Units | 7EH48BX-**+TDR |  |  |  | 10 | 14.7 | 8.1 | FALSE | FALSE |  | 46000 | 40500 | 2.1 | 40500 | 2.1
216619107 | 01/17/25 | Live | Lennox Industries | DUCANE | Singlezone Ducted, Centrally Ducted | 216619107 |  | HRCU-A-C | 7SCP18V60P-**A | Ducted Indoor Units | 7EH42CX-**+TDR |  |  |  | 10 | 14.7 | 8.1 | FALSE | FALSE |  | 47000 | 40500 | 2.08 | 40500 | 2.08
216619106 | 01/17/25 | Live | Lennox Industries | DUCANE | Singlezone Ducted, Centrally Ducted | 216619106 |  | HRCU-A-C | 7SCP18V60P-**A | Ducted Indoor Units | 7EH42BX-**+TDR |  |  |  | 10 | 15.2 | 8.5 | TRUE | TRUE |  | 48000 | 40000 | 2.2 | 40000 | 2.2
216619105 | 01/17/25 | Live | Lennox Industries | DUCANE | Singlezone Ducted, Centrally Ducted | 216619105 |  | HRCU-A-C | 7SCP18V60P-**A | Ducted Indoor Units | 7E[C,U]49CX-**+TDR |  |  |  | 10 | 15.2 | 8.1 | TRUE | TRUE |  | 48000 | 40000 | 2.14 | 40000 | 2.14
216619104 | 01/17/25 | Live | Lennox Industries | DUCANE | Singlezone Ducted, Centrally Ducted | 216619104 |  | HRCU-A-C | 7SCP18V60P-**A | Ducted Indoor Units | 7E[C,U]48BX-**+TDR |  |  |  | 10 | 14.7 | 8.1 | FALSE | FALSE |  | 47000 | 41000 | 2.08 | 41000 | 2.08
216619082 | 01/17/25 | Live | Lennox Industries | DUCANE | Singlezone Ducted, Centrally Ducted | 216619082 |  | HRCU-A-CB | 7SCP18V60P-**A | Ducted Indoor Units | 7AH1AE60PX-** |  |  |  | 10 | 16.8 | 9 | TRUE | TRUE |  | 55000 | 43000 | 2.16 | 43000 | 2.16
216619081 | 01/17/25 | Live | Lennox Industries | DUCANE | Singlezone Ducted, Centrally Ducted | 216619081 |  | HRCU-A-CB | 7SCP18V60P-**A | Ducted Indoor Units | 7AH1AE48PX-** |  |  |  | 11 | 17.5 | 9 | TRUE | TRUE |  | 46000 | 39000 | 2.16 | 39000 | 2.16
216619080 | 01/17/25 | Live | Lennox Industries | DUCANE | Singlezone Ducted, Centrally Ducted | 216619080 |  | HRCU-A-CB | 7SCP18V60P-**A | Ducted Indoor Units | 7AH1AV42PX-** |  |  |  | 11 | 17.6 | 9 | TRUE | TRUE |  | 45500 | 38500 | 2.16 | 38500 | 2.16
216619079 | 01/17/25 | Live | Lennox Industries | DUCANE | Singlezone Ducted, Centrally Ducted | 216619079 |  | HRCU-A-CB | 7SCP18V60P-**A | Ducted Indoor Units | 7AH1AE42PX-** |  |  |  | 10.5 | 17.6 | 9 | TRUE | TRUE |  | 44500 | 39000 | 2.16 | 39000 | 2.16
216031618 | 01/17/25 | Live | Lennox Industries | DUCANE | Singlezone Ducted, Centrally Ducted | 216031618 |  | HRCU-A-C | 7SCP18V36P-**A | Ducted Indoor Units | 7E[C,U]36BX-**+TDR |  |  |  | 10.6 | 15.2 | 8.5 | TRUE | TRUE |  | 34000 | 27000 | 2.3 | 27000 | 2.3
216013469 | 01/17/25 | Live | Lennox Industries | DUCANE | Singlezone Ducted, Centrally Ducted | 216013469 |  | HRCU-A-CB | 7SCP18V36P-**A | Ducted Indoor Units | 7AH1AV36PX-** |  |  |  | 11.7 | 18 | 9.5 | TRUE | TRUE |  | 36000 | 28000 | 2.4 | 28000 | 2.4
216619103 | 01/17/25 | Live | Lennox Industries | DUCANE | Singlezone Ducted, Centrally Ducted | 216619103 |  | HRCU-A-C | 7SCP18V36P-**A | Ducted Indoor Units | 7ED42BX-**+TDR |  |  |  | 11 | 15.2 | 8.1 | TRUE | TRUE |  | 34000 | 28000 | 2.3 | 28000 | 2.3
216619102 | 01/17/25 | Live | Lennox Industries | DUCANE | Singlezone Ducted, Centrally Ducted | 216619102 |  | HRCU-A-C | 7SCP18V36P-**A | Ducted Indoor Units | 7ED30/36BX-**+TDR |  |  |  | 10 | 15.2 | 8.1 | TRUE | TRUE |  | 33400 | 28000 | 2.2 | 28000 | 2.2
216619101 | 01/17/25 | Live | Lennox Industries | DUCANE | Singlezone Ducted, Centrally Ducted | 216619101 |  | HRCU-A-C | 7SCP18V36P-**A | Ducted Indoor Units | 7EH36CX-**+TDR |  |  |  | 10 | 15.2 | 8.1 | TRUE | TRUE |  | 33400 | 28000 | 2.28 | 28000 | 2.28
216619100 | 01/17/25 | Live | Lennox Industries | DUCANE | Singlezone Ducted, Centrally Ducted | 216619100 |  | HRCU-A-C | 7SCP18V36P-**A | Ducted Indoor Units | 7EH36BX-**+TDR |  |  |  | 10 | 15.2 | 8.1 | TRUE | TRUE |  | 33000 | 28400 | 2.18 | 28400 | 2.18
216619099 | 01/17/25 | Live | Lennox Industries | DUCANE | Singlezone Ducted, Centrally Ducted | 216619099 |  | HRCU-A-C | 7SCP18V36P-**A | Ducted Indoor Units | 7EH36AX-**+TDR |  |  |  | 10 | 14.7 | 7.8 | FALSE | FALSE |  | 31400 | 28400 | 2.14 | 28400 | 2.14
216619098 | 01/17/25 | Live | Lennox Industries | DUCANE | Singlezone Ducted, Centrally Ducted | 216619098 |  | HRCU-A-C | 7SCP18V36P-**A | Ducted Indoor Units | 7EH30BX-**+TDR |  |  |  | 10 | 15.2 | 8.1 | TRUE | TRUE |  | 33400 | 28000 | 2.2 | 28000 | 2.2
216619097 | 01/17/25 | Live | Lennox Industries | DUCANE | Singlezone Ducted, Centrally Ducted | 216619097 |  | HRCU-A-C | 7SCP18V36P-**A | Ducted Indoor Units | 7EH30AX-**+TDR |  |  |  | 10 | 15.2 | 8.1 | TRUE | TRUE |  | 33400 | 28000 | 2.3 | 28000 | 2.3
216619096 | 01/17/25 | Live | Lennox Industries | DUCANE | Singlezone Ducted, Centrally Ducted | 216619096 |  | HRCU-A-C | 7SCP18V36P-**A | Ducted Indoor Units | 7E[C,U]36AX-**+TDR |  |  |  | 10 | 15.2 | 8.1 | TRUE | TRUE |  | 33400 | 28000 | 2.22 | 28000 | 2.22
216619095 | 01/17/25 | Live | Lennox Industries | DUCANE | Singlezone Ducted, Centrally Ducted | 216619095 |  | HRCU-A-C | 7SCP18V36P-**A | Ducted Indoor Units | 7E[C,U]30BX-**+TDR |  |  |  | 10 | 15.2 | 7.8 | FALSE | FALSE |  | 33000 | 28000 | 2.16 | 28000 | 2.16
216619094 | 01/17/25 | Live | Lennox Industries | DUCANE | Singlezone Ducted, Centrally Ducted | 216619094 |  | HRCU-A-C | 7SCP18V36P-**A | Ducted Indoor Units | 7E[C,U]30AX-**+TDR |  |  |  | 10 | 15.2 | 7.8 | FALSE | FALSE |  | 33000 | 28000 | 2.16 | 28000 | 2.16
216619078 | 01/17/25 | Live | Lennox Industries | DUCANE | Singlezone Ducted, Centrally Ducted | 216619078 |  | HRCU-A-CB | 7SCP18V36P-**A | Ducted Indoor Units | 7AH1AV42PX-** |  |  |  | 11.7 | 18.2 | 9 | TRUE | TRUE |  | 36000 | 28000 | 2.36 | 28000 | 2.36
216619077 | 01/17/25 | Live | Lennox Industries | DUCANE | Singlezone Ducted, Centrally Ducted | 216619077 |  | HRCU-A-CB | 7SCP18V36P-**A | Ducted Indoor Units | 7AH1AE42PX-** |  |  |  | 11.7 | 18 | 9 | TRUE | TRUE |  | 35800 | 28000 | 2.32 | 28000 | 2.32
216619076 | 01/17/25 | Live | Lennox Industries | DUCANE | Singlezone Ducted, Centrally Ducted | 216619076 |  | HRCU-A-CB | 7SCP18V36P-**A | Ducted Indoor Units | 7AH1AC42PX-** |  |  |  | 11 | 14.3 | 8.5 | FALSE | FALSE |  | 36000 | 28400 | 2.32 | 28400 | 2.32
216619075 | 01/17/25 | Live | Lennox Industries | DUCANE | Singlezone Ducted, Centrally Ducted | 216619075 |  | HRCU-A-CB | 7SCP18V36P-**A | Ducted Indoor Units | 7AH1AE36PX-** |  |  |  | 11.7 | 18.5 | 9 | TRUE | TRUE |  | 36000 | 28000 | 2.32 | 28000 | 2.32
216619074 | 01/17/25 | Live | Lennox Industries | DUCANE | Singlezone Ducted, Centrally Ducted | 216619074 |  | HRCU-A-CB | 7SCP18V36P-**A | Ducted Indoor Units | 7AH1AC36PX-** |  |  |  | 11 | 14.3 | 8.5 | FALSE | FALSE |  | 36000 | 28400 | 2.32 | 28400 | 2.32
216031617 | 01/17/25 | Live | Lennox Industries | DUCANE | Singlezone Ducted, Centrally Ducted | 216031617 |  | HRCU-A-C | 7SCP18V24P-**A | Ducted Indoor Units | 7E[C,U]24BX-**+TDR |  |  |  | 11.7 | 15.8 | 8.5 | TRUE | TRUE |  | 23600 | 19000 | 2.3 | 19000 | 2.3
216013468 | 01/17/25 | Live | Lennox Industries | DUCANE | Singlezone Ducted, Centrally Ducted | 216013468 |  | HRCU-A-CB | 7SCP18V24P-**A | Ducted Indoor Units | 7AH1AV24PX-** |  |  |  | 11.7 | 18 | 10 | TRUE | TRUE |  | 24000 | 18000 | 2.4 | 18000 | 2.4
216619093 | 01/17/25 | Live | Lennox Industries | DUCANE | Singlezone Ducted, Centrally Ducted | 216619093 |  | HRCU-A-C | 7SCP18V24P-**A | Ducted Indoor Units | 7ED24BX-**+TDR |  |  |  | 11.7 | 15.2 | 8.5 | TRUE | TRUE |  | 24000 | 19600 | 2.42 | 19600 | 2.42
216619092 | 01/17/25 | Live | Lennox Industries | DUCANE | Singlezone Ducted, Centrally Ducted | 216619092 |  | HRCU-A-C | 7SCP18V24P-**A | Ducted Indoor Units | 7ED24AX-**+TDR |  |  |  | 11.7 | 15.2 | 8.5 | TRUE | TRUE |  | 24000 | 19600 | 2.42 | 19600 | 2.42
216619091 | 01/17/25 | Live | Lennox Industries | DUCANE | Singlezone Ducted, Centrally Ducted | 216619091 |  | HRCU-A-C | 7SCP18V24P-**A | Ducted Indoor Units | 7EH30BX-**+TDR |  |  |  | 11.7 | 15.2 | 8.5 | TRUE | TRUE |  | 24000 | 19600 | 2.4 | 19600 | 2.4
216619090 | 01/17/25 | Live | Lennox Industries | DUCANE | Singlezone Ducted, Centrally Ducted | 216619090 |  | HRCU-A-C | 7SCP18V24P-**A | Ducted Indoor Units | 7EH30AX-**+TDR |  |  |  | 11.7 | 16 | 9 | TRUE | TRUE |  | 24000 | 19600 | 2.48 | 19600 | 2.48
216619089 | 01/17/25 | Live | Lennox Industries | DUCANE | Singlezone Ducted, Centrally Ducted | 216619089 |  | HRCU-A-C | 7SCP18V24P-**A | Ducted Indoor Units | 7EH24BX-**+TDR |  |  |  | 11.7 | 15.2 | 8.5 | TRUE | TRUE |  | 24000 | 19600 | 2.44 | 19600 | 2.44
216619088 | 01/17/25 | Live | Lennox Industries | DUCANE | Singlezone Ducted, Centrally Ducted | 216619088 |  | HRCU-A-C | 7SCP18V24P-**A | Ducted Indoor Units | 7EH24AX-**+TDR |  |  |  | 11 | 15.2 | 8.5 | TRUE | TRUE |  | 23600 | 19600 | 2.36 | 19600 | 2.36
216619086 | 01/17/25 | Live | Lennox Industries | DUCANE | Singlezone Ducted, Centrally Ducted | 216619086 |  | HRCU-A-C | 7SCP18V24P-**A | Ducted Indoor Units | 7E[C,U]36BX-**+TDR |  |  |  | 11.7 | 15.2 | 8.5 | TRUE | TRUE |  | 24000 | 19600 | 2.42 | 19600 | 2.42
216619085 | 01/17/25 | Live | Lennox Industries | DUCANE | Singlezone Ducted, Centrally Ducted | 216619085 |  | HRCU-A-C | 7SCP18V24P-**A | Ducted Indoor Units | 7E[C,U]36AX-**+TDR |  |  |  | 11.7 | 15.2 | 8.5 | TRUE | TRUE |  | 24000 | 19600 | 2.42 | 19600 | 2.42
216619084 | 01/17/25 | Live | Lennox Industries | DUCANE | Singlezone Ducted, Centrally Ducted | 216619084 |  | HRCU-A-C | 7SCP18V24P-**A | Ducted Indoor Units | 7E[C,U]30BX-**+TDR |  |  |  | 11.7 | 15.2 | 8.5 | TRUE | TRUE |  | 24000 | 19600 | 2.36 | 19600 | 2.36
216619083 | 01/17/25 | Live | Lennox Industries | DUCANE | Singlezone Ducted, Centrally Ducted | 216619083 |  | HRCU-A-C | 7SCP18V24P-**A | Ducted Indoor Units | 7E[C,U]30AX-**+TDR |  |  |  | 11.7 | 15.2 | 8.5 | TRUE | TRUE |  | 24000 | 19600 | 2.36 | 19600 | 2.36
216619073 | 01/17/25 | Live | Lennox Industries | DUCANE | Singlezone Ducted, Centrally Ducted | 216619073 |  | HRCU-A-CB | 7SCP18V24P-**A | Ducted Indoor Units | 7AH1AV30PX-** |  |  |  | 12 | 17.5 | 9.4 | TRUE | TRUE |  | 24000 | 19400 | 2.44 | 19400 | 2.44
216619072 | 01/17/25 | Live | Lennox Industries | DUCANE | Singlezone Ducted, Centrally Ducted | 216619072 |  | HRCU-A-CB | 7SCP18V24P-**A | Ducted Indoor Units | 7AH1AE30PX-** |  |  |  | 12 | 17.5 | 9.4 | TRUE | TRUE |  | 24000 | 19200 | 2.52 | 19200 | 2.52
216619071 | 01/17/25 | Live | Lennox Industries | DUCANE | Singlezone Ducted, Centrally Ducted | 216619071 |  | HRCU-A-CB | 7SCP18V24P-**A | Ducted Indoor Units | 7AH1AE24PX-** |  |  |  | 12 | 17.5 | 9.5 | TRUE | TRUE |  | 23600 | 19200 | 2.52 | 19200 | 2.52
216619070 | 01/17/25 | Live | Lennox Industries | DUCANE | Singlezone Ducted, Centrally Ducted | 216619070 |  | HRCU-A-CB | 7SCP18V24P-**A | Ducted Indoor Units | 7AH1AC24PX-** |  |  |  | 11.7 | 14.7 | 9 | FALSE | FALSE |  | 24000 | 19600 | 2.48 | 19600 | 2.48
216619069 | 01/17/25 | Live | Lennox Industries | DUCANE | Singlezone Ducted, Centrally Ducted | 216619069 |  | HRCU-A-CB | 7SCP18V24P-**A | Ducted Indoor Units | 7AH1AV18PX-** |  |  |  | 11.7 | 17.5 | 9.4 | TRUE | TRUE |  | 24000 | 19400 | 2.52 | 19400 | 2.52
216619068 | 01/17/25 | Live | Lennox Industries | DUCANE | Singlezone Ducted, Centrally Ducted | 216619068 |  | HRCU-A-CB | 7SCP18V24P-**A | Ducted Indoor Units | 7AH1AC18PX-** |  |  |  | 11.7 | 15.2 | 9 | TRUE | TRUE |  | 23200 | 19400 | 2.44 | 19400 | 2.44
216031612 | 01/17/25 | Live | Lennox Industries | AIREASE | Singlezone Ducted, Centrally Ducted | 216031612 |  | HRCU-A-C | A7SCP18V60P-**A | Ducted Indoor Units | 7E[C,U]60CX-**+TDR |  |  |  | 10 | 15.2 | 8.5 | TRUE | TRUE |  | 51000 | 42000 | 2.1 | 42000 | 2.1
216031611 | 01/17/25 | Live | Lennox Industries | AIREASE | Singlezone Ducted, Centrally Ducted | 216031611 |  | HRCU-A-C | A7SCP18V60P-**A | Ducted Indoor Units | 7E[C,U]48CX-**+TDR |  |  |  | 10 | 15.2 | 8.5 | TRUE | TRUE |  | 47500 | 40000 | 2.1 | 40000 | 2.1
216013463 | 01/17/25 | Live | Lennox Industries | AIREASE | Singlezone Ducted, Centrally Ducted | 216013463 |  | HRCU-A-CB | A7SCP18V60P-**A | Ducted Indoor Units | 7AH1AV60PX-** |  |  |  | 10 | 16 | 9.4 | TRUE | TRUE |  | 55000 | 43000 | 2.3 | 43000 | 2.3
216013462 | 01/17/25 | Live | Lennox Industries | AIREASE | Singlezone Ducted, Centrally Ducted | 216013462 |  | HRCU-A-CB | A7SCP18V60P-**A | Ducted Indoor Units | 7AH1AV48PX-** |  |  |  | 11.7 | 18 | 9.5 | TRUE | TRUE |  | 47500 | 39000 | 2.4 | 39000 | 2.4
216619067 | 01/17/25 | Live | Lennox Industries | AIREASE | Singlezone Ducted, Centrally Ducted | 216619067 |  | HRCU-A-C | A7SCP18V60P-**A | Ducted Indoor Units | 7ED60DX-**+TDR |  |  |  | 10 | 15.2 | 8.5 | TRUE | TRUE |  | 51000 | 43500 | 2.22 | 43500 | 2.22
216619066 | 01/17/25 | Live | Lennox Industries | AIREASE | Singlezone Ducted, Centrally Ducted | 216619066 |  | HRCU-A-C | A7SCP18V60P-**A | Ducted Indoor Units | 7ED50/60CX-**+TDR |  |  |  | 10 | 15.2 | 8.5 | TRUE | TRUE |  | 51000 | 43500 | 2.22 | 43500 | 2.22
216619065 | 01/17/25 | Live | Lennox Industries | AIREASE | Singlezone Ducted, Centrally Ducted | 216619065 |  | HRCU-A-C | A7SCP18V60P-**A | Ducted Indoor Units | 7EH60DX-**+TDR |  |  |  | 10 | 14.7 | 8.5 | FALSE | FALSE |  | 51500 | 43500 | 2.14 | 43500 | 2.14
216619064 | 01/17/25 | Live | Lennox Industries | AIREASE | Singlezone Ducted, Centrally Ducted | 216619064 |  | HRCU-A-C | A7SCP18V60P-**A | Ducted Indoor Units | 7EH50/60CX-**+TDR |  |  |  | 10 | 14.7 | 8.5 | FALSE | FALSE |  | 51500 | 43500 | 2.18 | 43500 | 2.18
216619063 | 01/17/25 | Live | Lennox Industries | AIREASE | Singlezone Ducted, Centrally Ducted | 216619063 |  | HRCU-A-C | A7SCP18V60P-**A | Ducted Indoor Units | 7E[C,U]60DX-**+TDR |  |  |  | 10 | 15.2 | 8.1 | TRUE | TRUE |  | 52000 | 42000 | 2.16 | 42000 | 2.16
216619062 | 01/17/25 | Live | Lennox Industries | AIREASE | Singlezone Ducted, Centrally Ducted | 216619062 |  | HRCU-A-C | A7SCP18V60P-**A | Ducted Indoor Units | 7ED48CX-**+TDR |  |  |  | 10 | 15.2 | 8.5 | TRUE | TRUE |  | 47500 | 40000 | 2.18 | 40000 | 2.18
216619061 | 01/17/25 | Live | Lennox Industries | AIREASE | Singlezone Ducted, Centrally Ducted | 216619061 |  | HRCU-A-C | A7SCP18V60P-**A | Ducted Indoor Units | 7ED42BX-**+TDR |  |  |  | 10 | 15.2 | 8.5 | TRUE | TRUE |  | 47500 | 40500 | 2.16 | 40500 | 2.16
216619060 | 01/17/25 | Live | Lennox Industries | AIREASE | Singlezone Ducted, Centrally Ducted | 216619060 |  | HRCU-A-C | A7SCP18V60P-**A | Ducted Indoor Units | 7EH48CX-**+TDR |  |  |  | 10 | 14.7 | 8.1 | FALSE | FALSE |  | 46500 | 40500 | 2.06 | 40500 | 2.06
216619059 | 01/17/25 | Live | Lennox Industries | AIREASE | Singlezone Ducted, Centrally Ducted | 216619059 |  | HRCU-A-C | A7SCP18V60P-**A | Ducted Indoor Units | 7EH48BX-**+TDR |  |  |  | 10 | 14.7 | 8.1 | FALSE | FALSE |  | 46000 | 40500 | 2.1 | 40500 | 2.1
216619058 | 01/17/25 | Live | Lennox Industries | AIREASE | Singlezone Ducted, Centrally Ducted | 216619058 |  | HRCU-A-C | A7SCP18V60P-**A | Ducted Indoor Units | 7EH42CX-**+TDR |  |  |  | 10 | 14.7 | 8.1 | FALSE | FALSE |  | 47000 | 40500 | 2.08 | 40500 | 2.08
216619057 | 01/17/25 | Live | Lennox Industries | AIREASE | Singlezone Ducted, Centrally Ducted | 216619057 |  | HRCU-A-C | A7SCP18V60P-**A | Ducted Indoor Units | 7EH42BX-**+TDR |  |  |  | 10 | 15.2 | 8.5 | TRUE | TRUE |  | 48000 | 40000 | 2.2 | 40000 | 2.2
216619056 | 01/17/25 | Live | Lennox Industries | AIREASE | Singlezone Ducted, Centrally Ducted | 216619056 |  | HRCU-A-C | A7SCP18V60P-**A | Ducted Indoor Units | 7E[C,U]49CX-**+TDR |  |  |  | 10 | 15.2 | 8.1 | TRUE | TRUE |  | 48000 | 40000 | 2.14 | 40000 | 2.14
216619055 | 01/17/25 | Live | Lennox Industries | AIREASE | Singlezone Ducted, Centrally Ducted | 216619055 |  | HRCU-A-C | A7SCP18V60P-**A | Ducted Indoor Units | 7E[C,U]48BX-**+TDR |  |  |  | 10 | 14.7 | 8.1 | FALSE | FALSE |  | 47000 | 41000 | 2.08 | 41000 | 2.08
216619033 | 01/17/25 | Live | Lennox Industries | AIREASE | Singlezone Ducted, Centrally Ducted | 216619033 |  | HRCU-A-CB | A7SCP18V60P-**A | Ducted Indoor Units | 7AH2AV60PXC-** |  |  |  | 10 | 16.6 | 9 | TRUE | TRUE |  | 55500 | 43500 | 2.2 | 43500 | 2.2
216619032 | 01/17/25 | Live | Lennox Industries | AIREASE | Singlezone Ducted, Centrally Ducted | 216619032 |  | HRCU-A-CB | A7SCP18V60P-**A | Ducted Indoor Units | 7AH1AE60PX-** |  |  |  | 10 | 16.8 | 9 | TRUE | TRUE |  | 55000 | 43000 | 2.16 | 43000 | 2.16
216619031 | 01/17/25 | Live | Lennox Industries | AIREASE | Singlezone Ducted, Centrally Ducted | 216619031 |  | HRCU-A-CB | A7SCP18V60P-**A | Ducted Indoor Units | 7AH2AV48PXC-** |  |  |  | 10.5 | 17.5 | 9 | TRUE | TRUE |  | 46500 | 38000 | 2.28 | 38000 | 2.28
216619030 | 01/17/25 | Live | Lennox Industries | AIREASE | Singlezone Ducted, Centrally Ducted | 216619030 |  | HRCU-A-CB | A7SCP18V60P-**A | Ducted Indoor Units | 7AH2AV42PXC-** |  |  |  | 11 | 18 | 9.5 | TRUE | TRUE |  | 46500 | 38500 | 2.24 | 38500 | 2.24
216619029 | 01/17/25 | Live | Lennox Industries | AIREASE | Singlezone Ducted, Centrally Ducted | 216619029 |  | HRCU-A-CB | A7SCP18V60P-**A | Ducted Indoor Units | 7AH1AE48PX-** |  |  |  | 11 | 17.5 | 9 | TRUE | TRUE |  | 46000 | 39000 | 2.16 | 39000 | 2.16
216619028 | 01/17/25 | Live | Lennox Industries | AIREASE | Singlezone Ducted, Centrally Ducted | 216619028 |  | HRCU-A-CB | A7SCP18V60P-**A | Ducted Indoor Units | 7AH1AV42PX-** |  |  |  | 11 | 17.6 | 9 | TRUE | TRUE |  | 45500 | 38500 | 2.16 | 38500 | 2.16
216619027 | 01/17/25 | Live | Lennox Industries | AIREASE | Singlezone Ducted, Centrally Ducted | 216619027 |  | HRCU-A-CB | A7SCP18V60P-**A | Ducted Indoor Units | 7AH1AE42PX-** |  |  |  | 10.5 | 17.6 | 9 | TRUE | TRUE |  | 44500 | 39000 | 2.16 | 39000 | 2.16
216031610 | 01/17/25 | Live | Lennox Industries | AIREASE | Singlezone Ducted, Centrally Ducted | 216031610 |  | HRCU-A-C | A7SCP18V36P-**A | Ducted Indoor Units | 7E[C,U]36BX-**+TDR |  |  |  | 10.6 | 15.2 | 8.5 | TRUE | TRUE |  | 34000 | 27000 | 2.3 | 27000 | 2.3
216013461 | 01/17/25 | Live | Lennox Industries | AIREASE | Singlezone Ducted, Centrally Ducted | 216013461 |  | HRCU-A-CB | A7SCP18V36P-**A | Ducted Indoor Units | 7AH1AV36PX-** |  |  |  | 11.7 | 18 | 9.5 | TRUE | TRUE |  | 36000 | 28000 | 2.4 | 28000 | 2.4
216619054 | 01/17/25 | Live | Lennox Industries | AIREASE | Singlezone Ducted, Centrally Ducted | 216619054 |  | HRCU-A-C | A7SCP18V36P-**A | Ducted Indoor Units | 7ED42BX-**+TDR |  |  |  | 11 | 15.2 | 8.1 | TRUE | TRUE |  | 34000 | 28000 | 2.3 | 28000 | 2.3
216619053 | 01/17/25 | Live | Lennox Industries | AIREASE | Singlezone Ducted, Centrally Ducted | 216619053 |  | HRCU-A-C | A7SCP18V36P-**A | Ducted Indoor Units | 7ED30/36BX-**+TDR |  |  |  | 10 | 15.2 | 8.1 | TRUE | TRUE |  | 33400 | 28000 | 2.2 | 28000 | 2.2
216619052 | 01/17/25 | Live | Lennox Industries | AIREASE | Singlezone Ducted, Centrally Ducted | 216619052 |  | HRCU-A-C | A7SCP18V36P-**A | Ducted Indoor Units | 7EH36CX-**+TDR |  |  |  | 10 | 15.2 | 8.1 | TRUE | TRUE |  | 33400 | 28000 | 2.28 | 28000 | 2.28
216619051 | 01/17/25 | Live | Lennox Industries | AIREASE | Singlezone Ducted, Centrally Ducted | 216619051 |  | HRCU-A-C | A7SCP18V36P-**A | Ducted Indoor Units | 7EH36BX-**+TDR |  |  |  | 10 | 15.2 | 8.1 | TRUE | TRUE |  | 33000 | 28400 | 2.18 | 28400 | 2.18
216619050 | 01/17/25 | Live | Lennox Industries | AIREASE | Singlezone Ducted, Centrally Ducted | 216619050 |  | HRCU-A-C | A7SCP18V36P-**A | Ducted Indoor Units | 7EH36AX-**+TDR |  |  |  | 10 | 14.7 | 7.8 | FALSE | FALSE |  | 31400 | 28400 | 2.14 | 28400 | 2.14
216619049 | 01/17/25 | Live | Lennox Industries | AIREASE | Singlezone Ducted, Centrally Ducted | 216619049 |  | HRCU-A-C | A7SCP18V36P-**A | Ducted Indoor Units | 7EH30BX-**+TDR |  |  |  | 10 | 15.2 | 8.1 | TRUE | TRUE |  | 33400 | 28000 | 2.2 | 28000 | 2.2
216619048 | 01/17/25 | Live | Lennox Industries | AIREASE | Singlezone Ducted, Centrally Ducted | 216619048 |  | HRCU-A-C | A7SCP18V36P-**A | Ducted Indoor Units | 7EH30AX-**+TDR |  |  |  | 10 | 15.2 | 8.1 | TRUE | TRUE |  | 33400 | 28000 | 2.3 | 28000 | 2.3
216619047 | 01/17/25 | Live | Lennox Industries | AIREASE | Singlezone Ducted, Centrally Ducted | 216619047 |  | HRCU-A-C | A7SCP18V36P-**A | Ducted Indoor Units | 7E[C,U]36AX-**+TDR |  |  |  | 10 | 15.2 | 8.1 | TRUE | TRUE |  | 33400 | 28000 | 2.22 | 28000 | 2.22
216619046 | 01/17/25 | Live | Lennox Industries | AIREASE | Singlezone Ducted, Centrally Ducted | 216619046 |  | HRCU-A-C | A7SCP18V36P-**A | Ducted Indoor Units | 7E[C,U]30BX-**+TDR |  |  |  | 10 | 15.2 | 7.8 | FALSE | FALSE |  | 33000 | 28000 | 2.16 | 28000 | 2.16
216619045 | 01/17/25 | Live | Lennox Industries | AIREASE | Singlezone Ducted, Centrally Ducted | 216619045 |  | HRCU-A-C | A7SCP18V36P-**A | Ducted Indoor Units | 7E[C,U]30AX-**+TDR |  |  |  | 10 | 15.2 | 7.8 | FALSE | FALSE |  | 33000 | 28000 | 2.16 | 28000 | 2.16
216619026 | 01/17/25 | Live | Lennox Industries | AIREASE | Singlezone Ducted, Centrally Ducted | 216619026 |  | HRCU-A-CB | A7SCP18V36P-**A | Ducted Indoor Units | 7AH2AV42PXC-** |  |  |  | 11.7 | 19 | 9.4 | TRUE | TRUE |  | 36000 | 28000 | 2.4 | 28000 | 2.4
216619025 | 01/17/25 | Live | Lennox Industries | AIREASE | Singlezone Ducted, Centrally Ducted | 216619025 |  | HRCU-A-CB | A7SCP18V36P-**A | Ducted Indoor Units | 7AH2AV36PXC-** |  |  |  | 11 | 18.5 | 9.4 | TRUE | TRUE |  | 35000 | 28000 | 2.36 | 28000 | 2.36
216619024 | 01/17/25 | Live | Lennox Industries | AIREASE | Singlezone Ducted, Centrally Ducted | 216619024 |  | HRCU-A-CB | A7SCP18V36P-**A | Ducted Indoor Units | 7AH1AV42PX-** |  |  |  | 11.7 | 18.2 | 9 | TRUE | TRUE |  | 36000 | 28000 | 2.36 | 28000 | 2.36
216619023 | 01/17/25 | Live | Lennox Industries | AIREASE | Singlezone Ducted, Centrally Ducted | 216619023 |  | HRCU-A-CB | A7SCP18V36P-**A | Ducted Indoor Units | 7AH1AE42PX-** |  |  |  | 11.7 | 18 | 9 | TRUE | TRUE |  | 35800 | 28000 | 2.32 | 28000 | 2.32
216619022 | 01/17/25 | Live | Lennox Industries | AIREASE | Singlezone Ducted, Centrally Ducted | 216619022 |  | HRCU-A-CB | A7SCP18V36P-**A | Ducted Indoor Units | 7AH1AC42PX-** |  |  |  | 11 | 14.3 | 8.5 | FALSE | FALSE |  | 36000 | 28400 | 2.32 | 28400 | 2.32
216619021 | 01/17/25 | Live | Lennox Industries | AIREASE | Singlezone Ducted, Centrally Ducted | 216619021 |  | HRCU-A-CB | A7SCP18V36P-**A | Ducted Indoor Units | 7AH1AE36PX-** |  |  |  | 11.7 | 18.5 | 9 | TRUE | TRUE |  | 36000 | 28000 | 2.32 | 28000 | 2.32
216619020 | 01/17/25 | Live | Lennox Industries | AIREASE | Singlezone Ducted, Centrally Ducted | 216619020 |  | HRCU-A-CB | A7SCP18V36P-**A | Ducted Indoor Units | 7AH1AC36PX-** |  |  |  | 11 | 14.3 | 8.5 | FALSE | FALSE |  | 36000 | 28400 | 2.32 | 28400 | 2.32
216031609 | 01/17/25 | Live | Lennox Industries | AIREASE | Singlezone Ducted, Centrally Ducted | 216031609 |  | HRCU-A-C | A7SCP18V24P-**A | Ducted Indoor Units | 7E[C,U]24BX-**+TDR |  |  |  | 11.7 | 15.8 | 8.5 | TRUE | TRUE |  | 23600 | 19000 | 2.3 | 19000 | 2.3
216013460 | 01/17/25 | Live | Lennox Industries | AIREASE | Singlezone Ducted, Centrally Ducted | 216013460 |  | HRCU-A-CB | A7SCP18V24P-**A | Ducted Indoor Units | 7AH1AV24PX-** |  |  |  | 11.7 | 18 | 10 | TRUE | TRUE |  | 24000 | 18000 | 2.4 | 18000 | 2.4
216619044 | 01/17/25 | Live | Lennox Industries | AIREASE | Singlezone Ducted, Centrally Ducted | 216619044 |  | HRCU-A-C | A7SCP18V24P-**A | Ducted Indoor Units | 7ED24BX-**+TDR |  |  |  | 11.7 | 15.2 | 8.5 | TRUE | TRUE |  | 24000 | 19600 | 2.42 | 19600 | 2.42
216619043 | 01/17/25 | Live | Lennox Industries | AIREASE | Singlezone Ducted, Centrally Ducted | 216619043 |  | HRCU-A-C | A7SCP18V24P-**A | Ducted Indoor Units | 7ED24AX-**+TDR |  |  |  | 11.7 | 15.2 | 8.5 | TRUE | TRUE |  | 24000 | 19600 | 2.42 | 19600 | 2.42
216619042 | 01/17/25 | Live | Lennox Industries | AIREASE | Singlezone Ducted, Centrally Ducted | 216619042 |  | HRCU-A-C | A7SCP18V24P-**A | Ducted Indoor Units | 7EH30BX-**+TDR |  |  |  | 11.7 | 15.2 | 8.5 | TRUE | TRUE |  | 24000 | 19600 | 2.4 | 19600 | 2.4
216619041 | 01/17/25 | Live | Lennox Industries | AIREASE | Singlezone Ducted, Centrally Ducted | 216619041 |  | HRCU-A-C | A7SCP18V24P-**A | Ducted Indoor Units | 7EH30AX-**+TDR |  |  |  | 11.7 | 16 | 9 | TRUE | TRUE |  | 24000 | 19600 | 2.48 | 19600 | 2.48
216619040 | 01/17/25 | Live | Lennox Industries | AIREASE | Singlezone Ducted, Centrally Ducted | 216619040 |  | HRCU-A-C | A7SCP18V24P-**A | Ducted Indoor Units | 7EH24BX-**+TDR |  |  |  | 11.7 | 15.2 | 8.5 | TRUE | TRUE |  | 24000 | 19600 | 2.44 | 19600 | 2.44
216619039 | 01/17/25 | Live | Lennox Industries | AIREASE | Singlezone Ducted, Centrally Ducted | 216619039 |  | HRCU-A-C | A7SCP18V24P-**A | Ducted Indoor Units | 7EH24AX-**+TDR |  |  |  | 11 | 15.2 | 8.5 | TRUE | TRUE |  | 23600 | 19600 | 2.36 | 19600 | 2.36
216619037 | 01/17/25 | Live | Lennox Industries | AIREASE | Singlezone Ducted, Centrally Ducted | 216619037 |  | HRCU-A-C | A7SCP18V24P-**A | Ducted Indoor Units | 7E[C,U]36BX-**+TDR |  |  |  | 11.7 | 15.2 | 8.5 | TRUE | TRUE |  | 24000 | 19600 | 2.42 | 19600 | 2.42
216619036 | 01/17/25 | Live | Lennox Industries | AIREASE | Singlezone Ducted, Centrally Ducted | 216619036 |  | HRCU-A-C | A7SCP18V24P-**A | Ducted Indoor Units | 7E[C,U]36AX-**+TDR |  |  |  | 11.7 | 15.2 | 8.5 | TRUE | TRUE |  | 24000 | 19600 | 2.42 | 19600 | 2.42
216619035 | 01/17/25 | Live | Lennox Industries | AIREASE | Singlezone Ducted, Centrally Ducted | 216619035 |  | HRCU-A-C | A7SCP18V24P-**A | Ducted Indoor Units | 7E[C,U]30BX-**+TDR |  |  |  | 11.7 | 15.2 | 8.5 | TRUE | TRUE |  | 24000 | 19600 | 2.36 | 19600 | 2.36
216619034 | 01/17/25 | Live | Lennox Industries | AIREASE | Singlezone Ducted, Centrally Ducted | 216619034 |  | HRCU-A-C | A7SCP18V24P-**A | Ducted Indoor Units | 7E[C,U]30AX-**+TDR |  |  |  | 11.7 | 15.2 | 8.5 | TRUE | TRUE |  | 24000 | 19600 | 2.36 | 19600 | 2.36
216619019 | 01/17/25 | Live | Lennox Industries | AIREASE | Singlezone Ducted, Centrally Ducted | 216619019 |  | HRCU-A-CB | A7SCP18V24P-**A | Ducted Indoor Units | 7AH2AV30PXC-** |  |  |  | 12 | 18 | 9.5 | TRUE | TRUE |  | 24000 | 19400 | 2.6 | 19400 | 2.6
216619018 | 01/17/25 | Live | Lennox Industries | AIREASE | Singlezone Ducted, Centrally Ducted | 216619018 |  | HRCU-A-CB | A7SCP18V24P-**A | Ducted Indoor Units | 7AH2AV24PXC-** |  |  |  | 11.7 | 17 | 9.4 | TRUE | TRUE |  | 24000 | 19600 | 2.52 | 19600 | 2.52
216619017 | 01/17/25 | Live | Lennox Industries | AIREASE | Singlezone Ducted, Centrally Ducted | 216619017 |  | HRCU-A-CB | A7SCP18V24P-**A | Ducted Indoor Units | 7AH1AV30PX-** |  |  |  | 12 | 17.5 | 9.4 | TRUE | TRUE |  | 24000 | 19400 | 2.44 | 19400 | 2.44
216619016 | 01/17/25 | Live | Lennox Industries | AIREASE | Singlezone Ducted, Centrally Ducted | 216619016 |  | HRCU-A-CB | A7SCP18V24P-**A | Ducted Indoor Units | 7AH1AE30PX-** |  |  |  | 12 | 17.5 | 9.4 | TRUE | TRUE |  | 24000 | 19200 | 2.52 | 19200 | 2.52
216619015 | 01/17/25 | Live | Lennox Industries | AIREASE | Singlezone Ducted, Centrally Ducted | 216619015 |  | HRCU-A-CB | A7SCP18V24P-**A | Ducted Indoor Units | 7AH1AE24PX-** |  |  |  | 12 | 17.5 | 9.5 | TRUE | TRUE |  | 23600 | 19200 | 2.52 | 19200 | 2.52
216619014 | 01/17/25 | Live | Lennox Industries | AIREASE | Singlezone Ducted, Centrally Ducted | 216619014 |  | HRCU-A-CB | A7SCP18V24P-**A | Ducted Indoor Units | 7AH1AC24PX-** |  |  |  | 11.7 | 14.7 | 9 | FALSE | FALSE |  | 24000 | 19600 | 2.48 | 19600 | 2.48
216619013 | 01/17/25 | Live | Lennox Industries | AIREASE | Singlezone Ducted, Centrally Ducted | 216619013 |  | HRCU-A-CB | A7SCP18V24P-**A | Ducted Indoor Units | 7AH1AV18PX-** |  |  |  | 11.7 | 17.5 | 9.4 | TRUE | TRUE |  | 24000 | 19400 | 2.52 | 19400 | 2.52
216619012 | 01/17/25 | Live | Lennox Industries | AIREASE | Singlezone Ducted, Centrally Ducted | 216619012 |  | HRCU-A-CB | A7SCP18V24P-**A | Ducted Indoor Units | 7AH1AC18PX-** |  |  |  | 11.7 | 15.2 | 9 | TRUE | TRUE |  | 23200 | 19400 | 2.44 | 19400 | 2.44
216031608 | 01/17/25 | Live | Lennox Industries | ARMSTRONG AIR | Singlezone Ducted, Centrally Ducted | 216031608 |  | HRCU-A-C | A7SCP18V60P-**A | Ducted Indoor Units | 7E[C,U]60CX-**+TDR |  |  |  | 10 | 15.2 | 8.5 | TRUE | TRUE |  | 51000 | 42000 | 2.1 | 42000 | 2.1
216031607 | 01/17/25 | Live | Lennox Industries | ARMSTRONG AIR | Singlezone Ducted, Centrally Ducted | 216031607 |  | HRCU-A-C | A7SCP18V60P-**A | Ducted Indoor Units | 7E[C,U]48CX-**+TDR |  |  |  | 10 | 15.2 | 8.5 | TRUE | TRUE |  | 47500 | 40000 | 2.1 | 40000 | 2.1
216010758 | 01/17/25 | Live | Lennox Industries | ARMSTRONG AIR | Singlezone Ducted, Centrally Ducted | 216010758 |  | HRCU-A-CB | A7SCP18V60P-**A | Ducted Indoor Units | 7AH1AV60PX-** |  |  |  | 10 | 16 | 9.4 | TRUE | TRUE |  | 55000 | 43000 | 2.3 | 43000 | 2.3
216010757 | 01/17/25 | Live | Lennox Industries | ARMSTRONG AIR | Singlezone Ducted, Centrally Ducted | 216010757 |  | HRCU-A-CB | A7SCP18V60P-**A | Ducted Indoor Units | 7AH1AV48PX-** |  |  |  | 11.7 | 18 | 9.5 | TRUE | TRUE |  | 47500 | 39000 | 2.4 | 39000 | 2.4
216619011 | 01/17/25 | Live | Lennox Industries | ARMSTRONG AIR | Singlezone Ducted, Centrally Ducted | 216619011 |  | HRCU-A-C | A7SCP18V60P-**A | Ducted Indoor Units | 7ED60DX-**+TDR |  |  |  | 10 | 15.2 | 8.5 | TRUE | TRUE |  | 51000 | 43500 | 2.22 | 43500 | 2.22
216619010 | 01/17/25 | Live | Lennox Industries | ARMSTRONG AIR | Singlezone Ducted, Centrally Ducted | 216619010 |  | HRCU-A-C | A7SCP18V60P-**A | Ducted Indoor Units | 7ED50/60CX-**+TDR |  |  |  | 10 | 15.2 | 8.5 | TRUE | TRUE |  | 51000 | 43500 | 2.22 | 43500 | 2.22
216619009 | 01/17/25 | Live | Lennox Industries | ARMSTRONG AIR | Singlezone Ducted, Centrally Ducted | 216619009 |  | HRCU-A-C | A7SCP18V60P-**A | Ducted Indoor Units | 7EH60DX-**+TDR |  |  |  | 10 | 14.7 | 8.5 | FALSE | FALSE |  | 51500 | 43500 | 2.14 | 43500 | 2.14
216619008 | 01/17/25 | Live | Lennox Industries | ARMSTRONG AIR | Singlezone Ducted, Centrally Ducted | 216619008 |  | HRCU-A-C | A7SCP18V60P-**A | Ducted Indoor Units | 7EH50/60CX-**+TDR |  |  |  | 10 | 14.7 | 8.5 | FALSE | FALSE |  | 51500 | 43500 | 2.18 | 43500 | 2.18
216619007 | 01/17/25 | Live | Lennox Industries | ARMSTRONG AIR | Singlezone Ducted, Centrally Ducted | 216619007 |  | HRCU-A-C | A7SCP18V60P-**A | Ducted Indoor Units | 7E[C,U]60DX-**+TDR |  |  |  | 10 | 15.2 | 8.1 | TRUE | TRUE |  | 52000 | 42000 | 2.16 | 42000 | 2.16
216619006 | 01/17/25 | Live | Lennox Industries | ARMSTRONG AIR | Singlezone Ducted, Centrally Ducted | 216619006 |  | HRCU-A-C | A7SCP18V60P-**A | Ducted Indoor Units | 7ED48CX-**+TDR |  |  |  | 10 | 15.2 | 8.5 | TRUE | TRUE |  | 47500 | 40000 | 2.18 | 40000 | 2.18
216619005 | 01/17/25 | Live | Lennox Industries | ARMSTRONG AIR | Singlezone Ducted, Centrally Ducted | 216619005 |  | HRCU-A-C | A7SCP18V60P-**A | Ducted Indoor Units | 7ED42BX-**+TDR |  |  |  | 10 | 15.2 | 8.5 | TRUE | TRUE |  | 47500 | 40500 | 2.16 | 40500 | 2.16
216619004 | 01/17/25 | Live | Lennox Industries | ARMSTRONG AIR | Singlezone Ducted, Centrally Ducted | 216619004 |  | HRCU-A-C | A7SCP18V60P-**A | Ducted Indoor Units | 7EH48CX-**+TDR |  |  |  | 10 | 14.7 | 8.1 | FALSE | FALSE |  | 46500 | 40500 | 2.06 | 40500 | 2.06
216619003 | 01/17/25 | Live | Lennox Industries | ARMSTRONG AIR | Singlezone Ducted, Centrally Ducted | 216619003 |  | HRCU-A-C | A7SCP18V60P-**A | Ducted Indoor Units | 7EH48BX-**+TDR |  |  |  | 10 | 14.7 | 8.1 | FALSE | FALSE |  | 46000 | 40500 | 2.1 | 40500 | 2.1
216619002 | 01/17/25 | Live | Lennox Industries | ARMSTRONG AIR | Singlezone Ducted, Centrally Ducted | 216619002 |  | HRCU-A-C | A7SCP18V60P-**A | Ducted Indoor Units | 7EH42CX-**+TDR |  |  |  | 10 | 14.7 | 8.1 | FALSE | FALSE |  | 47000 | 40500 | 2.08 | 40500 | 2.08
216619001 | 01/17/25 | Live | Lennox Industries | ARMSTRONG AIR | Singlezone Ducted, Centrally Ducted | 216619001 |  | HRCU-A-C | A7SCP18V60P-**A | Ducted Indoor Units | 7EH42BX-**+TDR |  |  |  | 10 | 15.2 | 8.5 | TRUE | TRUE |  | 48000 | 40000 | 2.2 | 40000 | 2.2
216619000 | 01/17/25 | Live | Lennox Industries | ARMSTRONG AIR | Singlezone Ducted, Centrally Ducted | 216619000 |  | HRCU-A-C | A7SCP18V60P-**A | Ducted Indoor Units | 7E[C,U]49CX-**+TDR |  |  |  | 10 | 15.2 | 8.1 | TRUE | TRUE |  | 48000 | 40000 | 2.14 | 40000 | 2.14
216618999 | 01/17/25 | Live | Lennox Industries | ARMSTRONG AIR | Singlezone Ducted, Centrally Ducted | 216618999 |  | HRCU-A-C | A7SCP18V60P-**A | Ducted Indoor Units | 7E[C,U]48BX-**+TDR |  |  |  | 10 | 14.7 | 8.1 | FALSE | FALSE |  | 47000 | 41000 | 2.08 | 41000 | 2.08
216618977 | 01/17/25 | Live | Lennox Industries | ARMSTRONG AIR | Singlezone Ducted, Centrally Ducted | 216618977 |  | HRCU-A-CB | A7SCP18V60P-**A | Ducted Indoor Units | 7AH2AV60PXC-** |  |  |  | 10 | 16.6 | 9 | TRUE | TRUE |  | 55500 | 43500 | 2.2 | 43500 | 2.2
216618976 | 01/17/25 | Live | Lennox Industries | ARMSTRONG AIR | Singlezone Ducted, Centrally Ducted | 216618976 |  | HRCU-A-CB | A7SCP18V60P-**A | Ducted Indoor Units | 7AH1AE60PX-** |  |  |  | 10 | 16.8 | 9 | TRUE | TRUE |  | 55000 | 43000 | 2.16 | 43000 | 2.16
216618975 | 01/17/25 | Live | Lennox Industries | ARMSTRONG AIR | Singlezone Ducted, Centrally Ducted | 216618975 |  | HRCU-A-CB | A7SCP18V60P-**A | Ducted Indoor Units | 7AH2AV48PXC-** |  |  |  | 10.5 | 17.5 | 9 | TRUE | TRUE |  | 46500 | 38000 | 2.28 | 38000 | 2.28
216618974 | 01/17/25 | Live | Lennox Industries | ARMSTRONG AIR | Singlezone Ducted, Centrally Ducted | 216618974 |  | HRCU-A-CB | A7SCP18V60P-**A | Ducted Indoor Units | 7AH2AV42PXC-** |  |  |  | 11 | 18 | 9.5 | TRUE | TRUE |  | 46500 | 38500 | 2.24 | 38500 | 2.24
216618973 | 01/17/25 | Live | Lennox Industries | ARMSTRONG AIR | Singlezone Ducted, Centrally Ducted | 216618973 |  | HRCU-A-CB | A7SCP18V60P-**A | Ducted Indoor Units | 7AH1AE48PX-** |  |  |  | 11 | 17.5 | 9 | TRUE | TRUE |  | 46000 | 39000 | 2.16 | 39000 | 2.16
216618972 | 01/17/25 | Live | Lennox Industries | ARMSTRONG AIR | Singlezone Ducted, Centrally Ducted | 216618972 |  | HRCU-A-CB | A7SCP18V60P-**A | Ducted Indoor Units | 7AH1AV42PX-** |  |  |  | 11 | 17.6 | 9 | TRUE | TRUE |  | 45500 | 38500 | 2.16 | 38500 | 2.16
216618971 | 01/17/25 | Live | Lennox Industries | ARMSTRONG AIR | Singlezone Ducted, Centrally Ducted | 216618971 |  | HRCU-A-CB | A7SCP18V60P-**A | Ducted Indoor Units | 7AH1AE42PX-** |  |  |  | 10.5 | 17.6 | 9 | TRUE | TRUE |  | 44500 | 39000 | 2.16 | 39000 | 2.16
216031606 | 01/17/25 | Live | Lennox Industries | ARMSTRONG AIR | Singlezone Ducted, Centrally Ducted | 216031606 |  | HRCU-A-C | A7SCP18V36P-**A | Ducted Indoor Units | 7E[C,U]36BX-**+TDR |  |  |  | 10.6 | 15.2 | 8.5 | TRUE | TRUE |  | 34000 | 27000 | 2.3 | 27000 | 2.3
216010756 | 01/17/25 | Live | Lennox Industries | ARMSTRONG AIR | Singlezone Ducted, Centrally Ducted | 216010756 |  | HRCU-A-CB | A7SCP18V36P-**A | Ducted Indoor Units | 7AH1AV36PX-** |  |  |  | 11.7 | 18 | 9.5 | TRUE | TRUE |  | 36000 | 28000 | 2.4 | 28000 | 2.4
216618998 | 01/17/25 | Live | Lennox Industries | ARMSTRONG AIR | Singlezone Ducted, Centrally Ducted | 216618998 |  | HRCU-A-C | A7SCP18V36P-**A | Ducted Indoor Units | 7ED42BX-**+TDR |  |  |  | 11 | 15.2 | 8.1 | TRUE | TRUE |  | 34000 | 28000 | 2.3 | 28000 | 2.3
216618997 | 01/17/25 | Live | Lennox Industries | ARMSTRONG AIR | Singlezone Ducted, Centrally Ducted | 216618997 |  | HRCU-A-C | A7SCP18V36P-**A | Ducted Indoor Units | 7ED30/36BX-**+TDR |  |  |  | 10 | 15.2 | 8.1 | TRUE | TRUE |  | 33400 | 28000 | 2.2 | 28000 | 2.2
216618996 | 01/17/25 | Live | Lennox Industries | ARMSTRONG AIR | Singlezone Ducted, Centrally Ducted | 216618996 |  | HRCU-A-C | A7SCP18V36P-**A | Ducted Indoor Units | 7EH36CX-**+TDR |  |  |  | 10 | 15.2 | 8.1 | TRUE | TRUE |  | 33400 | 28000 | 2.28 | 28000 | 2.28
216618995 | 01/17/25 | Live | Lennox Industries | ARMSTRONG AIR | Singlezone Ducted, Centrally Ducted | 216618995 |  | HRCU-A-C | A7SCP18V36P-**A | Ducted Indoor Units | 7EH36BX-**+TDR |  |  |  | 10 | 15.2 | 8.1 | TRUE | TRUE |  | 33000 | 28400 | 2.18 | 28400 | 2.18
216618994 | 01/17/25 | Live | Lennox Industries | ARMSTRONG AIR | Singlezone Ducted, Centrally Ducted | 216618994 |  | HRCU-A-C | A7SCP18V36P-**A | Ducted Indoor Units | 7EH36AX-**+TDR |  |  |  | 10 | 14.7 | 7.8 | FALSE | FALSE |  | 31400 | 28400 | 2.14 | 28400 | 2.14
216618993 | 01/17/25 | Live | Lennox Industries | ARMSTRONG AIR | Singlezone Ducted, Centrally Ducted | 216618993 |  | HRCU-A-C | A7SCP18V36P-**A | Ducted Indoor Units | 7EH30BX-**+TDR |  |  |  | 10 | 15.2 | 8.1 | TRUE | TRUE |  | 33400 | 28000 | 2.2 | 28000 | 2.2
216618992 | 01/17/25 | Live | Lennox Industries | ARMSTRONG AIR | Singlezone Ducted, Centrally Ducted | 216618992 |  | HRCU-A-C | A7SCP18V36P-**A | Ducted Indoor Units | 7EH30AX-**+TDR |  |  |  | 10 | 15.2 | 8.1 | TRUE | TRUE |  | 33400 | 28000 | 2.3 | 28000 | 2.3
216618991 | 01/17/25 | Live | Lennox Industries | ARMSTRONG AIR | Singlezone Ducted, Centrally Ducted | 216618991 |  | HRCU-A-C | A7SCP18V36P-**A | Ducted Indoor Units | 7E[C,U]36AX-**+TDR |  |  |  | 10 | 15.2 | 8.1 | TRUE | TRUE |  | 33400 | 28000 | 2.22 | 28000 | 2.22
216618990 | 01/17/25 | Live | Lennox Industries | ARMSTRONG AIR | Singlezone Ducted, Centrally Ducted | 216618990 |  | HRCU-A-C | A7SCP18V36P-**A | Ducted Indoor Units | 7E[C,U]30BX-**+TDR |  |  |  | 10 | 15.2 | 7.8 | FALSE | FALSE |  | 33000 | 28000 | 2.16 | 28000 | 2.16
216618989 | 01/17/25 | Live | Lennox Industries | ARMSTRONG AIR | Singlezone Ducted, Centrally Ducted | 216618989 |  | HRCU-A-C | A7SCP18V36P-**A | Ducted Indoor Units | 7E[C,U]30AX-**+TDR |  |  |  | 10 | 15.2 | 7.8 | FALSE | FALSE |  | 33000 | 28000 | 2.16 | 28000 | 2.16
216618970 | 01/17/25 | Live | Lennox Industries | ARMSTRONG AIR | Singlezone Ducted, Centrally Ducted | 216618970 |  | HRCU-A-CB | A7SCP18V36P-**A | Ducted Indoor Units | 7AH2AV42PXC-** |  |  |  | 11.7 | 19 | 9.4 | TRUE | TRUE |  | 36000 | 28000 | 2.4 | 28000 | 2.4
216618969 | 01/17/25 | Live | Lennox Industries | ARMSTRONG AIR | Singlezone Ducted, Centrally Ducted | 216618969 |  | HRCU-A-CB | A7SCP18V36P-**A | Ducted Indoor Units | 7AH2AV36PXC-** |  |  |  | 11 | 18.5 | 9.4 | TRUE | TRUE |  | 35000 | 28000 | 2.36 | 28000 | 2.36
216618968 | 01/17/25 | Live | Lennox Industries | ARMSTRONG AIR | Singlezone Ducted, Centrally Ducted | 216618968 |  | HRCU-A-CB | A7SCP18V36P-**A | Ducted Indoor Units | 7AH1AV42PX-** |  |  |  | 11.7 | 18.2 | 9 | TRUE | TRUE |  | 36000 | 28000 | 2.36 | 28000 | 2.36
216618967 | 01/17/25 | Live | Lennox Industries | ARMSTRONG AIR | Singlezone Ducted, Centrally Ducted | 216618967 |  | HRCU-A-CB | A7SCP18V36P-**A | Ducted Indoor Units | 7AH1AE42PX-** |  |  |  | 11.7 | 18 | 9 | TRUE | TRUE |  | 35800 | 28000 | 2.32 | 28000 | 2.32
216618966 | 01/17/25 | Live | Lennox Industries | ARMSTRONG AIR | Singlezone Ducted, Centrally Ducted | 216618966 |  | HRCU-A-CB | A7SCP18V36P-**A | Ducted Indoor Units | 7AH1AC42PX-** |  |  |  | 11 | 14.3 | 8.5 | FALSE | FALSE |  | 36000 | 28400 | 2.32 | 28400 | 2.32
216618965 | 01/17/25 | Live | Lennox Industries | ARMSTRONG AIR | Singlezone Ducted, Centrally Ducted | 216618965 |  | HRCU-A-CB | A7SCP18V36P-**A | Ducted Indoor Units | 7AH1AE36PX-** |  |  |  | 11.7 | 18.5 | 9 | TRUE | TRUE |  | 36000 | 28000 | 2.32 | 28000 | 2.32
216618964 | 01/17/25 | Live | Lennox Industries | ARMSTRONG AIR | Singlezone Ducted, Centrally Ducted | 216618964 |  | HRCU-A-CB | A7SCP18V36P-**A | Ducted Indoor Units | 7AH1AC36PX-** |  |  |  | 11 | 14.3 | 8.5 | FALSE | FALSE |  | 36000 | 28400 | 2.32 | 28400 | 2.32
216031605 | 01/17/25 | Live | Lennox Industries | ARMSTRONG AIR | Singlezone Ducted, Centrally Ducted | 216031605 |  | HRCU-A-C | A7SCP18V24P-**A | Ducted Indoor Units | 7E[C,U]24BX-**+TDR |  |  |  | 11.7 | 15.8 | 8.5 | TRUE | TRUE |  | 23600 | 19000 | 2.3 | 19000 | 2.3
216010755 | 01/17/25 | Live | Lennox Industries | ARMSTRONG AIR | Singlezone Ducted, Centrally Ducted | 216010755 |  | HRCU-A-CB | A7SCP18V24P-**A | Ducted Indoor Units | 7AH1AV24PX-** |  |  |  | 11.7 | 18 | 10 | TRUE | TRUE |  | 24000 | 18000 | 2.4 | 18000 | 2.4
216618988 | 01/17/25 | Live | Lennox Industries | ARMSTRONG AIR | Singlezone Ducted, Centrally Ducted | 216618988 |  | HRCU-A-C | A7SCP18V24P-**A | Ducted Indoor Units | 7ED24BX-**+TDR |  |  |  | 11.7 | 15.2 | 8.5 | TRUE | TRUE |  | 24000 | 19600 | 2.42 | 19600 | 2.42
216618987 | 01/17/25 | Live | Lennox Industries | ARMSTRONG AIR | Singlezone Ducted, Centrally Ducted | 216618987 |  | HRCU-A-C | A7SCP18V24P-**A | Ducted Indoor Units | 7ED24AX-**+TDR |  |  |  | 11.7 | 15.2 | 8.5 | TRUE | TRUE |  | 24000 | 19600 | 2.42 | 19600 | 2.42
216618986 | 01/17/25 | Live | Lennox Industries | ARMSTRONG AIR | Singlezone Ducted, Centrally Ducted | 216618986 |  | HRCU-A-C | A7SCP18V24P-**A | Ducted Indoor Units | 7EH30BX-**+TDR |  |  |  | 11.7 | 15.2 | 8.5 | TRUE | TRUE |  | 24000 | 19600 | 2.4 | 19600 | 2.4
216618985 | 01/17/25 | Live | Lennox Industries | ARMSTRONG AIR | Singlezone Ducted, Centrally Ducted | 216618985 |  | HRCU-A-C | A7SCP18V24P-**A | Ducted Indoor Units | 7EH30AX-**+TDR |  |  |  | 11.7 | 16 | 9 | TRUE | TRUE |  | 24000 | 19600 | 2.48 | 19600 | 2.48
216618984 | 01/17/25 | Live | Lennox Industries | ARMSTRONG AIR | Singlezone Ducted, Centrally Ducted | 216618984 |  | HRCU-A-C | A7SCP18V24P-**A | Ducted Indoor Units | 7EH24BX-**+TDR |  |  |  | 11.7 | 15.2 | 8.5 | TRUE | TRUE |  | 24000 | 19600 | 2.44 | 19600 | 2.44
216618983 | 01/17/25 | Live | Lennox Industries | ARMSTRONG AIR | Singlezone Ducted, Centrally Ducted | 216618983 |  | HRCU-A-C | A7SCP18V24P-**A | Ducted Indoor Units | 7EH24AX-**+TDR |  |  |  | 11 | 15.2 | 8.5 | TRUE | TRUE |  | 23600 | 19600 | 2.36 | 19600 | 2.36
216618981 | 01/17/25 | Live | Lennox Industries | ARMSTRONG AIR | Singlezone Ducted, Centrally Ducted | 216618981 |  | HRCU-A-C | A7SCP18V24P-**A | Ducted Indoor Units | 7E[C,U]36BX-**+TDR |  |  |  | 11.7 | 15.2 | 8.5 | TRUE | TRUE |  | 24000 | 19600 | 2.42 | 19600 | 2.42
216618980 | 01/17/25 | Live | Lennox Industries | ARMSTRONG AIR | Singlezone Ducted, Centrally Ducted | 216618980 |  | HRCU-A-C | A7SCP18V24P-**A | Ducted Indoor Units | 7E[C,U]36AX-**+TDR |  |  |  | 11.7 | 15.2 | 8.5 | TRUE | TRUE |  | 24000 | 19600 | 2.42 | 19600 | 2.42
216618979 | 01/17/25 | Live | Lennox Industries | ARMSTRONG AIR | Singlezone Ducted, Centrally Ducted | 216618979 |  | HRCU-A-C | A7SCP18V24P-**A | Ducted Indoor Units | 7E[C,U]30BX-**+TDR |  |  |  | 11.7 | 15.2 | 8.5 | TRUE | TRUE |  | 24000 | 19600 | 2.36 | 19600 | 2.36
216618978 | 01/17/25 | Live | Lennox Industries | ARMSTRONG AIR | Singlezone Ducted, Centrally Ducted | 216618978 |  | HRCU-A-C | A7SCP18V24P-**A | Ducted Indoor Units | 7E[C,U]30AX-**+TDR |  |  |  | 11.7 | 15.2 | 8.5 | TRUE | TRUE |  | 24000 | 19600 | 2.36 | 19600 | 2.36
216618963 | 01/17/25 | Live | Lennox Industries | ARMSTRONG AIR | Singlezone Ducted, Centrally Ducted | 216618963 |  | HRCU-A-CB | A7SCP18V24P-**A | Ducted Indoor Units | 7AH2AV30PXC-** |  |  |  | 12 | 18 | 9.5 | TRUE | TRUE |  | 24000 | 19400 | 2.6 | 19400 | 2.6
216618962 | 01/17/25 | Live | Lennox Industries | ARMSTRONG AIR | Singlezone Ducted, Centrally Ducted | 216618962 |  | HRCU-A-CB | A7SCP18V24P-**A | Ducted Indoor Units | 7AH2AV24PXC-** |  |  |  | 11.7 | 17 | 9.4 | TRUE | TRUE |  | 24000 | 19600 | 2.52 | 19600 | 2.52
216618961 | 01/17/25 | Live | Lennox Industries | ARMSTRONG AIR | Singlezone Ducted, Centrally Ducted | 216618961 |  | HRCU-A-CB | A7SCP18V24P-**A | Ducted Indoor Units | 7AH1AV30PX-** |  |  |  | 12 | 17.5 | 9.4 | TRUE | TRUE |  | 24000 | 19400 | 2.44 | 19400 | 2.44
216618960 | 01/17/25 | Live | Lennox Industries | ARMSTRONG AIR | Singlezone Ducted, Centrally Ducted | 216618960 |  | HRCU-A-CB | A7SCP18V24P-**A | Ducted Indoor Units | 7AH1AE30PX-** |  |  |  | 12 | 17.5 | 9.4 | TRUE | TRUE |  | 24000 | 19200 | 2.52 | 19200 | 2.52
216618959 | 01/17/25 | Live | Lennox Industries | ARMSTRONG AIR | Singlezone Ducted, Centrally Ducted | 216618959 |  | HRCU-A-CB | A7SCP18V24P-**A | Ducted Indoor Units | 7AH1AE24PX-** |  |  |  | 12 | 17.5 | 9.5 | TRUE | TRUE |  | 23600 | 19200 | 2.52 | 19200 | 2.52
216618958 | 01/17/25 | Live | Lennox Industries | ARMSTRONG AIR | Singlezone Ducted, Centrally Ducted | 216618958 |  | HRCU-A-CB | A7SCP18V24P-**A | Ducted Indoor Units | 7AH1AC24PX-** |  |  |  | 11.7 | 14.7 | 9 | FALSE | FALSE |  | 24000 | 19600 | 2.48 | 19600 | 2.48
216618957 | 01/17/25 | Live | Lennox Industries | ARMSTRONG AIR | Singlezone Ducted, Centrally Ducted | 216618957 |  | HRCU-A-CB | A7SCP18V24P-**A | Ducted Indoor Units | 7AH1AV18PX-** |  |  |  | 11.7 | 17.5 | 9.4 | TRUE | TRUE |  | 24000 | 19400 | 2.52 | 19400 | 2.52
216618956 | 01/17/25 | Live | Lennox Industries | ARMSTRONG AIR | Singlezone Ducted, Centrally Ducted | 216618956 |  | HRCU-A-CB | A7SCP18V24P-**A | Ducted Indoor Units | 7AH1AC18PX-** |  |  |  | 11.7 | 15.2 | 9 | TRUE | TRUE |  | 23200 | 19400 | 2.44 | 19400 | 2.44
216581395 | 01/17/25 | Live | Lennox Industries | LENNOX | Singlezone Ducted, Centrally Ducted | 216581395 |  | HRCU-A-C | EL18KSLV-060-230A** |  | CK40[C,U]T-60C-**+TDR |  |  |  | 10 | 15.2 | 8.5 | TRUE | TRUE |  | 51000 | 42000 | 2.1 | 42000 | 2.1
216581394 | 01/17/25 | Live | Lennox Industries | LENNOX | Singlezone Ducted, Centrally Ducted | 216581394 |  | HRCU-A-C | EL18KSLV-060-230A** |  | CK40[C,U]T-48C-**+TDR |  |  |  | 10 | 15.2 | 8.5 | TRUE | TRUE |  | 47500 | 40000 | 2.1 | 40000 | 2.1
216581393 | 01/17/25 | Live | Lennox Industries | LENNOX | Singlezone Ducted, Centrally Ducted | 216581393 |  | HRCU-A-C | EL18KSLV-036-230A** |  | CK40[C,U]T-36B-**+TDR |  |  |  | 10.6 | 15.2 | 8.5 | TRUE | TRUE |  | 34000 | 27000 | 2.3 | 27000 | 2.3
216581392 | 01/17/25 | Live | Lennox Industries | LENNOX | Singlezone Ducted, Centrally Ducted | 216581392 |  | HRCU-A-C | EL18KSLV-024-230A** |  | CK40[C,U]T-24B-**+TDR |  |  |  | 11.7 | 15.8 | 8.5 | TRUE | TRUE |  | 23600 | 19000 | 2.3 | 19000 | 2.3
216581391 | 01/17/25 | Live | Lennox Industries | LENNOX | Singlezone Ducted, Centrally Ducted | 216581391 |  | HRCU-A-CB | EL18KSLV-060-230A** |  | CBK45UHVT-060-230-** |  |  |  | 10 | 16 | 9.4 | TRUE | TRUE |  | 55000 | 43000 | 2.3 | 43000 | 2.3
216581390 | 01/17/25 | Live | Lennox Industries | LENNOX | Singlezone Ducted, Centrally Ducted | 216581390 |  | HRCU-A-CB | EL18KSLV-060-230A** |  | CBK45UHVT-048-230-** |  |  |  | 11.7 | 18 | 9.5 | TRUE | TRUE |  | 47500 | 39000 | 2.4 | 39000 | 2.4
216581389 | 01/17/25 | Live | Lennox Industries | LENNOX | Singlezone Ducted, Centrally Ducted | 216581389 |  | HRCU-A-CB | EL18KSLV-036-230A** |  | CBK45UHVT-036-230-** |  |  |  | 11.7 | 18 | 9.5 | TRUE | TRUE |  | 36000 | 28000 | 2.4 | 28000 | 2.4
216581388 | 01/17/25 | Live | Lennox Industries | LENNOX | Singlezone Ducted, Centrally Ducted | 216581388 |  | HRCU-A-CB | EL18KSLV-024-230A** |  | CBK45UHVT-024-230-** |  |  |  | 11.7 | 18 | 10 | TRUE | TRUE |  | 24000 | 18000 | 2.4 | 18000 | 2.4
216618955 | 01/17/25 | Live | Lennox Industries | LENNOX | Singlezone Ducted, Centrally Ducted | 216618955 |  | HRCU-A-C | EL18KSLV-060-230A** |  | CK40DT-60D-**+TDR |  |  |  | 10 | 15.2 | 8.5 | TRUE | TRUE |  | 51000 | 43500 | 2.22 | 43500 | 2.22
216618954 | 01/17/25 | Live | Lennox Industries | LENNOX | Singlezone Ducted, Centrally Ducted | 216618954 |  | HRCU-A-C | EL18KSLV-060-230A** |  | CK40DT-50/60C-**+TDR |  |  |  | 10 | 15.2 | 8.5 | TRUE | TRUE |  | 51000 | 43500 | 2.22 | 43500 | 2.22
216618953 | 01/17/25 | Live | Lennox Industries | LENNOX | Singlezone Ducted, Centrally Ducted | 216618953 |  | HRCU-A-C | EL18KSLV-060-230A** |  | CK40HT-60D-**+TDR |  |  |  | 10 | 14.7 | 8.5 | FALSE | FALSE |  | 51500 | 43500 | 2.14 | 43500 | 2.14
216618952 | 01/17/25 | Live | Lennox Industries | LENNOX | Singlezone Ducted, Centrally Ducted | 216618952 |  | HRCU-A-C | EL18KSLV-060-230A** |  | CK40HT-51/61C-**+TDR |  |  |  | 10 | 14.7 | 8.5 | FALSE | FALSE |  | 51500 | 43500 | 2.18 | 43500 | 2.18
216618951 | 01/17/25 | Live | Lennox Industries | LENNOX | Singlezone Ducted, Centrally Ducted | 216618951 |  | HRCU-A-C | EL18KSLV-060-230A** |  | CK40[C,U]T-60D-**+TDR |  |  |  | 10 | 15.2 | 8.1 | TRUE | TRUE |  | 52000 | 42000 | 2.16 | 42000 | 2.16
216618950 | 01/17/25 | Live | Lennox Industries | LENNOX | Singlezone Ducted, Centrally Ducted | 216618950 |  | HRCU-A-C | EL18KSLV-060-230A** |  | CK40DT-48C-**+TDR |  |  |  | 10 | 15.2 | 8.5 | TRUE | TRUE |  | 47500 | 40000 | 2.18 | 40000 | 2.18
216618949 | 01/17/25 | Live | Lennox Industries | LENNOX | Singlezone Ducted, Centrally Ducted | 216618949 |  | HRCU-A-C | EL18KSLV-060-230A** |  | CK40DT-42B-**+TDR |  |  |  | 10 | 15.2 | 8.5 | TRUE | TRUE |  | 47500 | 40500 | 2.16 | 40500 | 2.16
216618948 | 01/17/25 | Live | Lennox Industries | LENNOX | Singlezone Ducted, Centrally Ducted | 216618948 |  | HRCU-A-C | EL18KSLV-060-230A** |  | CK40HT-48C-**+TDR |  |  |  | 10 | 14.7 | 8.1 | FALSE | FALSE |  | 46500 | 40500 | 2.06 | 40500 | 2.06
216618947 | 01/17/25 | Live | Lennox Industries | LENNOX | Singlezone Ducted, Centrally Ducted | 216618947 |  | HRCU-A-C | EL18KSLV-060-230A** |  | CK40HT-48B-**+TDR |  |  |  | 10 | 14.7 | 8.1 | FALSE | FALSE |  | 46000 | 40500 | 2.1 | 40500 | 2.1
216618946 | 01/17/25 | Live | Lennox Industries | LENNOX | Singlezone Ducted, Centrally Ducted | 216618946 |  | HRCU-A-C | EL18KSLV-060-230A** |  | CK40HT-42C-**+TDR |  |  |  | 10 | 14.7 | 8.1 | FALSE | FALSE |  | 47000 | 40500 | 2.08 | 40500 | 2.08
216618945 | 01/17/25 | Live | Lennox Industries | LENNOX | Singlezone Ducted, Centrally Ducted | 216618945 |  | HRCU-A-C | EL18KSLV-060-230A** |  | CK40HT-42B-**+TDR |  |  |  | 10 | 15.2 | 8.5 | TRUE | TRUE |  | 48000 | 40000 | 2.2 | 40000 | 2.2
216618944 | 01/17/25 | Live | Lennox Industries | LENNOX | Singlezone Ducted, Centrally Ducted | 216618944 |  | HRCU-A-C | EL18KSLV-060-230A** |  | CK40[C,U]T-49C-**+TDR |  |  |  | 10 | 15.2 | 8.1 | TRUE | TRUE |  | 48000 | 40000 | 2.14 | 40000 | 2.14
216618943 | 01/17/25 | Live | Lennox Industries | LENNOX | Singlezone Ducted, Centrally Ducted | 216618943 |  | HRCU-A-C | EL18KSLV-060-230A** |  | CK40[C,U]T-48B-**+TDR |  |  |  | 10 | 14.7 | 8.1 | FALSE | FALSE |  | 47000 | 41000 | 2.08 | 41000 | 2.08
216618921 | 01/17/25 | Live | Lennox Industries | LENNOX | Singlezone Ducted, Centrally Ducted | 216618921 |  | HRCU-A-CB | EL18KSLV-060-230A** |  | CBK48MVT-060-230-** |  |  |  | 10 | 16.6 | 9 | TRUE | TRUE |  | 55500 | 43500 | 2.2 | 43500 | 2.2
216618920 | 01/17/25 | Live | Lennox Industries | LENNOX | Singlezone Ducted, Centrally Ducted | 216618920 |  | HRCU-A-CB | EL18KSLV-060-230A** |  | CBK45UHET-060-230-** |  |  |  | 10 | 16.8 | 9 | TRUE | TRUE |  | 55000 | 43000 | 2.16 | 43000 | 2.16
216618919 | 01/17/25 | Live | Lennox Industries | LENNOX | Singlezone Ducted, Centrally Ducted | 216618919 |  | HRCU-A-CB | EL18KSLV-060-230A** |  | CBK48MVT-048-230-** |  |  |  | 10.5 | 17.5 | 9 | TRUE | TRUE |  | 46500 | 38000 | 2.28 | 38000 | 2.28
216618918 | 01/17/25 | Live | Lennox Industries | LENNOX | Singlezone Ducted, Centrally Ducted | 216618918 |  | HRCU-A-CB | EL18KSLV-060-230A** |  | CBK48MVT-042-230-** |  |  |  | 11 | 18 | 9.5 | TRUE | TRUE |  | 46500 | 38500 | 2.24 | 38500 | 2.24
216618917 | 01/17/25 | Live | Lennox Industries | LENNOX | Singlezone Ducted, Centrally Ducted | 216618917 |  | HRCU-A-CB | EL18KSLV-060-230A** |  | CBK45UHET-048-230-** |  |  |  | 11 | 17.5 | 9 | TRUE | TRUE |  | 46000 | 39000 | 2.16 | 39000 | 2.16
216618916 | 01/17/25 | Live | Lennox Industries | LENNOX | Singlezone Ducted, Centrally Ducted | 216618916 |  | HRCU-A-CB | EL18KSLV-060-230A** |  | CBK45UHVT-042-230-** |  |  |  | 11 | 17.6 | 9 | TRUE | TRUE |  | 45500 | 38500 | 2.16 | 38500 | 2.16
216618915 | 01/17/25 | Live | Lennox Industries | LENNOX | Singlezone Ducted, Centrally Ducted | 216618915 |  | HRCU-A-CB | EL18KSLV-060-230A** |  | CBK45UHET-042-230-** |  |  |  | 10.5 | 17.6 | 9 | TRUE | TRUE |  | 44500 | 39000 | 2.16 | 39000 | 2.16
216618942 | 01/17/25 | Live | Lennox Industries | LENNOX | Singlezone Ducted, Centrally Ducted | 216618942 |  | HRCU-A-C | EL18KSLV-036-230A** |  | CK40DT-42B-**+TDR |  |  |  | 11 | 15.2 | 8.1 | TRUE | TRUE |  | 34000 | 28000 | 2.3 | 28000 | 2.3
216618941 | 01/17/25 | Live | Lennox Industries | LENNOX | Singlezone Ducted, Centrally Ducted | 216618941 |  | HRCU-A-C | EL18KSLV-036-230A** |  | CK40DT-30/36B-**+TDR |  |  |  | 10 | 15.2 | 8.1 | TRUE | TRUE |  | 33400 | 28000 | 2.2 | 28000 | 2.2
216618940 | 01/17/25 | Live | Lennox Industries | LENNOX | Singlezone Ducted, Centrally Ducted | 216618940 |  | HRCU-A-C | EL18KSLV-036-230A** |  | CK40HT-36C-**+TDR |  |  |  | 10 | 15.2 | 8.1 | TRUE | TRUE |  | 33400 | 28000 | 2.28 | 28000 | 2.28
216618939 | 01/17/25 | Live | Lennox Industries | LENNOX | Singlezone Ducted, Centrally Ducted | 216618939 |  | HRCU-A-C | EL18KSLV-036-230A** |  | CK40HT-36B-**+TDR |  |  |  | 10 | 15.2 | 8.1 | TRUE | TRUE |  | 33000 | 28400 | 2.18 | 28400 | 2.18
216618938 | 01/17/25 | Live | Lennox Industries | LENNOX | Singlezone Ducted, Centrally Ducted | 216618938 |  | HRCU-A-C | EL18KSLV-036-230A** |  | CK40HT-36A-**+TDR |  |  |  | 10 | 14.7 | 7.8 | FALSE | FALSE |  | 31400 | 28400 | 2.14 | 28400 | 2.14
216618937 | 01/17/25 | Live | Lennox Industries | LENNOX | Singlezone Ducted, Centrally Ducted | 216618937 |  | HRCU-A-C | EL18KSLV-036-230A** |  | CK40HT-30B-**+TDR |  |  |  | 10 | 15.2 | 8.1 | TRUE | TRUE |  | 33400 | 28000 | 2.2 | 28000 | 2.2
216618936 | 01/17/25 | Live | Lennox Industries | LENNOX | Singlezone Ducted, Centrally Ducted | 216618936 |  | HRCU-A-C | EL18KSLV-036-230A** |  | CK40HT-30A-**+TDR |  |  |  | 10 | 15.2 | 8.1 | TRUE | TRUE |  | 33400 | 28000 | 2.3 | 28000 | 2.3
216618935 | 01/17/25 | Live | Lennox Industries | LENNOX | Singlezone Ducted, Centrally Ducted | 216618935 |  | HRCU-A-C | EL18KSLV-036-230A** |  | CK40[C,U]T-36A-**+TDR |  |  |  | 10 | 15.2 | 8.1 | TRUE | TRUE |  | 33400 | 28000 | 2.22 | 28000 | 2.22
216618934 | 01/17/25 | Live | Lennox Industries | LENNOX | Singlezone Ducted, Centrally Ducted | 216618934 |  | HRCU-A-C | EL18KSLV-036-230A** |  | CK40[C,U]T-30B-**+TDR |  |  |  | 10 | 15.2 | 7.8 | FALSE | FALSE |  | 33000 | 28000 | 2.16 | 28000 | 2.16
216618933 | 01/17/25 | Live | Lennox Industries | LENNOX | Singlezone Ducted, Centrally Ducted | 216618933 |  | HRCU-A-C | EL18KSLV-036-230A** |  | CK40[C,U]T-30A-**+TDR |  |  |  | 10 | 15.2 | 7.8 | FALSE | FALSE |  | 33000 | 28000 | 2.16 | 28000 | 2.16
216618914 | 01/17/25 | Live | Lennox Industries | LENNOX | Singlezone Ducted, Centrally Ducted | 216618914 |  | HRCU-A-CB | EL18KSLV-036-230A** |  | CBK48MVT-042-230-** |  |  |  | 11.7 | 19 | 9.4 | TRUE | TRUE |  | 36000 | 28000 | 2.4 | 28000 | 2.4
216618913 | 01/17/25 | Live | Lennox Industries | LENNOX | Singlezone Ducted, Centrally Ducted | 216618913 |  | HRCU-A-CB | EL18KSLV-036-230A** |  | CBK48MVT-036-230-** |  |  |  | 11 | 18.5 | 9.4 | TRUE | TRUE |  | 35000 | 28000 | 2.36 | 28000 | 2.36
216618912 | 01/17/25 | Live | Lennox Industries | LENNOX | Singlezone Ducted, Centrally Ducted | 216618912 |  | HRCU-A-CB | EL18KSLV-036-230A** |  | CBK45UHVT-042-230-** |  |  |  | 11.7 | 18.2 | 9 | TRUE | TRUE |  | 36000 | 28000 | 2.36 | 28000 | 2.36
216618911 | 01/17/25 | Live | Lennox Industries | LENNOX | Singlezone Ducted, Centrally Ducted | 216618911 |  | HRCU-A-CB | EL18KSLV-036-230A** |  | CBK45UHET-042-230-** |  |  |  | 11.7 | 18 | 9 | TRUE | TRUE |  | 35800 | 28000 | 2.32 | 28000 | 2.32
216618910 | 01/17/25 | Live | Lennox Industries | LENNOX | Singlezone Ducted, Centrally Ducted | 216618910 |  | HRCU-A-CB | EL18KSLV-036-230A** |  | CBK45UHPT-042-230-** |  |  |  | 11 | 14.3 | 8.5 | FALSE | FALSE |  | 36000 | 28400 | 2.32 | 28400 | 2.32
216618909 | 01/17/25 | Live | Lennox Industries | LENNOX | Singlezone Ducted, Centrally Ducted | 216618909 |  | HRCU-A-CB | EL18KSLV-036-230A** |  | CBK45UHET-036-230-** |  |  |  | 11.7 | 18.5 | 9 | TRUE | TRUE |  | 36000 | 28000 | 2.32 | 28000 | 2.32
216618908 | 01/17/25 | Live | Lennox Industries | LENNOX | Singlezone Ducted, Centrally Ducted | 216618908 |  | HRCU-A-CB | EL18KSLV-036-230A** |  | CBK45UHPT-036-230-** |  |  |  | 11 | 14.3 | 8.5 | FALSE | FALSE |  | 36000 | 28400 | 2.32 | 28400 | 2.32
216618932 | 01/17/25 | Live | Lennox Industries | LENNOX | Singlezone Ducted, Centrally Ducted | 216618932 |  | HRCU-A-C | EL18KSLV-024-230A** |  | CK40DT-24B-**+TDR |  |  |  | 11.7 | 15.2 | 8.5 | TRUE | TRUE |  | 24000 | 19600 | 2.42 | 19600 | 2.42
216618931 | 01/17/25 | Live | Lennox Industries | LENNOX | Singlezone Ducted, Centrally Ducted | 216618931 |  | HRCU-A-C | EL18KSLV-024-230A** |  | CK40DT-24A-**+TDR |  |  |  | 11.7 | 15.2 | 8.5 | TRUE | TRUE |  | 24000 | 19600 | 2.42 | 19600 | 2.42
216618930 | 01/17/25 | Live | Lennox Industries | LENNOX | Singlezone Ducted, Centrally Ducted | 216618930 |  | HRCU-A-C | EL18KSLV-024-230A** |  | CK40HT-30B-**+TDR |  |  |  | 11.7 | 15.2 | 8.5 | TRUE | TRUE |  | 24000 | 19600 | 2.4 | 19600 | 2.4
216618929 | 01/17/25 | Live | Lennox Industries | LENNOX | Singlezone Ducted, Centrally Ducted | 216618929 |  | HRCU-A-C | EL18KSLV-024-230A** |  | CK40HT-30A-**+TDR |  |  |  | 11.7 | 16 | 9 | TRUE | TRUE |  | 24000 | 19600 | 2.48 | 19600 | 2.48
216618928 | 01/17/25 | Live | Lennox Industries | LENNOX | Singlezone Ducted, Centrally Ducted | 216618928 |  | HRCU-A-C | EL18KSLV-024-230A** |  | CK40HT-24B-**+TDR |  |  |  | 11.7 | 15.2 | 8.5 | TRUE | TRUE |  | 24000 | 19600 | 2.44 | 19600 | 2.44
216618927 | 01/17/25 | Live | Lennox Industries | LENNOX | Singlezone Ducted, Centrally Ducted | 216618927 |  | HRCU-A-C | EL18KSLV-024-230A** |  | CK40HT-24A-**+TDR |  |  |  | 11 | 15.2 | 8.5 | TRUE | TRUE |  | 23600 | 19600 | 2.36 | 19600 | 2.36
216618925 | 01/17/25 | Live | Lennox Industries | LENNOX | Singlezone Ducted, Centrally Ducted | 216618925 |  | HRCU-A-C | EL18KSLV-024-230A** |  | CK40[C,U]T-36B-**+TDR |  |  |  | 11.7 | 15.2 | 8.5 | TRUE | TRUE |  | 24000 | 19600 | 2.42 | 19600 | 2.42
216618924 | 01/17/25 | Live | Lennox Industries | LENNOX | Singlezone Ducted, Centrally Ducted | 216618924 |  | HRCU-A-C | EL18KSLV-024-230A** |  | CK40[C,U]T-36A-**+TDR |  |  |  | 11.7 | 15.2 | 8.5 | TRUE | TRUE |  | 24000 | 19600 | 2.42 | 19600 | 2.42
216618923 | 01/17/25 | Live | Lennox Industries | LENNOX | Singlezone Ducted, Centrally Ducted | 216618923 |  | HRCU-A-C | EL18KSLV-024-230A** |  | CK40[C,U]T-30B-**+TDR |  |  |  | 11.7 | 15.2 | 8.5 | TRUE | TRUE |  | 24000 | 19600 | 2.36 | 19600 | 2.36
216618922 | 01/17/25 | Live | Lennox Industries | LENNOX | Singlezone Ducted, Centrally Ducted | 216618922 |  | HRCU-A-C | EL18KSLV-024-230A** |  | CK40[C,U]T-30A-**+TDR |  |  |  | 11.7 | 15.2 | 8.5 | TRUE | TRUE |  | 24000 | 19600 | 2.36 | 19600 | 2.36
216618907 | 01/17/25 | Live | Lennox Industries | LENNOX | Singlezone Ducted, Centrally Ducted | 216618907 |  | HRCU-A-CB | EL18KSLV-024-230A** |  | CBK48MVT-030-230-** |  |  |  | 12 | 18 | 9.5 | TRUE | TRUE |  | 24000 | 19400 | 2.6 | 19400 | 2.6
216618906 | 01/17/25 | Live | Lennox Industries | LENNOX | Singlezone Ducted, Centrally Ducted | 216618906 |  | HRCU-A-CB | EL18KSLV-024-230A** |  | CBK48MVT-018/024-230-** |  |  |  | 11.7 | 17 | 9.4 | TRUE | TRUE |  | 24000 | 19600 | 2.52 | 19600 | 2.52
216618905 | 01/17/25 | Live | Lennox Industries | LENNOX | Singlezone Ducted, Centrally Ducted | 216618905 |  | HRCU-A-CB | EL18KSLV-024-230A** |  | CBK45UHVT-030-230-** |  |  |  | 12 | 17.5 | 9.4 | TRUE | TRUE |  | 24000 | 19400 | 2.44 | 19400 | 2.44
216618904 | 01/17/25 | Live | Lennox Industries | LENNOX | Singlezone Ducted, Centrally Ducted | 216618904 |  | HRCU-A-CB | EL18KSLV-024-230A** |  | CBK45UHET-030-230-** |  |  |  | 12 | 17.5 | 9.4 | TRUE | TRUE |  | 24000 | 19200 | 2.52 | 19200 | 2.52
216618903 | 01/17/25 | Live | Lennox Industries | LENNOX | Singlezone Ducted, Centrally Ducted | 216618903 |  | HRCU-A-CB | EL18KSLV-024-230A** |  | CBK45UHET-024-230-** |  |  |  | 12 | 17.5 | 9.5 | TRUE | TRUE |  | 23600 | 19200 | 2.52 | 19200 | 2.52
216618902 | 01/17/25 | Live | Lennox Industries | LENNOX | Singlezone Ducted, Centrally Ducted | 216618902 |  | HRCU-A-CB | EL18KSLV-024-230A** |  | CBK45UHPT-024-230-** |  |  |  | 11.7 | 14.7 | 9 | FALSE | FALSE |  | 24000 | 19600 | 2.48 | 19600 | 2.48
216618901 | 01/17/25 | Live | Lennox Industries | LENNOX | Singlezone Ducted, Centrally Ducted | 216618901 |  | HRCU-A-CB | EL18KSLV-024-230A** |  | CBK45UHVT-018-230-** |  |  |  | 11.7 | 17.5 | 9.4 | TRUE | TRUE |  | 24000 | 19400 | 2.52 | 19400 | 2.52
216618900 | 01/17/25 | Live | Lennox Industries | LENNOX | Singlezone Ducted, Centrally Ducted | 216618900 |  | HRCU-A-CB | EL18KSLV-024-230A** |  | CBK45UHPT-018-230-** |  |  |  | 11.7 | 15.2 | 9 | TRUE | TRUE |  | 23200 | 19400 | 2.44 | 19400 | 2.44
216498636 | 01/06/25 | Live | Hisense | HISENSE | Singlezone Ducted, Compact Ducted | 216498636 |  | HRCU-A-CB | AOU-36U3T25U | Mini-Splits | AD-36U3T25U |  |  |  | 11.7 | 18.5 | 9 | TRUE | TRUE |  | 33000 | 25600 | 2.77 | 28700 | 2.51
216498639 | 01/06/25 | Live | Hisense | HISENSE | Singlezone Ducted, Compact Ducted | 216498639 |  | HRCU-A-CB-O | AOU-24U3T25U | Mini-Splits | ADU-24U3T25U |  |  |  | 11.7 | 19 | 9.5 | TRUE | TRUE |  | 24000 | 18200 | 2.63 | 20700 | 2.23
216498631 | 01/06/25 | Live | Hisense | HISENSE | Singlezone Ducted, Compact Ducted | 216498631 |  | HRCU-A-CB | AOU-12U3T25U | Mini-Splits | ADU-12U3T25U |  |  |  | 11.7 | 19.5 | 9.5 | TRUE | TRUE |  | 12000 | 8700 | 2.6 | 9700 | 2.11
216498630 | 01/06/25 | Live | Hisense | HISENSE | Singlezone Ducted, Compact Ducted | 216498630 |  | HRCU-A-CB | AOU-09U3T25U | Mini-Splits | ADU-09U3T25U |  |  |  | 11.7 | 19.5 | 9.5 | TRUE | TRUE |  | 9000 | 8700 | 2.6 | 9700 | 2.11
216498637 | 01/06/25 | Live | Hisense | HISENSE | Singlezone Non-Ducted, Ceiling Placement | 216498637 |  | HRCU-A-CB-O | AOU-36U3T25U | Mini-Splits | AC-36U3T25U |  |  |  | 12 | 19.5 | 9.5 | TRUE | TRUE |  | 36000 | 25600 | 2.75 | 30000 | 2.53
216498635 | 01/06/25 | Live | Hisense | HISENSE | Singlezone Non-Ducted, Ceiling Placement | 216498635 |  | HRCU-A-CB-O | AOU-24U3T25U | Mini-Splits | ACU-24U3T25U |  |  |  | 12 | 20 | 10.5 | TRUE | TRUE |  | 24000 | 19100 | 2.69 | 19740 | 2.35
216498634 | 01/06/25 | Live | Hisense | HISENSE | Singlezone Non-Ducted, Ceiling Placement | 216498634 |  | HRCU-A-CB-O | AOU-18U3T25U | Mini-Splits | ACU-18U3T25U |  |  |  | 12 | 20 | 10 | TRUE | TRUE |  | 18000 | 14100 | 2.89 | 17600 | 2.43
216498633 | 01/06/25 | Live | Hisense | HISENSE | Singlezone Non-Ducted, Ceiling Placement | 216498633 |  | HRCU-A-CB-O | AOU-12U3T25U | Mini-Splits | ACU-12U3T25U |  |  |  | 12 | 20 | 9.5 | TRUE | TRUE |  | 12000 | 8900 | 2.69 | 9700 | 2.45
216498632 | 01/06/25 | Live | Hisense | HISENSE | Singlezone Non-Ducted, Ceiling Placement | 216498632 |  | HRCU-A-CB-O | AOU-09U3T25U | Mini-Splits | ACU-09U3T25U |  |  |  | 12 | 20 | 9.5 | TRUE | TRUE |  | 9000 | 8900 | 2.69 | 9700 | 2.45
216017246 | 01/15/25 | Live | Johnson Controls Inc. (York International Norman) | GUARDIAN | Singlezone Non-Ducted, Wall Placement | 216017246 |  | HRCU-A-CB-O | UPC24CN23STG1 | Mini-Splits | UNI24HW23STG1 |  |  |  | 12 | 21 | 10 | TRUE | FALSE |  | 24000 | 17000 | 3.11 | 17000 | 2.02
215743600 | 01/15/25 | Live | Johnson Controls Inc. (York International Norman) | GUARDIAN | Singlezone Non-Ducted, Wall Placement | 215743600 |  | HRCU-A-CB-O | UPC18CN23STG1 | Mini-Splits | UNI18HW23STG1 |  |  |  | 12 | 21 | 10 | TRUE | FALSE |  | 18000 | 13400 | 3.48 | 13400 | 2.55
215439627 | 01/15/25 | Live | Johnson Controls Inc. (York International Norman) | GUARDIAN | Singlezone Non-Ducted, Wall Placement | 215439627 |  | HRCU-A-CB-O | UPC12CN23STG1 | Mini-Splits | UNI12HW23STG1 |  |  |  | 12 | 22 | 10.5 | TRUE | TRUE |  | 12000 | 8900 | 3.3 | 9600 | 2.58
215439626 | 01/15/25 | Live | Johnson Controls Inc. (York International Norman) | GUARDIAN | Singlezone Non-Ducted, Wall Placement | 215439626 |  | HRCU-A-CB-O | UPC09CN23STG1 | Mini-Splits | UNI09HW23STG1 |  |  |  | 12 | 22 | 10.5 | TRUE | TRUE |  | 9000 | 8900 | 3.3 | 9600 | 2.58
216097707 | 01/10/25 | Live | Johnson Controls Inc. (York International Norman) | HITACHI | Multizone All Non-Ducted | 216097707 |  | HRCU-A-CB-O | RAM-G24N3HAA | Non-Ducted Indoor Units |  |  |  |  | 12.5 | 22 | 9.5 | TRUE | FALSE |  | 24000 | 16000 | 2.4 | 20800 | 2.3
216097710 | 01/10/25 | Live | Johnson Controls Inc. (York International Norman) | HITACHI | Multizone All Ducted | 216097710 |  | HRCU-A-CB | RAM-G24N3HAA | Ducted Indoor Units |  |  |  |  | 11.7 | 18 | 9.5 | TRUE | FALSE |  | 24000 | 16000 | 2.4 | 20800 | 2.3
216572156 | 01/15/25 | Live | Johnson Controls Inc. (York International Norman) | COLEMAN | Singlezone Non-Ducted, Wall Placement | 216572156 |  | HRCU-A-CB-O | URC12CN15STG1 | Mini-Splits | URD12HW15STG1 |  |  |  | 12.25 | 22 | 9.5 | TRUE | TRUE |  | 12000 | 9300 | 4.78 | 10000 | 2.09
216572154 | 01/15/25 | Live | Johnson Controls Inc. (York International Norman) | COLEMAN | Singlezone Non-Ducted, Wall Placement | 216572154 |  | HRCU-A-CB-O | URC09CN15STG1 | Mini-Splits | URD09HW15STG1 |  |  |  | 14.05 | 23 | 10 | TRUE | TRUE |  | 9000 | 9500 | 4.8 | 9700 | 2.19
216572153 | 01/15/25 | Live | Johnson Controls Inc. (York International Norman) | COLEMAN | Singlezone Non-Ducted, Wall Placement | 216572153 |  | HRCU-A-CB-O | URC24CN23STG1 | Mini-Splits | UNI24HW23STG1 |  |  |  | 12.25 | 22.5 | 9.5 | TRUE | TRUE |  | 24000 | 22000 | 3.58 | 24000 | 1.85
216572151 | 01/15/25 | Live | Johnson Controls Inc. (York International Norman) | COLEMAN | Singlezone Non-Ducted, Wall Placement | 216572151 |  | HRCU-A-CB-O | URC18CN23STG1 | Mini-Splits | UNI18HW23STG1 |  |  |  | 12.95 | 21 | 10 | TRUE | TRUE |  | 18000 | 18000 | 3.61 | 18500 | 1.95
216572150 | 01/15/25 | Live | Johnson Controls Inc. (York International Norman) | COLEMAN | Singlezone Non-Ducted, Wall Placement | 216572150 |  | HRCU-A-CB-O | URC12CN23STG1 | Mini-Splits | UNI12HW23STG1 |  |  |  | 12.25 | 23 | 10 | TRUE | TRUE |  | 12000 | 10800 | 4.8 | 12000 | 2.51
216572149 | 01/15/25 | Live | Johnson Controls Inc. (York International Norman) | COLEMAN | Singlezone Non-Ducted, Wall Placement | 216572149 |  | HRCU-A-CB-O | URC09CN23STG1 | Mini-Splits | UNI09HW23STG1 |  |  |  | 13.65 | 25 | 11 | TRUE | TRUE |  | 9000 | 9000 | 4.8 | 9200 | 2.07
216046818 | 01/15/25 | Live | TCL AIR CONDITIONER (ZHONGSHAN) CO.,LTD. | TCL | Singlezone Ducted, Centrally Ducted | 216046818 |  | HRCU-A-CB | H60TDH16XAC | Ducted Indoor Units | H60AHH16XAE |  |  |  | 8 | 17 | 8.2 | FALSE | FALSE |  | 53000 | 38000 | 1.9 | 38000 | 1.9
216472836 | 01/10/25 | Live | Hisense | HISENSE | Multizone Mix of Ducted and Non-Ducted | 216472836 |  | HMSR-A-CB-O | AMO5-45U3T25U | Mixed Ducted and Non-Ducted Indoor Units |  |  |  |  | 11.8 | 20 | 9.15 | TRUE | TRUE |  | 42000 | 27800 | 2.54 | 36600 | 2.21
216472839 | 01/10/25 | Live | Hisense | HISENSE | Multizone Mix of Ducted and Non-Ducted | 216472839 |  | HMSR-A-CB-O | AMO4-36U3T25U | Mixed Ducted and Non-Ducted Indoor Units |  |  |  |  | 12.85 | 20.5 | 9.5 | TRUE | TRUE |  | 36000 | 21800 | 2.74 | 33875 | 2.22
216472842 | 01/10/25 | Live | Hisense | HISENSE | Multizone Mix of Ducted and Non-Ducted | 216472842 |  | HMSR-A-CB-O | AMO3-27U3T25U | Mixed Ducted and Non-Ducted Indoor Units |  |  |  |  | 12.2 | 20.5 | 9.4 | TRUE | TRUE |  | 27000 | 18000 | 2.75 | 28525 | 2.36
216472840 | 01/10/25 | Live | Hisense | HISENSE | Multizone Mix of Ducted and Non-Ducted | 216472840 |  | HMSR-A-CB-O | AMO2-18U3T25U | Mixed Ducted and Non-Ducted Indoor Units |  |  |  |  | 12.65 | 19.75 | 9.7 | TRUE | TRUE |  | 18000 | 11700 | 2.96 | 18050 | 2.39
216472834 | 01/10/25 | Live | Hisense | HISENSE | Multizone All Ducted | 216472834 |  | HMSV-A-CB | AMO5-45U3T25U | Ducted Indoor Units |  |  |  |  | 11.35 | 18 | 8.8 | FALSE | FALSE |  | 42000 | 27400 | 2.49 | 37550 | 2.15
216472837 | 01/10/25 | Live | Hisense | HISENSE | Multizone All Ducted | 216472837 |  | HMSV-A-CB | AMO4-36U3T25U | Ducted Indoor Units |  |  |  |  | 12.85 | 19 | 9 | TRUE | TRUE |  | 36000 | 21000 | 2.56 | 33900 | 2.21
216472841 | 01/10/25 | Live | Hisense | HISENSE | Multizone All Ducted | 216472841 |  | HMSV-A-CB | AMO3-27U3T25U | Ducted Indoor Units |  |  |  |  | 11.5 | 18 | 8.8 | FALSE | FALSE |  | 27000 | 18200 | 2.75 | 27950 | 2.34
216472833 | 01/10/25 | Live | Hisense | HISENSE | Multizone All Ducted | 216472833 |  | HMSV-A-CB | AMO2-18U3T25U | Ducted Indoor Units |  |  |  |  | 12 | 17.5 | 9.4 | TRUE | TRUE |  | 18000 | 11900 | 2.98 | 17800 | 2.38
216472835 | 01/10/25 | Live | Hisense | HISENSE | Multizone All Non-Ducted | 216472835 |  | HMSR-A-CB-O | AMO5-45U3T25U | Non-Ducted Indoor Units |  |  |  |  | 12 | 22 | 9.5 | TRUE | TRUE |  | 42000 | 28200 | 2.59 | 35650 | 2.28
216472838 | 01/10/25 | Live | Hisense | HISENSE | Multizone All Non-Ducted | 216472838 |  | HMSR-A-CB-O | AMO4-36U3T25U | Non-Ducted Indoor Units |  |  |  |  | 12.85 | 22 | 10 | TRUE | TRUE |  | 36000 | 22600 | 2.92 | 33850 | 2.22
216472832 | 01/10/25 | Live | Hisense | HISENSE | Multizone All Non-Ducted | 216472832 |  | HMSR-A-CB-O | AMO3-27U3T25U | Non-Ducted Indoor Units |  |  |  |  | 12.85 | 23 | 10 | TRUE | TRUE |  | 27000 | 17600 | 2.71 | 29100 | 2.38
216472831 | 01/10/25 | Live | Hisense | HISENSE | Multizone All Non-Ducted | 216472831 |  | HMSR-A-CB-O | AMO2-18U3T25U | Non-Ducted Indoor Units |  |  |  |  | 13.3 | 22 | 10 | TRUE | TRUE |  | 18000 | 11500 | 2.93 | 18300 | 2.41
215869483 | 11/27/24 | Live | GE Appliances, a Haier Company | GE APPLIANCES | Singlezone Ducted, Centrally Ducted | 215869483 |  | HRCU-A-CB | NS18H60HA5*** | Ducted Indoor Units | NAM48V1TA5**** |  |  |  | 11.7 | 18 | 9.5 | TRUE | TRUE |  | 47500 | 39000 | 2.4 | 39000 | 2.4
216021000 | 11/27/24 | Live | GE Appliances, a Haier Company | GE APPLIANCES | Singlezone Ducted, Centrally Ducted | 216021000 |  | HRCU-A-C | NS18H60HA5*** | Ducted Indoor Units | NCUC48CT5****+TDR |  |  |  | 10 | 15.2 | 8.5 | TRUE | TRUE |  | 47500 | 40000 | 2.1 | 40000 | 2.1
215359282 | 08/22/24 | Live | Midea Electric Trading | DURASTAR | Singlezone Ducted, Compact Ducted | 215359282 |  | HRCU-A-CB | DRA1U12S2A | Mini-Splits | DRADH0912F2A |  |  |  | 12 | 19.5 | 10.5 | TRUE | TRUE | TRUE | 12000 | 9100 | 2.78 | 9800 | 2.52
215864061 | 10/30/24 | Live | Midea Electric Trading | WELLS | Singlezone Ducted, Compact Ducted | 215864061 |  | HRCU-A-CB | WOS-12QUA/230 | Mini-Splits | WIDH-12MOC/230 |  |  |  | 12 | 19.5 | 10.5 | TRUE | TRUE |  | 12000 | 9100 | 2.78 | 9800 | 2.52
215866658 | 10/30/24 | Live | Midea Electric Trading | KADEN | Singlezone Ducted, Compact Ducted | 215866658 |  | HRCU-A-CB | KOB-PSX12HP-2AAMA | Mini-Splits | KIB-PSX12HS-2AAMA |  |  |  | 12 | 19.5 | 10.5 | FALSE | FALSE |  | 12000 | 9100 | 2.78 | 9800 | 2.52
215866757 | 10/30/24 | Live | Midea Electric Trading | AI AIR CONDITIONING | Singlezone Ducted, Compact Ducted | 215866757 |  | HRCU-A-CB | AO24-12N2-M1 | Mini-Splits | AH-12N2-M1 |  |  |  | 12 | 19.5 | 10.5 | TRUE | TRUE |  | 12000 | 9100 | 2.78 | 9800 | 2.52
215864358 | 11/27/24 | Live | Midea Electric Trading | MAINLINE | Singlezone Ducted, Compact Ducted | 215864358 |  | HRCU-A-CB | ML12HP230NEX-O | Mini-Splits | ML12HP230HSDUC-I |  |  |  | 12 | 19.5 | 10.5 | FALSE | FALSE |  | 12000 | 9100 | 2.78 | 9800 | 2.52
215894265 | 10/30/24 | Live | Midea Electric Trading | NUTECH | Singlezone Ducted, Compact Ducted | 215894265 |  | HRCU-A-CB | NOX230-12HFN10-M1 | Mini-Splits | NTJ-12HWFN10-M1-D |  |  |  | 12 | 19.5 | 10.5 | FALSE | FALSE |  | 12000 | 9100 | 2.78 | 9800 | 2.52
216699332 | 12/24/24 | Live | Midea Electric Trading | SLIMAIR | Singlezone Ducted, Compact Ducted | 216699332 |  | HRCU-A-CB | SHC12AE2AG | Mini-Splits | SHD12AC2AG |  |  |  | 12 | 19.5 | 10.5 | TRUE | TRUE |  | 12000 | 9100 | 2.78 | 9800 | 2.52
216497932 | 12/12/24 | Live | Midea Electric Trading | AC PRO | Singlezone Ducted, Compact Ducted | 216497932 |  | HRCU-A-CB | MHPC-H-012BSB | Mini-Splits | MDUC-H-012BBB |  |  |  | 12 | 19.5 | 10.5 | TRUE | TRUE |  | 12000 | 9100 | 2.78 | 9800 | 2.52
216031047 | 11/27/24 | Live | Midea Electric Trading | MOOVAIR | Singlezone Ducted, Compact Ducted | 216031047 |  | HRCU-A-CB | MSHEA12C2AN1 | Mini-Splits | GDHRA12C2AS1 |  |  |  | 12 | 19.5 | 10.5 | TRUE | TRUE |  | 12000 | 9100 | 2.78 | 9800 | 2.52
216046627 | 12/13/24 | Live | Midea Electric Trading | ELIOS | Singlezone Ducted, Compact Ducted | 216046627 |  | HRCU-A-CB | ESHEA12C2AN1 | Mini-Splits | GDHRA12C2AS1 |  |  |  | 12 | 19.5 | 10.5 | TRUE | TRUE |  | 12000 | 9100 | 2.78 | 9800 | 2.52
215471416 | 09/17/24 | Live | Midea Electric Trading | MIDEA | Singlezone Ducted, Compact Ducted | 215471416 |  | HRCU-A-CB | MO1ES-H12B-2A | Mini-Splits | MDHHU-H12B-2A |  |  |  | 12 | 19.5 | 10.5 | TRUE | TRUE | TRUE | 12000 | 9100 | 2.78 | 9800 | 2.52
215853922 | 10/30/24 | Live | Midea Electric Trading | BLUERIDGE | Singlezone Ducted, Compact Ducted | 215853922 |  | HRCU-A-CB | BMS1226YC | Mini-Splits | BMC12HCD |  |  |  | 12 | 19.5 | 10.5 | TRUE | TRUE |  | 12000 | 9100 | 2.78 | 9800 | 2.52
215725461 | 09/30/24 | Live | Midea Electric Trading | INNOVAIR | Singlezone Ducted, Compact Ducted | 215725461 |  | HRCU-A-CB | MOS12H2BM0A | Mini-Splits | MDH12H2MHWA |  |  |  | 12 | 19.5 | 10.5 | TRUE | TRUE | TRUE | 12000 | 9100 | 2.78 | 9800 | 2.52
216014106 | 11/18/24 | Live | Midea Electric Trading | SEA BREEZE+ | Singlezone Ducted, Compact Ducted | 216014106 |  | HRCU-A-CB | SZ12H525ZMO | Mini-Splits | D12H525ZMI |  |  |  | 12 | 19.5 | 10.5 | FALSE | FALSE |  | 12000 | 9100 | 2.78 | 9800 | 2.52
214861950 | 07/29/24 | Live | Midea Electric Trading | MDV | Singlezone Ducted, Compact Ducted | 214861950 |  | HRCU-A-CB | MOX230-12HFN10-M1 | Mini-Splits | MTJM-12HWFN10-M1-D |  |  |  | 12 | 19.5 | 10.5 | TRUE | TRUE | TRUE | 12000 | 9100 | 2.78 | 9800 | 2.52
214861932 | 07/29/24 | Live | Midea Electric Trading | MDV | Singlezone Ducted, Compact Ducted | 214861932 |  | HRCU-A-CB | MOX230-12HFN10-M1 | Mini-Splits | MTJM-12HWFN10-M1 |  |  |  | 12 | 19.5 | 10.5 | TRUE | TRUE | TRUE | 12000 | 9100 | 2.78 | 9800 | 2.52
215864357 | 11/27/24 | Live | Midea Electric Trading | MAINLINE | Singlezone Ducted, Compact Ducted | 215864357 |  | HRCU-A-CB | ML09HP230NEX-O | Mini-Splits | ML09HP230HSDUC-I |  |  |  | 13 | 19.7 | 11.5 | FALSE | FALSE |  | 9000 | 9300 | 2.9 | 9800 | 2.56
216578942 | 12/21/24 | Live | Midea Electric Trading | NUTECH | Singlezone Ducted, Compact Ducted | 216578942 |  | HRCU-A-CB | NOX230-09HFN10-M1 | Mini-Splits | NTJ-09HWFN10-M1-D |  |  |  | 13 | 19.7 | 11.5 | FALSE | FALSE |  | 9000 | 9300 | 2.9 | 9800 | 2.56
215864060 | 10/30/24 | Live | Midea Electric Trading | WELLS | Singlezone Ducted, Compact Ducted | 215864060 |  | HRCU-A-CB | WOS-09QUA/230 | Mini-Splits | WIDH-09MOC/230 |  |  |  | 13 | 19.7 | 11.5 | TRUE | TRUE |  | 9000 | 9300 | 2.9 | 9800 | 2.56
215866656 | 10/30/24 | Live | Midea Electric Trading | KADEN | Singlezone Ducted, Compact Ducted | 215866656 |  | HRCU-A-CB | KOB-PSX09HP-2AAMA | Mini-Splits | KIB-PSX09HS-2AAMA |  |  |  | 13 | 19.7 | 11.5 | FALSE | FALSE |  | 9000 | 9300 | 2.9 | 9800 | 2.56
215866756 | 10/30/24 | Live | Midea Electric Trading | AI AIR CONDITIONING | Singlezone Ducted, Compact Ducted | 215866756 |  | HRCU-A-CB | AO24-09N2-M1 | Mini-Splits | AH-09N2-M1 |  |  |  | 13 | 19.7 | 11.5 | TRUE | TRUE |  | 9000 | 9300 | 2.9 | 9800 | 2.56
216497931 | 12/12/24 | Live | Midea Electric Trading | AC PRO | Singlezone Ducted, Compact Ducted | 216497931 |  | HRCU-A-CB | MHPC-H-009BSB | Mini-Splits | MDUC-H-009BBB |  |  |  | 13 | 19.7 | 11.5 | TRUE | TRUE |  | 9000 | 9300 | 2.9 | 9800 | 2.56
216699331 | 12/24/24 | Live | Midea Electric Trading | SLIMAIR | Singlezone Ducted, Compact Ducted | 216699331 |  | HRCU-A-CB | SHC09AE2AG | Mini-Splits | SHD09AC2AG |  |  |  | 13 | 19.7 | 11.5 | TRUE | TRUE |  | 9000 | 9300 | 2.9 | 9800 | 2.56
216046626 | 12/13/24 | Live | Midea Electric Trading | ELIOS | Singlezone Ducted, Compact Ducted | 216046626 |  | HRCU-A-CB | ESHEA09C2AN1 | Mini-Splits | GDHRA09C2AS1 |  |  |  | 13 | 19.7 | 11.5 | TRUE | TRUE |  | 9000 | 9300 | 2.9 | 9800 | 2.56
216031046 | 11/27/24 | Live | Midea Electric Trading | MOOVAIR | Singlezone Ducted, Compact Ducted | 216031046 |  | HRCU-A-CB | MSHEA09C2AN1 | Mini-Splits | GDHRA09C2AS1 |  |  |  | 13 | 19.7 | 11.5 | TRUE | TRUE |  | 9000 | 9300 | 2.9 | 9800 | 2.56
215471415 | 09/17/24 | Live | Midea Electric Trading | MIDEA | Singlezone Ducted, Compact Ducted | 215471415 |  | HRCU-A-CB | MO1ES-H09B-2A | Mini-Splits | MDHHU-H09B-2A |  |  |  | 13 | 19.7 | 11.5 | TRUE | TRUE | TRUE | 9000 | 9300 | 2.9 | 9800 | 2.56
215853921 | 10/30/24 | Live | Midea Electric Trading | BLUERIDGE | Singlezone Ducted, Compact Ducted | 215853921 |  | HRCU-A-CB | BMS926YC | Mini-Splits | BMC9HCD |  |  |  | 13 | 19.7 | 11.5 | TRUE | TRUE |  | 9000 | 9300 | 2.9 | 9800 | 2.56
215725460 | 09/30/24 | Live | Midea Electric Trading | INNOVAIR | Singlezone Ducted, Compact Ducted | 215725460 |  | HRCU-A-CB | MOS09H2BM0A | Mini-Splits | MDH09H2MHWA |  |  |  | 13 | 19.7 | 11.5 | TRUE | TRUE | TRUE | 9000 | 9300 | 2.9 | 9800 | 2.56
216014101 | 11/18/24 | Live | Midea Electric Trading | SEA BREEZE+ | Singlezone Ducted, Compact Ducted | 216014101 |  | HRCU-A-CB | SZ09H525ZMO | Mini-Splits | D09H525ZMI |  |  |  | 13 | 19.7 | 11.5 | FALSE | FALSE |  | 9000 | 9300 | 2.9 | 9800 | 2.56
214861947 | 07/29/24 | Live | Midea Electric Trading | MDV | Singlezone Ducted, Compact Ducted | 214861947 |  | HRCU-A-CB | MOX230-09HFN10-M1 | Mini-Splits | MTJ-09HWFN10-M1-D |  |  |  | 13 | 19.7 | 11.5 | TRUE | TRUE | TRUE | 9000 | 9300 | 2.9 | 9800 | 2.56
215866793 | 10/30/24 | Live | Midea Electric Trading | AI AIR CONDITIONING | Singlezone Non-Ducted, Wall Placement | 215866793 |  | HRCU-A-CB-O | AO25-12N2-M1H | Mini-Splits | AS-12N2-M1 |  |  |  | 12.5 | 25 | 10.5 | TRUE | TRUE |  | 12000 | 9800 | 2.71 | 12400 | 2.14
215864382 | 11/27/24 | Live | Midea Electric Trading | MAINLINE | Singlezone Non-Ducted, Wall Placement | 215864382 |  | HRCU-A-CB-O | ML12HP230NEXH-O | Mini-Splits | ML12HP230CON-I |  |  |  | 12.5 | 25 | 10.5 | FALSE | FALSE |  | 12000 | 9800 | 2.71 | 12400 | 2.14
216032286 | 11/27/24 | Live | Midea Electric Trading | 1HVAC | Singlezone Non-Ducted, Wall Placement | 216032286 |  | HRCU-A-CB-O | ACIQ-12ZPL-HP230C | Mini-Splits | ACIQ-12FM-HH-MD |  |  |  | 12.5 | 25 | 10.5 | TRUE | TRUE |  | 12000 | 9800 | 2.71 | 12400 | 2.14
216032352 | 12/13/24 | Live | Midea Electric Trading | ACIQ | Singlezone Non-Ducted, Wall Placement | 216032352 |  | HRCU-A-CB-O | ACIQ-12ZPL-HP230C | Mini-Splits | ACIQ-12FM-HH-MD |  |  |  | 12.5 | 25 | 10.5 | TRUE | TRUE |  | 12000 | 9800 | 2.71 | 12400 | 2.14
215359255 | 08/22/24 | Live | Midea Electric Trading | DURASTAR | Singlezone Non-Ducted, Wall Placement | 215359255 |  | HRCU-A-CB-O | DRA1H12S2A | Mini-Splits | DRAS12F2A |  |  |  | 12.5 | 25 | 10.5 | TRUE | TRUE | TRUE | 12000 | 9800 | 2.71 | 12400 | 2.14
215864086 | 10/30/24 | Live | Midea Electric Trading | WELLS | Singlezone Non-Ducted, Wall Placement | 215864086 |  | HRCU-A-CB-O | WOS-12PRE/230 | Mini-Splits | WICS-12MOC/230 |  |  |  | 12.5 | 25 | 10.5 | TRUE | TRUE |  | 12000 | 9800 | 2.71 | 12400 | 2.14
215745989 | 09/30/24 | Live | Midea Electric Trading | CUSTOM COMFORT | Singlezone Non-Ducted, Wall Placement | 215745989 |  | HRCU-A-CB-O | CCOXHBSZ12HP | Mini-Splits | CCOXHBFM12 |  |  |  | 12.5 | 25 | 10.5 | TRUE | TRUE | TRUE | 12000 | 9800 | 2.71 | 12400 | 2.14
215449780 | 09/17/24 | Live | Midea Electric Trading | BREEZE33 | Singlezone Non-Ducted, Wall Placement | 215449780 |  | HRCU-A-CB-O | BZ33-HYP12OUT2-454-G3-P | Mini-Splits | BZ33-ICM12-454-G3-P |  |  |  | 12.5 | 25 | 10.5 | TRUE | TRUE | TRUE | 12000 | 9800 | 2.71 | 12400 | 2.14
216031055 | 11/27/24 | Live | Midea Electric Trading | MOOVAIR | Singlezone Non-Ducted, Wall Placement | 216031055 |  | HRCU-A-CB-O | MSHMA12C2AN1 | Mini-Splits | GFHRA12C2AS1 |  |  |  | 12.5 | 25 | 10.5 | TRUE | TRUE |  | 12000 | 9800 | 2.71 | 12400 | 2.14
215471433 | 09/17/24 | Live | Midea Electric Trading | MIDEA | Singlezone Non-Ducted, Wall Placement | 215471433 |  | HRCU-A-CB-O | MO1HS-H12B-2A | Mini-Splits | MFAHU-H12B-2A |  |  |  | 12.5 | 25 | 10.5 | TRUE | TRUE | TRUE | 12000 | 9800 | 2.71 | 12400 | 2.14
215853947 | 10/30/24 | Live | Midea Electric Trading | BLUERIDGE | Singlezone Non-Ducted, Wall Placement | 215853947 |  | HRCU-A-CB-O | BMS1225HHYC | Mini-Splits | BMC12LW |  |  |  | 12.5 | 25 | 10.5 | TRUE | TRUE |  | 12000 | 9800 | 2.71 | 12400 | 2.14
215864233 | 01/08/25 | Live | Midea Electric Trading | COOPER&HUNTER | Singlezone Non-Ducted, Wall Placement | 215864233 |  | HRCU-A-CB-O | CH-RHP12-230VO | Mini-Splits | CH-RSH12MMC |  |  |  | 12.5 | 25 | 10.5 | TRUE | TRUE |  | 12000 | 9800 | 2.71 | 12400 | 2.14
216571388 | 12/21/24 | Live | Midea Electric Trading | DIRECT AIR | Singlezone Non-Ducted, Wall Placement | 216571388 |  | HRCU-A-CB-O | DIRM4-12HXPRO28-1Z | Mini-Splits | DIRM4-12HP-CO |  |  |  | 12.5 | 25 | 10.5 | TRUE | TRUE |  | 12000 | 9800 | 2.71 | 12400 | 2.14
215725476 | 09/30/24 | Live | Midea Electric Trading | INNOVAIR | Singlezone Non-Ducted, Wall Placement | 215725476 |  | HRCU-A-CB-O | MOS12H2BH0A | Mini-Splits | MCW12H2BHRB |  |  |  | 12.5 | 25 | 10.5 | TRUE | TRUE | TRUE | 12000 | 9800 | 2.71 | 12400 | 2.14
215735308 | 09/30/24 | Live | Midea Electric Trading | SENVILLE | Singlezone Non-Ducted, Wall Placement | 215735308 |  | HRCU-A-CB-O | SENA-12HF-OG | Mini-Splits | SENA-12HF-IFG |  |  |  | 12.5 | 25 | 10.5 | TRUE | TRUE | TRUE | 12000 | 9800 | 2.71 | 12400 | 2.14
216014127 | 11/18/24 | Live | Midea Electric Trading | SEA BREEZE+ | Singlezone Non-Ducted, Wall Placement | 216014127 |  | HRCU-A-CB-O | HSZ12H525ZMO | Mini-Splits | C12H525ZMI |  |  |  | 12.5 | 25 | 10.5 | FALSE | FALSE |  | 12000 | 9800 | 2.71 | 12400 | 2.14
214855566 | 07/29/24 | Live | Midea Electric Trading | MDV | Singlezone Non-Ducted, Wall Placement | 214855566 |  | HRCU-A-CB-O | MOX330-12HFN10-M1X | Mini-Splits | MFA2M-12HRFN10-M1-D |  |  |  | 12.5 | 25 | 10.5 | TRUE | TRUE | TRUE | 12000 | 9800 | 2.71 | 12400 | 2.14
214855412 | 07/29/24 | Live | Midea Electric Trading | MDV | Singlezone Non-Ducted, Wall Placement | 214855412 |  | HRCU-A-CB-O | MOX330-12HFN10-M1X | Mini-Splits | MFA2M-12HRFN10-M1 |  |  |  | 12.7 | 25 | 10.6 | TRUE | TRUE | TRUE | 12000 | 9800 | 2.71 | 12400 | 2.14
215745975 | 09/30/24 | Live | Midea Electric Trading | CUSTOM COMFORT | Singlezone Non-Ducted, Wall Placement | 215745975 |  | HRCU-A-CB-O | CCOXHBSZ12HP | Mini-Splits | CCOXHBWM12 |  |  |  | 13.4 | 25.4 | 10.5 | TRUE | TRUE | TRUE | 12000 | 9800 | 2.71 | 12800 | 1.75
215449759 | 09/17/24 | Live | Midea Electric Trading | BREEZE33 | Singlezone Non-Ducted, Wall Placement | 215449759 |  | HRCU-A-CB-O | BZ33-HYP12OUT2-454-G3-P | Mini-Splits | BZ33-HYP12WALL2-454-G3-P |  |  |  | 13.4 | 25.4 | 10.5 | TRUE | TRUE | TRUE | 12000 | 9800 | 2.71 | 12800 | 1.75
215866630 | 10/30/24 | Live | Midea Electric Trading | KADEN | Singlezone Non-Ducted, Wall Placement | 215866630 |  | HRCU-A-CB-O | KOB-HH-PSX12HP-2AAMA | Mini-Splits | KIB-PSX12WM-2AAMA |  |  |  | 13.4 | 25.4 | 10.5 | FALSE | FALSE |  | 12000 | 9800 | 2.71 | 12800 | 1.75
216032269 | 11/27/24 | Live | Midea Electric Trading | 1HVAC | Singlezone Non-Ducted, Wall Placement | 216032269 |  | HRCU-A-CB-O | ACIQ-12ZPL-HP230C | Mini-Splits | ACIQ-12W-HH-MD |  |  |  | 13.4 | 25.4 | 10.5 | TRUE | TRUE |  | 12000 | 9800 | 2.71 | 12800 | 1.75
216032335 | 12/13/24 | Live | Midea Electric Trading | ACIQ | Singlezone Non-Ducted, Wall Placement | 216032335 |  | HRCU-A-CB-O | ACIQ-12ZPL-HP230C | Mini-Splits | ACIQ-12W-HH-MD |  |  |  | 13.4 | 25.4 | 10.5 | TRUE | TRUE |  | 12000 | 9800 | 2.71 | 12800 | 1.75
215449718 | 09/17/24 | Live | Midea Electric Trading | CANAIR | Singlezone Non-Ducted, Wall Placement | 215449718 |  | HRCU-A-CB-O | 4C28SCH12H21 | Mini-Splits | 4C28SEH12H21 |  |  |  | 13.4 | 25.4 | 10.5 | TRUE | TRUE | TRUE | 12000 | 9800 | 2.71 | 12800 | 1.75
216031028 | 11/27/24 | Live | Midea Electric Trading | MOOVAIR | Singlezone Non-Ducted, Wall Placement | 216031028 |  | HRCU-A-CB-O | MSHMA12C2AN1 | Mini-Splits | MWHMA12C2AS1 |  |  |  | 13.4 | 25.4 | 10.5 | TRUE | TRUE |  | 12000 | 9800 | 2.71 | 12800 | 1.75
215864180 | 01/08/25 | Live | Midea Electric Trading | COOPER&HUNTER | Singlezone Non-Ducted, Wall Placement | 215864180 |  | HRCU-A-CB-O | CH-RHP12-230VO | Mini-Splits | CH-RH12MASTWM-230VI |  |  |  | 13.4 | 25.4 | 10.5 | TRUE | TRUE |  | 12000 | 9800 | 2.71 | 12800 | 1.75
215864174 | 01/08/25 | Live | Midea Electric Trading | COOPER&HUNTER | Singlezone Non-Ducted, Wall Placement | 215864174 |  | HRCU-A-CB-O | CH-RHP12-230VO | Mini-Splits | CH-PRO12MASTWM-230VI |  |  |  | 13.4 | 25.4 | 10.5 | TRUE | TRUE |  | 12000 | 9800 | 2.71 | 12800 | 1.75
216032560 | 12/13/24 | Live | Midea Electric Trading | MRCOOL | Singlezone Non-Ducted, Wall Placement | 216032560 |  | HRCU-A-CB-O | O-HH-12-HP-C-230C-O | Mini-Splits | O-12-HP-WMAH-230C-O |  |  |  | 13.4 | 25.4 | 10.5 | TRUE | TRUE |  | 12000 | 9800 | 2.71 | 12800 | 1.75
215853903 | 10/30/24 | Live | Midea Electric Trading | BLUERIDGE | Singlezone Non-Ducted, Wall Placement | 215853903 |  | HRCU-A-CB-O | BMS1225HHYC | Mini-Splits | BMC12HHYW |  |  |  | 13.4 | 25.4 | 10.5 | TRUE | TRUE |  | 12000 | 9800 | 2.71 | 12800 | 1.75
215471381 | 09/17/24 | Live | Midea Electric Trading | MIDEA | Singlezone Non-Ducted, Wall Placement | 215471381 |  | HRCU-A-CB-O | MO1HS-H12B-2A | Mini-Splits | MSEHU-H12B-2A |  |  |  | 13.4 | 25.4 | 10.5 | TRUE | TRUE | TRUE | 12000 | 9800 | 2.71 | 12800 | 1.75
216571373 | 12/21/24 | Live | Midea Electric Trading | DIRECT AIR | Singlezone Non-Ducted, Wall Placement | 216571373 |  | HRCU-A-CB-O | DIRM4-12HXPRO28-1Z | Mini-Splits | DIRM4-12HP-WM |  |  |  | 13.4 | 25.4 | 10.5 | TRUE | TRUE |  | 12000 | 9800 | 2.71 | 12800 | 1.75
216082322 | 12/12/24 | Live | Midea Electric Trading | STELPRO | Singlezone Non-Ducted, Wall Placement | 216082322 |  | HRCU-A-CB-O | SEPB-H12A-O | Mini-Splits | SEPB-H12A-I |  |  |  | 13.4 | 25.4 | 10.5 | TRUE | TRUE |  | 12000 | 9800 | 2.71 | 12800 | 1.75
215444937 | 09/17/24 | Live | Midea Electric Trading | EMI | Singlezone Non-Ducted, Wall Placement | 215444937 |  | HRCU-A-CB-O | EMXSZ112DA | Mini-Splits | EMXWAL12DA |  |  |  | 13.4 | 25.4 | 10.5 | TRUE | TRUE | TRUE | 12000 | 9800 | 2.71 | 12800 | 1.75
215725444 | 09/30/24 | Live | Midea Electric Trading | INNOVAIR | Singlezone Non-Ducted, Wall Placement | 215725444 |  | HRCU-A-CB-O | MOS12H2BH0A | Mini-Splits | MHW12H2BHRB |  |  |  | 13.4 | 25.4 | 10.5 | TRUE | TRUE | TRUE | 12000 | 9800 | 2.71 | 12800 | 1.75
216027621 | 11/27/24 | Live | Midea Electric Trading | CAPELLA | Singlezone Non-Ducted, Wall Placement | 216027621 |  | HRCU-A-CB-O | CPPB-H12A-O | Mini-Splits | CPPB-H12A-I |  |  |  | 13.4 | 25.4 | 10.5 | TRUE | TRUE |  | 12000 | 9800 | 2.71 | 12800 | 1.75
215931366 | 11/18/24 | Live | Midea Electric Trading | CONTINENTAL | Singlezone Non-Ducted, Wall Placement | 215931366 |  | HRCU-A-CB-O | CDHAS26BA-12-O | Mini-Splits | CDHAS26BA-12-I |  |  |  | 13.4 | 25.4 | 10.5 | TRUE | TRUE |  | 12000 | 9800 | 2.71 | 12800 | 1.75
215931361 | 11/18/24 | Live | Midea Electric Trading | NAPOLEON | Singlezone Non-Ducted, Wall Placement | 215931361 |  | HRCU-A-CB-O | NDHAS26BA-12-O | Mini-Splits | NDHAS26BA-12-I |  |  |  | 13.4 | 25.4 | 10.5 | TRUE | TRUE |  | 12000 | 9800 | 2.71 | 12800 | 1.75
215213715 | 07/29/24 | Live | Midea Electric Trading | CONTINENTAL | Singlezone Non-Ducted, Wall Placement | 215213715 |  | HRCU-A-CB-O | CDHAS26B-12-O | Mini-Splits | CDHAS26B-12-I |  |  |  | 13.4 | 25.4 | 10.5 | TRUE | TRUE | TRUE | 12000 | 9800 | 2.71 | 12800 | 1.75
215213707 | 07/29/24 | Live | Midea Electric Trading | NAPOLEON | Singlezone Non-Ducted, Wall Placement | 215213707 |  | HRCU-A-CB-O | NDHAS26B-12-O | Mini-Splits | NDHAS26B-12-I |  |  |  | 13.4 | 25.4 | 10.5 | TRUE | TRUE | TRUE | 12000 | 9800 | 2.71 | 12800 | 1.75
215735296 | 09/30/24 | Live | Midea Electric Trading | SENVILLE | Singlezone Non-Ducted, Wall Placement | 215735296 |  | HRCU-A-CB-O | SENA-12HF-OG | Mini-Splits | SENA-12HF-IGG |  |  |  | 13.4 | 25.4 | 10.5 | TRUE | TRUE | TRUE | 12000 | 9800 | 2.71 | 12800 | 1.75
216014124 | 11/18/24 | Live | Midea Electric Trading | SEA BREEZE+ | Singlezone Non-Ducted, Wall Placement | 216014124 |  | HRCU-A-CB-O | HSZ12H525ZMO | Mini-Splits | WM12H525ZMI |  |  |  | 13.4 | 25.4 | 10.5 | FALSE | FALSE |  | 12000 | 9800 | 2.71 | 12800 | 1.75
216097106 | 12/12/24 | Live | Midea Electric Trading | COMFORT-AIRE | Singlezone Non-Ducted, Wall Placement | 216097106 |  | HRCU-A-CB-O | A-VHP12SA-1 | Mini-Splits | B-VHP12SA-1 |  |  |  | 13.4 | 25.4 | 10.5 | TRUE | TRUE |  | 12000 | 9800 | 2.71 | 12800 | 1.75
216097112 | 12/12/24 | Live | Midea Electric Trading | KERR | Singlezone Non-Ducted, Wall Placement | 216097112 |  | HRCU-A-CB-O | A-KHP12SA-1 | Mini-Splits | B-KHP12SA-1 |  |  |  | 13.4 | 25.4 | 10.5 | TRUE | TRUE |  | 12000 | 9800 | 2.71 | 12800 | 1.75
214855563 | 07/29/24 | Live | Midea Electric Trading | MDV | Singlezone Non-Ducted, Wall Placement | 214855563 |  | HRCU-A-CB-O | MOX330-12HFN10-M1X | Mini-Splits | MSEPBM-12HRFN10-M1-D |  |  |  | 13.4 | 25.4 | 10.5 | TRUE | TRUE | TRUE | 12000 | 9800 | 2.71 | 12800 | 1.75
214311112 | 07/29/24 | Live | Midea Electric Trading | MDV | Singlezone Non-Ducted, Wall Placement | 214311112 |  | HRCU-A-CB-O | MOX330-12HFN10-M1X | Mini-Splits | MSEPBM-12HRFN10-M1 |  |  |  | 13.5 | 25.5 | 10.5 | TRUE | TRUE | TRUE | 12000 | 9800 | 2.71 | 12800 | 1.75
215745974 | 09/30/24 | Live | Midea Electric Trading | CUSTOM COMFORT | Singlezone Non-Ducted, Wall Placement | 215745974 |  | HRCU-A-CB-O | CCOXHBSZ09HP | Mini-Splits | CCOXHBWM09 |  |  |  | 15.4 | 27.4 | 12.5 | TRUE | TRUE | TRUE | 9000 | 9800 | 2.71 | 12800 | 1.75
215449758 | 09/17/24 | Live | Midea Electric Trading | BREEZE33 | Singlezone Non-Ducted, Wall Placement | 215449758 |  | HRCU-A-CB-O | BZ33-HYP09OUT2-454-G3-P | Mini-Splits | BZ33-HYP09WALL2-454-G3-P |  |  |  | 15.4 | 27.4 | 12.5 | TRUE | TRUE | TRUE | 9000 | 9800 | 2.71 | 12800 | 1.75
215866629 | 10/30/24 | Live | Midea Electric Trading | KADEN | Singlezone Non-Ducted, Wall Placement | 215866629 |  | HRCU-A-CB-O | KOB-HH-PSX09HP-2AAMA | Mini-Splits | KIB-PSX09WM-2AAMA |  |  |  | 15.4 | 27.4 | 12.5 | FALSE | FALSE |  | 9000 | 9800 | 2.71 | 12800 | 1.75
216032334 | 12/13/24 | Live | Midea Electric Trading | ACIQ | Singlezone Non-Ducted, Wall Placement | 216032334 |  | HRCU-A-CB-O | ACIQ-09ZPL-HP230C | Mini-Splits | ACIQ-09W-HH-MD |  |  |  | 15.4 | 27.4 | 12.5 | TRUE | TRUE |  | 9000 | 9800 | 2.71 | 12800 | 1.75
216032268 | 11/27/24 | Live | Midea Electric Trading | 1HVAC | Singlezone Non-Ducted, Wall Placement | 216032268 |  | HRCU-A-CB-O | ACIQ-09ZPL-HP230C | Mini-Splits | ACIQ-09W-HH-MD |  |  |  | 15.4 | 27.4 | 12.5 | TRUE | TRUE |  | 9000 | 9800 | 2.71 | 12800 | 1.75
216031027 | 11/27/24 | Live | Midea Electric Trading | MOOVAIR | Singlezone Non-Ducted, Wall Placement | 216031027 |  | HRCU-A-CB-O | MSHMA09C2AN1 | Mini-Splits | MWHMA09C2AS1 |  |  |  | 15.4 | 27.4 | 12.5 | TRUE | TRUE |  | 9000 | 9800 | 2.71 | 12800 | 1.75
215449717 | 09/17/24 | Live | Midea Electric Trading | CANAIR | Singlezone Non-Ducted, Wall Placement | 215449717 |  | HRCU-A-CB-O | 4C28SCH09H21 | Mini-Splits | 4C28SEH09H21 |  |  |  | 15.4 | 27.4 | 12.5 | TRUE | TRUE | TRUE | 9000 | 9800 | 2.71 | 12800 | 1.75
216032557 | 12/13/24 | Live | Midea Electric Trading | MRCOOL | Singlezone Non-Ducted, Wall Placement | 216032557 |  | HRCU-A-CB-O | O-HH-09-HP-C-230C-O | Mini-Splits | O-09-HP-WMAH-230C-O |  |  |  | 15.4 | 27.4 | 12.5 | TRUE | TRUE |  | 9000 | 9800 | 2.71 | 12800 | 1.75
215864173 | 01/08/25 | Live | Midea Electric Trading | COOPER&HUNTER | Singlezone Non-Ducted, Wall Placement | 215864173 |  | HRCU-A-CB-O | CH-RHP09-230VO | Mini-Splits | CH-PRO09MASTWM-230VI |  |  |  | 15.4 | 27.4 | 12.5 | TRUE | TRUE |  | 9000 | 9800 | 2.71 | 12800 | 1.75
215864179 | 01/08/25 | Live | Midea Electric Trading | COOPER&HUNTER | Singlezone Non-Ducted, Wall Placement | 215864179 |  | HRCU-A-CB-O | CH-RHP09-230VO | Mini-Splits | CH-RH09MASTWM-230VI |  |  |  | 15.4 | 27.4 | 12.5 | TRUE | TRUE |  | 9000 | 9800 | 2.71 | 12800 | 1.75
215853902 | 10/30/24 | Live | Midea Electric Trading | BLUERIDGE | Singlezone Non-Ducted, Wall Placement | 215853902 |  | HRCU-A-CB-O | BMS927HHYC | Mini-Splits | BMC9HHYW |  |  |  | 15.4 | 27.4 | 12.5 | TRUE | TRUE |  | 9000 | 9800 | 2.71 | 12800 | 1.75
215471380 | 09/17/24 | Live | Midea Electric Trading | MIDEA | Singlezone Non-Ducted, Wall Placement | 215471380 |  | HRCU-A-CB-O | MO1HS-H09B-2A | Mini-Splits | MSEHU-H09B-2A |  |  |  | 15.4 | 27.4 | 12.5 | TRUE | TRUE | TRUE | 9000 | 9800 | 2.71 | 12800 | 1.75
216082321 | 12/12/24 | Live | Midea Electric Trading | STELPRO | Singlezone Non-Ducted, Wall Placement | 216082321 |  | HRCU-A-CB-O | SEPB-H09A-O | Mini-Splits | SEPB-H09A-I |  |  |  | 15.4 | 27.4 | 12.5 | TRUE | TRUE |  | 9000 | 9800 | 2.71 | 12800 | 1.75
216571372 | 12/21/24 | Live | Midea Electric Trading | DIRECT AIR | Singlezone Non-Ducted, Wall Placement | 216571372 |  | HRCU-A-CB-O | DIRM4-09HXPRO28-1Z | Mini-Splits | DIRM4-09HP-WM |  |  |  | 15.4 | 27.4 | 12.5 | TRUE | TRUE |  | 9000 | 9800 | 2.71 | 12800 | 1.75
215213706 | 07/29/24 | Live | Midea Electric Trading | NAPOLEON | Singlezone Non-Ducted, Wall Placement | 215213706 |  | HRCU-A-CB-O | NDHAS26B-09-O | Mini-Splits | NDHAS26B-09-I |  |  |  | 15.4 | 27.4 | 12.5 | TRUE | TRUE | TRUE | 9000 | 9800 | 2.71 | 12800 | 1.75
215213714 | 07/29/24 | Live | Midea Electric Trading | CONTINENTAL | Singlezone Non-Ducted, Wall Placement | 215213714 |  | HRCU-A-CB-O | CDHAS26B-09-O | Mini-Splits | CDHAS26B-09-I |  |  |  | 15.4 | 27.4 | 12.5 | TRUE | TRUE | TRUE | 9000 | 9800 | 2.71 | 12800 | 1.75
215931360 | 11/18/24 | Live | Midea Electric Trading | NAPOLEON | Singlezone Non-Ducted, Wall Placement | 215931360 |  | HRCU-A-CB-O | NDHAS26BA-09-O | Mini-Splits | NDHAS26BA-09-I |  |  |  | 15.4 | 27.4 | 12.5 | TRUE | TRUE |  | 9000 | 9800 | 2.71 | 12800 | 1.75
215931365 | 11/18/24 | Live | Midea Electric Trading | CONTINENTAL | Singlezone Non-Ducted, Wall Placement | 215931365 |  | HRCU-A-CB-O | CDHAS26BA-09-O | Mini-Splits | CDHAS26BA-09-I |  |  |  | 15.4 | 27.4 | 12.5 | TRUE | TRUE |  | 9000 | 9800 | 2.71 | 12800 | 1.75
216027620 | 11/27/24 | Live | Midea Electric Trading | CAPELLA | Singlezone Non-Ducted, Wall Placement | 216027620 |  | HRCU-A-CB-O | CPPB-H09A-O | Mini-Splits | CPPB-H09A-I |  |  |  | 15.4 | 27.4 | 12.5 | TRUE | TRUE |  | 9000 | 9800 | 2.71 | 12800 | 1.75
215725443 | 09/30/24 | Live | Midea Electric Trading | INNOVAIR | Singlezone Non-Ducted, Wall Placement | 215725443 |  | HRCU-A-CB-O | MOS09H2BH0A | Mini-Splits | MHW09H2BHRB |  |  |  | 15.4 | 27.4 | 12.5 | TRUE | TRUE | TRUE | 9000 | 9800 | 2.71 | 12800 | 1.75
215444936 | 09/17/24 | Live | Midea Electric Trading | EMI | Singlezone Non-Ducted, Wall Placement | 215444936 |  | HRCU-A-CB-O | EMXSZ109DA | Mini-Splits | EMXWAL09DA |  |  |  | 15.4 | 27.4 | 12.5 | TRUE | TRUE | TRUE | 9000 | 9800 | 2.71 | 12800 | 1.75
215735295 | 09/30/24 | Live | Midea Electric Trading | SENVILLE | Singlezone Non-Ducted, Wall Placement | 215735295 |  | HRCU-A-CB-O | SENA-09HF-OG | Mini-Splits | SENA-09HF-IGG |  |  |  | 15.4 | 27.4 | 12.5 | TRUE | TRUE | TRUE | 9000 | 9800 | 2.71 | 12800 | 1.75
216014119 | 11/18/24 | Live | Midea Electric Trading | SEA BREEZE+ | Singlezone Non-Ducted, Wall Placement | 216014119 |  | HRCU-A-CB-O | HSZ09H525ZMO | Mini-Splits | WM09H525ZMI |  |  |  | 15.4 | 27.4 | 12.5 | FALSE | FALSE |  | 9000 | 9800 | 2.71 | 12800 | 1.75
216097111 | 12/12/24 | Live | Midea Electric Trading | KERR | Singlezone Non-Ducted, Wall Placement | 216097111 |  | HRCU-A-CB-O | A-KHP09SA-1 | Mini-Splits | B-KHP09SA-1 |  |  |  | 15.4 | 27.4 | 12.5 | TRUE | TRUE |  | 9000 | 9800 | 2.71 | 12800 | 1.75
216097105 | 12/12/24 | Live | Midea Electric Trading | COMFORT-AIRE | Singlezone Non-Ducted, Wall Placement | 216097105 |  | HRCU-A-CB-O | A-VHP09SA-1 | Mini-Splits | B-VHP09SA-1 |  |  |  | 15.4 | 27.4 | 12.5 | TRUE | TRUE |  | 9000 | 9800 | 2.71 | 12800 | 1.75
214855559 | 07/29/24 | Live | Midea Electric Trading | MDV | Singlezone Non-Ducted, Wall Placement | 214855559 |  | HRCU-A-CB-O | MOX330-09HFN10-M1X | Mini-Splits | MSEPB-09HRFN10-M1-D |  |  |  | 15.4 | 27.4 | 12.5 | TRUE | TRUE | TRUE | 9000 | 9800 | 2.71 | 12800 | 1.75
214311110 | 07/29/24 | Live | Midea Electric Trading | MDV | Singlezone Non-Ducted, Wall Placement | 214311110 |  | HRCU-A-CB-O | MOX330-09HFN10-M1X | Mini-Splits | MSEPB-09HRFN10-M1 |  |  |  | 15.5 | 27.5 | 12.5 | TRUE | TRUE | TRUE | 9000 | 9800 | 2.71 | 12800 | 1.75
216571362 | 12/21/24 | Live | Midea Electric Trading | DIRECT AIR | Singlezone Ducted, Centrally Ducted | 216571362 |  | HRCU-A-CB | DIRM4-24MAGICPRO20-OU |  | DIRM4-24MAGICPRO20-AH |  |  |  | 11.7 | 18.3 | 10 | TRUE | TRUE |  | 23000 | 20000 | 2.42 | 22200 | 2.24
216097084 | 12/12/24 | Live | Midea Electric Trading | KERR | Singlezone Ducted, Centrally Ducted | 216097084 |  | HRCU-A-CB | A-KXP24TA-1 |  | B-KXP24TA-1 |  |  |  | 11.7 | 18.3 | 10 | TRUE | TRUE |  | 23000 | 20000 | 2.42 | 22200 | 2.24
215711365 | 09/30/24 | Live | Midea Electric Trading | PANASONIC | Singlezone Ducted, Centrally Ducted | 215711365 |  | HRCU-A-CB | CU-HZ24YAHK6 |  | CS-HZ24YAHK6 |  |  |  | 11.7 | 18.3 | 10 | FALSE | FALSE | TRUE | 23000 | 20000 | 2.42 | 22200 | 2.24
216012013 | 11/18/24 | Live | Midea Electric Trading | BREEZE33 | Singlezone Ducted, Centrally Ducted | 216012013 |  | HRCU-A-CB | BZ33-INV24OUT2-454-G3-J |  | BZ33-INVAHU24-454-G3-J |  |  |  | 11.7 | 18.3 | 10 | TRUE | TRUE |  | 23000 | 20000 | 2.42 | 22200 | 2.24
216505880 | 12/12/24 | Live | Midea Electric Trading | PANASONIC | Singlezone Ducted, Centrally Ducted | 216505880 |  | HRCU-A-CB | CU-HM24BAHU |  | CS-HM24BAHU |  |  |  | 11.7 | 18.3 | 10 | TRUE | TRUE |  | 23000 | 20000 | 2.42 | 22200 | 2.24
216032228 | 11/27/24 | Live | Midea Electric Trading | 1HVAC | Singlezone Ducted, Centrally Ducted | 216032228 |  | HRCU-A-CB | ACIQ-24-HPD |  | ACIQ-24-AHD |  |  |  | 11.7 | 18.3 | 10 | TRUE | TRUE |  | 23000 | 20000 | 2.42 | 22200 | 2.24
216032247 | 11/27/24 | Live | Midea Electric Trading | ACIQ | Singlezone Ducted, Centrally Ducted | 216032247 |  | HRCU-A-CB | ACIQ-24-HPD |  | ACIQ-24-AHD |  |  |  | 11.7 | 18.3 | 10 | TRUE | TRUE |  | 23000 | 20000 | 2.42 | 22200 | 2.24
216030965 | 11/27/24 | Live | Midea Electric Trading | MOOVAIR | Singlezone Ducted, Centrally Ducted | 216030965 |  | HRCU-A-CB | MSHMA24R2AN1 |  | MAHMA24R4AS1 |  |  |  | 11.7 | 18.3 | 10 | TRUE | TRUE |  | 23000 | 20000 | 2.42 | 22200 | 2.24
215864027 | 10/30/24 | Live | Midea Electric Trading | WELLS | Singlezone Ducted, Centrally Ducted | 215864027 |  | HRCU-A-CB | WDHP-24HH |  | WDAH-24MOC |  |  |  | 11.7 | 18.3 | 10 | TRUE | TRUE |  | 23000 | 20000 | 2.42 | 22200 | 2.24
215866617 | 10/30/24 | Live | Midea Electric Trading | KADEN | Singlezone Ducted, Centrally Ducted | 215866617 |  | HRCU-A-CB | KOB-HH-UUX24HP-2AAMA |  | KIB-UUX24AH-2AAMA |  |  |  | 11.7 | 18.3 | 10 | FALSE | FALSE |  | 23000 | 20000 | 2.42 | 22200 | 2.24
215735326 | 09/30/24 | Live | Midea Electric Trading | SENVILLE | Singlezone Ducted, Centrally Ducted | 215735326 |  | HRCU-A-CB | SENDC-24HF-OG |  | SENDC-24HF-IG |  |  |  | 11.7 | 18.3 | 10 | TRUE | TRUE | TRUE | 23000 | 20000 | 2.42 | 22200 | 2.24
216621511 | 12/30/24 | Live | Midea Electric Trading | MITS AIR | Singlezone Ducted, Centrally Ducted | 216621511 |  | HRCU-A-CB | MAMOX430-24HFN10-M3X |  | MAMVBC-24HWFN10-MB3E-D |  |  |  | 11.7 | 18.3 | 10 | FALSE | FALSE |  | 23000 | 20000 | 2.42 | 22200 | 2.24
216082172 | 12/12/24 | Live | Midea Electric Trading | STELPRO | Singlezone Ducted, Centrally Ducted | 216082172 |  | HRCU-A-CB | SDB1-H24A-O |  | SAHB1-H24A-I |  |  |  | 11.7 | 18.3 | 10 | TRUE | TRUE |  | 23000 | 20000 | 2.42 | 22200 | 2.24
216027662 | 11/27/24 | Live | Midea Electric Trading | CAPELLA | Singlezone Ducted, Centrally Ducted | 216027662 |  | HRCU-A-CB | CCB1-H24A-O |  | CAHB1-H24A-I |  |  |  | 11.7 | 18.3 | 10 | TRUE | TRUE |  | 23000 | 20000 | 2.42 | 22200 | 2.24
216706023 | 01/08/25 | Live | Midea Electric Trading | ECOER | Singlezone Ducted, Centrally Ducted | 216706023 |  | HRCU-A-CB | ESCA17H-24ABA |  | EAHDEC-24ABA |  |  |  | 11.7 | 18.3 | 10 | TRUE | TRUE |  | 23000 | 20000 | 2.42 | 22200 | 2.24
215408662 | 08/29/24 | Live | Midea Electric Trading | INNOVAIR | Singlezone Ducted, Centrally Ducted | 215408662 |  | HRCU-A-CB | SHV24H2BA |  | SAV24BDA |  |  |  | 11.7 | 18.3 | 10 | TRUE | TRUE | TRUE | 23000 | 20000 | 2.42 | 22200 | 2.24
215864311 | 11/27/24 | Live | Midea Electric Trading | MAINLINE | Singlezone Ducted, Centrally Ducted | 215864311 |  | HRCU-A-CB | ML24HP230LMNTH-O |  | ML24HP230LMNTAHU-I |  |  |  | 11.7 | 18.3 | 10 | FALSE | FALSE |  | 23000 | 20000 | 2.42 | 22200 | 2.24
215471332 | 09/17/24 | Live | Midea Electric Trading | MIDEA | Singlezone Ducted, Centrally Ducted | 215471332 |  | HRCU-A-CB | MO1HE-H24B-2A |  | MAUHE-H24B-2A |  |  |  | 11.7 | 18.3 | 10 | TRUE | TRUE | TRUE | 23000 | 20000 | 2.42 | 22200 | 2.24
215853870 | 10/30/24 | Live | Midea Electric Trading | BLUERIDGE | Singlezone Ducted, Centrally Ducted | 215853870 |  | HRCU-A-CB | BMSAH24HHC |  | BMS2AH24I |  |  |  | 11.7 | 18.3 | 10 | TRUE | TRUE |  | 23000 | 20000 | 2.42 | 22200 | 2.24
215449705 | 09/17/24 | Live | Midea Electric Trading | CANAIR | Singlezone Ducted, Centrally Ducted | 215449705 |  | HRCU-A-CB | 4CDH2024C21 |  | 4CDH2024F21 |  |  |  | 11.7 | 18.3 | 10 | TRUE | TRUE | TRUE | 23000 | 20000 | 2.42 | 22200 | 2.24
215374885 | 08/22/24 | Live | Midea Electric Trading | DURASTAR | Singlezone Ducted, Centrally Ducted | 215374885 |  | HRCU-A-CB | DRU1H24S2A |  | DRUM1824S2A |  |  |  | 11.7 | 18.3 | 10 | TRUE | TRUE | TRUE | 23000 | 20000 | 2.42 | 22200 | 2.24
215746027 | 09/30/24 | Live | Midea Electric Trading | CUSTOM COMFORT | Singlezone Ducted, Centrally Ducted | 215746027 |  | HRCU-A-CB | CCOXHB24V24HP |  | CCOXHBAH24V24 |  |  |  | 11.7 | 18.3 | 10 | TRUE | TRUE | TRUE | 23000 | 20000 | 2.42 | 22200 | 2.24
215866705 | 10/30/24 | Live | Midea Electric Trading | AI AIR CONDITIONING | Singlezone Ducted, Centrally Ducted | 215866705 |  | HRCU-A-CB | AUO19-24N2-M3H |  | AUH2-24N2-BM3E |  |  |  | 11.7 | 18.3 | 10 | TRUE | TRUE |  | 23000 | 20000 | 2.42 | 22200 | 2.24
216046597 | 11/27/24 | Live | Midea Electric Trading | ELIOS | Singlezone Ducted, Centrally Ducted | 216046597 |  | HRCU-A-CB | ESHMA24R2AN1 |  | EAHMA24R4AS1 |  |  |  | 11.7 | 18.3 | 10 | TRUE | TRUE |  | 23000 | 20000 | 2.42 | 22200 | 2.24
216097075 | 12/12/24 | Live | Midea Electric Trading | COMFORT-AIRE | Singlezone Ducted, Centrally Ducted | 216097075 |  | HRCU-A-CB | A-VXP24TA-1 |  | B-VXP24TA-1 |  |  |  | 11.7 | 18.3 | 10 | TRUE | TRUE |  | 23000 | 20000 | 2.42 | 22200 | 2.24
214861587 | 08/15/24 | Live | Midea Electric Trading | MDV | Singlezone Ducted, Centrally Ducted | 214861587 |  | HRCU-A-CB | MOX430-24HFN10-M3X |  | MVBC-24HWFN10-MB3E-D |  |  |  | 11.7 | 18.3 | 10 | TRUE | TRUE | TRUE | 23000 | 20000 | 2.42 | 22200 | 2.24
214861541 | 08/15/24 | Live | Midea Electric Trading | MDV | Singlezone Ducted, Centrally Ducted | 214861541 |  | HRCU-A-CB | MOX430-24HFN10-M3X |  | MVBC-24HWFN10-MB3E |  |  |  | 11.7 | 18.4 | 10 | TRUE | TRUE | TRUE | 23000 | 20000 | 2.42 | 22200 | 2.24
214861592 | 08/15/24 | Live | Midea Electric Trading | MDV | Singlezone Ducted, Centrally Ducted | 214861592 |  | HRCU-A-CB | MOX630-36HFN10-M3X |  | MVBC-36HWFN10-MC3E-D |  |  |  | 11.7 | 17.3 | 10.3 | TRUE | TRUE | TRUE | 36000 | 31800 | 2.56 | 41000 | 2.03
214861546 | 08/15/24 | Live | Midea Electric Trading | MDV | Singlezone Ducted, Centrally Ducted | 214861546 |  | HRCU-A-CB | MOX630-36HFN10-M3X |  | MVBC-36HWFN10-MC3E |  |  |  | 11.7 | 17.4 | 10.3 | TRUE | TRUE | TRUE | 36000 | 31800 | 2.56 | 41000 | 2.03
216571364 | 12/21/24 | Live | Midea Electric Trading | DIRECT AIR | Singlezone Ducted, Centrally Ducted | 216571364 |  | HRCU-A-CB | DIRM4-36MAGICPRO20-OU |  | DIRM4-36MAGICPRO20-AH |  |  |  | 11.7 | 17.3 | 10.3 | TRUE | TRUE |  | 36000 | 31800 | 2.56 | 41000 | 2.03
216097086 | 12/12/24 | Live | Midea Electric Trading | KERR | Singlezone Ducted, Centrally Ducted | 216097086 |  | HRCU-A-CB | A-KXP36TA-1 |  | B-KXP36TA-1 |  |  |  | 11.7 | 17.3 | 10.3 | TRUE | TRUE |  | 36000 | 31800 | 2.56 | 41000 | 2.03
215711367 | 09/30/24 | Live | Midea Electric Trading | PANASONIC | Singlezone Ducted, Centrally Ducted | 215711367 |  | HRCU-A-CB | CU-HZ36YAHK6 |  | CS-HZ36YAHK6 |  |  |  | 11.7 | 17.3 | 10.3 | FALSE | FALSE | TRUE | 36000 | 31800 | 2.56 | 41000 | 2.03
216012015 | 11/18/24 | Live | Midea Electric Trading | BREEZE33 | Singlezone Ducted, Centrally Ducted | 216012015 |  | HRCU-A-CB | BZ33-INV36OUT2-454-G3-J |  | BZ33-INVAHU36-454-G3-J |  |  |  | 11.7 | 17.3 | 10.3 | TRUE | TRUE |  | 36000 | 31800 | 2.56 | 41000 | 2.03
216505882 | 12/12/24 | Live | Midea Electric Trading | PANASONIC | Singlezone Ducted, Centrally Ducted | 216505882 |  | HRCU-A-CB | CU-HM36BAHU |  | CS-HM36BAHU |  |  |  | 11.7 | 17.3 | 10.3 | TRUE | TRUE |  | 36000 | 31800 | 2.56 | 41000 | 2.03
216032230 | 11/27/24 | Live | Midea Electric Trading | 1HVAC | Singlezone Ducted, Centrally Ducted | 216032230 |  | HRCU-A-CB | ACIQ-36-HPD |  | ACIQ-36-AHD |  |  |  | 11.7 | 17.3 | 10.3 | TRUE | TRUE |  | 36000 | 31800 | 2.56 | 41000 | 2.03
216032249 | 11/27/24 | Live | Midea Electric Trading | ACIQ | Singlezone Ducted, Centrally Ducted | 216032249 |  | HRCU-A-CB | ACIQ-36-HPD |  | ACIQ-36-AHD |  |  |  | 11.7 | 17.3 | 10.3 | TRUE | TRUE |  | 36000 | 31800 | 2.56 | 41000 | 2.03
216030968 | 11/27/24 | Live | Midea Electric Trading | MOOVAIR | Singlezone Ducted, Centrally Ducted | 216030968 |  | HRCU-A-CB | MSHMB36R2AN1 |  | MAHMA36R4AS1 |  |  |  | 11.7 | 17.3 | 10.3 | TRUE | TRUE |  | 36000 | 31800 | 2.56 | 41000 | 2.03
215864029 | 10/30/24 | Live | Midea Electric Trading | WELLS | Singlezone Ducted, Centrally Ducted | 215864029 |  | HRCU-A-CB | WDHP-36HH |  | WDAH-36MOC |  |  |  | 11.7 | 17.3 | 10.3 | TRUE | TRUE |  | 36000 | 31800 | 2.56 | 41000 | 2.03
215735328 | 09/30/24 | Live | Midea Electric Trading | SENVILLE | Singlezone Ducted, Centrally Ducted | 215735328 |  | HRCU-A-CB | SENDC-36HF-OG |  | SENDC-36HF-IG |  |  |  | 11.7 | 17.3 | 10.3 | TRUE | TRUE | TRUE | 36000 | 31800 | 2.56 | 41000 | 2.03
216621513 | 12/30/24 | Live | Midea Electric Trading | MITS AIR | Singlezone Ducted, Centrally Ducted | 216621513 |  | HRCU-A-CB | MAMOX630-36HFN10-M3X |  | MAMVBC-36HWFN10-MC3E-D |  |  |  | 11.7 | 17.3 | 10.3 | FALSE | FALSE |  | 36000 | 31800 | 2.56 | 41000 | 2.03
216082175 | 12/12/24 | Live | Midea Electric Trading | STELPRO | Singlezone Ducted, Centrally Ducted | 216082175 |  | HRCU-A-CB | SDB1-H36A-O |  | SAHB1-H36A-I |  |  |  | 11.7 | 17.3 | 10.3 | TRUE | TRUE |  | 36000 | 31800 | 2.56 | 41000 | 2.03
216027664 | 11/27/24 | Live | Midea Electric Trading | CAPELLA | Singlezone Ducted, Centrally Ducted | 216027664 |  | HRCU-A-CB | CCB1-H36A-O |  | CAHB1-H36A-I |  |  |  | 11.7 | 17.3 | 10.3 | TRUE | TRUE |  | 36000 | 31800 | 2.56 | 41000 | 2.03
215408664 | 08/29/24 | Live | Midea Electric Trading | INNOVAIR | Singlezone Ducted, Centrally Ducted | 215408664 |  | HRCU-A-CB | SHV36H2BB |  | SAV36BDA |  |  |  | 11.7 | 17.3 | 10.3 | TRUE | TRUE | TRUE | 36000 | 31800 | 2.56 | 41000 | 2.03
215864314 | 11/27/24 | Live | Midea Electric Trading | MAINLINE | Singlezone Ducted, Centrally Ducted | 215864314 |  | HRCU-A-CB | ML36HP230LMNTH-O |  | ML36HP230LMNTAHU-I |  |  |  | 11.7 | 17.3 | 10.3 | FALSE | FALSE |  | 36000 | 31800 | 2.56 | 41000 | 2.03
215471334 | 09/17/24 | Live | Midea Electric Trading | MIDEA | Singlezone Ducted, Centrally Ducted | 215471334 |  | HRCU-A-CB | MO1SE-H36B-2A |  | MAUHE-H36B-2A |  |  |  | 11.7 | 17.3 | 10.3 | TRUE | TRUE | TRUE | 36000 | 31800 | 2.56 | 41000 | 2.03
215853872 | 10/30/24 | Live | Midea Electric Trading | BLUERIDGE | Singlezone Ducted, Centrally Ducted | 215853872 |  | HRCU-A-CB | BMSAH36HHC |  | BMS2AH36I |  |  |  | 11.7 | 17.3 | 10.3 | TRUE | TRUE |  | 36000 | 31800 | 2.56 | 41000 | 2.03
215449707 | 09/17/24 | Live | Midea Electric Trading | CANAIR | Singlezone Ducted, Centrally Ducted | 215449707 |  | HRCU-A-CB | 4CDH2036C21 |  | 4CDH2036F21 |  |  |  | 11.7 | 17.3 | 10.3 | TRUE | TRUE | TRUE | 36000 | 31800 | 2.56 | 41000 | 2.03
215374887 | 08/22/24 | Live | Midea Electric Trading | DURASTAR | Singlezone Ducted, Centrally Ducted | 215374887 |  | HRCU-A-CB | DRU1H36S2A |  | DRUM3036S2A |  |  |  | 11.7 | 17.3 | 10.3 | TRUE | TRUE | TRUE | 36000 | 31800 | 2.56 | 41000 | 2.03
215746029 | 09/30/24 | Live | Midea Electric Trading | CUSTOM COMFORT | Singlezone Ducted, Centrally Ducted | 215746029 |  | HRCU-A-CB | CCOXHB24V36HP |  | CCOXHBAH24V36 |  |  |  | 11.7 | 17.3 | 10.3 | TRUE | TRUE | TRUE | 36000 | 31800 | 2.56 | 41000 | 2.03
215866708 | 10/30/24 | Live | Midea Electric Trading | AI AIR CONDITIONING | Singlezone Ducted, Centrally Ducted | 215866708 |  | HRCU-A-CB | AUO19-36N2-M3H-S |  | AUH2-36N2-CM3E |  |  |  | 11.7 | 17.3 | 10.3 | TRUE | TRUE |  | 36000 | 31800 | 2.56 | 41000 | 2.03
216618899 | 12/30/24 | Live | Midea Electric Trading | ELIOS | Singlezone Ducted, Centrally Ducted | 216618899 |  | HRCU-A-CB | ESHMB36R2AN1 |  | EAHMA36R4AS1 |  |  |  | 11.7 | 17.3 | 10.3 | TRUE | TRUE |  | 36000 | 31800 | 2.56 | 41000 | 2.03
216097077 | 12/12/24 | Live | Midea Electric Trading | COMFORT-AIRE | Singlezone Ducted, Centrally Ducted | 216097077 |  | HRCU-A-CB | A-VXP36TA-1 |  | B-VXP36TA-1 |  |  |  | 11.7 | 17.3 | 10.3 | TRUE | TRUE |  | 36000 | 31800 | 2.56 | 41000 | 2.03
216664723 | 01/06/24 | Live | Hisense | HISENSE | Singlezone Ducted, Centrally Ducted | 216664723 |  | HRCU-A-CB | AOH-60U3T25U |  | AHU-60U3T24 |  |  |  | 8.8 | 17 | 8.5 | FALSE | FALSE |  | 54000 | 33200 | 2.86 | 34400 | 2.43
216664722 | 01/06/24 | Live | Hisense | HISENSE | Singlezone Ducted, Centrally Ducted | 216664722 |  | HRCU-A-CB | AOH-48U3T25U |  | AHU-48U3T24 |  |  |  | 10 | 18 | 9 | TRUE | TRUE |  | 48000 | 32200 | 2.52 | 32200 | 2.52
216664721 | 01/06/24 | Live | Hisense | HISENSE | Singlezone Ducted, Centrally Ducted | 216664721 |  | HRCU-A-CB | AOH-36U3T25U |  | AHU-36U3T24 |  |  |  | 9.8 | 17.5 | 9 | FALSE | FALSE |  | 35000 | 22200 | 2.72 | 23700 | 2.51
216664720 | 01/06/24 | Live | Hisense | HISENSE | Singlezone Ducted, Centrally Ducted | 216664720 |  | HRCU-A-CB | AOH-24U3T25U |  | AHU-24U3T24 |  |  |  | 10 | 18 | 9 | TRUE | TRUE |  | 24000 | 17000 | 2.72 | 17000 | 2.72
214091821 | 07/23/24 | Live | Hisense | HISENSE | Singlezone Non-Ducted, Wall Placement | 214091821 |  | HRCU-A-CB-O | AST-2424TUO | Mini-Splits | AST-2424DLSI |  |  |  | 12.25 | 22.5 | 9.5 | TRUE | TRUE | TRUE | 24000 | 22000 | 2.08 | 24000 | 1.85
214097915 | 07/23/24 | Live | Hisense | HISENSE | Singlezone Non-Ducted, Wall Placement | 214097915 |  | HRCU-A-CB-O | AST-1824TXO | Mini-Splits | AST-1824DLSI |  |  |  | 12.95 | 21 | 10 | TRUE | TRUE | TRUE | 18000 | 18000 | 1.95 | 18500 | 1.95
214232473 | 07/23/24 | Live | Hisense | HISENSE | Singlezone Non-Ducted, Wall Placement | 214232473 |  | HRCU-A-CB-O | AST-1224TUO | Mini-Splits | AST-1224DLSI |  |  |  | 12.25 | 23 | 10 | TRUE | TRUE | TRUE | 12000 | 10800 | 2.4 | 12000 | 2.51
214229585 | 07/23/24 | Live | Hisense | HISENSE | Singlezone Non-Ducted, Wall Placement | 214229585 |  | HRCU-A-CB-O | AST-0924TXO | Mini-Splits | AST-0924DLSI |  |  |  | 13.65 | 25 | 11 | TRUE | TRUE | TRUE | 9000 | 9000 | 2.4 | 9200 | 2.07
215222783 | 08/27/24 | Live | Samsung Electronics | SAMSUNG | Singlezone Non-Ducted, Wall Placement | 215222783 |  | HRCU-A-CB-O | AR24DXDABWKX | Mini-Splits | AR24DXDABWKN |  |  |  | 12.8 | 20 | 9.5 | TRUE | TRUE | TRUE | 22000 | 22000 | 2.22 | 26500 | 2.22
215222782 | 08/27/24 | Live | Samsung Electronics | SAMSUNG | Singlezone Non-Ducted, Wall Placement | 215222782 |  | HRCU-A-CB-O | AR24DXDACWKX | Mini-Splits | AR24DXDABWKN |  |  |  | 12.8 | 20 | 9.5 | TRUE | TRUE | TRUE | 22000 | 22000 | 2.22 | 26500 | 2.22
216440563 | 01/03/25 | Live | Midea Electric Trading | MIDEA | Singlezone Ducted, Compact Ducted | 216440563 |  | HRCU-A-CB | MDV-V36WMN10T |  | MPCE36B1MN10TA |  |  |  | 10.9 | 16 | 8.9 | FALSE | FALSE |  | 34000 | 31200 | 2.2 | 31800 | 2.09
216440562 | 01/03/25 | Live | Midea Electric Trading | MIDEA | Singlezone Ducted, Centrally Ducted | 216440562 |  | HRCU-A-CB | MDV-V36WMN10T |  | MHVE36B1MN10TB |  |  |  | 11 | 16 | 9.2 | FALSE | FALSE |  | 34000 | 32000 | 2.3 | 35500 | 2.11
216441717 | 01/03/25 | Live | Midea Electric Trading | MIDEA | Singlezone Ducted, Centrally Ducted | 216441717 |  | HRCU-A-CB | MDV-V36WMN10T |  | MIH36VMN10 |  |  |  | 11.7 | 17 | 9.4 | FALSE | FALSE |  | 34000 | 31200 | 2.3 | 34100 | 2.14
216441711 | 01/03/25 | Live | Midea Electric Trading | MIDEA | Singlezone Ducted, Compact Ducted | 216441711 |  | HRCU-A-C | MDV-V36WMN10T |  | MCPM4860DN10TH |  |  |  | 9.5 | 14.3 | 8.9 | FALSE | FALSE |  | 34000 | 31000 | 2.3 | 33900 | 2.03
216051344 | 01/03/25 | Live | Midea Electric Trading | MIDEA | Singlezone Ducted, Centrally Ducted | 216051344 |  | HRCU-A-CB | MDV-V36WMN10T |  | MVME36B2MN10TB |  |  |  | 11.7 | 17.2 | 9.4 | FALSE | FALSE |  | 34000 | 27800 | 2.36 | 36000 | 2.11
216440561 | 01/03/25 | Live | Midea Electric Trading | MIDEA | Singlezone Ducted, Compact Ducted | 216440561 |  | HRCU-A-CB | MDV-V30WMN10T |  | MPCE30B1MN10TA |  |  |  | 11.7 | 16 | 8.5 | FALSE | FALSE |  | 30000 | 26200 | 2.2 | 28500 | 1.99
216441710 | 01/03/25 | Live | Midea Electric Trading | MIDEA | Singlezone Ducted, Compact Ducted | 216441710 |  | HRCU-A-C | MDV-V30WMN10T |  | MCPM4860DN10TH |  |  |  | 9.8 | 14.3 | 9 | FALSE | FALSE |  | 30000 | 24000 | 2.2 | 30000 | 2
216440559 | 01/03/25 | Live | Midea Electric Trading | MIDEA | Singlezone Ducted, Compact Ducted | 216440559 |  | HRCU-A-CB | MDV-V24WMN10T |  | MPCE24A1MN10TA |  |  |  | 10 | 16 | 8.5 | FALSE | FALSE |  | 23000 | 18400 | 2.29 | 20770 | 2.18
216441707 | 01/03/25 | Live | Midea Electric Trading | MIDEA | Singlezone Ducted, Centrally Ducted | 216441707 |  | HRCU-A-CB | MDV-V24WMN10T |  | MHVE24A1MN10TB |  |  |  | 9 | 14.3 | 8.5 | FALSE | FALSE |  | 23000 | 18400 | 2.29 | 21300 | 2.21
216441709 | 01/03/25 | Live | Midea Electric Trading | MIDEA | Singlezone Ducted, Compact Ducted | 216441709 |  | HRCU-A-C | MDV-V24WMN10T |  | MCPM4860DN10TH |  |  |  | 9.5 | 14.3 | 8.7 | FALSE | FALSE |  | 23000 | 18000 | 2.3 | 20000 | 1.9
216441706 | 01/03/25 | Live | Midea Electric Trading | MIDEA | Singlezone Ducted, Centrally Ducted | 216441706 |  | HRCU-A-CB | MDV-V18WMN10T |  | MHVE18A1MN10TB |  |  |  | 10 | 14.3 | 8.8 | FALSE | FALSE |  | 18000 | 15600 | 2.39 | 18720 | 2.19
216441708 | 01/03/25 | Live | Midea Electric Trading | MIDEA | Singlezone Ducted, Compact Ducted | 216441708 |  | HRCU-A-C | MDV-V18WMN10T |  | MCPM3036BN10TH |  |  |  | 10 | 14.3 | 9.1 | FALSE | FALSE |  | 18000 | 17000 | 2.19 | 20240 | 2.17
216441714 | 01/03/25 | Live | Midea Electric Trading | MIDEA | Singlezone Ducted, Centrally Ducted | 216441714 |  | HRCU-A-CB | MDV-V18WMN10T |  | MIH18VMN10 |  |  |  | 12 | 17 | 9.25 | FALSE | FALSE |  | 18000 | 15600 | 2.39 | 20100 | 2.13
216051341 | 01/03/25 | Live | Midea Electric Trading | MIDEA | Singlezone Ducted, Centrally Ducted | 216051341 |  | HRCU-A-CB | MDV-V18WMN10T |  | MVME24B2MN10TB |  |  |  | 12 | 17.1 | 9.25 | FALSE | FALSE |  | 18000 | 15100 | 2.71 | 18450 | 2.23
216440558 | 01/03/25 | Live | Midea Electric Trading | MIDEA | Singlezone Ducted, Compact Ducted | 216440558 |  | HRCU-A-CB | MDV-V18WMN10T |  | MPCE18A1MN10TA |  |  |  | 11 | 16 | 8.7 | FALSE | FALSE |  | 18000 | 15600 | 2.2 | 16140 | 2.15
216370235 | 01/02/25 | Live | Hisense | HISENSE | Singlezone Non-Ducted, Wall Placement | 216370235 |  | HRCU-A-CB-O | AO-24U3T25U | Mini-Splits | ASU-24U3THB25U |  |  |  | 12.25 | 22.5 | 9.5 | TRUE | TRUE |  | 24000 | 22000 | 2.08 | 24000 | 1.85
216370236 | 01/02/25 | Live | Hisense | HISENSE | Singlezone Non-Ducted, Wall Placement | 216370236 |  | HRCU-A-CB-O | AO-18U3T25U | Mini-Splits | ASU-18U3THB25U |  |  |  | 12.1 | 21 | 9.5 | TRUE | TRUE |  | 18000 | 18000 | 1.95 | 18500 | 1.95
216370237 | 01/02/25 | Live | Hisense | HISENSE | Singlezone Non-Ducted, Wall Placement | 216370237 |  | HRCU-A-CB-O | AO-12U3T25U | Mini-Splits | ASU-12U3THB25U |  |  |  | 12.25 | 23 | 9.5 | TRUE | TRUE |  | 12000 | 10800 | 2.4 | 12000 | 2.51
216409116 | 01/02/25 | Live | Hisense | HISENSE | Singlezone Non-Ducted, Wall Placement | 216409116 |  | HRCU-A-CB-O | AO-09U3T25U | Mini-Splits | ASU-09U3THB25U |  |  |  | 13.65 | 25 | 11 | TRUE | TRUE |  | 9000 | 9000 | 2.4 | 9200 | 2.07
216558230 | 01/02/25 | Live | Hisense | HISENSE | Singlezone Ducted, Centrally Ducted | 216558230 |  | HRCU-A-CB | AOH-60U3T24P |  | AHU-60U3T24 |  |  |  | 11 | 19 | 9 | TRUE | TRUE |  | 57000 | 37000 | 2.61 | 42000 | 2.34
216558231 | 01/02/25 | Live | Hisense | HISENSE | Singlezone Ducted, Centrally Ducted | 216558231 |  | HRCU-A-CB | AOH-48U3T24P |  | AHU-48U3T24 |  |  |  | 12 | 19 | 9 | TRUE | TRUE |  | 48000 | 36600 | 2.64 | 38600 | 2.11
216558229 | 01/02/25 | Live | Hisense | HISENSE | Singlezone Ducted, Centrally Ducted | 216558229 |  | HRCU-A-CB | AOH-36U3T24P |  | AHU-36U3T24 |  |  |  | 11.7 | 19.5 | 10.5 | TRUE | TRUE |  | 32000 | 32000 | 2.93 | 34000 | 2.34
216558228 | 01/02/25 | Live | Hisense | HISENSE | Singlezone Ducted, Centrally Ducted | 216558228 |  | HRCU-A-CB | AOH-24U3T24P |  | AHU-24U3T24 |  |  |  | 12 | 20 | 10 | TRUE | TRUE |  | 24000 | 20400 | 3.05 | 21500 | 2.47
216025739 | 12/31/24 | Live | Wolf Steel Ltd | NAPOLEON | Singlezone Ducted, Centrally Ducted | 216025739 |  | HRCU-A-CB | WSEHV4860BA1-N | Ducted Indoor Units | WPFX60A-N |  |  |  | 10.5 | 18.5 | 9.5 | TRUE | TRUE |  | 54000 | 38000 | 2.7 | 45000 | 2.4
216626013 | 12/31/24 | Live | Wolf Steel Ltd | NAPOLEON | Singlezone Ducted, Centrally Ducted | 216626013 |  | HRCU-A-CB | WSEHV4860BA1-N | Ducted Indoor Units | WPFX48A-N |  |  |  | 11.5 | 19 | 9.5 | TRUE | TRUE |  | 48000 | 33400 | 2.7 | 38000 | 2.5
216025738 | 12/31/24 | Live | Wolf Steel Ltd | NAPOLEON | Singlezone Ducted, Centrally Ducted | 216025738 |  | HRCU-A-CB | WSEHV2436BA1-N | Ducted Indoor Units | WPFX36A-N |  |  |  | 11 | 18.5 | 10 | TRUE | TRUE |  | 34000 | 23000 | 2.7 | 32000 | 2.53
216626012 | 12/31/24 | Live | Wolf Steel Ltd | NAPOLEON | Singlezone Ducted, Centrally Ducted | 216626012 |  | HRCU-A-CB | WSEHV2436BA1-N | Ducted Indoor Units | WPFX24A-N |  |  |  | 12 | 18 | 10 | TRUE | TRUE |  | 24000 | 18000 | 2.71 | 24000 | 2.5
215827114 | 01/02/24 | Live | Johnson Controls Inc. (York International Norman) | HITACHI | Multizone All Non-Ducted | 215827114 |  | HRCU-A-CB-O | RAM-G42N5HAA | Non-Ducted Indoor Units |  |  |  |  | 12.5 | 23 | 9.2 | TRUE | FALSE |  | 42000 | 30000 | 2.31 | 36000 | 2.29
215827115 | 12/27/24 | Live | Johnson Controls Inc. (York International Norman) | HITACHI | Multizone All Ducted | 215827115 |  | HRCU-A-CB | RAM-G42N5HAA | Ducted Indoor Units |  |  |  |  | 10 | 18 | 9 | FALSE | FALSE |  | 42000 | 31400 | 2.38 | 36000 | 2.29
216097708 | 12/27/24 | Live | Johnson Controls Inc. (York International Norman) | HITACHI | Multizone All Non-Ducted | 216097708 |  | HRCU-A-CB-O | RAM-G36N4HAA | Non-Ducted Indoor Units |  |  |  |  | 12 | 23 | 9.3 | TRUE | FALSE |  | 36000 | 25000 | 2.44 | 27500 | 2.01
216097711 | 12/27/24 | Live | Johnson Controls Inc. (York International Norman) | HITACHI | Multizone All Ducted | 216097711 |  | HRCU-A-CB | RAM-G36N4HAA | Ducted Indoor Units |  |  |  |  | 11.7 | 18 | 9 | TRUE | FALSE |  | 36000 | 23000 | 2.3 | 23300 | 2.07
216097706 | 12/27/24 | Live | Johnson Controls Inc. (York International Norman) | HITACHI | Multizone All Non-Ducted | 216097706 |  | HRCU-A-CB-O | RAM-G18N2HAA | Non-Ducted Indoor Units |  |  |  |  | 12.5 | 23 | 10 | TRUE | FALSE |  | 18000 | 14900 | 2.5 | 14900 | 2.3
216097709 | 12/27/24 | Live | Johnson Controls Inc. (York International Norman) | HITACHI | Multizone All Ducted | 216097709 |  | HRCU-A-CB | RAM-G18N2HAA | Ducted Indoor Units |  |  |  |  | 12 | 18 | 9.5 | TRUE | FALSE |  | 18000 | 14900 | 2.5 | 14900 | 2.3
216623466 | 01/02/25 | Live | Midea Electric Trading | MOOVAIR | Singlezone Ducted, Centrally Ducted | 216623466 |  | HRCU-A-C | MSHMA24R2AN1 |  | MCHMA24RBAS1 |  |  |  | 10 | 16 | 9.5 | TRUE | TRUE |  | 24000 | 19700 | 2.66 | 22000 | 2
216623471 | 01/02/25 | Live | Midea Electric Trading | MOOVAIR | Singlezone Ducted, Centrally Ducted | 216623471 |  | HRCU-A-C | MSHMA60R2AN1 |  | MCHMA60RDAS1 |  |  |  | 10 | 15.2 | 8 | TRUE | TRUE |  | 47000 | 35600 | 2.4 | 48000 | 2
216623470 | 01/02/25 | Live | Midea Electric Trading | MOOVAIR | Singlezone Ducted, Centrally Ducted | 216623470 |  | HRCU-A-C | MSHMB36R2AN1 |  | MCHMA36RCAS1 |  |  |  | 10.7 | 15.8 | 9.4 | TRUE | TRUE |  | 36000 | 29200 | 2.5 | 39000 | 2.18
216623469 | 01/02/25 | Live | Midea Electric Trading | MOOVAIR | Singlezone Ducted, Centrally Ducted | 216623469 |  | HRCU-A-C | MSHMB36R2AN1 |  | MCHMA36RBAS1 |  |  |  | 10 | 16 | 10 | TRUE | TRUE |  | 29000 | 25000 | 2.4 | 33600 | 2.05
216623468 | 01/02/25 | Live | Midea Electric Trading | MOOVAIR | Singlezone Ducted, Centrally Ducted | 216623468 |  | HRCU-A-C | MSHMA30R2AN1 |  | MCHMA36RCAS1 |  |  |  | 10.7 | 15.8 | 9.4 | TRUE | TRUE |  | 36000 | 29200 | 2.5 | 39000 | 2.18
216623472 | 01/02/25 | Live | Midea Electric Trading | ELIOS | Singlezone Ducted, Centrally Ducted | 216623472 |  | HRCU-A-C | ESHMA18R2AN1 |  | GCHMA24RBAS1 |  |  |  | 11.7 | 16.1 | 9.5 | TRUE | TRUE |  | 18000 | 15200 | 2.7 | 21000 | 2
216623476 | 01/02/25 | Live | Midea Electric Trading | ELIOS | Singlezone Ducted, Centrally Ducted | 216623476 |  | HRCU-A-C | ESHMA60R2AN1 |  | GCHMA60RDAS1 |  |  |  | 10 | 15.2 | 8 | TRUE | TRUE |  | 47000 | 35600 | 2.4 | 48000 | 2
216623475 | 01/02/25 | Live | Midea Electric Trading | ELIOS | Singlezone Ducted, Centrally Ducted | 216623475 |  | HRCU-A-C | ESHMA30R2AN1 |  | GCHMA36RCAS1 |  |  |  | 10 | 16 | 10 | TRUE | TRUE |  | 29000 | 25000 | 2.4 | 33600 | 2.05
216623474 | 01/02/25 | Live | Midea Electric Trading | ELIOS | Singlezone Ducted, Centrally Ducted | 216623474 |  | HRCU-A-C | ESHMA30R2AN1 |  | GCHMA36RBAS1 |  |  |  | 10 | 16 | 10 | TRUE | TRUE |  | 29000 | 25000 | 2.4 | 33600 | 2.05
216623473 | 01/02/25 | Live | Midea Electric Trading | ELIOS | Singlezone Ducted, Centrally Ducted | 216623473 |  | HRCU-A-C | ESHMA24R2AN1 |  | GCHMA24RBAS1 |  |  |  | 10 | 16 | 9.5 | TRUE | TRUE |  | 24000 | 19700 | 2.66 | 22000 | 2
216623477 | 01/02/25 | Live | Midea Electric Trading | ELIOS | Singlezone Ducted, Centrally Ducted | 216623477 |  | HRCU-A-C | ESHEA18R2AN1 |  | GUHMA24RBAS1 |  |  |  | 10.2 | 16 | 8.6 | FALSE | FALSE |  | 18000 | 13400 | 2.65 | 13400 | 2.65
216623482 | 01/02/25 | Live | Midea Electric Trading | ELIOS | Singlezone Ducted, Centrally Ducted | 216623482 |  | HRCU-A-C | ESHMA30R2AN1 |  | GUHMA36RCAS1 |  |  |  | 10 | 16 | 10 | TRUE | TRUE |  | 29000 | 25000 | 2.4 | 33600 | 2.05
216623481 | 01/02/25 | Live | Midea Electric Trading | ELIOS | Singlezone Ducted, Centrally Ducted | 216623481 |  | HRCU-A-C | ESHMA30R2AN1 |  | GUHMA36RBAS1 |  |  |  | 10 | 16 | 10 | TRUE | TRUE |  | 29000 | 25000 | 2.4 | 33600 | 2.05
216623478 | 01/02/25 | Live | Midea Electric Trading | ELIOS | Singlezone Ducted, Centrally Ducted | 216623478 |  | HRCU-A-C | ESHEA24R2AN1 |  | GUHMA24RBAS1 |  |  |  | 10 | 16 | 9 | TRUE | TRUE |  | 24000 | 19700 | 2.66 | 19700 | 2.66
216623480 | 01/02/25 | Live | Midea Electric Trading | ELIOS | Singlezone Ducted, Centrally Ducted | 216623480 |  | HRCU-A-C | ESHMA24R2AN1 |  | GUHMA24RBAS1 |  |  |  | 10 | 16 | 9.5 | TRUE | TRUE |  | 24000 | 19700 | 2.66 | 22000 | 2
216623479 | 01/02/25 | Live | Midea Electric Trading | ELIOS | Singlezone Ducted, Centrally Ducted | 216623479 |  | HRCU-A-C | ESHMA18R2AN1 |  | GUHMA24RBAS1 |  |  |  | 11.7 | 16.1 | 9.5 | TRUE | TRUE |  | 18000 | 15200 | 2.7 | 21000 | 2
216623488 | 01/02/25 | Live | Midea Electric Trading | DIRECT AIR | Singlezone Ducted, Centrally Ducted | 216623488 |  | HRCU-A-C | DIRM4-24MAGICPRO20-OU |  | DIRM4-2417MAGICP20-CCOIL |  |  |  | 10 | 16 | 9.5 | TRUE | TRUE |  | 24000 | 19700 | 2.66 | 22000 | 2
216623487 | 01/02/25 | Live | Midea Electric Trading | DIRECT AIR | Singlezone Ducted, Centrally Ducted | 216623487 |  | HRCU-A-C | DIRM4-24MAGICPRO20-OU |  | DIRM4-2414MAGICP20-CCOIL |  |  |  | 10 | 16 | 9.5 | TRUE | TRUE |  | 24000 | 19700 | 2.66 | 22000 | 2
216623486 | 01/02/25 | Live | Midea Electric Trading | DIRECT AIR | Singlezone Ducted, Centrally Ducted | 216623486 |  | HRCU-A-C | DIRM4-18MAGICPRO20-OU |  | DIRM4-2417MAGICP20-CCOIL |  |  |  | 11.7 | 16.1 | 9.5 | TRUE | TRUE |  | 18000 | 15200 | 2.7 | 21000 | 2
216623485 | 01/02/25 | Live | Midea Electric Trading | DIRECT AIR | Singlezone Ducted, Centrally Ducted | 216623485 |  | HRCU-A-C | DIRM4-18MAGICPRO20-OU |  | DIRM4-2414MAGICP20-CCOIL |  |  |  | 11.7 | 16.1 | 9.5 | TRUE | TRUE |  | 18000 | 15200 | 2.7 | 21000 | 2
216623491 | 01/02/25 | Live | Midea Electric Trading | DIRECT AIR | Singlezone Ducted, Centrally Ducted | 216623491 |  | HRCU-A-C | DIRM4-30MAGICPRO20-OU |  | DIRM4-4821MAGICP20-CCOIL |  |  |  | 10 | 16 | 10 | TRUE | TRUE |  | 29000 | 25000 | 2.4 | 33600 | 2.05
216623490 | 01/02/25 | Live | Midea Electric Trading | DIRECT AIR | Singlezone Ducted, Centrally Ducted | 216623490 |  | HRCU-A-C | DIRM4-30MAGICPRO20-OU |  | DIRM4-3621MAGICP20-CCOIL |  |  |  | 10 | 16 | 10 | FALSE | FALSE |  | 29000 | 25000 | 2.4 | 33600 | 2.05
216623489 | 01/02/25 | Live | Midea Electric Trading | DIRECT AIR | Singlezone Ducted, Centrally Ducted | 216623489 |  | HRCU-A-C | DIRM4-30MAGICPRO20-OU |  | DIRM4-3617MAGICP20-CCOIL |  |  |  | 10 | 15.3 | 9.3 | FALSE | FALSE |  | 30000 | 23400 | 2.6 | 31700 | 2
216623493 | 01/02/25 | Live | Midea Electric Trading | DIRECT AIR | Singlezone Ducted, Centrally Ducted | 216623493 |  | HRCU-A-C | DIRM4-36MAGICPRO20-OU |  | DIRM4-4821MAGICP20-CCOIL |  |  |  | 10.7 | 15.8 | 9.4 | TRUE | TRUE |  | 36000 | 29200 | 2.5 | 39000 | 2.18
216623492 | 01/02/25 | Live | Midea Electric Trading | DIRECT AIR | Singlezone Ducted, Centrally Ducted | 216623492 |  | HRCU-A-C | DIRM4-36MAGICPRO20-OU |  | DIRM4-3621MAGICP20-CCOIL |  |  |  | 10.7 | 15.8 | 9.4 | FALSE | FALSE |  | 36000 | 29200 | 2.5 | 39000 | 2.18
216623494 | 01/02/25 | Live | Midea Electric Trading | DIRECT AIR | Singlezone Ducted, Centrally Ducted | 216623494 |  | HRCU-A-C | DIRM4-60MAGICPRO20-OU |  | DIRM4-6024MAGICP20-CCOIL |  |  |  | 10 | 15.2 | 8 | TRUE | TRUE |  | 47000 | 35600 | 2.4 | 48000 | 2
216623498 | 01/02/25 | Live | Midea Electric Trading | DIRECT AIR | Singlezone Ducted, Centrally Ducted | 216623498 |  | HRCU-A-C | DIRM4-24CS19-OU |  | DIRM4-2417MAGICP20-CCOIL |  |  |  | 10 | 16 | 9 | TRUE | TRUE |  | 24000 | 19700 | 2.66 | 19700 | 2.66
216623497 | 01/02/25 | Live | Midea Electric Trading | DIRECT AIR | Singlezone Ducted, Centrally Ducted | 216623497 |  | HRCU-A-C | DIRM4-24CS19-OU |  | DIRM4-2414MAGICP20-CCOIL |  |  |  | 10 | 16 | 9 | TRUE | TRUE |  | 24000 | 19700 | 2.66 | 19700 | 2.66
216623496 | 01/02/25 | Live | Midea Electric Trading | DIRECT AIR | Singlezone Ducted, Centrally Ducted | 216623496 |  | HRCU-A-C | DIRM4-18CS19-OU |  | DIRM4-2417MAGICP20-CCOIL |  |  |  | 10.2 | 16 | 8.6 | FALSE | FALSE |  | 18000 | 13400 | 2.65 | 13400 | 2.65
216623495 | 01/02/25 | Live | Midea Electric Trading | DIRECT AIR | Singlezone Ducted, Centrally Ducted | 216623495 |  | HRCU-A-C | DIRM4-18CS19-OU |  | DIRM4-2414MAGICP20-CCOIL |  |  |  | 10.2 | 16 | 8.6 | FALSE | FALSE |  | 18000 | 13400 | 2.65 | 13400 | 2.65
216623499 | 01/02/25 | Live | Midea Electric Trading | DIRECT AIR | Singlezone Ducted, Centrally Ducted | 216623499 |  | HRCU-A-C | DIRM4-60MAGICPRO20-OU |  | DIRM4-6021MAGICP20-CCOIL |  |  |  | 10 | 15.2 | 8.3 | TRUE | TRUE |  | 52000 | 38000 | 2.4 | 50000 | 2.02
216623503 | 01/02/25 | Live | Midea Electric Trading | INNOVAIR | Singlezone Ducted, Centrally Ducted | 216623503 |  | HRCU-A-C | SOV24H2BA |  | MAC24H1718B |  |  |  | 10 | 16 | 9 | TRUE | TRUE |  | 24000 | 19700 | 2.66 | 19700 | 2.66
216623502 | 01/02/25 | Live | Midea Electric Trading | INNOVAIR | Singlezone Ducted, Centrally Ducted | 216623502 |  | HRCU-A-C | SOV24H2BA |  | MAC24H1418B |  |  |  | 10 | 16 | 9 | TRUE | TRUE |  | 24000 | 19700 | 2.66 | 19700 | 2.66
216623501 | 01/02/25 | Live | Midea Electric Trading | INNOVAIR | Singlezone Ducted, Centrally Ducted | 216623501 |  | HRCU-A-C | SOV18H2BA |  | MAC24H1718B |  |  |  | 10.2 | 16 | 8.6 | FALSE | FALSE |  | 18000 | 13400 | 2.65 | 13400 | 2.65
216623500 | 01/02/25 | Live | Midea Electric Trading | INNOVAIR | Singlezone Ducted, Centrally Ducted | 216623500 |  | HRCU-A-C | SOV18H2BA |  | MAC24H1418B |  |  |  | 10.2 | 16 | 8.6 | FALSE | FALSE |  | 18000 | 13400 | 2.65 | 13400 | 2.65
216623506 | 01/02/25 | Live | Midea Electric Trading | INNOVAIR | Singlezone Ducted, Centrally Ducted | 216623506 |  | HRCU-A-C | SHV24H2BA |  | MAC24H1418B |  |  |  | 10 | 16 | 9.5 | TRUE | TRUE |  | 24000 | 19700 | 2.66 | 22000 | 2
216623505 | 01/02/25 | Live | Midea Electric Trading | INNOVAIR | Singlezone Ducted, Centrally Ducted | 216623505 |  | HRCU-A-C | SHV18H2BA |  | MAC24H1718B |  |  |  | 11.7 | 16.1 | 9.5 | TRUE | TRUE |  | 18000 | 15200 | 2.7 | 21000 | 2
216623504 | 01/02/25 | Live | Midea Electric Trading | INNOVAIR | Singlezone Ducted, Centrally Ducted | 216623504 |  | HRCU-A-C | SHV18H2BA |  | MAC24H1418B |  |  |  | 11.7 | 16.1 | 9.5 | TRUE | TRUE |  | 18000 | 15200 | 2.7 | 21000 | 2
216623509 | 01/02/25 | Live | Midea Electric Trading | INNOVAIR | Singlezone Ducted, Centrally Ducted | 216623509 |  | HRCU-A-C | SHV30H2BA |  | MAC36H1724B |  |  |  | 10 | 16 | 10 | TRUE | TRUE |  | 29000 | 25000 | 2.4 | 33600 | 2.05
216623508 | 01/02/25 | Live | Midea Electric Trading | INNOVAIR | Singlezone Ducted, Centrally Ducted | 216623508 |  | HRCU-A-C | SHV30H2BA |  | MAC36H1424B |  |  |  | 10 | 15.3 | 9.3 | TRUE | TRUE |  | 30000 | 23400 | 2.6 | 31700 | 2
216623507 | 01/02/25 | Live | Midea Electric Trading | INNOVAIR | Singlezone Ducted, Centrally Ducted | 216623507 |  | HRCU-A-C | SHV24H2BA |  | MAC24H1718B |  |  |  | 10 | 16 | 9.5 | TRUE | TRUE |  | 24000 | 19700 | 2.66 | 22000 | 2
216623510 | 01/02/25 | Live | Midea Electric Trading | INNOVAIR | Singlezone Ducted, Centrally Ducted | 216623510 |  | HRCU-A-C | SHV30H2BA |  | MAC36H2124B |  |  |  | 10 | 16 | 10 | TRUE | TRUE |  | 29000 | 25000 | 2.4 | 33600 | 2.05
216623512 | 01/02/25 | Live | Midea Electric Trading | INNOVAIR | Singlezone Ducted, Centrally Ducted | 216623512 |  | HRCU-A-C | SHV60H2BA |  | MMC60H2128B |  |  |  | 10 | 15.2 | 8.3 | TRUE | TRUE |  | 52000 | 38000 | 2.4 | 50000 | 2.02
216623513 | 01/02/25 | Live | Midea Electric Trading | INNOVAIR | Singlezone Ducted, Centrally Ducted | 216623513 |  | HRCU-A-C | SHV60H2BA |  | MAC60H2428B |  |  |  | 10 | 15.2 | 8 | TRUE | TRUE |  | 47000 | 35600 | 2.4 | 48000 | 2
216623511 | 01/02/25 | Live | Midea Electric Trading | INNOVAIR | Singlezone Ducted, Centrally Ducted | 216623511 |  | HRCU-A-C | SHV36H2BB |  | MAC36H2124B |  |  |  | 10.7 | 15.8 | 9.4 | TRUE | TRUE |  | 36000 | 29200 | 2.5 | 39000 | 2.18
216623515 | 01/02/25 | Live | Midea Electric Trading | MIDEA | Singlezone Ducted, Centrally Ducted | 216623515 |  | HRCU-A-C | MO1BE-H18B-2A |  | MAAHE-H24B-BA |  |  |  | 10.2 | 16 | 8.6 | FALSE | FALSE |  | 18000 | 13400 | 2.65 | 13400 | 2.65
216623514 | 01/02/25 | Live | Midea Electric Trading | MIDEA | Singlezone Ducted, Centrally Ducted | 216623514 |  | HRCU-A-C | MO1BE-H18B-2A |  | MAAHE-H24B-AA |  |  |  | 10.2 | 16 | 8.6 | FALSE | FALSE |  | 18000 | 13400 | 2.65 | 13400 | 2.65
216623517 | 01/02/25 | Live | Midea Electric Trading | MIDEA | Singlezone Ducted, Centrally Ducted | 216623517 |  | HRCU-A-C | MO1BE-H24B-2A |  | MAAHE-H24B-BA |  |  |  | 10 | 16 | 9 | TRUE | TRUE |  | 24000 | 19700 | 2.66 | 19700 | 2.66
216623516 | 01/02/25 | Live | Midea Electric Trading | MIDEA | Singlezone Ducted, Centrally Ducted | 216623516 |  | HRCU-A-C | MO1BE-H24B-2A |  | MAAHE-H24B-AA |  |  |  | 10 | 16 | 9 | TRUE | TRUE |  | 24000 | 19700 | 2.66 | 19700 | 2.66
216623519 | 01/02/25 | Live | Midea Electric Trading | MIDEA | Singlezone Ducted, Centrally Ducted | 216623519 |  | HRCU-A-C | MO1HE-H24B-2A |  | MAAHE-H24B-AA |  |  |  | 10 | 16 | 9.5 | TRUE | TRUE |  | 24000 | 19700 | 2.66 | 22000 | 2
216623518 | 01/02/25 | Live | Midea Electric Trading | MIDEA | Singlezone Ducted, Centrally Ducted | 216623518 |  | HRCU-A-C | MO1HE-H18B-2A |  | MAAHE-H24B-AA |  |  |  | 11.7 | 16.1 | 9.5 | TRUE | TRUE |  | 18000 | 15200 | 2.7 | 21000 | 2
216623521 | 01/02/25 | Live | Midea Electric Trading | MIDEA | Singlezone Ducted, Centrally Ducted | 216623521 |  | HRCU-A-C | MO1HE-H24B-2A |  | MAAHE-H24B-BA |  |  |  | 10 | 16 | 9.5 | TRUE | TRUE |  | 24000 | 19700 | 2.66 | 22000 | 2
216623520 | 01/02/25 | Live | Midea Electric Trading | MIDEA | Singlezone Ducted, Centrally Ducted | 216623520 |  | HRCU-A-C | MO1HE-H18B-2A |  | MAAHE-H24B-BA |  |  |  | 11.7 | 16.1 | 9.5 | TRUE | TRUE |  | 18000 | 15200 | 2.7 | 21000 | 2
216623523 | 01/02/25 | Live | Midea Electric Trading | MIDEA | Singlezone Ducted, Centrally Ducted | 216623523 |  | HRCU-A-C | MO1HE-H30B-2A |  | MAAHE-H36B-BA |  |  |  | 10 | 16 | 10 | TRUE | TRUE |  | 29000 | 25000 | 2.4 | 33600 | 2.05
216623522 | 01/02/25 | Live | Midea Electric Trading | MIDEA | Singlezone Ducted, Centrally Ducted | 216623522 |  | HRCU-A-C | MO1HE-H30B-2A |  | MAAHE-H36B-AA |  |  |  | 10 | 15.3 | 9.3 | TRUE | TRUE |  | 30000 | 23400 | 2.6 | 31700 | 2
216623525 | 01/02/25 | Live | Midea Electric Trading | MIDEA | Singlezone Ducted, Centrally Ducted | 216623525 |  | HRCU-A-C | MO1HE-H30B-2A |  | MAAHE-H36B-CA |  |  |  | 10 | 16 | 10 | TRUE | TRUE |  | 29000 | 25000 | 2.4 | 33600 | 2.05
216623524 | 01/02/25 | Live | Midea Electric Trading | MIDEA | Singlezone Ducted, Centrally Ducted | 216623524 |  | HRCU-A-C | MO1SE-H36B-2A |  | MAAHE-H36B-BA |  |  |  | 10.7 | 15.8 | 9.4 | TRUE | TRUE |  | 36000 | 29200 | 2.5 | 39000 | 2.18
216623527 | 01/02/25 | Live | Midea Electric Trading | MIDEA | Singlezone Ducted, Centrally Ducted | 216623527 |  | HRCU-A-C | MO1HE-H60B-2A |  | MAAHE-H60B-CA |  |  |  | 10 | 15.2 | 8.3 | TRUE | TRUE |  | 52000 | 38000 | 2.4 | 50000 | 2.02
216623528 | 01/02/25 | Live | Midea Electric Trading | MIDEA | Singlezone Ducted, Centrally Ducted | 216623528 |  | HRCU-A-C | MO1HE-H60B-2A |  | MAAHE-H60B-DA |  |  |  | 10 | 15.2 | 8 | TRUE | TRUE |  | 47000 | 35600 | 2.4 | 48000 | 2
216623526 | 01/02/25 | Live | Midea Electric Trading | MIDEA | Singlezone Ducted, Centrally Ducted | 216623526 |  | HRCU-A-C | MO1SE-H36B-2A |  | MAAHE-H36B-CA |  |  |  | 10.7 | 15.8 | 9.4 | TRUE | TRUE |  | 36000 | 29200 | 2.5 | 39000 | 2.18
216623529 | 01/02/25 | Live | Midea Electric Trading | MIDEA | Singlezone Ducted, Centrally Ducted | 216623529 |  | HRCU-A-CB | MO1BE-H18B-2A |  | MAPHE-H18B-2A |  |  |  | 11.5 | 16.8 | 8.8 | FALSE | FALSE |  | 18000 | 11800 | 2.7 | 13400 | 2.3
216623530 | 01/02/25 | Live | Midea Electric Trading | MIDEA | Singlezone Ducted, Centrally Ducted | 216623530 |  | HRCU-A-CB | MO1BE-H24B-2A |  | MAPHE-H24B-2A |  |  |  | 10 | 16 | 9 | TRUE | TRUE |  | 24000 | 19800 | 2.5 | 20000 | 2
216623532 | 01/02/25 | Live | Midea Electric Trading | MIDEA | Singlezone Ducted, Centrally Ducted | 216623532 |  | HRCU-A-CB | MO1BE-H36B-2A |  | MAPHE-H36B-2A |  |  |  | 9.2 | 15.4 | 8.7 | TRUE | TRUE |  | 36000 | 24600 | 2.51 | 32000 | 2.29
216623531 | 01/02/25 | Live | Midea Electric Trading | MIDEA | Singlezone Ducted, Centrally Ducted | 216623531 |  | HRCU-A-CB | MO1BE-H30B-2A |  | MAPHE-H30B-2A |  |  |  | 10.5 | 16.6 | 8.1 | FALSE | FALSE |  | 30000 | 19000 | 2.47 | 20000 | 2.12
216623534 | 01/02/25 | Live | Midea Electric Trading | MIDEA | Singlezone Ducted, Centrally Ducted | 216623534 |  | HRCU-A-CB | MO1HE-H24B-2A |  | MAPHE-H24B-2A |  |  |  | 10.8 | 17.5 | 9.2 | TRUE | TRUE |  | 24000 | 19800 | 2.5 | 23000 | 2.1
216623533 | 01/02/25 | Live | Midea Electric Trading | MIDEA | Singlezone Ducted, Centrally Ducted | 216623533 |  | HRCU-A-CB | MO1HE-H18B-2A |  | MAPHE-H18B-2A |  |  |  | 12 | 16.8 | 10.5 | TRUE | TRUE |  | 18000 | 15000 | 2.3 | 23000 | 2.1
216623535 | 01/02/25 | Live | Midea Electric Trading | MIDEA | Singlezone Ducted, Centrally Ducted | 216623535 |  | HRCU-A-CB | MO1HE-H30B-2A |  | MAPHE-H30B-2A |  |  |  | 11 | 16.3 | 9.5 | FALSE | FALSE |  | 30000 | 24000 | 2.5 | 34800 | 2.33
216623536 | 01/02/25 | Live | Midea Electric Trading | MIDEA | Singlezone Ducted, Centrally Ducted | 216623536 |  | HRCU-A-CB | MO1SE-H36B-2A |  | MAPHE-H36B-2A |  |  |  | 10.2 | 15.4 | 9.8 | TRUE | TRUE |  | 36000 | 31200 | 2.34 | 38000 | 2.06
216623765 | 01/02/25 | Live | Midea Electric Trading | COMFORT-AIRE | Singlezone Ducted, Centrally Ducted | 216623765 |  | HRCU-A-C | A-VXP24TA-1 |  | MXP18/24A1A |  |  |  | 10 | 16 | 9.5 | TRUE | TRUE |  | 24000 | 19700 | 2.66 | 22000 | 2
216623764 | 01/02/25 | Live | Midea Electric Trading | COMFORT-AIRE | Singlezone Ducted, Centrally Ducted | 216623764 |  | HRCU-A-C | A-VXP18TA-1 |  | MXP18/24B1A |  |  |  | 11.7 | 16.1 | 9.5 | TRUE | TRUE |  | 18000 | 15200 | 2.7 | 21000 | 2
216623763 | 01/02/25 | Live | Midea Electric Trading | COMFORT-AIRE | Singlezone Ducted, Centrally Ducted | 216623763 |  | HRCU-A-C | A-VXP18TA-1 |  | MXP18/24A1A |  |  |  | 11.7 | 16.1 | 9.5 | TRUE | TRUE |  | 18000 | 15200 | 2.7 | 21000 | 2
216623768 | 01/02/25 | Live | Midea Electric Trading | COMFORT-AIRE | Singlezone Ducted, Centrally Ducted | 216623768 |  | HRCU-A-C | A-VXP30TA-1 |  | MXP30/36B1A |  |  |  | 10 | 16 | 10 | TRUE | TRUE |  | 29000 | 25000 | 2.4 | 33600 | 2.05
216623769 | 01/02/25 | Live | Midea Electric Trading | COMFORT-AIRE | Singlezone Ducted, Centrally Ducted | 216623769 |  | HRCU-A-C | A-VXP30TA-1 |  | MXP30/36C1A |  |  |  | 10 | 16 | 10 | TRUE | TRUE |  | 29000 | 25000 | 2.4 | 33600 | 2.05
216623767 | 01/02/25 | Live | Midea Electric Trading | COMFORT-AIRE | Singlezone Ducted, Centrally Ducted | 216623767 |  | HRCU-A-C | A-VXP30TA-1 |  | MXP30/36A1A |  |  |  | 10 | 15.3 | 9.3 | TRUE | TRUE |  | 30000 | 23400 | 2.6 | 31700 | 2
216623766 | 01/02/25 | Live | Midea Electric Trading | COMFORT-AIRE | Singlezone Ducted, Centrally Ducted | 216623766 |  | HRCU-A-C | A-VXP24TA-1 |  | MXP18/24B1A |  |  |  | 10 | 16 | 9.5 | TRUE | TRUE |  | 24000 | 19700 | 2.66 | 22000 | 2
216623771 | 01/02/25 | Live | Midea Electric Trading | COMFORT-AIRE | Singlezone Ducted, Centrally Ducted | 216623771 |  | HRCU-A-C | A-VXP36TA-1 |  | MXP30/36C1A |  |  |  | 10.7 | 15.8 | 9.4 | TRUE | TRUE |  | 36000 | 29200 | 2.5 | 39000 | 2.18
216623770 | 01/02/25 | Live | Midea Electric Trading | COMFORT-AIRE | Singlezone Ducted, Centrally Ducted | 216623770 |  | HRCU-A-C | A-VXP36TA-1 |  | MXP30/36B1A |  |  |  | 10.7 | 15.8 | 9.4 | TRUE | TRUE |  | 36000 | 29200 | 2.5 | 39000 | 2.18
216623774 | 01/02/25 | Live | Midea Electric Trading | KERR | Singlezone Ducted, Centrally Ducted | 216623774 |  | HRCU-A-C | A-KXP24TA-1 |  | KXP18/24A1A |  |  |  | 10 | 16 | 9.5 | TRUE | TRUE |  | 24000 | 19700 | 2.66 | 22000 | 2
216623773 | 01/02/25 | Live | Midea Electric Trading | KERR | Singlezone Ducted, Centrally Ducted | 216623773 |  | HRCU-A-C | A-KXP18TA-1 |  | KXP18/24B1A |  |  |  | 11.7 | 16.1 | 9.5 | TRUE | TRUE |  | 18000 | 15200 | 2.7 | 21000 | 2
216623772 | 01/02/25 | Live | Midea Electric Trading | KERR | Singlezone Ducted, Centrally Ducted | 216623772 |  | HRCU-A-C | A-KXP18TA-1 |  | KXP18/24A1A |  |  |  | 11.7 | 16.1 | 9.5 | TRUE | TRUE |  | 18000 | 15200 | 2.7 | 21000 | 2
216623775 | 01/02/25 | Live | Midea Electric Trading | KERR | Singlezone Ducted, Centrally Ducted | 216623775 |  | HRCU-A-C | A-KXP24TA-1 |  | KXP18/24B1A |  |  |  | 10 | 16 | 9.5 | TRUE | TRUE |  | 24000 | 19700 | 2.66 | 22000 | 2
216623778 | 01/02/25 | Live | Midea Electric Trading | KERR | Singlezone Ducted, Centrally Ducted | 216623778 |  | HRCU-A-C | A-KXP30TA-1 |  | KXP30/36C1A |  |  |  | 10 | 16 | 10 | TRUE | TRUE |  | 29000 | 25000 | 2.4 | 33600 | 2.05
216623777 | 01/02/25 | Live | Midea Electric Trading | KERR | Singlezone Ducted, Centrally Ducted | 216623777 |  | HRCU-A-C | A-KXP30TA-1 |  | KXP30/36B1A |  |  |  | 10 | 16 | 10 | TRUE | TRUE |  | 29000 | 25000 | 2.4 | 33600 | 2.05
216623776 | 01/02/25 | Live | Midea Electric Trading | KERR | Singlezone Ducted, Centrally Ducted | 216623776 |  | HRCU-A-C | A-KXP30TA-1 |  | KXP30/36A1A |  |  |  | 10 | 15.3 | 9.3 | TRUE | TRUE |  | 30000 | 23400 | 2.6 | 31700 | 2
216623780 | 01/02/25 | Live | Midea Electric Trading | KERR | Singlezone Ducted, Centrally Ducted | 216623780 |  | HRCU-A-C | A-KXP36TA-1 |  | KXP30/36C1A |  |  |  | 10.7 | 15.8 | 9.4 | TRUE | TRUE |  | 36000 | 29200 | 2.5 | 39000 | 2.18
216623779 | 01/02/25 | Live | Midea Electric Trading | KERR | Singlezone Ducted, Centrally Ducted | 216623779 |  | HRCU-A-C | A-KXP36TA-1 |  | KXP30/36B1A |  |  |  | 10.7 | 15.8 | 9.4 | TRUE | TRUE |  | 36000 | 29200 | 2.5 | 39000 | 2.18
216623792 | 01/02/25 | Live | Midea Electric Trading | CAPELLA | Singlezone Ducted, Centrally Ducted | 216623792 |  | HRCU-A-C | CCB1-H24A-O |  | CACB1-H24A1418-I |  |  |  | 10 | 16 | 9.5 | TRUE | TRUE |  | 24000 | 19700 | 2.66 | 22000 | 2
216623796 | 01/02/25 | Live | Midea Electric Trading | CAPELLA | Singlezone Ducted, Centrally Ducted | 216623796 |  | HRCU-A-C | CCB1-H30A-O |  | CACB1-H36A2124-I |  |  |  | 10 | 16 | 10 | TRUE | TRUE |  | 29000 | 25000 | 2.4 | 33600 | 2.05
216623795 | 01/02/25 | Live | Midea Electric Trading | CAPELLA | Singlezone Ducted, Centrally Ducted | 216623795 |  | HRCU-A-C | CCB1-H30A-O |  | CACB1-H36A1724-I |  |  |  | 10 | 16 | 10 | TRUE | TRUE |  | 29000 | 25000 | 2.4 | 33600 | 2.05
216623794 | 01/02/25 | Live | Midea Electric Trading | CAPELLA | Singlezone Ducted, Centrally Ducted | 216623794 |  | HRCU-A-C | CCB1-H30A-O |  | CACB1-H36A1424-I |  |  |  | 10 | 15.3 | 9.3 | TRUE | TRUE |  | 30000 | 23400 | 2.6 | 31700 | 2
216623797 | 01/02/25 | Live | Midea Electric Trading | CAPELLA | Singlezone Ducted, Centrally Ducted | 216623797 |  | HRCU-A-C | CCB1-H36A-O |  | CACB1-H36A1724-I |  |  |  | 10.7 | 15.8 | 9.4 | TRUE | TRUE |  | 36000 | 29200 | 2.5 | 39000 | 2.18
216623793 | 01/02/25 | Live | Midea Electric Trading | CAPELLA | Singlezone Ducted, Centrally Ducted | 216623793 |  | HRCU-A-C | CCB1-H24A-O |  | CACB1-H24A1718-I |  |  |  | 10 | 16 | 9.5 | TRUE | TRUE |  | 24000 | 19700 | 2.66 | 22000 | 2
216623799 | 01/02/25 | Live | Midea Electric Trading | CAPELLA | Singlezone Ducted, Centrally Ducted | 216623799 |  | HRCU-A-C | CCB1-H60A-O |  | CMCB1-H60A2128-I |  |  |  | 10 | 15.2 | 8.3 | TRUE | TRUE |  | 52000 | 38000 | 2.4 | 50000 | 2.02
216623800 | 01/02/25 | Live | Midea Electric Trading | CAPELLA | Singlezone Ducted, Centrally Ducted | 216623800 |  | HRCU-A-C | CCB1-H60A-O |  | CACB1-H60A2428-I |  |  |  | 10 | 15.2 | 8 | TRUE | TRUE |  | 47000 | 35600 | 2.4 | 48000 | 2
216623798 | 01/02/25 | Live | Midea Electric Trading | CAPELLA | Singlezone Ducted, Centrally Ducted | 216623798 |  | HRCU-A-C | CCB1-H36A-O |  | CACB1-H36A2124-I |  |  |  | 10.7 | 15.8 | 9.4 | TRUE | TRUE |  | 36000 | 29200 | 2.5 | 39000 | 2.18
216623811 | 01/02/25 | Live | Midea Electric Trading | ELIOS | Singlezone Ducted, Centrally Ducted | 216623811 |  | HRCU-A-C | ESHMB36R2AN1 |  | GCHMA36RBAS1 |  |  |  | 10.7 | 15.8 | 9.4 | TRUE | TRUE |  | 36000 | 29200 | 2.5 | 39000 | 2.18
216623812 | 01/02/25 | Live | Midea Electric Trading | ELIOS | Singlezone Ducted, Centrally Ducted | 216623812 |  | HRCU-A-C | ESHMB36R2AN1 |  | GCHMA36RCAS1 |  |  |  | 10.7 | 15.8 | 9.4 | TRUE | TRUE |  | 36000 | 29200 | 2.5 | 39000 | 2.18
216439115 | 01/02/25 | Live | Johnson Controls Inc. (York International Norman) | HITACHI | Singlezone Non-Ducted, Wall Placement | 216439115 |  | HRCU-A-CB-O | PAS-30BLFASDQ1 | Mini-Splits | PPK-B30UFA1DQ |  |  |  | 14 | 21.8 | 10 | TRUE | TRUE |  | 30000 | 26800 | 2.7 | 35800 | 2.37
216439113 | 01/02/25 | Live | Johnson Controls Inc. (York International Norman) | HITACHI | Singlezone Ducted, Centrally Ducted | 216439113 |  | HRCU-A-CB | PAS-36BLFASDQ1 | Mini-Splits | JPE36B3XD2HS1A |  |  |  | 12.5 | 19.5 | 9.7 | TRUE | TRUE |  | 36000 | 35200 | 2.6 | 41500 | 2.28
216439112 | 01/02/25 | Live | Johnson Controls Inc. (York International Norman) | HITACHI | Singlezone Ducted, Centrally Ducted | 216439112 |  | HRCU-A-CB | PAS-24BLFASDQ1 | Mini-Splits | JPE24B3XC2HS1A |  |  |  | 12.7 | 17.1 | 9.7 | TRUE | TRUE |  | 24000 | 21000 | 2.69 | 33500 | 2.18
216439111 | 01/02/25 | Live | Johnson Controls Inc. (York International Norman) | HITACHI | Singlezone Ducted, Centrally Ducted | 216439111 |  | HRCU-A-CB | PAS-18BLFASDQ1 | Mini-Splits | JPE18B3XB2HS1A |  |  |  | 12.3 | 17 | 9.5 | TRUE | TRUE |  | 18000 | 17300 | 2.5 | 21500 | 2.05
206790018 | 05/11/23 | Live | Carrier | BRYANT HEATING AND COOLING SYSTEMS | Singlezone Ducted, Centrally Ducted | 206790018 |  | HRCU-A-CB | 284ANV024*0**B* |  | FE4AN(B,F)003L+UI | 14.5 | 22 | 12 | 13.5 | 21 | 10.5 | TRUE | TRUE | TRUE | 23400 | 24800 | 2.5 | 24800 | 2.5
206790588 | 05/11/23 | Live | Carrier | BRYANT HEATING AND COOLING SYSTEMS | Singlezone Ducted, Centrally Ducted | 206790588 |  | HRCU-A-CB | 284ANV048*0**B* |  | FE4AN(B,F)005L+UI | 13 | 22 | 10.5 | 12.5 | 22 | 9.5 | TRUE | TRUE | TRUE | 45000 | 43000 | 2.46 | 43000 | 2.46
216573591 | 12/30/24 | Live | Gree | TOSOT | Singlezone Non-Ducted, Ceiling Placement | 216573591 |  | HRCU-A-CB-O | SU-COSMO36-230/O | Mini-Splits | SU-COSMO36C/I |  |  |  | 11.95 | 21 | 8.5 | FALSE | FALSE |  | 33600 | 22000 | 2.07 | 27000 | 2.26
216573590 | 12/30/24 | Live | Gree | TOSOT | Singlezone Ducted, Compact Ducted | 216573590 |  | HRCU-A-CB | SU-COSMO36-230/O | Mini-Splits | SU-COSMO36D/I |  |  |  | 11.95 | 20 | 8.5 | FALSE | FALSE |  | 33600 | 23400 | 2.53 | 27600 | 2.64
215747783 | 12/30/24 | Live | INNOVAIR | INNOVAIR | Multizone Mix of Ducted and Non-Ducted | 215747783 |  | HMSR-A-CB-O | QOM42H2BM5A | Mixed Ducted and Non-Ducted Indoor Units |  |  |  |  | 11.8 | 20 | 9.15 | TRUE | TRUE |  | 42000 | 27800 | 2.54 | 36600 | 2.21
215747786 | 12/30/24 | Live | INNOVAIR | INNOVAIR | Multizone Mix of Ducted and Non-Ducted | 215747786 |  | HMSR-A-CB-O | QOM36H2BM4A | Mixed Ducted and Non-Ducted Indoor Units |  |  |  |  | 12.85 | 20.5 | 9.5 | TRUE | TRUE |  | 36000 | 21800 | 2.74 | 33875 | 2.22
215747780 | 12/30/24 | Live | INNOVAIR | INNOVAIR | Multizone Mix of Ducted and Non-Ducted | 215747780 |  | HMSR-A-CB-O | QOM27H2BM3A | Mixed Ducted and Non-Ducted Indoor Units |  |  |  |  | 12.2 | 20.5 | 9.4 | TRUE | TRUE |  | 27000 | 18000 | 2.75 | 28525 | 2.36
215747777 | 12/30/24 | Live | INNOVAIR | INNOVAIR | Multizone Mix of Ducted and Non-Ducted | 215747777 |  | HMSR-A-CB-O | QOM18H2BM2A | Mixed Ducted and Non-Ducted Indoor Units |  |  |  |  | 12.65 | 19.75 | 9.7 | TRUE | TRUE |  | 18000 | 11700 | 2.96 | 18050 | 2.39
215747781 | 12/30/24 | Live | INNOVAIR | INNOVAIR | Multizone All Ducted | 215747781 |  | HMSV-A-CB | QOM42H2BM5A | Ducted Indoor Units |  |  |  |  | 11.35 | 18 | 8.8 | FALSE | FALSE |  | 42000 | 27400 | 2.49 | 37550 | 2.15
215747784 | 12/30/24 | Live | INNOVAIR | INNOVAIR | Multizone All Ducted | 215747784 |  | HMSV-A-CB | QOM36H2BM4A | Ducted Indoor Units |  |  |  |  | 12.85 | 19 | 9 | TRUE | TRUE |  | 36000 | 21000 | 2.56 | 33900 | 2.21
215747779 | 12/30/24 | Live | INNOVAIR | INNOVAIR | Multizone All Ducted | 215747779 |  | HMSV-A-CB | QOM27H2BM3A | Ducted Indoor Units |  |  |  |  | 11.5 | 18 | 8.8 | FALSE | FALSE |  | 27000 | 18200 | 2.75 | 27950 | 2.34
215747776 | 12/30/24 | Live | INNOVAIR | INNOVAIR | Multizone All Ducted | 215747776 |  | HMSV-A-CB | QOM18H2BM2A | Ducted Indoor Units |  |  |  |  | 11.35 | 18 | 8.8 | TRUE | TRUE |  | 18000 | 11900 | 2.98 | 17800 | 2.38
215747782 | 12/30/24 | Live | INNOVAIR | INNOVAIR | Multizone All Non-Ducted | 215747782 |  | HMSR-A-CB-O | QOM42H2BM5A | Non-Ducted Indoor Units |  |  |  |  | 12 | 22 | 9.5 | TRUE | TRUE |  | 42000 | 28200 | 2.59 | 35650 | 2.28
215747785 | 12/30/24 | Live | INNOVAIR | INNOVAIR | Multizone All Non-Ducted | 215747785 |  | HMSR-A-CB-O | QOM36H2BM4A | Non-Ducted Indoor Units |  |  |  |  | 12.85 | 22 | 10 | TRUE | TRUE |  | 36000 | 22600 | 2.92 | 33850 | 2.22
215747778 | 12/30/24 | Live | INNOVAIR | INNOVAIR | Multizone All Non-Ducted | 215747778 |  | HMSR-A-CB-O | QOM27H2BM3A | Non-Ducted Indoor Units |  |  |  |  | 12.85 | 23 | 10 | TRUE | TRUE |  | 27000 | 17600 | 2.71 | 29100 | 2.38
215747775 | 12/30/24 | Live | INNOVAIR | INNOVAIR | Multizone All Non-Ducted | 215747775 |  | HMSR-A-CB-O | QOM18H2BM2A | Non-Ducted Indoor Units |  |  |  |  | 13.3 | 22 | 10 | TRUE | TRUE |  | 18000 | 11500 | 2.93 | 18300 | 2.41
216618246 | 12/27/24 | Live | Johnson Controls Inc. (York International Norman) | HITACHI | Singlezone Non-Ducted, Wall Placement | 216618246 |  | HRCU-A-CB-O | RAC-GJ15WHAA | Mini-Splits | RAK-GJ15PHAA |  |  |  | 13 | 22 | 11 | TRUE | TRUE |  | 15000 | 12600 | 2.5 | 16600 | 2.15
214567597 | 04/28/24 | Live | WILLIS | WILLIS | Singlezone Ducted, Centrally Ducted | 214567597 |  | HRCU-A-C | FLEX24/36KUH | Mini-Splits | CC36V1 |  |  |  | 9.5 | 15.2 | 8.5 | FALSE | FALSE | FALSE | 32000 | 22000 | 2 | 23100 | 1.99
214810331 | 07/03/24 | Live | WILLIS | WILLIS | Multizone All Non-Ducted | 214810331 |  | HMSR-A-CB-O | MZUHW18KCH21S2-O | Non-Ducted Indoor Units |  | 12 | 21 | 10 | 12 | 21 | 10 | TRUE | FALSE | TRUE | 17000 | 14700 | 2.63 | 16400 | 2.64
214810332 | 07/03/24 | Live | WILLIS | WILLIS | Multizone All Non-Ducted | 214810332 |  | HMSR-A-CB-O | MZUHW24KCH21S2-O | Non-Ducted Indoor Units |  | 12.5 | 21 | 10 | 12.5 | 21 | 10 | TRUE | FALSE | TRUE | 23200 | 23600 | 2.34 | 26600 | 2.5
214810333 | 07/03/24 | Live | WILLIS | WILLIS | Multizone All Non-Ducted | 214810333 |  | HMSR-A-CB-O | MZUHW30KCH21S2-O | Non-Ducted Indoor Units |  | 12.5 | 21 | 10 | 12.5 | 21 | 10 | TRUE | FALSE | TRUE | 28400 | 27200 | 2.41 | 31860 | 2.4
214810329 | 07/03/24 | Live | WILLIS | WILLIS | Multizone All Non-Ducted | 214810329 |  | HMSR-A-CB-O | MZUHW36KCH21S2-O | Non-Ducted Indoor Units |  | 12 | 21 | 10 | 12 | 21 | 10 | TRUE | FALSE | TRUE | 34000 | 30800 | 2.04 | 37720 | 2.38
214810330 | 07/03/24 | Live | WILLIS | WILLIS | Multizone All Non-Ducted | 214810330 |  | HMSR-A-CB-O | MZUHW42KCH21S2-O | Non-Ducted Indoor Units |  | 12 | 21 | 10 | 12 | 21 | 10 | TRUE | FALSE | TRUE | 36000 | 35600 | 2.38 | 38200 | 2.41
216623551 | 12/30/24 | Live | Midea Electric Trading | MAINLINE | Multizone All Ducted | 216623551 |  | HMSV-A-CB | ML55HP230MUL-O* | Ducted Indoor Units |  |  |  |  | 10 | 18 | 9.2 | FALSE | FALSE |  | 60000 | 39000 | 2.6 | 41000 | 2.3
216623550 | 12/30/24 | Live | Midea Electric Trading | MAINLINE | Multizone All Non-Ducted | 216623550 |  | HMSR-A-CB-O | ML55HP230MUL-O* | Non-Ducted Indoor Units |  |  |  |  | 10 | 22 | 9.5 | FALSE | FALSE |  | 60000 | 39000 | 2.8 | 42000 | 2.4
216623552 | 12/30/24 | Live | Midea Electric Trading | MAINLINE | Multizone Mix of Ducted and Non-Ducted | 216623552 |  | HMSV-A-CB | ML55HP230MUL-O* | Mixed Ducted and Non-Ducted Indoor Units |  |  |  |  | 10 | 20 | 9.35 | FALSE | FALSE |  | 60000 | 39000 | 2.7 | 41500 | 2.35
216623553 | 12/30/24 | Live | Midea Electric Trading | MAINLINE | Multizone All Non-Ducted | 216623553 |  | HMSR-A-CB-O | ML18HP230MUL-O* | Non-Ducted Indoor Units |  |  |  |  | 14 | 25.1 | 9.8 | FALSE | FALSE |  | 18000 | 13600 | 2.81 | 14000 | 2.5
216623556 | 12/30/24 | Live | Midea Electric Trading | MAINLINE | Multizone All Non-Ducted | 216623556 |  | HMSR-A-CB-O | ML27HP230MUL-O* | Non-Ducted Indoor Units |  |  |  |  | 13 | 25 | 9.5 | FALSE | FALSE |  | 27000 | 18400 | 2.61 | 19000 | 2.3
216623555 | 12/30/24 | Live | Midea Electric Trading | MAINLINE | Multizone Mix of Ducted and Non-Ducted | 216623555 |  | HMSV-A-CB | ML18HP230MUL-O* | Mixed Ducted and Non-Ducted Indoor Units |  |  |  |  | 13 | 22.55 | 9.9 | FALSE | FALSE |  | 18000 | 14100 | 2.55 | 14300 | 2.39
216623554 | 12/30/24 | Live | Midea Electric Trading | MAINLINE | Multizone All Ducted | 216623554 |  | HMSV-A-CB | ML18HP230MUL-O* | Ducted Indoor Units |  |  |  |  | 12 | 20 | 10 | FALSE | FALSE |  | 18000 | 14600 | 2.3 | 14600 | 2.3
216623558 | 12/30/24 | Live | Midea Electric Trading | MAINLINE | Multizone Mix of Ducted and Non-Ducted | 216623558 |  | HMSV-A-CB | ML27HP230MUL-O* | Mixed Ducted and Non-Ducted Indoor Units |  |  |  |  | 12.5 | 23 | 9.25 | FALSE | FALSE |  | 26800 | 18400 | 2.56 | 18800 | 2.3
216623557 | 12/30/24 | Live | Midea Electric Trading | MAINLINE | Multizone All Ducted | 216623557 |  | HMSV-A-CB | ML27HP230MUL-O* | Ducted Indoor Units |  |  |  |  | 12 | 21 | 9 | FALSE | FALSE |  | 26600 | 18400 | 2.5 | 18600 | 2.3
216623559 | 12/30/24 | Live | Midea Electric Trading | MAINLINE | Multizone All Non-Ducted | 216623559 |  | HMSR-A-CB-O | ML36HP230MUL-O* | Non-Ducted Indoor Units |  |  |  |  | 12 | 24 | 9.5 | FALSE | FALSE |  | 36000 | 26600 | 2.4 | 26600 | 2.4
216623560 | 12/30/24 | Live | Midea Electric Trading | MAINLINE | Multizone All Ducted | 216623560 |  | HMSV-A-CB | ML36HP230MUL-O* | Ducted Indoor Units |  |  |  |  | 11.7 | 20 | 9.2 | FALSE | FALSE |  | 35000 | 26400 | 2.3 | 28000 | 2.2
216623561 | 12/30/24 | Live | Midea Electric Trading | MAINLINE | Multizone Mix of Ducted and Non-Ducted | 216623561 |  | HMSV-A-CB | ML36HP230MUL-O* | Mixed Ducted and Non-Ducted Indoor Units |  |  |  |  | 11.85 | 22 | 9.35 | FALSE | FALSE |  | 35400 | 26400 | 2.35 | 27300 | 2.15
216623562 | 12/30/24 | Live | Midea Electric Trading | MAINLINE | Multizone All Non-Ducted | 216623562 |  | HMSR-A-CB-O | ML48HP230MUL-O* | Non-Ducted Indoor Units |  |  |  |  | 12.5 | 24 | 10.3 | FALSE | FALSE |  | 47000 | 38000 | 2.5 | 38500 | 2
216623563 | 12/30/24 | Live | Midea Electric Trading | MAINLINE | Multizone All Ducted | 216623563 |  | HMSV-A-CB | ML48HP230MUL-O* | Ducted Indoor Units |  |  |  |  | 12 | 20.4 | 10.6 | FALSE | FALSE |  | 45000 | 37000 | 2.5 | 41000 | 2.4
216623564 | 12/30/24 | Live | Midea Electric Trading | MAINLINE | Multizone Mix of Ducted and Non-Ducted | 216623564 |  | HMSV-A-CB | ML48HP230MUL-O* | Mixed Ducted and Non-Ducted Indoor Units |  |  |  |  | 12.25 | 22.2 | 10.45 | FALSE | FALSE |  | 46000 | 37400 | 2.5 | 39750 | 2.19
216623565 | 12/30/24 | Live | Midea Electric Trading | MAINLINE | Multizone All Non-Ducted | 216623565 |  | HMSR-A-CB-O | ML18HP230MULH-O* | Non-Ducted Indoor Units |  |  |  |  | 15 | 25 | 10.4 | FALSE | FALSE |  | 19000 | 17600 | 2.7 | 19000 | 2.2
216623566 | 12/30/24 | Live | Midea Electric Trading | MAINLINE | Multizone All Ducted | 216623566 |  | HMSV-A-CB | ML18HP230MULH-O* | Ducted Indoor Units |  |  |  |  | 13 | 20 | 10 | FALSE | FALSE |  | 19000 | 17000 | 2.59 | 22000 | 2.5
216623567 | 12/30/24 | Live | Midea Electric Trading | MAINLINE | Multizone Mix of Ducted and Non-Ducted | 216623567 |  | HMSV-A-CB | ML18HP230MULH-O* | Mixed Ducted and Non-Ducted Indoor Units |  |  |  |  | 14 | 22.5 | 10.2 | FALSE | FALSE |  | 19000 | 17300 | 2.65 | 20500 | 2.36
216623568 | 12/30/24 | Live | Midea Electric Trading | MAINLINE | Multizone All Non-Ducted | 216623568 |  | HMSR-A-CB-O | ML27HP230MULH-O* | Non-Ducted Indoor Units |  |  |  |  | 12.5 | 23 | 10.5 | FALSE | FALSE |  | 27000 | 25000 | 2.6 | 28000 | 2.2
216623569 | 12/30/24 | Live | Midea Electric Trading | MAINLINE | Multizone All Ducted | 216623569 |  | HMSV-A-CB | ML27HP230MULH-O* | Ducted Indoor Units |  |  |  |  | 12 | 19 | 9.5 | FALSE | FALSE |  | 28000 | 23000 | 2.4 | 27000 | 2.1
216623570 | 12/30/24 | Live | Midea Electric Trading | MAINLINE | Multizone Mix of Ducted and Non-Ducted | 216623570 |  | HMSV-A-CB | ML27HP230MULH-O* | Mixed Ducted and Non-Ducted Indoor Units |  |  |  |  | 12.25 | 21 | 10 | FALSE | FALSE |  | 27400 | 24000 | 2.5 | 27500 | 2.15
216623571 | 12/30/24 | Live | Midea Electric Trading | MAINLINE | Multizone All Non-Ducted | 216623571 |  | HMSR-A-CB-O | ML36HP230MULH-O* | Non-Ducted Indoor Units |  |  |  |  | 13 | 23 | 10.7 | FALSE | FALSE |  | 36000 | 30000 | 2.4 | 42000 | 2.6
216623572 | 12/30/24 | Live | Midea Electric Trading | MAINLINE | Multizone All Ducted | 216623572 |  | HMSV-A-CB | ML36HP230MULH-O* | Ducted Indoor Units |  |  |  |  | 12 | 19.4 | 10.4 | FALSE | FALSE |  | 36000 | 33000 | 2.4 | 34000 | 2.2
216623573 | 12/30/24 | Live | Midea Electric Trading | MAINLINE | Multizone Mix of Ducted and Non-Ducted | 216623573 |  | HMSV-A-CB | ML36HP230MULH-O* | Mixed Ducted and Non-Ducted Indoor Units |  |  |  |  | 12.5 | 21.2 | 10.55 | FALSE | FALSE |  | 36000 | 31400 | 2.4 | 38000 | 2.41
216623574 | 12/30/24 | Live | Midea Electric Trading | MAINLINE | Multizone All Non-Ducted | 216623574 |  | HMSR-A-CB-O | ML48HP230MULH-O* | Non-Ducted Indoor Units |  |  |  |  | 12 | 23 | 11 | FALSE | FALSE |  | 47000 | 44000 | 2.6 | 45000 | 2
216623575 | 12/30/24 | Live | Midea Electric Trading | MAINLINE | Multizone All Ducted | 216623575 |  | HMSV-A-CB | ML48HP230MULH-O* | Ducted Indoor Units |  |  |  |  | 11.7 | 20.4 | 11 | FALSE | FALSE |  | 47000 | 44500 | 2.6 | 46000 | 2.2
216623576 | 12/30/24 | Live | Midea Electric Trading | MAINLINE | Multizone Mix of Ducted and Non-Ducted | 216623576 |  | HMSV-A-CB | ML48HP230MULH-O* | Mixed Ducted and Non-Ducted Indoor Units |  |  |  |  | 11.85 | 21.7 | 11 | FALSE | FALSE |  | 47000 | 44000 | 2.6 | 45500 | 2.1
216623577 | 12/30/24 | Live | Midea Electric Trading | MAINLINE | Multizone All Non-Ducted | 216623577 |  | HMSR-A-CB-O | ML55HP230MULH-O* | Non-Ducted Indoor Units |  |  |  |  | 12 | 22.2 | 10.5 | FALSE | FALSE |  | 51000 | 44000 | 2.6 | 47000 | 2.5
216623578 | 12/30/24 | Live | Midea Electric Trading | MAINLINE | Multizone All Ducted | 216623578 |  | HMSV-A-CB | ML55HP230MULH-O* | Ducted Indoor Units |  |  |  |  | 11.7 | 20 | 10.7 | FALSE | FALSE |  | 53000 | 45000 | 2.7 | 52000 | 2.3
216623579 | 12/30/24 | Live | Midea Electric Trading | MAINLINE | Multizone Mix of Ducted and Non-Ducted | 216623579 |  | HMSV-A-CB | ML55HP230MULH-O* | Mixed Ducted and Non-Ducted Indoor Units |  |  |  |  | 11.85 | 21.1 | 10.6 | FALSE | FALSE |  | 52000 | 44500 | 2.65 | 49500 | 2.39
216623592 | 12/30/24 | Live | Midea Electric Trading | SENVILLE | Singlezone Non-Ducted, Ceiling Placement | 216623592 |  | HRCU-A-CB-O | SENA-06HF-OG | Mini-Splits | SENA-06HF-1WCG |  |  |  | 15 | 22 | 12 | TRUE | TRUE |  | 6500 | 7000 | 2.66 | 9500 | 2.53
216623593 | 12/30/24 | Live | Midea Electric Trading | SENVILLE | Singlezone Non-Ducted, Ceiling Placement | 216623593 |  | HRCU-A-CB-O | SENA-09HF-OG | Mini-Splits | SENA-09HF-1WCG |  |  |  | 14.6 | 24 | 12.1 | TRUE | TRUE |  | 9000 | 9000 | 2.44 | 11900 | 2
216623594 | 12/30/24 | Live | Midea Electric Trading | SENVILLE | Singlezone Non-Ducted, Ceiling Placement | 216623594 |  | HRCU-A-CB-O | SENA-12HF-OG | Mini-Splits | SENA-12HF-1WCG |  |  |  | 13 | 23 | 10 | TRUE | TRUE |  | 12000 | 9600 | 2.65 | 11900 | 1.95
216623595 | 12/30/24 | Live | Midea Electric Trading | SENVILLE | Singlezone Non-Ducted, Ceiling Placement | 216623595 |  | HRCU-A-CB-O | SENA-18HF-OG | Mini-Splits | SENA-18HF-1WCG |  |  |  | 12.5 | 20.6 | 12.2 | TRUE | TRUE |  | 16700 | 14500 | 2.5 | 18800 | 2.05
216623803 | 12/30/24 | Live | Midea Electric Trading | Cooper&Hunter | Singlezone Non-Ducted, Wall Placement | 216623803 |  | HRCU-A-CB-O | CH-RLS12MIA-115VO | Mini-Splits | CH-RLS12MIA-115VI |  |  |  | 10.1 | 21.2 | 8.7 | FALSE | FALSE |  | 12000 | 7300 | 2.23 | 8000 | 2.19
216623802 | 12/30/24 | Live | Midea Electric Trading | Cooper&Hunter | Singlezone Non-Ducted, Wall Placement | 216623802 |  | HRCU-A-CB-O | CH-RLS09MIA-115VO | Mini-Splits | CH-RLS09MIA-115VI |  |  |  | 12.5 | 21.5 | 9 | TRUE | FALSE |  | 9000 | 6500 | 2.3 | 8000 | 2.13
216623801 | 12/30/24 | Live | Midea Electric Trading | Cooper&Hunter | Singlezone Non-Ducted, Wall Placement | 216623801 |  | HRCU-A-CB-O | CH-RLS06MIA-115VO | Mini-Splits | CH-RLS06MIA-115VI |  |  |  | 12.5 | 21.5 | 9 | TRUE | FALSE |  | 9000 | 6500 | 2.3 | 8000 | 2.13
216623804 | 12/30/24 | Live | Midea Electric Trading | Cooper&Hunter | Singlezone Non-Ducted, Wall Placement | 216623804 |  | HRCU-A-CB-O | CH-RLS09MIA-230VO | Mini-Splits | CH-RLS09MIA-230VI |  |  |  | 12.6 | 21.2 | 9.1 | TRUE | TRUE |  | 9000 | 6800 | 2.46 | 8300 | 2.23
216623806 | 12/30/24 | Live | Midea Electric Trading | Cooper&Hunter | Singlezone Non-Ducted, Wall Placement | 216623806 |  | HRCU-A-CB-O | CH-RLS18MIA-230VO | Mini-Splits | CH-RLS18MIA-230VI |  |  |  | 10.8 | 19.2 | 9.6 | FALSE | FALSE |  | 18000 | 12300 | 2.63 | 14800 | 2.58
216623805 | 12/30/24 | Live | Midea Electric Trading | Cooper&Hunter | Singlezone Non-Ducted, Wall Placement | 216623805 |  | HRCU-A-CB-O | CH-RLS12MIA-230VO | Mini-Splits | CH-RLS12MIA-230VI |  |  |  | 10.8 | 21.3 | 9.1 | FALSE | FALSE |  | 12000 | 8700 | 2.41 | 9200 | 2.16
216623807 | 12/30/24 | Live | Midea Electric Trading | Cooper&Hunter | Singlezone Non-Ducted, Wall Placement | 216623807 |  | HRCU-A-CB-O | CH-RLS24MIA-230VO | Mini-Splits | CH-RLS24MIA-230VI |  |  |  | 10 | 18.7 | 9.3 | TRUE | TRUE |  | 24000 | 16900 | 2.53 | 18700 | 2.18
216623809 | 12/30/24 | Live | Midea Electric Trading | KADEN | Singlezone Non-Ducted, Wall Placement | 216623809 |  | HRCU-A-CB-O | KOB-PSX09HP-1AAMA | Mini-Splits | KIB-PSX09WM-1AAMA |  |  |  | 14.5 | 25.4 | 10 | FALSE | FALSE |  | 9000 | 8500 | 2.71 | 8600 | 2.4
216623808 | 12/30/24 | Live | Midea Electric Trading | KADEN | Singlezone Non-Ducted, Wall Placement | 216623808 |  | HRCU-A-CB-O | KOB-HH-PSX33HP-2AAMA | Mini-Splits | KIB-PSX33WM-2AAMA |  |  |  | 12 | 19.5 | 10.5 | FALSE | FALSE |  | 33000 | 30000 | 2.69 | 30200 | 2.02
216621475 | 12/30/24 | Live | Midea Electric Trading | MIDEA | Singlezone Ducted, Centrally Ducted | 216621475 |  | HRCU-A-CB | MO1HE-H36B-2A |  | MAUHE-H36B-2A |  |  |  | 10 | 16.5 | 8.2 | TRUE | TRUE |  | 36000 | 23200 | 2.34 | 31900 | 2.09
216621485 | 12/30/24 | Live | Midea Electric Trading | CanAir | Singlezone Ducted, Centrally Ducted | 216621485 |  | HRCU-A-C | 4CDH2018C21 |  | CEB-24MX1421 |  |  |  | 11.7 | 16.1 | 9.5 | TRUE | TRUE |  | 18000 | 15200 | 2.7 | 21000 | 2
216621487 | 12/30/24 | Live | Midea Electric Trading | CanAir | Singlezone Ducted, Centrally Ducted | 216621487 |  | HRCU-A-C | 4CDH2024C21 |  | CEB-24MX1421 |  |  |  | 10 | 16 | 9.5 | TRUE | TRUE |  | 24000 | 19700 | 2.66 | 22000 | 2
216621486 | 12/30/24 | Live | Midea Electric Trading | CanAir | Singlezone Ducted, Centrally Ducted | 216621486 |  | HRCU-A-C | 4CDH2018C21 |  | CEB-24MX1721 |  |  |  | 11.7 | 16.1 | 9.5 | TRUE | TRUE |  | 18000 | 15200 | 2.7 | 21000 | 2
216621491 | 12/30/24 | Live | Midea Electric Trading | CanAir | Singlezone Ducted, Centrally Ducted | 216621491 |  | HRCU-A-C | 4CDH2030C21 |  | CEB-36MX2121 |  |  |  | 10 | 16 | 10 | TRUE | TRUE |  | 29000 | 25000 | 2.4 | 33600 | 2.05
216621490 | 12/30/24 | Live | Midea Electric Trading | CanAir | Singlezone Ducted, Centrally Ducted | 216621490 |  | HRCU-A-C | 4CDH2030C21 |  | CEB-36MX1721 |  |  |  | 10 | 16 | 10 | TRUE | TRUE |  | 29000 | 25000 | 2.4 | 33600 | 2.05
216621489 | 12/30/24 | Live | Midea Electric Trading | CanAir | Singlezone Ducted, Centrally Ducted | 216621489 |  | HRCU-A-C | 4CDH2030C21 |  | CEB-36MX1421 |  |  |  | 10 | 15.3 | 9.3 | TRUE | TRUE |  | 30000 | 23400 | 2.6 | 31700 | 2
216621488 | 12/30/24 | Live | Midea Electric Trading | CanAir | Singlezone Ducted, Centrally Ducted | 216621488 |  | HRCU-A-C | 4CDH2024C21 |  | CEB-24MX1721 |  |  |  | 10 | 16 | 9.5 | TRUE | TRUE |  | 24000 | 19700 | 2.66 | 22000 | 2
216621492 | 12/30/24 | Live | Midea Electric Trading | CanAir | Singlezone Ducted, Centrally Ducted | 216621492 |  | HRCU-A-C | 4CDH2036C21 |  | CEB-36MX1721 |  |  |  | 10.7 | 15.8 | 9.4 | TRUE | TRUE |  | 36000 | 29200 | 2.5 | 39000 | 2.18
216621493 | 12/30/24 | Live | Midea Electric Trading | CanAir | Singlezone Ducted, Centrally Ducted | 216621493 |  | HRCU-A-C | 4CDH2036C21 |  | CEB-36MX2121 |  |  |  | 10.7 | 15.8 | 9.4 | TRUE | TRUE |  | 36000 | 29200 | 2.5 | 39000 | 2.18
216621498 | 12/30/24 | Live | Midea Electric Trading | Panasonic | Singlezone Ducted, Centrally Ducted | 216621498 |  | HRCU-A-C | CU-HM30BAHU |  | CS-HM36BAAU1 |  |  |  | 10 | 15.3 | 9.3 | TRUE | TRUE |  | 30000 | 23400 | 2.6 | 31700 | 2
216621497 | 12/30/24 | Live | Midea Electric Trading | Panasonic | Singlezone Ducted, Centrally Ducted | 216621497 |  | HRCU-A-C | CU-HM24BAHU |  | CS-HM24BAAU2 |  |  |  | 10 | 16 | 9.5 | TRUE | TRUE |  | 24000 | 19700 | 2.66 | 22000 | 2
216621496 | 12/30/24 | Live | Midea Electric Trading | Panasonic | Singlezone Ducted, Centrally Ducted | 216621496 |  | HRCU-A-C | CU-HM24BAHU |  | CS-HM24BAAU1 |  |  |  | 10 | 16 | 9.5 | TRUE | TRUE |  | 24000 | 19700 | 2.66 | 22000 | 2
216621495 | 12/30/24 | Live | Midea Electric Trading | Panasonic | Singlezone Ducted, Centrally Ducted | 216621495 |  | HRCU-A-C | CU-HM18BAHU |  | CS-HM24BAAU2 |  |  |  | 11.7 | 16.1 | 9.5 | TRUE | TRUE |  | 18000 | 15200 | 2.7 | 21000 | 2
216621494 | 12/30/24 | Live | Midea Electric Trading | Panasonic | Singlezone Ducted, Centrally Ducted | 216621494 |  | HRCU-A-C | CU-HM18BAHU |  | CS-HM24BAAU1 |  |  |  | 11.7 | 16.1 | 9.5 | TRUE | TRUE |  | 18000 | 15200 | 2.7 | 21000 | 2
216621503 | 12/30/24 | Live | Midea Electric Trading | Panasonic | Singlezone Ducted, Centrally Ducted | 216621503 |  | HRCU-A-C | CU-HM55BAHU |  | CS-HM60BAAU4 |  |  |  | 10 | 15.2 | 8 | TRUE | TRUE |  | 47000 | 35600 | 2.4 | 48000 | 2
216621500 | 12/30/24 | Live | Midea Electric Trading | Panasonic | Singlezone Ducted, Centrally Ducted | 216621500 |  | HRCU-A-C | CU-HM30BAHU |  | CS-HM36BAAU3 |  |  |  | 10 | 16 | 10 | TRUE | TRUE |  | 29000 | 25000 | 2.4 | 33600 | 2.05
216621499 | 12/30/24 | Live | Midea Electric Trading | Panasonic | Singlezone Ducted, Centrally Ducted | 216621499 |  | HRCU-A-C | CU-HM30BAHU |  | CS-HM36BAAU2 |  |  |  | 10 | 16 | 10 | TRUE | TRUE |  | 29000 | 25000 | 2.4 | 33600 | 2.05
216621502 | 12/30/24 | Live | Midea Electric Trading | Panasonic | Singlezone Ducted, Centrally Ducted | 216621502 |  | HRCU-A-C | CU-HM36BAHU |  | CS-HM36BAAU3 |  |  |  | 10.7 | 15.8 | 9.4 | TRUE | TRUE |  | 36000 | 29200 | 2.5 | 39000 | 2.18
216621501 | 12/30/24 | Live | Midea Electric Trading | Panasonic | Singlezone Ducted, Centrally Ducted | 216621501 |  | HRCU-A-C | CU-HM36BAHU |  | CS-HM36BAAU2 |  |  |  | 10.7 | 15.8 | 9.4 | TRUE | TRUE |  | 36000 | 29200 | 2.5 | 39000 | 2.18
216621507 | 12/30/24 | Live | Midea Electric Trading | Panasonic | Singlezone Ducted, Centrally Ducted | 216621507 |  | HRCU-A-C | CU-M24BAHU |  | CS-HM24BAAU2 |  |  |  | 10 | 16 | 9 | TRUE | TRUE |  | 24000 | 19700 | 2.66 | 19700 | 2.66
216621506 | 12/30/24 | Live | Midea Electric Trading | Panasonic | Singlezone Ducted, Centrally Ducted | 216621506 |  | HRCU-A-C | CU-M24BAHU |  | CS-HM24BAAU1 |  |  |  | 10 | 16 | 9 | TRUE | TRUE |  | 24000 | 19700 | 2.66 | 19700 | 2.66
216621505 | 12/30/24 | Live | Midea Electric Trading | Panasonic | Singlezone Ducted, Centrally Ducted | 216621505 |  | HRCU-A-C | CU-M18BAHU |  | CS-HM24BAAU2 |  |  |  | 10.2 | 16 | 8.6 | FALSE | FALSE |  | 18000 | 13400 | 2.65 | 13400 | 2.65
216621504 | 12/30/24 | Live | Midea Electric Trading | Panasonic | Singlezone Ducted, Centrally Ducted | 216621504 |  | HRCU-A-C | CU-M18BAHU |  | CS-HM24BAAU1 |  |  |  | 10.2 | 16 | 8.6 | FALSE | FALSE |  | 18000 | 13400 | 2.65 | 13400 | 2.65
216621509 | 12/30/24 | Live | Midea Electric Trading | Panasonic | Singlezone Ducted, Centrally Ducted | 216621509 |  | HRCU-A-C | CU-HM55BAHU |  | CS-HM60AMU3 |  |  |  | 10 | 15.2 | 8.3 | TRUE | TRUE |  | 52000 | 38000 | 2.4 | 50000 | 2.02
216621512 | 12/30/24 | Live | Midea Electric Trading | MITS AIR | Singlezone Ducted, Centrally Ducted | 216621512 |  | HRCU-A-CB | MAMOD30-30HFN10-M3X |  | MAMVBC-30HWFN10-MC3E-D |  |  |  | 11.7 | 16.8 | 10 | FALSE | FALSE |  | 30000 | 23800 | 2.76 | 37800 | 2.39
216621516 | 12/30/24 | Live | Midea Electric Trading | MITS AIR | Singlezone Ducted, Centrally Ducted | 216621516 |  | HRCU-A-C | MAMOX430-18HFN10-M3X |  | MAMVBM-24A18T3N10 |  |  |  | 11.7 | 16.1 | 9.5 | FALSE | FALSE |  | 18000 | 15200 | 2.7 | 21000 | 2
216621515 | 12/30/24 | Live | Midea Electric Trading | MITS AIR | Singlezone Ducted, Centrally Ducted | 216621515 |  | HRCU-A-CB | MAMOE30-60HFN10-M3X |  | MAMVBC-60HWFN10-MD3E-D |  |  |  | 10 | 16 | 9 | FALSE | FALSE |  | 54000 | 45000 | 2.4 | 50400 | 2.3
216621514 | 12/30/24 | Live | Midea Electric Trading | MITS AIR | Singlezone Ducted, Centrally Ducted | 216621514 |  | HRCU-A-CB | MAMOX630-48HFN10-M3X |  | MAMVBC-48HWFN10-MD3E-D |  |  |  | 10.5 | 16.5 | 9.5 | FALSE | FALSE |  | 48000 | 37000 | 2.7 | 38300 | 2.02
216621521 | 12/30/24 | Live | Midea Electric Trading | MITS AIR | Singlezone Ducted, Centrally Ducted | 216621521 |  | HRCU-A-C | MAMOD30-30HFN10-M3X |  | MAMVBM-36B24T4N10 |  |  |  | 10 | 16 | 10 | FALSE | FALSE |  | 29000 | 25000 | 2.4 | 33600 | 2.05
216621520 | 12/30/24 | Live | Midea Electric Trading | MITS AIR | Singlezone Ducted, Centrally Ducted | 216621520 |  | HRCU-A-C | MAMOD30-30HFN10-M3X |  | MAMVBM-36A24T4N10 |  |  |  | 10 | 15.3 | 9.3 | FALSE | FALSE |  | 30000 | 23400 | 2.6 | 31700 | 2
216621519 | 12/30/24 | Live | Midea Electric Trading | MITS AIR | Singlezone Ducted, Centrally Ducted | 216621519 |  | HRCU-A-C | MAMOX430-24HFN10-M3X |  | MAMVBM-24B18T3N10 |  |  |  | 10 | 16 | 9.5 | FALSE | FALSE |  | 24000 | 19700 | 2.66 | 22000 | 2
216621518 | 12/30/24 | Live | Midea Electric Trading | MITS AIR | Singlezone Ducted, Centrally Ducted | 216621518 |  | HRCU-A-C | MAMOX430-24HFN10-M3X |  | MAMVBM-24A18T3N10 |  |  |  | 10 | 16 | 9.5 | FALSE | FALSE |  | 24000 | 19700 | 2.66 | 22000 | 2
216621517 | 12/30/24 | Live | Midea Electric Trading | MITS AIR | Singlezone Ducted, Centrally Ducted | 216621517 |  | HRCU-A-C | MAMOX430-18HFN10-M3X |  | MAMVBM-24B18T3N10 |  |  |  | 11.7 | 16.1 | 9.5 | FALSE | FALSE |  | 18000 | 15200 | 2.7 | 21000 | 2
216621525 | 12/30/24 | Live | Midea Electric Trading | MITS AIR | Singlezone Ducted, Centrally Ducted | 216621525 |  | HRCU-A-C | MAMOE30-60HFN10-M3X |  | MAMVBM-60C28T6N10 |  |  |  | 10 | 15.2 | 8.3 | FALSE | FALSE |  | 52000 | 38000 | 2.4 | 50000 | 2.02
216621526 | 12/30/24 | Live | Midea Electric Trading | MITS AIR | Singlezone Ducted, Centrally Ducted | 216621526 |  | HRCU-A-C | MAMOE30-60HFN10-M3X |  | MAMVBM-60D28T6N10 |  |  |  | 10 | 15.2 | 8 | FALSE | FALSE |  | 47000 | 35600 | 2.4 | 48000 | 2
216621522 | 12/30/24 | Live | Midea Electric Trading | MITS AIR | Singlezone Ducted, Centrally Ducted | 216621522 |  | HRCU-A-C | MAMOD30-30HFN10-M3X |  | MAMVBM-36C24T4N10 |  |  |  | 10 | 16 | 10 | FALSE | FALSE |  | 29000 | 25000 | 2.4 | 33600 | 2.05
216621524 | 12/30/24 | Live | Midea Electric Trading | MITS AIR | Singlezone Ducted, Centrally Ducted | 216621524 |  | HRCU-A-C | MAMOX630-36HFN10-M3X |  | MAMVBM-36C24T4N10 |  |  |  | 10.7 | 15.8 | 9.4 | FALSE | FALSE |  | 36000 | 29200 | 2.5 | 39000 | 2.18
216621523 | 12/30/24 | Live | Midea Electric Trading | MITS AIR | Singlezone Ducted, Centrally Ducted | 216621523 |  | HRCU-A-C | MAMOX630-36HFN10-M3X |  | MAMVBM-36B24T4N10 |  |  |  | 10.7 | 15.8 | 9.4 | FALSE | FALSE |  | 36000 | 29200 | 2.5 | 39000 | 2.18
216623398 | 12/30/24 | Live | Midea Electric Trading | MAINLINE | Singlezone Ducted, Centrally Ducted | 216623398 |  | HRCU-A-CB | ML18HP230LMNTH-O |  | ML18HP230G3AHU-I |  |  |  | 12.5 | 19 | 10.1 | FALSE | FALSE |  | 18000 | 14700 | 2.66 | 19000 | 2.37
216623402 | 12/30/24 | Live | Midea Electric Trading | MAINLINE | Singlezone Ducted, Centrally Ducted | 216623402 |  | HRCU-A-CB | ML36HP230LMNTH-O |  | ML36HP230G3AHU-I |  |  |  | 12 | 18 | 10 | FALSE | FALSE |  | 36000 | 31000 | 2.5 | 41500 | 2.21
216623401 | 12/30/24 | Live | Midea Electric Trading | MAINLINE | Singlezone Ducted, Centrally Ducted | 216623401 |  | HRCU-A-CB | ML33HP230LMNTH-O |  | ML36HP230G3AHU-I |  |  |  | 12 | 17.7 | 10 | FALSE | FALSE |  | 36000 | 24600 | 2.68 | 33000 | 2.26
216623400 | 12/30/24 | Live | Midea Electric Trading | MAINLINE | Singlezone Ducted, Centrally Ducted | 216623400 |  | HRCU-A-CB | ML30HP230LMNTH-O |  | ML30HP230G3AHU-I |  |  |  | 12 | 17.2 | 10.8 | FALSE | FALSE |  | 30000 | 24000 | 2.69 | 24600 | 1.94
216623399 | 12/30/24 | Live | Midea Electric Trading | MAINLINE | Singlezone Ducted, Centrally Ducted | 216623399 |  | HRCU-A-CB | ML24HP230LMNTH-O |  | ML24HP230G3AHU-I |  |  |  | 12 | 18.6 | 10 | FALSE | FALSE |  | 24000 | 19000 | 2.64 | 20200 | 2.24
216623403 | 12/30/24 | Live | Midea Electric Trading | MAINLINE | Singlezone Ducted, Centrally Ducted | 216623403 |  | HRCU-A-CB | ML48HP230LMNTH-O |  | ML48HP230G3AHU-I |  |  |  | 12 | 17.5 | 9.5 | FALSE | FALSE |  | 48000 | 34000 | 2.56 | 48000 | 2.13
216623405 | 12/30/24 | Live | Midea Electric Trading | MAINLINE | Singlezone Ducted, Centrally Ducted | 216623405 |  | HRCU-A-CB | ML18HP230LMNTH-O |  | ML24HP230G3AHU-I |  |  |  | 12.5 | 19 | 10.1 | FALSE | FALSE |  | 18000 | 14700 | 2.66 | 19000 | 2.37
216623404 | 12/30/24 | Live | Midea Electric Trading | MAINLINE | Singlezone Ducted, Centrally Ducted | 216623404 |  | HRCU-A-CB | ML60HP230LMNTH-O |  | ML60HP230G3AHU-I |  |  |  | 12 | 17.5 | 9.5 | FALSE | FALSE |  | 54000 | 35000 | 2.5 | 54000 | 2.29
216623406 | 12/30/24 | Live | Midea Electric Trading | MAINLINE | Singlezone Ducted, Centrally Ducted | 216623406 |  | HRCU-A-CB | ML30HP230LMNTH-O |  | ML36HP230G3AHU-I |  |  |  | 12 | 17.2 | 10.8 | FALSE | FALSE |  | 30000 | 24000 | 2.69 | 24600 | 1.94
216623408 | 12/30/24 | Live | Midea Electric Trading | MAINLINE | Singlezone Ducted, Centrally Ducted | 216623408 |  | HRCU-A-CB | ML18HP230LMNT-O |  | ML18HP230WMAHU-I |  |  |  | 11.5 | 18.5 | 9.4 | FALSE | FALSE |  | 18000 | 12600 | 2.7 | 12600 | 2.34
216623409 | 12/30/24 | Live | Midea Electric Trading | MAINLINE | Singlezone Ducted, Centrally Ducted | 216623409 |  | HRCU-A-CB | ML24HP230LMNT-O |  | ML24HP230WMAHU-I |  |  |  | 10.8 | 17.4 | 10.4 | FALSE | FALSE |  | 24000 | 20800 | 2.8 | 21800 | 2.34
216623407 | 12/30/24 | Live | Midea Electric Trading | MAINLINE | Singlezone Ducted, Centrally Ducted | 216623407 |  | HRCU-A-CB | ML48HP230LMNTH-O |  | ML60HP230G3AHU-I |  |  |  | 12 | 17.5 | 9.5 | FALSE | FALSE |  | 48000 | 34000 | 2.56 | 48000 | 2.13
216623410 | 12/30/24 | Live | Midea Electric Trading | MAINLINE | Singlezone Ducted, Centrally Ducted | 216623410 |  | HRCU-A-CB | ML30HP230LMNT-O |  | ML30HP230WMAHU-I |  |  |  | 11 | 18.6 | 8.7 | FALSE | FALSE |  | 30000 | 18200 | 2.42 | 23900 | 2.61
216623411 | 12/30/24 | Live | Midea Electric Trading | MAINLINE | Singlezone Ducted, Centrally Ducted | 216623411 |  | HRCU-A-CB | ML36HP230LMNT-O |  | ML36HP230WMAHU-I |  |  |  | 10.2 | 16.7 | 9.3 | FALSE | FALSE |  | 36000 | 24800 | 2.64 | 31400 | 2.2
216623413 | 12/30/24 | Live | Midea Electric Trading | MAINLINE | Singlezone Ducted, Centrally Ducted | 216623413 |  | HRCU-A-CB | ML24HP230LMNTH-O |  | ML24HP230WMAHU-I |  |  |  | 10.8 | 17.5 | 10.5 | FALSE | FALSE |  | 24000 | 20800 | 2.8 | 21800 | 2.34
216623412 | 12/30/24 | Live | Midea Electric Trading | MAINLINE | Singlezone Ducted, Centrally Ducted | 216623412 |  | HRCU-A-CB | ML18HP230LMNTH-O |  | ML18HP230WMAHU-I |  |  |  | 12.1 | 19.3 | 10.8 | FALSE | FALSE |  | 18000 | 15300 | 2.72 | 19600 | 2.4
216623415 | 12/30/24 | Live | Midea Electric Trading | MAINLINE | Singlezone Ducted, Centrally Ducted | 216623415 |  | HRCU-A-CB | ML36HP230LMNTH-O |  | ML36HP230WMAHU-I |  |  |  | 11.2 | 16.8 | 9.6 | FALSE | FALSE |  | 36000 | 30200 | 1.86 | 40000 | 2.17
216623414 | 12/30/24 | Live | Midea Electric Trading | MAINLINE | Singlezone Ducted, Centrally Ducted | 216623414 |  | HRCU-A-CB | ML30HP230LMNTH-O |  | ML30HP230WMAHU-I |  |  |  | 11.7 | 17.5 | 10.2 | FALSE | FALSE |  | 30000 | 23200 | 2.6 | 31900 | 2.25
216623417 | 12/30/24 | Live | Midea Electric Trading | MAINLINE | Singlezone Ducted, Centrally Ducted | 216623417 |  | HRCU-A-CB | ML30HP230LMNT-O |  | ML30HP230PCAHU-I |  |  |  | 10.5 | 16.6 | 8.1 | FALSE | FALSE |  | 30000 | 19000 | 2.47 | 20000 | 2.12
216623416 | 12/30/24 | Live | Midea Electric Trading | MAINLINE | Singlezone Ducted, Centrally Ducted | 216623416 |  | HRCU-A-CB | ML24HP230LMNT-O |  | ML24HP230PCAHU-I |  |  |  | 10 | 16 | 9 | FALSE | FALSE |  | 24000 | 19800 | 2.5 | 20000 | 2
216623418 | 12/30/24 | Live | Midea Electric Trading | MAINLINE | Singlezone Ducted, Centrally Ducted | 216623418 |  | HRCU-A-CB | ML36HP230LMNT-O |  | ML36HP230PCAHU-I |  |  |  | 9.2 | 15.4 | 8.7 | FALSE | FALSE |  | 36000 | 24600 | 2.51 | 32000 | 2.29
216623420 | 12/30/24 | Live | Midea Electric Trading | MAINLINE | Singlezone Ducted, Centrally Ducted | 216623420 |  | HRCU-A-CB | ML24HP230LMNTH-O |  | ML24HP230PCAHU-I |  |  |  | 10.8 | 17.5 | 9.2 | FALSE | FALSE |  | 24000 | 19800 | 2.5 | 23000 | 2.1
216623419 | 12/30/24 | Live | Midea Electric Trading | MAINLINE | Singlezone Ducted, Centrally Ducted | 216623419 |  | HRCU-A-CB | ML18HP230LMNTH-O |  | ML18HP230PCAHU-I |  |  |  | 12 | 16.8 | 10.5 | FALSE | FALSE |  | 18000 | 15000 | 2.3 | 23000 | 2.1
216623423 | 12/30/24 | Live | Midea Electric Trading | MAINLINE | Singlezone Ducted, Centrally Ducted | 216623423 |  | HRCU-A-C | ML18HP230LMNT-O |  | ML24HP230CC14-I |  |  |  | 10.2 | 16 | 8.6 | FALSE | FALSE |  | 18000 | 13400 | 2.65 | 13400 | 2.65
216623422 | 12/30/24 | Live | Midea Electric Trading | MAINLINE | Singlezone Ducted, Centrally Ducted | 216623422 |  | HRCU-A-CB | ML36HP230LMNTH-O |  | ML36HP230PCAHU-I |  |  |  | 10.2 | 15.4 | 9.8 | FALSE | FALSE |  | 36000 | 31200 | 2.34 | 38000 | 2.06
216623421 | 12/30/24 | Live | Midea Electric Trading | MAINLINE | Singlezone Ducted, Centrally Ducted | 216623421 |  | HRCU-A-CB | ML30HP230LMNTH-O |  | ML30HP230PCAHU-I |  |  |  | 11 | 16.3 | 9.5 | FALSE | FALSE |  | 30000 | 24000 | 2.5 | 34800 | 2.33
216623426 | 12/30/24 | Live | Midea Electric Trading | MAINLINE | Singlezone Ducted, Centrally Ducted | 216623426 |  | HRCU-A-C | ML24HP230LMNT-O |  | ML24HP230CC17-I |  |  |  | 10 | 16 | 9 | FALSE | FALSE |  | 24000 | 19700 | 2.66 | 19700 | 2.66
216623425 | 12/30/24 | Live | Midea Electric Trading | MAINLINE | Singlezone Ducted, Centrally Ducted | 216623425 |  | HRCU-A-C | ML24HP230LMNT-O |  | ML24HP230CC14-I |  |  |  | 10 | 16 | 9 | FALSE | FALSE |  | 24000 | 19700 | 2.66 | 19700 | 2.66
216623424 | 12/30/24 | Live | Midea Electric Trading | MAINLINE | Singlezone Ducted, Centrally Ducted | 216623424 |  | HRCU-A-C | ML18HP230LMNT-O |  | ML24HP230CC17-I |  |  |  | 10.2 | 16 | 8.6 | FALSE | FALSE |  | 18000 | 13400 | 2.65 | 13400 | 2.65
216623427 | 12/30/24 | Live | Midea Electric Trading | MAINLINE | Singlezone Ducted, Centrally Ducted | 216623427 |  | HRCU-A-C | ML18HP230LMNTH-O |  | ML24HP230CC14-I |  |  |  | 11.7 | 16.1 | 9.5 | FALSE | FALSE |  | 18000 | 15200 | 2.7 | 21000 | 2
216623430 | 12/30/24 | Live | Midea Electric Trading | MAINLINE | Singlezone Ducted, Centrally Ducted | 216623430 |  | HRCU-A-C | ML24HP230LMNTH-O |  | ML24HP230CC17-I |  |  |  | 10 | 16 | 9.5 | FALSE | FALSE |  | 24000 | 19700 | 2.66 | 22000 | 2
216623428 | 12/30/24 | Live | Midea Electric Trading | MAINLINE | Singlezone Ducted, Centrally Ducted | 216623428 |  | HRCU-A-C | ML24HP230LMNTH-O |  | ML24HP230CC14-I |  |  |  | 10 | 16 | 9.5 | FALSE | FALSE |  | 24000 | 19700 | 2.66 | 22000 | 2
216623429 | 12/30/24 | Live | Midea Electric Trading | MAINLINE | Singlezone Ducted, Centrally Ducted | 216623429 |  | HRCU-A-C | ML18HP230LMNTH-O |  | ML24HP230CC17-I |  |  |  | 11.7 | 16.1 | 9.5 | FALSE | FALSE |  | 18000 | 15200 | 2.7 | 21000 | 2
216623432 | 12/30/24 | Live | Midea Electric Trading | MAINLINE | Singlezone Ducted, Centrally Ducted | 216623432 |  | HRCU-A-C | ML30HP230LMNTH-O |  | ML36HP230CC17-I |  |  |  | 10 | 16 | 10 | FALSE | FALSE |  | 29000 | 25000 | 2.4 | 33600 | 2.05
216623431 | 12/30/24 | Live | Midea Electric Trading | MAINLINE | Singlezone Ducted, Centrally Ducted | 216623431 |  | HRCU-A-C | ML30HP230LMNTH-O |  | ML36HP230CC14-I |  |  |  | 10 | 15.3 | 9.3 | FALSE | FALSE |  | 30000 | 23400 | 2.6 | 31700 | 2
216623436 | 12/30/24 | Live | Midea Electric Trading | MAINLINE | Singlezone Ducted, Centrally Ducted | 216623436 |  | HRCU-A-C | ML60HP230LMNTH-O |  | ML60HP230CC21-I |  |  |  | 10 | 15.2 | 8.3 | FALSE | FALSE |  | 52000 | 38000 | 2.4 | 50000 | 2.02
216623434 | 12/30/24 | Live | Midea Electric Trading | MAINLINE | Singlezone Ducted, Centrally Ducted | 216623434 |  | HRCU-A-C | ML30HP230LMNTH-O |  | ML36HP230CC21-I |  |  |  | 10 | 16 | 10 | FALSE | FALSE |  | 29000 | 25000 | 2.4 | 33600 | 2.05
216623435 | 12/30/24 | Live | Midea Electric Trading | MAINLINE | Singlezone Ducted, Centrally Ducted | 216623435 |  | HRCU-A-C | ML36HP230LMNTH-O |  | ML36HP230CC21-I |  |  |  | 10.7 | 15.8 | 9.4 | FALSE | FALSE |  | 36000 | 29200 | 2.5 | 39000 | 2.18
216623433 | 12/30/24 | Live | Midea Electric Trading | MAINLINE | Singlezone Ducted, Centrally Ducted | 216623433 |  | HRCU-A-C | ML36HP230LMNTH-O |  | ML36HP230CC17-I |  |  |  | 10.7 | 15.8 | 9.4 | FALSE | FALSE |  | 36000 | 29200 | 2.5 | 39000 | 2.18
216623437 | 12/30/24 | Live | Midea Electric Trading | MAINLINE | Singlezone Ducted, Centrally Ducted | 216623437 |  | HRCU-A-C | ML60HP230LMNTH-O |  | ML60HP230CC24-I |  |  |  | 10 | 15.2 | 8 | FALSE | FALSE |  | 47000 | 35600 | 2.4 | 48000 | 2
216623440 | 12/30/24 | Live | Midea Electric Trading | MAINLINE | Singlezone Ducted, Centrally Ducted | 216623440 |  | HRCU-A-CB | ML48HP230LMNT-O |  | ML60HP230LMNTAHU-I |  |  |  | 10 | 16 | 8.5 | FALSE | FALSE |  | 48000 | 32400 | 2.46 | 35400 | 2
216623439 | 12/30/24 | Live | Midea Electric Trading | MAINLINE | Singlezone Ducted, Centrally Ducted | 216623439 |  | HRCU-A-CB | ML30HP230LMNT-O |  | ML36HP230LMNTAHU-I |  |  |  | 10.7 | 17 | 8.5 | FALSE | FALSE |  | 30000 | 18500 | 2.4 | 20200 | 2.26
216623438 | 12/30/24 | Live | Midea Electric Trading | MAINLINE | Singlezone Ducted, Centrally Ducted | 216623438 |  | HRCU-A-CB | ML18HP230LMNT-O |  | ML24HP230LMNTAHU-I |  |  |  | 11 | 18.8 | 9.1 | FALSE | FALSE |  | 18000 | 12600 | 2.6 | 12600 | 2.2
216623441 | 12/30/24 | Live | Midea Electric Trading | MAINLINE | Singlezone Ducted, Centrally Ducted | 216623441 |  | HRCU-A-CB | ML18HP230LMNTH-O |  | ML24HP230LMNTAHU-I |  |  |  | 12.5 | 19 | 9.7 | FALSE | FALSE |  | 18000 | 15000 | 2.6 | 21600 | 2.3
216623443 | 12/30/24 | Live | Midea Electric Trading | MAINLINE | Singlezone Ducted, Centrally Ducted | 216623443 |  | HRCU-A-CB | ML48HP230LMNTH-O |  | ML60HP230LMNTAHU-I |  |  |  | 10.5 | 16.5 | 9.5 | FALSE | FALSE |  | 48000 | 37000 | 2.7 | 38300 | 2.02
216623442 | 12/30/24 | Live | Midea Electric Trading | MAINLINE | Singlezone Ducted, Centrally Ducted | 216623442 |  | HRCU-A-CB | ML30HP230LMNTH-O |  | ML36HP230LMNTAHU-I |  |  |  | 11.7 | 16.8 | 10 | FALSE | FALSE |  | 30000 | 23800 | 2.76 | 37800 | 2.39
216623444 | 12/30/24 | Live | Midea Electric Trading | MAINLINE | Singlezone Ducted, Centrally Ducted | 216623444 |  | HRCU-A-CB | ML18HP230LMNT-O |  | ML18HP230PCAHU-I |  |  |  | 11.5 | 16.8 | 8.8 | FALSE | FALSE |  | 18000 | 11800 | 2.7 | 13400 | 2.3
216623452 | 12/30/24 | Live | Midea Electric Trading | MOOVAIR | Singlezone Ducted, Centrally Ducted | 216623452 |  | HRCU-A-C | MSHMA18R2AN1 |  | GCHMA24RBAS1 |  |  |  | 11.7 | 16.1 | 9.5 | TRUE | TRUE |  | 18000 | 15200 | 2.7 | 21000 | 2
216623455 | 12/30/24 | Live | Midea Electric Trading | MOOVAIR | Singlezone Ducted, Centrally Ducted | 216623455 |  | HRCU-A-C | MSHMA30R2AN1 |  | GCHMA36RCAS1 |  |  |  | 10 | 16 | 10 | TRUE | TRUE |  | 29000 | 25000 | 2.4 | 33600 | 2.05
216623454 | 12/30/24 | Live | Midea Electric Trading | MOOVAIR | Singlezone Ducted, Centrally Ducted | 216623454 |  | HRCU-A-C | MSHMA30R2AN1 |  | GCHMA36RBAS1 |  |  |  | 10 | 16 | 10 | TRUE | TRUE |  | 29000 | 25000 | 2.4 | 33600 | 2.05
216623457 | 12/30/24 | Live | Midea Electric Trading | MOOVAIR | Singlezone Ducted, Centrally Ducted | 216623457 |  | HRCU-A-C | MSHMB36R2AN1 |  | GCHMA36RCAS1 |  |  |  | 10.7 | 15.8 | 9.4 | TRUE | TRUE |  | 36000 | 29200 | 2.5 | 39000 | 2.18
216623456 | 12/30/24 | Live | Midea Electric Trading | MOOVAIR | Singlezone Ducted, Centrally Ducted | 216623456 |  | HRCU-A-C | MSHMB36R2AN1 |  | GCHMA36RBAS1 |  |  |  | 10.7 | 15.8 | 9.4 | TRUE | TRUE |  | 36000 | 29200 | 2.5 | 39000 | 2.18
216623453 | 12/30/24 | Live | Midea Electric Trading | MOOVAIR | Singlezone Ducted, Centrally Ducted | 216623453 |  | HRCU-A-C | MSHMA24R2AN1 |  | GCHMA24RBAS1 |  |  |  | 10 | 16 | 9.5 | TRUE | TRUE |  | 24000 | 19700 | 2.66 | 22000 | 2
216623458 | 12/30/24 | Live | Midea Electric Trading | MOOVAIR | Singlezone Ducted, Centrally Ducted | 216623458 |  | HRCU-A-C | MSHMA60R2AN1 |  | GCHMA60RDAS1 |  |  |  | 10 | 15.2 | 8 | TRUE | TRUE |  | 47000 | 35600 | 2.4 | 48000 | 2
216623459 | 12/30/24 | Live | Midea Electric Trading | MOOVAIR | Singlezone Ducted, Centrally Ducted | 216623459 |  | HRCU-A-C | MSHMA18R2AN1 |  | GUHMA24RBAS1 |  |  |  | 11.7 | 16.1 | 9.5 | TRUE | TRUE |  | 18000 | 15200 | 2.7 | 21000 | 2
216623462 | 12/30/24 | Live | Midea Electric Trading | MOOVAIR | Singlezone Ducted, Centrally Ducted | 216623462 |  | HRCU-A-C | MSHMA30R2AN1 |  | GUHMA36RCAS1 |  |  |  | 10 | 16 | 10 | TRUE | TRUE |  | 29000 | 25000 | 2.4 | 33600 | 2.05
216623461 | 12/30/24 | Live | Midea Electric Trading | MOOVAIR | Singlezone Ducted, Centrally Ducted | 216623461 |  | HRCU-A-C | MSHMA30R2AN1 |  | GUHMA36RBAS1 |  |  |  | 10 | 16 | 10 | TRUE | TRUE |  | 29000 | 25000 | 2.4 | 33600 | 2.05
216623463 | 12/30/24 | Live | Midea Electric Trading | MOOVAIR | Singlezone Ducted, Centrally Ducted | 216623463 |  | HRCU-A-C | MSHMB36R2AN1 |  | GUHMA36RBAS1 |  |  |  | 10.7 | 15.8 | 9.4 | TRUE | TRUE |  | 36000 | 29200 | 2.5 | 39000 | 2.18
216623460 | 12/30/24 | Live | Midea Electric Trading | MOOVAIR | Singlezone Ducted, Centrally Ducted | 216623460 |  | HRCU-A-C | MSHMA24R2AN1 |  | GUHMA24RBAS1 |  |  |  | 10 | 16 | 9.5 | TRUE | TRUE |  | 24000 | 19700 | 2.66 | 22000 | 2
216623465 | 12/30/24 | Live | Midea Electric Trading | MOOVAIR | Singlezone Ducted, Centrally Ducted | 216623465 |  | HRCU-A-C | MSHMA18R2AN1 |  | MCHMA24RBAS1 |  |  |  | 11.7 | 16.1 | 9.5 | TRUE | TRUE |  | 18000 | 15200 | 2.7 | 21000 | 2
216623464 | 12/30/24 | Live | Midea Electric Trading | MOOVAIR | Singlezone Ducted, Centrally Ducted | 216623464 |  | HRCU-A-C | MSHMB36R2AN1 |  | GUHMA36RCAS1 |  |  |  | 10.7 | 15.8 | 9.4 | TRUE | TRUE |  | 36000 | 29200 | 2.5 | 39000 | 2.18
216623467 | 12/30/24 | Live | Midea Electric Trading | MOOVAIR | Singlezone Ducted, Centrally Ducted | 216623467 |  | HRCU-A-C | MSHMA30R2AN1 |  | MCHMA36RBAS1 |  |  |  | 10 | 16 | 10 | TRUE | TRUE |  | 29000 | 25000 | 2.4 | 33600 | 2.05
216683820 | 12/24/24 | Live | Midea Electric Trading | DIRECT AIR | Multizone All Non-Ducted | 216683820 |  | HMSR-A-CB-O | DIRM4-27DA25-3Z* | Non-Ducted Indoor Units |  |  |  |  | 13 | 25 | 9.5 | TRUE | TRUE |  | 27000 | 18400 | 2.61 | 19000 | 2.3
216683821 | 12/24/24 | Live | Midea Electric Trading | DIRECT AIR | Multizone All Ducted | 216683821 |  | HMSV-A-CB | DIRM4-27DA25-3Z* | Ducted Indoor Units |  |  |  |  | 12 | 21 | 9 | TRUE | TRUE |  | 26600 | 18400 | 2.5 | 18600 | 2.3
216683822 | 12/24/24 | Live | Midea Electric Trading | DIRECT AIR | Multizone Mix of Ducted and Non-Ducted | 216683822 |  | HMSV-A-CB | DIRM4-27DA25-3Z* | Mixed Ducted and Non-Ducted Indoor Units |  |  |  |  | 12.5 | 23 | 9.25 | TRUE | TRUE |  | 26800 | 18400 | 2.56 | 18800 | 2.3
213797271 | 12/26/24 | Live | Daikin North America, LLC | DAIKIN | Singlezone Non-Ducted, Wall Placement | 213797271 |  | HRCU-A-CB-O | RXL15WMVJU* | Mini-Splits | FTX15NMVJU* |  |  |  | 12 | 19.5 | 10 | FALSE | FALSE |  | 15000 | 11500 | 3.01 | 19750 | 2.45
216604794 | 12/26/24 | Live | GE Appliances, a Haier Company | GE APPLIANCES | Singlezone Ducted, Centrally Ducted | 216604794 |  | HRCU-A-C | NS18H60HA5*** | Ducted Indoor Units | NCDC60DT5****+TDR |  |  |  | 10 | 15.2 | 8.5 | TRUE | TRUE |  | 51000 | 43500 | 2.22 | 43500 | 2.22
216604793 | 12/26/24 | Live | GE Appliances, a Haier Company | GE APPLIANCES | Singlezone Ducted, Centrally Ducted | 216604793 |  | HRCU-A-C | NS18H60HA5*** | Ducted Indoor Units | NCDC60CT5****+TDR |  |  |  | 10 | 15.2 | 8.5 | TRUE | TRUE |  | 51000 | 43500 | 2.22 | 43500 | 2.22
216604792 | 12/26/24 | Live | GE Appliances, a Haier Company | GE APPLIANCES | Singlezone Ducted, Centrally Ducted | 216604792 |  | HRCU-A-C | NS18H60HA5*** | Ducted Indoor Units | NCHC60DT5****+TDR |  |  |  | 10 | 14.7 | 8.5 | FALSE | FALSE |  | 51500 | 43500 | 2.14 | 43500 | 2.14
216604791 | 12/26/24 | Live | GE Appliances, a Haier Company | GE APPLIANCES | Singlezone Ducted, Centrally Ducted | 216604791 |  | HRCU-A-C | NS18H60HA5*** | Ducted Indoor Units | NCHC60CT5****+TDR |  |  |  | 10 | 14.7 | 8.5 | FALSE | FALSE |  | 51500 | 43500 | 2.18 | 43500 | 2.18
216604790 | 12/26/24 | Live | GE Appliances, a Haier Company | GE APPLIANCES | Singlezone Ducted, Centrally Ducted | 216604790 |  | HRCU-A-C | NS18H60HA5*** | Ducted Indoor Units | NCUC60DT5****+TDR |  |  |  | 10 | 15.2 | 8.1 | TRUE | TRUE |  | 52000 | 42000 | 2.16 | 42000 | 2.16
216604789 | 12/26/24 | Live | GE Appliances, a Haier Company | GE APPLIANCES | Singlezone Ducted, Centrally Ducted | 216604789 |  | HRCU-A-C | NS18H60HA5*** | Ducted Indoor Units | NCDC48CT5****+TDR |  |  |  | 10 | 15.2 | 8.5 | TRUE | TRUE |  | 47500 | 40000 | 2.18 | 40000 | 2.18
216604788 | 12/26/24 | Live | GE Appliances, a Haier Company | GE APPLIANCES | Singlezone Ducted, Centrally Ducted | 216604788 |  | HRCU-A-C | NS18H60HA5*** | Ducted Indoor Units | NCDC42BT5****+TDR |  |  |  | 10 | 15.2 | 8.5 | TRUE | TRUE |  | 47500 | 40500 | 2.16 | 40500 | 2.16
216604787 | 12/26/24 | Live | GE Appliances, a Haier Company | GE APPLIANCES | Singlezone Ducted, Centrally Ducted | 216604787 |  | HRCU-A-C | NS18H60HA5*** | Ducted Indoor Units | NCHC48CT5****+TDR |  |  |  | 10 | 14.7 | 8.1 | FALSE | FALSE |  | 46500 | 40500 | 2.06 | 40500 | 2.06
216604786 | 12/26/24 | Live | GE Appliances, a Haier Company | GE APPLIANCES | Singlezone Ducted, Centrally Ducted | 216604786 |  | HRCU-A-C | NS18H60HA5*** | Ducted Indoor Units | NCHC48BT5****+TDR |  |  |  | 10 | 14.7 | 8.1 | FALSE | FALSE |  | 46000 | 40500 | 2.1 | 40500 | 2.1
216604785 | 12/26/24 | Live | GE Appliances, a Haier Company | GE APPLIANCES | Singlezone Ducted, Centrally Ducted | 216604785 |  | HRCU-A-C | NS18H60HA5*** | Ducted Indoor Units | NCHC42CT5****+TDR |  |  |  | 10 | 14.7 | 8.1 | FALSE | FALSE |  | 47000 | 40500 | 2.08 | 40500 | 2.08
216604784 | 12/26/24 | Live | GE Appliances, a Haier Company | GE APPLIANCES | Singlezone Ducted, Centrally Ducted | 216604784 |  | HRCU-A-C | NS18H60HA5*** | Ducted Indoor Units | NCHC42BT5****+TDR |  |  |  | 10 | 15.2 | 8.5 | TRUE | TRUE |  | 48000 | 40000 | 2.2 | 40000 | 2.2
216604783 | 12/26/24 | Live | GE Appliances, a Haier Company | GE APPLIANCES | Singlezone Ducted, Centrally Ducted | 216604783 |  | HRCU-A-C | NS18H60HA5*** | Ducted Indoor Units | NCUC49CT5****+TDR |  |  |  | 10 | 15.2 | 8.1 | TRUE | TRUE |  | 48000 | 40000 | 2.14 | 40000 | 2.14
216604782 | 12/26/24 | Live | GE Appliances, a Haier Company | GE APPLIANCES | Singlezone Ducted, Centrally Ducted | 216604782 |  | HRCU-A-C | NS18H60HA5*** | Ducted Indoor Units | NCUC48BT5****+TDR |  |  |  | 10 | 14.7 | 8.1 | FALSE | FALSE |  | 47000 | 41000 | 2.08 | 41000 | 2.08
216604781 | 12/26/24 | Live | GE Appliances, a Haier Company | GE APPLIANCES | Singlezone Ducted, Centrally Ducted | 216604781 |  | HRCU-A-C | NS18H36HA5*** | Ducted Indoor Units | NCDC42BT5****+TDR |  |  |  | 11 | 15.2 | 8.1 | TRUE | TRUE |  | 34000 | 28000 | 2.3 | 28000 | 2.3
216604780 | 12/26/24 | Live | GE Appliances, a Haier Company | GE APPLIANCES | Singlezone Ducted, Centrally Ducted | 216604780 |  | HRCU-A-C | NS18H36HA5*** | Ducted Indoor Units | NCDC36BT5****+TDR |  |  |  | 10 | 15.2 | 8.1 | TRUE | TRUE |  | 33400 | 28000 | 2.2 | 28000 | 2.2
216604779 | 12/26/24 | Live | GE Appliances, a Haier Company | GE APPLIANCES | Singlezone Ducted, Centrally Ducted | 216604779 |  | HRCU-A-C | NS18H36HA5*** | Ducted Indoor Units | NCHC36CT5****+TDR |  |  |  | 10 | 15.2 | 8.1 | TRUE | TRUE |  | 33400 | 28000 | 2.28 | 28000 | 2.28
216604778 | 12/26/24 | Live | GE Appliances, a Haier Company | GE APPLIANCES | Singlezone Ducted, Centrally Ducted | 216604778 |  | HRCU-A-C | NS18H36HA5*** | Ducted Indoor Units | NCHC36BT5****+TDR |  |  |  | 10 | 15.2 | 8.1 | TRUE | TRUE |  | 33000 | 28400 | 2.18 | 28400 | 2.18
216604777 | 12/26/24 | Live | GE Appliances, a Haier Company | GE APPLIANCES | Singlezone Ducted, Centrally Ducted | 216604777 |  | HRCU-A-C | NS18H36HA5*** | Ducted Indoor Units | NCHC36AT5****+TDR |  |  |  | 10 | 14.7 | 7.8 | FALSE | FALSE |  | 31400 | 28400 | 2.14 | 28400 | 2.14
216604776 | 12/26/24 | Live | GE Appliances, a Haier Company | GE APPLIANCES | Singlezone Ducted, Centrally Ducted | 216604776 |  | HRCU-A-C | NS18H36HA5*** | Ducted Indoor Units | NCHC30BT5****+TDR |  |  |  | 10 | 15.2 | 8.1 | TRUE | TRUE |  | 33400 | 28000 | 2.2 | 28000 | 2.2
216604775 | 12/26/24 | Live | GE Appliances, a Haier Company | GE APPLIANCES | Singlezone Ducted, Centrally Ducted | 216604775 |  | HRCU-A-C | NS18H36HA5*** | Ducted Indoor Units | NCHC30AT5****+TDR |  |  |  | 10 | 15.2 | 8.1 | TRUE | TRUE |  | 33400 | 28000 | 2.3 | 28000 | 2.3
216604774 | 12/26/24 | Live | GE Appliances, a Haier Company | GE APPLIANCES | Singlezone Ducted, Centrally Ducted | 216604774 |  | HRCU-A-C | NS18H36HA5*** | Ducted Indoor Units | NCUC36AT5****+TDR |  |  |  | 10 | 15.2 | 8.1 | TRUE | TRUE |  | 33400 | 28000 | 2.22 | 28000 | 2.22
216604773 | 12/26/24 | Live | GE Appliances, a Haier Company | GE APPLIANCES | Singlezone Ducted, Centrally Ducted | 216604773 |  | HRCU-A-C | NS18H36HA5*** | Ducted Indoor Units | NCUC30BT5****+TDR |  |  |  | 10 | 15.2 | 7.8 | FALSE | FALSE |  | 33000 | 28000 | 2.16 | 28000 | 2.16
216604772 | 12/26/24 | Live | GE Appliances, a Haier Company | GE APPLIANCES | Singlezone Ducted, Centrally Ducted | 216604772 |  | HRCU-A-C | NS18H36HA5*** | Ducted Indoor Units | NCUC30AT5****+TDR |  |  |  | 10 | 15.2 | 7.8 | FALSE | FALSE |  | 33000 | 28000 | 2.16 | 28000 | 2.16
216604771 | 12/26/24 | Live | GE Appliances, a Haier Company | GE APPLIANCES | Singlezone Ducted, Centrally Ducted | 216604771 |  | HRCU-A-C | NS18H24HA5*** | Ducted Indoor Units | NCDC24BT5****+TDR |  |  |  | 11.7 | 15.2 | 8.5 | TRUE | TRUE |  | 24000 | 19600 | 2.42 | 19600 | 2.42
216604770 | 12/26/24 | Live | GE Appliances, a Haier Company | GE APPLIANCES | Singlezone Ducted, Centrally Ducted | 216604770 |  | HRCU-A-C | NS18H24HA5*** | Ducted Indoor Units | NCDC24AT5****+TDR |  |  |  | 11.7 | 15.2 | 8.5 | TRUE | TRUE |  | 24000 | 19600 | 2.42 | 19600 | 2.42
216604769 | 12/26/24 | Live | GE Appliances, a Haier Company | GE APPLIANCES | Singlezone Ducted, Centrally Ducted | 216604769 |  | HRCU-A-C | NS18H24HA5*** | Ducted Indoor Units | NCHC30BT5****+TDR |  |  |  | 11.7 | 15.2 | 8.5 | TRUE | TRUE |  | 24000 | 19600 | 2.4 | 19600 | 2.4
216604768 | 12/26/24 | Live | GE Appliances, a Haier Company | GE APPLIANCES | Singlezone Ducted, Centrally Ducted | 216604768 |  | HRCU-A-C | NS18H24HA5*** | Ducted Indoor Units | NCHC30AT5****+TDR |  |  |  | 11.7 | 16 | 9 | TRUE | TRUE |  | 24000 | 19600 | 2.48 | 19600 | 2.48
216604767 | 12/26/24 | Live | GE Appliances, a Haier Company | GE APPLIANCES | Singlezone Ducted, Centrally Ducted | 216604767 |  | HRCU-A-C | NS18H24HA5*** | Ducted Indoor Units | NCHC24BT5****+TDR |  |  |  | 11.7 | 15.2 | 8.5 | TRUE | TRUE |  | 24000 | 19600 | 2.44 | 19600 | 2.44
216604766 | 12/26/24 | Live | GE Appliances, a Haier Company | GE APPLIANCES | Singlezone Ducted, Centrally Ducted | 216604766 |  | HRCU-A-C | NS18H24HA5*** | Ducted Indoor Units | NCHC24AT5****+TDR |  |  |  | 11 | 15.2 | 8.5 | TRUE | TRUE |  | 23600 | 19600 | 2.36 | 19600 | 2.36
216604764 | 12/26/24 | Live | GE Appliances, a Haier Company | GE APPLIANCES | Singlezone Ducted, Centrally Ducted | 216604764 |  | HRCU-A-C | NS18H24HA5*** | Ducted Indoor Units | NCUC36BT5****+TDR |  |  |  | 11.7 | 15.2 | 8.5 | TRUE | TRUE |  | 24000 | 19600 | 2.42 | 19600 | 2.42
216604763 | 12/26/24 | Live | GE Appliances, a Haier Company | GE APPLIANCES | Singlezone Ducted, Centrally Ducted | 216604763 |  | HRCU-A-C | NS18H24HA5*** | Ducted Indoor Units | NCUC36AT5****+TDR |  |  |  | 11.7 | 15.2 | 8.5 | TRUE | TRUE |  | 24000 | 19600 | 2.42 | 19600 | 2.42
216604762 | 12/26/24 | Live | GE Appliances, a Haier Company | GE APPLIANCES | Singlezone Ducted, Centrally Ducted | 216604762 |  | HRCU-A-C | NS18H24HA5*** | Ducted Indoor Units | NCUC30BT5****+TDR |  |  |  | 11.7 | 15.2 | 8.5 | TRUE | TRUE |  | 24000 | 19600 | 2.36 | 19600 | 2.36
216604761 | 12/26/24 | Live | GE Appliances, a Haier Company | GE APPLIANCES | Singlezone Ducted, Centrally Ducted | 216604761 |  | HRCU-A-C | NS18H24HA5*** | Ducted Indoor Units | NCUC30AT5****+TDR |  |  |  | 11.7 | 15.2 | 8.5 | TRUE | TRUE |  | 24000 | 19600 | 2.36 | 19600 | 2.36
216604760 | 12/26/24 | Live | GE Appliances, a Haier Company | GE APPLIANCES | Singlezone Ducted, Centrally Ducted | 216604760 |  | HRCU-A-CB | NS18H60HA5*** | Ducted Indoor Units | NAM60V2TA5**** |  |  |  | 10 | 16.6 | 9 | TRUE | TRUE |  | 55500 | 43500 | 2.2 | 43500 | 2.2
216604759 | 12/26/24 | Live | GE Appliances, a Haier Company | GE APPLIANCES | Singlezone Ducted, Centrally Ducted | 216604759 |  | HRCU-A-CB | NS18H60HA5*** | Ducted Indoor Units | NAM60E1TA5**** |  |  |  | 10 | 16.8 | 9 | TRUE | TRUE |  | 55000 | 43000 | 2.16 | 43000 | 2.16
216604758 | 12/26/24 | Live | GE Appliances, a Haier Company | GE APPLIANCES | Singlezone Ducted, Centrally Ducted | 216604758 |  | HRCU-A-CB | NS18H60HA5*** | Ducted Indoor Units | NAM48V2TA5**** |  |  |  | 10.5 | 17.5 | 9 | TRUE | TRUE |  | 46500 | 38000 | 2.28 | 38000 | 2.28
216604757 | 12/26/24 | Live | GE Appliances, a Haier Company | GE APPLIANCES | Singlezone Ducted, Centrally Ducted | 216604757 |  | HRCU-A-CB | NS18H60HA5*** | Ducted Indoor Units | NAM42V2TA5**** |  |  |  | 11 | 18 | 9.5 | TRUE | TRUE |  | 46500 | 38500 | 2.24 | 38500 | 2.24
216604756 | 12/26/24 | Live | GE Appliances, a Haier Company | GE APPLIANCES | Singlezone Ducted, Centrally Ducted | 216604756 |  | HRCU-A-CB | NS18H60HA5*** | Ducted Indoor Units | NAM48E1TA5**** |  |  |  | 11 | 17.5 | 9 | TRUE | TRUE |  | 46000 | 39000 | 2.16 | 39000 | 2.16
216604755 | 12/26/24 | Live | GE Appliances, a Haier Company | GE APPLIANCES | Singlezone Ducted, Centrally Ducted | 216604755 |  | HRCU-A-CB | NS18H60HA5*** | Ducted Indoor Units | NAM42V1TA5**** |  |  |  | 11 | 17.6 | 9 | TRUE | TRUE |  | 45500 | 38500 | 2.16 | 38500 | 2.16
216604754 | 12/26/24 | Live | GE Appliances, a Haier Company | GE APPLIANCES | Singlezone Ducted, Centrally Ducted | 216604754 |  | HRCU-A-CB | NS18H60HA5*** | Ducted Indoor Units | NAM42E1TA5**** |  |  |  | 10.5 | 17.6 | 9 | TRUE | TRUE |  | 44500 | 39000 | 2.16 | 39000 | 2.16
216604753 | 12/26/24 | Live | GE Appliances, a Haier Company | GE APPLIANCES | Singlezone Ducted, Centrally Ducted | 216604753 |  | HRCU-A-CB | NS18H36HA5*** | Ducted Indoor Units | NAM42V2TA5**** |  |  |  | 11.7 | 19 | 9.4 | TRUE | TRUE |  | 36000 | 28000 | 2.4 | 28000 | 2.4
216604752 | 12/26/24 | Live | GE Appliances, a Haier Company | GE APPLIANCES | Singlezone Ducted, Centrally Ducted | 216604752 |  | HRCU-A-CB | NS18H36HA5*** | Ducted Indoor Units | NAM36V2TA5**** |  |  |  | 11 | 18.5 | 9.4 | TRUE | TRUE |  | 35000 | 28000 | 2.36 | 28000 | 2.36
216604751 | 12/26/24 | Live | GE Appliances, a Haier Company | GE APPLIANCES | Singlezone Ducted, Centrally Ducted | 216604751 |  | HRCU-A-CB | NS18H36HA5*** | Ducted Indoor Units | NAM42V1TA5**** |  |  |  | 11.7 | 18.2 | 9 | TRUE | TRUE |  | 36000 | 28000 | 2.36 | 28000 | 2.36
216604750 | 12/26/24 | Live | GE Appliances, a Haier Company | GE APPLIANCES | Singlezone Ducted, Centrally Ducted | 216604750 |  | HRCU-A-CB | NS18H36HA5*** | Ducted Indoor Units | NAM42E1TA5**** |  |  |  | 11.7 | 18 | 9 | TRUE | TRUE |  | 35800 | 28000 | 2.32 | 28000 | 2.32
216604749 | 12/26/24 | Live | GE Appliances, a Haier Company | GE APPLIANCES | Singlezone Ducted, Centrally Ducted | 216604749 |  | HRCU-A-CB | NS18H36HA5*** | Ducted Indoor Units | NAM42P1TA5**** |  |  |  | 11 | 14.3 | 8.5 | FALSE | FALSE |  | 36000 | 28400 | 2.32 | 28400 | 2.32
216604748 | 12/26/24 | Live | GE Appliances, a Haier Company | GE APPLIANCES | Singlezone Ducted, Centrally Ducted | 216604748 |  | HRCU-A-CB | NS18H36HA5*** | Ducted Indoor Units | NAM36E1TA5**** |  |  |  | 11.7 | 18.5 | 9 | TRUE | TRUE |  | 36000 | 28000 | 2.32 | 28000 | 2.32
216604747 | 12/26/24 | Live | GE Appliances, a Haier Company | GE APPLIANCES | Singlezone Ducted, Centrally Ducted | 216604747 |  | HRCU-A-CB | NS18H36HA5*** | Ducted Indoor Units | NAM36P1TA5**** |  |  |  | 11 | 14.3 | 8.5 | FALSE | FALSE |  | 36000 | 28400 | 2.32 | 28400 | 2.32
216604746 | 12/26/24 | Live | GE Appliances, a Haier Company | GE APPLIANCES | Singlezone Ducted, Centrally Ducted | 216604746 |  | HRCU-A-CB | NS18H24HA5*** | Ducted Indoor Units | NAM30V2TA5**** |  |  |  | 12 | 18 | 9.5 | TRUE | TRUE |  | 24000 | 19400 | 2.6 | 19400 | 2.6
216604745 | 12/26/24 | Live | GE Appliances, a Haier Company | GE APPLIANCES | Singlezone Ducted, Centrally Ducted | 216604745 |  | HRCU-A-CB | NS18H24HA5*** | Ducted Indoor Units | NAM24V2TA5**** |  |  |  | 11.7 | 17 | 9.4 | TRUE | TRUE |  | 24000 | 19600 | 2.52 | 19600 | 2.52
216604744 | 12/26/24 | Live | GE Appliances, a Haier Company | GE APPLIANCES | Singlezone Ducted, Centrally Ducted | 216604744 |  | HRCU-A-CB | NS18H24HA5*** | Ducted Indoor Units | NAM30V1TA5**** |  |  |  | 12 | 17.5 | 9.4 | TRUE | TRUE |  | 24000 | 19400 | 2.44 | 19400 | 2.44
216604743 | 12/26/24 | Live | GE Appliances, a Haier Company | GE APPLIANCES | Singlezone Ducted, Centrally Ducted | 216604743 |  | HRCU-A-CB | NS18H24HA5*** | Ducted Indoor Units | NAM30E1TA5**** |  |  |  | 12 | 17.5 | 9.4 | TRUE | TRUE |  | 24000 | 19200 | 2.52 | 19200 | 2.52
216604742 | 12/26/24 | Live | GE Appliances, a Haier Company | GE APPLIANCES | Singlezone Ducted, Centrally Ducted | 216604742 |  | HRCU-A-CB | NS18H24HA5*** | Ducted Indoor Units | NAM24E1TA5**** |  |  |  | 12 | 17.5 | 9.5 | TRUE | TRUE |  | 23600 | 19200 | 2.52 | 19200 | 2.52
216604741 | 12/26/24 | Live | GE Appliances, a Haier Company | GE APPLIANCES | Singlezone Ducted, Centrally Ducted | 216604741 |  | HRCU-A-CB | NS18H24HA5*** | Ducted Indoor Units | NAM24P1TA5**** |  |  |  | 11.7 | 14.7 | 9 | FALSE | FALSE |  | 24000 | 19600 | 2.48 | 19600 | 2.48
216604740 | 12/26/24 | Live | GE Appliances, a Haier Company | GE APPLIANCES | Singlezone Ducted, Centrally Ducted | 216604740 |  | HRCU-A-CB | NS18H24HA5*** | Ducted Indoor Units | NAM18V1TA5**** |  |  |  | 11.7 | 17.5 | 9.4 | TRUE | TRUE |  | 24000 | 19400 | 2.52 | 19400 | 2.52
216604739 | 12/26/24 | Live | GE Appliances, a Haier Company | GE APPLIANCES | Singlezone Ducted, Centrally Ducted | 216604739 |  | HRCU-A-CB | NS18H24HA5*** | Ducted Indoor Units | NAM18P1TA5**** |  |  |  | 11.7 | 15.2 | 9 | TRUE | TRUE |  | 23200 | 19400 | 2.44 | 19400 | 2.44
216445290 | 12/26/24 | Live | INNOVAIR | INNOVAIR | Singlezone Non-Ducted, Wall Placement | 216445290 |  | HRCU-A-CB-O | QOS12H1BM0A | Mini-Splits | QHW12H1UZRA |  |  |  | 12.25 | 22 | 9.5 | TRUE | TRUE |  | 12000 | 9300 | 4.78 | 10000 | 2.09
216445289 | 12/26/24 | Live | INNOVAIR | INNOVAIR | Singlezone Non-Ducted, Wall Placement | 216445289 |  | HRCU-A-CB-O | QOS09H1BM0A | Mini-Splits | QHW09H1UZRA |  |  |  | 14.05 | 23 | 10 | TRUE | TRUE |  | 9000 | 9500 | 4.8 | 9700 | 2.19
216445280 | 12/26/24 | Live | INNOVAIR | INNOVAIR | Singlezone Non-Ducted, Wall Placement | 216445280 |  | HRCU-A-CB-O | QOS24H2BM0A | Mini-Splits | QHW24H2UZRA |  |  |  | 12.25 | 22.5 | 9.5 | TRUE | TRUE |  | 24000 | 22000 | 3.58 | 24000 | 1.85
216445279 | 12/26/24 | Live | INNOVAIR | INNOVAIR | Singlezone Non-Ducted, Wall Placement | 216445279 |  | HRCU-A-CB-O | QOS18H2BM0A | Mini-Splits | QHW18H2UZRA |  |  |  | 12.95 | 21 | 10 | TRUE | TRUE |  | 18000 | 18000 | 3.61 | 18500 | 1.95
216445278 | 12/26/24 | Live | INNOVAIR | INNOVAIR | Singlezone Non-Ducted, Wall Placement | 216445278 |  | HRCU-A-CB-O | QOS12H2BM0A | Mini-Splits | QHW12H2UZRA |  |  |  | 12.25 | 23 | 10 | TRUE | TRUE |  | 12000 | 10800 | 4.8 | 12000 | 2.51
216445277 | 12/26/24 | Live | INNOVAIR | INNOVAIR | Singlezone Non-Ducted, Wall Placement | 216445277 |  | HRCU-A-CB-O | QOS09H2BM0A | Mini-Splits | QHW09H2UZRA |  |  |  | 13.65 | 25 | 11 | TRUE | TRUE |  | 9000 | 9000 | 4.8 | 9200 | 2.07
216626046 | 12/26/24 | Live | Midea Electric Trading | STELPRO | Singlezone Ducted, Centrally Ducted | 216626046 |  | HRCU-A-C | CCB1-H60A-O |  | SACB1-H60A2428-I |  |  |  | 10 | 15.2 | 8 | FALSE | FALSE |  | 47000 | 35600 | 2.4 | 48000 | 2
216626045 | 12/26/24 | Live | Midea Electric Trading | STELPRO | Singlezone Ducted, Centrally Ducted | 216626045 |  | HRCU-A-C | CCB1-H60A-O |  | SMCB1-H60A2128-I |  |  |  | 10 | 15.2 | 8.3 | FALSE | FALSE |  | 52000 | 38000 | 2.4 | 50000 | 2.02
216626044 | 12/26/24 | Live | Midea Electric Trading | STELPRO | Singlezone Ducted, Centrally Ducted | 216626044 |  | HRCU-A-C | CCB1-H36A-O |  | SACB1-H36A2124-I |  |  |  | 10.7 | 15.8 | 9.4 | FALSE | FALSE |  | 36000 | 29200 | 2.5 | 39000 | 2.18
216626043 | 12/26/24 | Live | Midea Electric Trading | STELPRO | Singlezone Ducted, Centrally Ducted | 216626043 |  | HRCU-A-C | CCB1-H36A-O |  | SACB1-H36A1724-I |  |  |  | 10.7 | 15.8 | 9.4 | FALSE | FALSE |  | 36000 | 29200 | 2.5 | 39000 | 2.18
216626042 | 12/26/24 | Live | Midea Electric Trading | STELPRO | Singlezone Ducted, Centrally Ducted | 216626042 |  | HRCU-A-C | CCB1-H30A-O |  | SACB1-H36A2124-I |  |  |  | 10 | 16 | 10 | FALSE | FALSE |  | 29000 | 25000 | 2.4 | 33600 | 2.05
216626041 | 12/26/24 | Live | Midea Electric Trading | STELPRO | Singlezone Ducted, Centrally Ducted | 216626041 |  | HRCU-A-C | CCB1-H30A-O |  | SACB1-H36A1724-I |  |  |  | 10 | 16 | 10 | FALSE | FALSE |  | 29000 | 25000 | 2.4 | 33600 | 2.05
216626040 | 12/26/24 | Live | Midea Electric Trading | STELPRO | Singlezone Ducted, Centrally Ducted | 216626040 |  | HRCU-A-C | CCB1-H30A-O |  | SACB1-H36A1424-I |  |  |  | 10 | 15.3 | 9.3 | FALSE | FALSE |  | 30000 | 23400 | 2.6 | 31700 | 2
216626039 | 12/26/24 | Live | Midea Electric Trading | STELPRO | Singlezone Ducted, Centrally Ducted | 216626039 |  | HRCU-A-C | CCB1-H24A-O |  | SACB1-H24A1718-I |  |  |  | 10 | 16 | 9.5 | FALSE | FALSE |  | 24000 | 19700 | 2.66 | 22000 | 2
216626038 | 12/26/24 | Live | Midea Electric Trading | STELPRO | Singlezone Ducted, Centrally Ducted | 216626038 |  | HRCU-A-C | CCB1-H24A-O |  | SACB1-H24A1418-I |  |  |  | 10 | 16 | 9.5 | FALSE | FALSE |  | 24000 | 19700 | 2.66 | 22000 | 2
216445239 | 12/26/24 | Live | ECOER INC. | ECOER | Singlezone Ducted, Centrally Ducted | 216445239 |  | HRCU-A-CB | EODA19H-2436AB* | Ducted Indoor Units | EAHDEN-24AB* |  |  |  | 13 | 20 | 10 | TRUE | TRUE |  | 24000 | 23200 | 2.5 | 24000 | 2.18
216445240 | 12/26/24 | Live | ECOER INC. | ECOER | Singlezone Ducted, Centrally Ducted | 216445240 |  | HRCU-A-CB | EODA19H-2436AB* | Ducted Indoor Units | EAHDEN-36AB* |  |  |  | 12 | 19 | 10 | TRUE | TRUE |  | 34200 | 28800 | 2.46 | 29000 | 2.24
216620321 | 12/26/24 | Live | ECOER INC. | ECOER | Singlezone Ducted, Centrally Ducted | 216620321 |  | HRCU-A-CB | EODA19H-4860AB* | Ducted Indoor Units | EAHDEN-36AB* |  |  |  | 12.5 | 19 | 10 | FALSE | FALSE |  | 35200 | 35200 | 2.45 | 36000 | 2.25
216445241 | 12/26/24 | Live | ECOER INC. | ECOER | Singlezone Ducted, Centrally Ducted | 216445241 |  | HRCU-A-CB | EODA19H-4860AB* | Ducted Indoor Units | EAHDEN-48AB* |  |  |  | 12 | 19 | 10 | TRUE | TRUE |  | 47000 | 42000 | 2.5 | 42000 | 2.25
216445242 | 12/26/24 | Live | ECOER INC. | ECOER | Singlezone Ducted, Centrally Ducted | 216445242 |  | HRCU-A-CB | EODA19H-4860AB* | Ducted Indoor Units | EAHDEN-60AB* |  |  |  | 11.2 | 18.5 | 10 | TRUE | TRUE |  | 54000 | 44500 | 2.46 | 45000 | 2.21
216558237 | 12/26/24 | Live | ECOER INC. | ECOER | Singlezone Ducted, Centrally Ducted | 216558237 |  | HRCU-A-CB | EODA19H-2436AA* | Ducted Indoor Units | EAHDEN-24AB* |  |  |  | 13 | 20.5 | 9.5 | TRUE | TRUE |  | 24000 | 22400 | 2.44 | 24000 | 2.18
216558238 | 12/26/24 | Live | ECOER INC. | ECOER | Singlezone Ducted, Centrally Ducted | 216558238 |  | HRCU-A-CB | EODA19H-2436AA* | Ducted Indoor Units | EAHDEN-36AB* |  |  |  | 12 | 19.5 | 9.5 | TRUE | TRUE |  | 34200 | 28000 | 2.4 | 29000 | 2.24
216558239 | 12/26/24 | Live | ECOER INC. | ECOER | Singlezone Ducted, Centrally Ducted | 216558239 |  | HRCU-A-CB | EODA19H-4860AA* | Ducted Indoor Units | EAHDEN-36AB* |  |  |  | 12.5 | 19.5 | 9.5 | TRUE | TRUE |  | 35200 | 32000 | 2.44 | 36000 | 2.25
216558240 | 12/26/24 | Live | ECOER INC. | ECOER | Singlezone Ducted, Centrally Ducted | 216558240 |  | HRCU-A-CB | EODA19H-4860AA* | Ducted Indoor Units | EAHDEN-48AB* |  |  |  | 12.5 | 19 | 9.5 | TRUE | TRUE |  | 47000 | 40000 | 2.4 | 42000 | 2.25
216558241 | 12/26/24 | Live | ECOER INC. | ECOER | Singlezone Ducted, Centrally Ducted | 216558241 |  | HRCU-A-CB | EODA19H-4860AA* | Ducted Indoor Units | EAHDEN-60AB* |  |  |  | 11.7 | 18.5 | 9.5 | TRUE | TRUE |  | 54000 | 43500 | 2.3 | 45000 | 2.21
215864417 | 11/27/24 | Live | Midea Electric Trading | MAINLINE | Multizone Mix of Ducted and Non-Ducted | 215864417 |  | HMSV-A-CB | ML48HP230MUL-O | Mixed Ducted and Non-Ducted Indoor Units |  |  |  |  | 11.85 | 20.85 | 10.3 | FALSE | FALSE |  | 45000 | 35400 | 2.45 | 37500 | 2.15
215864415 | 11/27/24 | Live | Midea Electric Trading | MAINLINE | Multizone All Non-Ducted | 215864415 |  | HMSR-A-CB-O | ML48HP230MUL-O | Non-Ducted Indoor Units |  |  |  |  | 11.7 | 21.3 | 10 | FALSE | FALSE |  | 45000 | 34000 | 2.4 | 34000 | 1.9
215864414 | 11/27/24 | Live | Midea Electric Trading | MAINLINE | Multizone Mix of Ducted and Non-Ducted | 215864414 |  | HMSV-A-CB | ML36HP230MUL-O | Mixed Ducted and Non-Ducted Indoor Units |  |  |  |  | 11.85 | 21.55 | 9.6 | FALSE | FALSE |  | 35000 | 26600 | 2.35 | 29000 | 2.19
215864413 | 11/27/24 | Live | Midea Electric Trading | MAINLINE | Multizone All Ducted | 215864413 |  | HMSV-A-CB | ML36HP230MUL-O | Ducted Indoor Units |  |  |  |  | 11.7 | 20 | 9.2 | FALSE | FALSE |  | 35000 | 26400 | 2.3 | 28000 | 2.2
215864412 | 11/27/24 | Live | Midea Electric Trading | MAINLINE | Multizone All Non-Ducted | 215864412 |  | HMSR-A-CB-O | ML36HP230MUL-O | Non-Ducted Indoor Units |  |  |  |  | 12 | 23.1 | 10 | FALSE | FALSE |  | 35000 | 27000 | 2.4 | 30000 | 2.18
215864411 | 11/27/24 | Live | Midea Electric Trading | MAINLINE | Multizone Mix of Ducted and Non-Ducted | 215864411 |  | HMSV-A-CB | ML27HP230MUL-O | Mixed Ducted and Non-Ducted Indoor Units |  |  |  |  | 12.1 | 22 | 9.25 | FALSE | FALSE |  | 26200 | 18200 | 2.5 | 18300 | 2.09
215864410 | 11/27/24 | Live | Midea Electric Trading | MAINLINE | Multizone All Ducted | 215864410 |  | HMSV-A-CB | ML27HP230MUL-O | Ducted Indoor Units |  |  |  |  | 12 | 21 | 9 | FALSE | FALSE |  | 26600 | 18400 | 2.5 | 18600 | 2.3
215864409 | 11/27/24 | Live | Midea Electric Trading | MAINLINE | Multizone All Non-Ducted | 215864409 |  | HMSR-A-CB-O | ML27HP230MUL-O | Non-Ducted Indoor Units |  |  |  |  | 12.2 | 23 | 9.5 | FALSE | FALSE |  | 26000 | 18000 | 2.5 | 18000 | 1.9
215864408 | 11/27/24 | Live | Midea Electric Trading | MAINLINE | Multizone Mix of Ducted and Non-Ducted | 215864408 |  | HMSV-A-CB | ML18HP230MUL-O | Mixed Ducted and Non-Ducted Indoor Units |  |  |  |  | 12.25 | 21.5 | 10 | FALSE | FALSE |  | 18000 | 14000 | 2.46 | 14300 | 2.25
215864407 | 11/27/24 | Live | Midea Electric Trading | MAINLINE | Multizone All Ducted | 215864407 |  | HMSV-A-CB | ML18HP230MUL-O | Ducted Indoor Units |  |  |  |  | 12 | 20 | 10 | FALSE | FALSE |  | 18000 | 14600 | 2.3 | 14600 | 2.3
215864406 | 11/27/24 | Live | Midea Electric Trading | MAINLINE | Multizone All Non-Ducted | 215864406 |  | HMSR-A-CB-O | ML18HP230MUL-O | Non-Ducted Indoor Units |  |  |  |  | 12.5 | 23 | 10 | FALSE | FALSE |  | 18000 | 13500 | 2.6 | 14000 | 2.21
215828390 | 10/30/24 | Live | Midea Electric Trading | CANAIR | Singlezone Non-Ducted, Wall Placement | 215828390 |  | HRCU-A-CB-O | 4C25SCH24H21 | Mini-Splits | 4C28SEH24H21 |  |  |  | 14 | 23 | 11.7 | TRUE | TRUE |  | 24000 | 18800 | 2.65 | 19300 | 2.33
215828389 | 11/01/24 | Live | Midea Electric Trading | CANAIR | Singlezone Non-Ducted, Wall Placement | 215828389 |  | HRCU-A-CB-O | 4C25SCH18H21 | Mini-Splits | 4C28SEH18H21 |  |  |  | 12.7 | 23.5 | 10.8 | TRUE | TRUE |  | 18000 | 13600 | 2.73 | 14900 | 2.43
215828388 | 11/01/24 | Live | Midea Electric Trading | CANAIR | Singlezone Non-Ducted, Wall Placement | 215828388 |  | HRCU-A-CB-O | 4C25SCH12H21 | Mini-Splits | 4C28SEH12H21 |  |  |  | 13 | 25.5 | 10.6 | TRUE | TRUE |  | 12000 | 9300 | 2.84 | 9600 | 2.38
215864337 | 11/27/24 | Live | Midea Electric Trading | MAINLINE | Singlezone Non-Ducted, Wall Placement | 215864337 |  | HRCU-A-CB-O | ML24HP230NEX-O | Mini-Splits | ML24HP230NEX-I |  |  |  | 13 | 23.5 | 10 | FALSE | FALSE |  | 24000 | 19500 | 2.5 | 21300 | 2.42
215864336 | 11/27/24 | Live | Midea Electric Trading | MAINLINE | Singlezone Non-Ducted, Wall Placement | 215864336 |  | HRCU-A-CB-O | ML18HP230NEX-O | Mini-Splits | ML18HP230NEX-I |  |  |  | 13.5 | 24 | 11.1 | FALSE | FALSE |  | 18000 | 13000 | 2.59 | 15000 | 2.43
215864335 | 11/27/24 | Live | Midea Electric Trading | MAINLINE | Singlezone Non-Ducted, Wall Placement | 215864335 |  | HRCU-A-CB-O | ML12HP230NEX-O | Mini-Splits | ML12HP230NEX-I |  |  |  | 12.2 | 23.1 | 11.5 | FALSE | FALSE |  | 12000 | 9600 | 2.84 | 9900 | 2.57
215213798 | 07/18/24 | Live | Midea Electric Trading | DIRECT AIR | Multizone Mix of Ducted and Non-Ducted | 215213798 |  | HMSV-A-CB | DIRM4-48DA25-5Z | Mixed Ducted and Non-Ducted Indoor Units |  |  |  |  | 12.25 | 22.2 | 10.45 | TRUE | TRUE | TRUE | 46000 | 37400 | 2.5 | 39750 | 2.19
215213796 | 07/18/24 | Live | Midea Electric Trading | DIRECT AIR | Multizone All Non-Ducted | 215213796 |  | HMSR-A-CB-O | DIRM4-48DA25-5Z | Non-Ducted Indoor Units |  |  |  |  | 12.5 | 24 | 10.3 | TRUE | TRUE | TRUE | 47000 | 38000 | 2.5 | 38500 | 2
215213795 | 07/18/24 | Live | Midea Electric Trading | DIRECT AIR | Multizone Mix of Ducted and Non-Ducted | 215213795 |  | HMSV-A-CB | DIRM4-36DA25-4Z | Mixed Ducted and Non-Ducted Indoor Units |  |  |  |  | 11.85 | 22 | 9.35 | TRUE | TRUE | TRUE | 35400 | 26400 | 2.35 | 27300 | 2.15
215213794 | 07/18/24 | Live | Midea Electric Trading | DIRECT AIR | Multizone All Ducted | 215213794 |  | HMSV-A-CB | DIRM4-36DA25-4Z | Ducted Indoor Units |  |  |  |  | 11.7 | 20 | 9.2 | TRUE | TRUE | TRUE | 35000 | 26400 | 2.3 | 28000 | 2.2
215213793 | 07/18/24 | Live | Midea Electric Trading | DIRECT AIR | Multizone All Non-Ducted | 215213793 |  | HMSR-A-CB-O | DIRM4-36DA25-4Z | Non-Ducted Indoor Units |  |  |  |  | 12 | 24 | 9.5 | TRUE | TRUE | TRUE | 36000 | 26600 | 2.4 | 26600 | 2.4
215213789 | 07/18/24 | Live | Midea Electric Trading | DIRECT AIR | Multizone Mix of Ducted and Non-Ducted | 215213789 |  | HMSV-A-CB | DIRM4-18DA25-2Z | Mixed Ducted and Non-Ducted Indoor Units |  |  |  |  | 13 | 22.55 | 9.9 | TRUE | TRUE | TRUE | 18000 | 14100 | 2.55 | 14300 | 2.39
215213788 | 07/18/24 | Live | Midea Electric Trading | DIRECT AIR | Multizone All Ducted | 215213788 |  | HMSV-A-CB | DIRM4-18DA25-2Z | Ducted Indoor Units |  |  |  |  | 12 | 20 | 10 | TRUE | TRUE | TRUE | 18000 | 14600 | 2.3 | 14600 | 2.3
215213787 | 07/18/24 | Live | Midea Electric Trading | DIRECT AIR | Multizone All Non-Ducted | 215213787 |  | HMSR-A-CB-O | DIRM4-18DA25-2Z | Non-Ducted Indoor Units |  |  |  |  | 14 | 25.1 | 9.8 | TRUE | TRUE | TRUE | 18000 | 13600 | 2.81 | 14000 | 2.5
215931359 | 11/18/24 | Live | Midea Electric Trading | CONTINENTAL | Singlezone Non-Ducted, Wall Placement | 215931359 |  | HRCU-A-CB-O | CDHAS22BA-24-O | Mini-Splits | CDHAS22BB-24-I |  |  |  | 13 | 23.5 | 10 | TRUE | TRUE |  | 24000 | 19500 | 2.5 | 21300 | 2.42
215931356 | 11/18/24 | Live | Midea Electric Trading | NAPOLEON | Singlezone Non-Ducted, Wall Placement | 215931356 |  | HRCU-A-CB-O | NDHAS22BA-24-O | Mini-Splits | NDHAS22BB-24-I |  |  |  | 13 | 23.5 | 10 | TRUE | TRUE |  | 24000 | 19500 | 2.5 | 21300 | 2.42
215931355 | 11/18/24 | Live | Midea Electric Trading | NAPOLEON | Singlezone Non-Ducted, Wall Placement | 215931355 |  | HRCU-A-CB-O | NDHAS22BA-18-O | Mini-Splits | NDHAS22BB-18-I |  |  |  | 13.5 | 24 | 11.1 | TRUE | TRUE |  | 18000 | 13000 | 2.59 | 15000 | 2.43
215931358 | 11/18/24 | Live | Midea Electric Trading | CONTINENTAL | Singlezone Non-Ducted, Wall Placement | 215931358 |  | HRCU-A-CB-O | CDHAS22BA-18-O | Mini-Splits | CDHAS22BB-18-I |  |  |  | 13.5 | 24 | 11.1 | TRUE | TRUE |  | 18000 | 13000 | 2.59 | 15000 | 2.43
215931357 | 11/18/24 | Live | Midea Electric Trading | CONTINENTAL | Singlezone Non-Ducted, Wall Placement | 215931357 |  | HRCU-A-CB-O | CDHAS22BA-12-O | Mini-Splits | CDHAS22BB-12-I |  |  |  | 12.2 | 23.1 | 11.5 | TRUE | TRUE |  | 12000 | 9600 | 2.84 | 9900 | 2.57
215931354 | 11/18/24 | Live | Midea Electric Trading | NAPOLEON | Singlezone Non-Ducted, Wall Placement | 215931354 |  | HRCU-A-CB-O | NDHAS22BA-12-O | Mini-Splits | NDHAS22BB-12-I |  |  |  | 12.2 | 23.1 | 11.5 | TRUE | TRUE |  | 12000 | 9600 | 2.84 | 9900 | 2.57
215213705 | 07/29/24 | Live | Midea Electric Trading | NAPOLEON | Singlezone Non-Ducted, Wall Placement | 215213705 |  | HRCU-A-CB-O | NDHAS22B-24-O | Mini-Splits | NDHAS22B-24-I |  |  |  | 13 | 23.5 | 10 | TRUE | TRUE | TRUE | 24000 | 19500 | 2.5 | 21300 | 2.42
215213713 | 07/29/24 | Live | Midea Electric Trading | CONTINENTAL | Singlezone Non-Ducted, Wall Placement | 215213713 |  | HRCU-A-CB-O | CDHAS22B-24-O | Mini-Splits | CDHAS22B-24-I |  |  |  | 13 | 23.5 | 10 | TRUE | TRUE | TRUE | 24000 | 19500 | 2.5 | 21300 | 2.42
215213704 | 07/29/24 | Live | Midea Electric Trading | NAPOLEON | Singlezone Non-Ducted, Wall Placement | 215213704 |  | HRCU-A-CB-O | NDHAS22B-18-O | Mini-Splits | NDHAS22B-18-I |  |  |  | 13.5 | 24 | 11.1 | TRUE | TRUE | TRUE | 18000 | 13000 | 2.59 | 15000 | 2.43
215213712 | 07/29/24 | Live | Midea Electric Trading | CONTINENTAL | Singlezone Non-Ducted, Wall Placement | 215213712 |  | HRCU-A-CB-O | CDHAS22B-18-O | Mini-Splits | CDHAS22B-18-I |  |  |  | 13.5 | 24 | 11.1 | TRUE | TRUE | TRUE | 18000 | 13000 | 2.59 | 15000 | 2.43
215213703 | 07/29/24 | Live | Midea Electric Trading | NAPOLEON | Singlezone Non-Ducted, Wall Placement | 215213703 |  | HRCU-A-CB-O | NDHAS22B-12-O | Mini-Splits | NDHAS22B-12-I |  |  |  | 12.2 | 23.1 | 11.5 | TRUE | TRUE | TRUE | 12000 | 9600 | 2.84 | 9900 | 2.57
215213711 | 07/29/24 | Live | Midea Electric Trading | CONTINENTAL | Singlezone Non-Ducted, Wall Placement | 215213711 |  | HRCU-A-CB-O | CDHAS22B-12-O | Mini-Splits | CDHAS22B-12-I |  |  |  | 12.2 | 23.1 | 11.5 | TRUE | TRUE | TRUE | 12000 | 9600 | 2.84 | 9900 | 2.57
216699358 | 12/24/24 | Live | Midea Electric Trading | SLIMAIR | Singlezone Non-Ducted, Wall Placement | 216699358 |  | HRCU-A-CB-O | SHC36AC2AG | Mini-Splits | SHL36AC2AG |  |  |  | 9.6 | 20 | 10.3 | TRUE | TRUE |  | 36000 | 26800 | 2.68 | 28100 | 2.22
216699357 | 12/24/24 | Live | Midea Electric Trading | SLIMAIR | Singlezone Non-Ducted, Wall Placement | 216699357 |  | HRCU-A-CB-O | SHC24AE2AG | Mini-Splits | SHL24AC2AG |  |  |  | 12 | 22 | 10.5 | TRUE | TRUE |  | 24000 | 20400 | 2.73 | 20500 | 2.55
216699356 | 12/24/24 | Live | Midea Electric Trading | SLIMAIR | Singlezone Non-Ducted, Ceiling Placement | 216699356 |  | HRCU-A-CB-O | SHC18AE2AG | Mini-Splits | SHL18AC2AG |  |  |  | 12.5 | 20.7 | 11.4 | TRUE | TRUE |  | 16800 | 13900 | 2.66 | 14800 | 2.36
216699355 | 12/24/24 | Live | Midea Electric Trading | SLIMAIR | Singlezone Non-Ducted, Ceiling Placement | 216699355 |  | HRCU-A-CB-O | SHC12AE2AG | Mini-Splits | SHL12AC2AG |  |  |  | 12.5 | 21.1 | 10.4 | TRUE | TRUE |  | 12000 | 8500 | 2.8 | 9300 | 2.55
216699354 | 12/24/24 | Live | Midea Electric Trading | SLIMAIR | Singlezone Non-Ducted, Ceiling Placement | 216699354 |  | HRCU-A-CB-O | SHC09AE2AG | Mini-Splits | SHL09AC2AG |  |  |  | 14.3 | 21.6 | 11.3 | TRUE | TRUE |  | 9000 | 8500 | 2.8 | 9300 | 2.55
216699353 | 12/24/24 | Live | Midea Electric Trading | SLIMAIR | Singlezone Non-Ducted, Wall Placement | 216699353 |  | HRCU-A-CB-O | SHC48AH2AG | Mini-Splits | SHL48AC2AG |  |  |  | 10 | 18 | 11 | TRUE | TRUE |  | 48000 | 44000 | 2.44 | 48000 | 2.17
216699352 | 12/24/24 | Live | Midea Electric Trading | SLIMAIR | Singlezone Non-Ducted, Wall Placement | 216699352 |  | HRCU-A-CB-O | SHC36AH2AG | Mini-Splits | SHL36AC2AG |  |  |  | 12 | 21.2 | 10.6 | TRUE | TRUE |  | 36600 | 30600 | 2.56 | 46200 | 2.17
216699351 | 12/24/24 | Live | Midea Electric Trading | SLIMAIR | Singlezone Non-Ducted, Wall Placement | 216699351 |  | HRCU-A-CB-O | SHC24AH2AG | Mini-Splits | SHL24AC2AG |  |  |  | 12 | 20.7 | 11.6 | TRUE | TRUE |  | 23400 | 20400 | 2.78 | 23900 | 2.48
216699350 | 12/24/24 | Live | Midea Electric Trading | SLIMAIR | Singlezone Non-Ducted, Ceiling Placement | 216699350 |  | HRCU-A-CB-O | SHC18AH2AG | Mini-Splits | SHL18AC2AG |  |  |  | 12.5 | 20 | 12.3 | TRUE | TRUE |  | 16000 | 14900 | 2.7 | 18000 | 2.1
216699349 | 12/24/24 | Live | Midea Electric Trading | SLIMAIR | Singlezone Non-Ducted, Ceiling Placement | 216699349 |  | HRCU-A-CB-O | SHC12AH2AG | Mini-Splits | SHL12AC2AG |  |  |  | 12.5 | 22.2 | 11.6 | TRUE | TRUE |  | 12000 | 10000 | 2.74 | 12900 | 2.14
216699348 | 12/24/24 | Live | Midea Electric Trading | SLIMAIR | Singlezone Non-Ducted, Ceiling Placement | 216699348 |  | HRCU-A-CB-O | SHC09AH2AG | Mini-Splits | SHL09AC2AG |  |  |  | 14 | 22.6 | 12.1 | TRUE | TRUE |  | 9000 | 9700 | 2.63 | 12600 | 2.1
216699347 | 12/24/24 | Live | Midea Electric Trading | SLIMAIR | Singlezone Non-Ducted, Floor Placement | 216699347 |  | HRCU-A-CB-O | SHC60AC2AG | Mini-Splits | SHS60AC2AG |  |  |  | 9.5 | 19.5 | 9.5 | FALSE | FALSE |  | 54000 | 37200 | 2.53 | 45300 | 2.22
216699346 | 12/24/24 | Live | Midea Electric Trading | SLIMAIR | Singlezone Non-Ducted, Floor Placement | 216699346 |  | HRCU-A-CB-O | SHC48AC2AG | Mini-Splits | SHS48AC2AG |  |  |  | 9.5 | 19.8 | 10.2 | TRUE | TRUE |  | 48000 | 39500 | 2.4 | 45100 | 2.13
216699345 | 12/24/24 | Live | Midea Electric Trading | SLIMAIR | Singlezone Non-Ducted, Floor Placement | 216699345 |  | HRCU-A-CB-O | SHC36AC2AG | Mini-Splits | SHS36AC2AG |  |  |  | 10.1 | 20 | 10 | FALSE | FALSE |  | 36000 | 26400 | 2.68 | 30900 | 2.36
216699344 | 12/24/24 | Live | Midea Electric Trading | SLIMAIR | Singlezone Non-Ducted, Floor Placement | 216699344 |  | HRCU-A-CB-O | SHC24AE2AG | Mini-Splits | SHS24AC2AG |  |  |  | 12.2 | 21.1 | 11.1 | TRUE | TRUE |  | 24000 | 20000 | 2.56 | 20000 | 2.31
216699343 | 12/24/24 | Live | Midea Electric Trading | SLIMAIR | Singlezone Non-Ducted, Floor Placement | 216699343 |  | HRCU-A-CB-O | SHC18AE2AG | Mini-Splits | SHS18AC2AG |  |  |  | 12.5 | 22.3 | 10.4 | TRUE | TRUE |  | 18000 | 13700 | 2.51 | 15100 | 2.38
216699342 | 12/24/24 | Live | Midea Electric Trading | SLIMAIR | Singlezone Non-Ducted, Floor Placement | 216699342 |  | HRCU-A-CB-O | SHC55AH2AG | Mini-Splits | SHS60AC2AG |  |  |  | 9 | 18 | 10.7 | TRUE | TRUE |  | 54000 | 41000 | 2.33 | 58000 | 2.17
216699341 | 12/24/24 | Live | Midea Electric Trading | SLIMAIR | Singlezone Non-Ducted, Floor Placement | 216699341 |  | HRCU-A-CB-O | SHC48AH2AG | Mini-Splits | SHS48AC2AG |  |  |  | 9.4 | 18.5 | 10.1 | TRUE | TRUE |  | 48000 | 38500 | 2.38 | 44500 | 2.23
216699340 | 12/24/24 | Live | Midea Electric Trading | SLIMAIR | Singlezone Non-Ducted, Floor Placement | 216699340 |  | HRCU-A-CB-O | SHC36AH2AG | Mini-Splits | SHS36AC2AG |  |  |  | 12 | 20 | 10.8 | TRUE | TRUE |  | 36400 | 30200 | 2.58 | 42400 | 2.16
216699339 | 12/24/24 | Live | Midea Electric Trading | SLIMAIR | Singlezone Non-Ducted, Floor Placement | 216699339 |  | HRCU-A-CB-O | SHC24AH2AG | Mini-Splits | SHS24AC2AG |  |  |  | 12 | 20.4 | 12.1 | TRUE | TRUE |  | 22000 | 20200 | 2.74 | 23300 | 2.38
216699338 | 12/24/24 | Live | Midea Electric Trading | SLIMAIR | Singlezone Non-Ducted, Floor Placement | 216699338 |  | HRCU-A-CB-O | SHC18AH2AG | Mini-Splits | SHS18AC2AG |  |  |  | 12.5 | 20.4 | 10.3 | TRUE | TRUE |  | 17000 | 14400 | 2.54 | 20200 | 2.24
216699337 | 12/24/24 | Live | Midea Electric Trading | SLIMAIR | Singlezone Ducted, Compact Ducted | 216699337 |  | HRCU-A-CB | SHC60AC2AG | Mini-Splits | SHD60AC2AG |  |  |  | 10 | 17 | 9.7 | FALSE | FALSE |  | 58000 | 40000 | 2.66 | 41500 | 2.45
216699336 | 12/24/24 | Live | Midea Electric Trading | SLIMAIR | Singlezone Ducted, Compact Ducted | 216699336 |  | HRCU-A-CB | SHC48AC2AG | Mini-Splits | SHD48AC2AG |  |  |  | 10 | 17.1 | 9.8 | TRUE | TRUE |  | 48000 | 39000 | 2.48 | 46500 | 2.35
216699335 | 12/24/24 | Live | Midea Electric Trading | SLIMAIR | Singlezone Ducted, Compact Ducted | 216699335 |  | HRCU-A-CB | SHC36AC2AG | Mini-Splits | SHD36AC2AG |  |  |  | 10.1 | 18.7 | 10.2 | FALSE | FALSE |  | 36000 | 27400 | 2.73 | 31000 | 2.39
216699334 | 12/24/24 | Live | Midea Electric Trading | SLIMAIR | Singlezone Ducted, Compact Ducted | 216699334 |  | HRCU-A-CB | SHC24AE2AG | Mini-Splits | SHD24AC2AG |  |  |  | 12.5 | 19 | 11 | TRUE | TRUE |  | 24000 | 21200 | 2.6 | 21600 | 2.56
216699333 | 12/24/24 | Live | Midea Electric Trading | SLIMAIR | Singlezone Ducted, Compact Ducted | 216699333 |  | HRCU-A-CB | SHC18AE2AG | Mini-Splits | SHD18AC2AG |  |  |  | 13.3 | 20 | 11.3 | TRUE | TRUE |  | 17500 | 14900 | 2.89 | 15900 | 2.65
216699330 | 12/24/24 | Live | Midea Electric Trading | SLIMAIR | Singlezone Ducted, Compact Ducted | 216699330 |  | HRCU-A-CB | SHC55AH2AG | Mini-Splits | SHD60AC2AG |  |  |  | 10.2 | 15.8 | 10.4 | TRUE | TRUE |  | 55000 | 45000 | 2.72 | 52000 | 2.41
216699329 | 12/24/24 | Live | Midea Electric Trading | SLIMAIR | Singlezone Ducted, Compact Ducted | 216699329 |  | HRCU-A-CB | SHC48AH2AG | Mini-Splits | SHD48AC2AG |  |  |  | 10.4 | 16.7 | 10.8 | TRUE | TRUE |  | 48000 | 45000 | 2.61 | 45500 | 2.4
216699328 | 12/24/24 | Live | Midea Electric Trading | SLIMAIR | Singlezone Ducted, Compact Ducted | 216699328 |  | HRCU-A-CB | SHC36AH2AG | Mini-Splits | SHD36AC2AG |  |  |  | 12 | 17.7 | 11.1 | TRUE | TRUE |  | 36000 | 31600 | 2.73 | 40000 | 2.29
216699327 | 12/24/24 | Live | Midea Electric Trading | SLIMAIR | Singlezone Ducted, Compact Ducted | 216699327 |  | HRCU-A-CB | SHC24AH2AG | Mini-Splits | SHD24AC2AG |  |  |  | 12 | 19 | 11.7 | TRUE | TRUE |  | 24000 | 21600 | 2.71 | 23600 | 2.48
216699326 | 12/24/24 | Live | Midea Electric Trading | SLIMAIR | Singlezone Ducted, Compact Ducted | 216699326 |  | HRCU-A-CB | SHC18AH2AG | Mini-Splits | SHD18AC2AG |  |  |  | 12 | 18.4 | 11.1 | TRUE | TRUE |  | 17500 | 15000 | 2.89 | 20000 | 2.5
216699325 | 12/24/24 | Live | Midea Electric Trading | SLIMAIR | Singlezone Ducted, Compact Ducted | 216699325 |  | HRCU-A-CB | SHC12AH2AG | Mini-Splits | SHD12AC2AG |  |  |  | 12 | 20 | 10.6 | TRUE | TRUE |  | 12000 | 10200 | 2.6 | 14000 | 2.31
216699324 | 12/24/24 | Live | Midea Electric Trading | SLIMAIR | Singlezone Ducted, Compact Ducted | 216699324 |  | HRCU-A-CB | SHC09AH2AG | Mini-Splits | SHD09AC2AG |  |  |  | 14 | 20.5 | 13.8 | TRUE | TRUE |  | 9000 | 10200 | 2.45 | 12600 | 1.94
216699323 | 12/24/24 | Live | Midea Electric Trading | SLIMAIR | Singlezone Non-Ducted, Wall Placement | 216699323 |  | HRCU-A-CB-O | SHC30AH2AG | Mini-Splits | SHM30AE2AG |  |  |  | 11.7 | 20 | 10.5 | TRUE | TRUE |  | 33000 | 29600 | 2.61 | 30200 | 2
216699322 | 12/24/24 | Live | Midea Electric Trading | SLIMAIR | Singlezone Non-Ducted, Wall Placement | 216699322 |  | HRCU-A-CB-O | SHC24AH2AG | Mini-Splits | SHM24AE2AG |  |  |  | 12.5 | 22.3 | 13.3 | TRUE | TRUE |  | 23000 | 21600 | 2.61 | 23400 | 2.33
216699321 | 12/24/24 | Live | Midea Electric Trading | SLIMAIR | Singlezone Non-Ducted, Wall Placement | 216699321 |  | HRCU-A-CB-O | SHC18AH2AG | Mini-Splits | SHM18AE2AG |  |  |  | 13 | 21.7 | 10.8 | TRUE | TRUE |  | 18000 | 14400 | 2.61 | 19800 | 2.49
216699320 | 12/24/24 | Live | Midea Electric Trading | SLIMAIR | Singlezone Non-Ducted, Wall Placement | 216699320 |  | HRCU-A-CB-O | SHC12AH2AG | Mini-Splits | SHM12AE2AG |  |  |  | 13.2 | 24 | 10.5 | TRUE | TRUE |  | 12000 | 10000 | 2.59 | 12800 | 1.75
216699319 | 12/24/24 | Live | Midea Electric Trading | SLIMAIR | Singlezone Non-Ducted, Wall Placement | 216699319 |  | HRCU-A-CB-O | SHC09AH2AG | Mini-Splits | SHM09AE2AG |  |  |  | 15 | 26 | 12.5 | TRUE | TRUE |  | 9000 | 10000 | 2.59 | 12800 | 1.75
216699318 | 12/24/24 | Live | Midea Electric Trading | SLIMAIR | Singlezone Non-Ducted, Wall Placement | 216699318 |  | HRCU-A-CB-O | SHC24AE2AG | Mini-Splits | SHM24AE2AG |  |  |  | 13 | 23.5 | 10 | TRUE | TRUE |  | 24000 | 19500 | 2.5 | 21300 | 2.42
216699317 | 12/24/24 | Live | Midea Electric Trading | SLIMAIR | Singlezone Non-Ducted, Wall Placement | 216699317 |  | HRCU-A-CB-O | SHC18AE2AG | Mini-Splits | SHM18AE2AG |  |  |  | 13.5 | 24 | 11.1 | TRUE | TRUE |  | 18000 | 13000 | 2.59 | 15000 | 2.43
216699316 | 12/24/24 | Live | Midea Electric Trading | SLIMAIR | Singlezone Non-Ducted, Wall Placement | 216699316 |  | HRCU-A-CB-O | SHC12AE2AG | Mini-Splits | SHM12AE2AG |  |  |  | 12.2 | 23.1 | 11.5 | TRUE | TRUE |  | 12000 | 9600 | 2.84 | 9900 | 2.57
216699315 | 12/24/24 | Live | Midea Electric Trading | SLIMAIR | Singlezone Non-Ducted, Wall Placement | 216699315 |  | HRCU-A-CB-O | SHC09AE2AG | Mini-Splits | SHM09AE2AG |  |  |  | 14.7 | 24.6 | 13 | TRUE | TRUE |  | 9000 | 8600 | 2.8 | 10200 | 2.47
216699314 | 12/24/24 | Live | Midea Electric Trading | SLIMAIR | Singlezone Non-Ducted, Wall Placement | 216699314 |  | HRCU-A-CB-O | SHC12AE1AG | Mini-Splits | SHM12AE1AG |  |  |  | 12.5 | 23.2 | 10.4 | TRUE | FALSE |  | 12000 | 8800 | 2.77 | 8800 | 2.77
216699313 | 12/24/24 | Live | Midea Electric Trading | SLIMAIR | Singlezone Non-Ducted, Wall Placement | 216699313 |  | HRCU-A-CB-O | SHC09AE1AG | Mini-Splits | SHM09AE1AG |  |  |  | 15 | 24.5 | 10.7 | TRUE | TRUE |  | 9000 | 8800 | 2.77 | 8800 | 2.77
216626018 | 12/24/24 | Live | Midea Electric Trading | SLIMAIR | Multizone All Non-Ducted | 216626018 |  | HMSR-A-CB-O | SHC3Z27AH2AG | Non-Ducted Indoor Units |  |  |  |  | 12 | 21 | 10 | TRUE | TRUE |  | 27000 | 23600 | 2.4 | 27000 | 1.9
216626017 | 12/24/24 | Live | Midea Electric Trading | SLIMAIR | Multizone Mix of Ducted and Non-Ducted | 216626017 |  | HMSV-A-CB | SHC2Z18AH2AG | Mixed Ducted and Non-Ducted Indoor Units |  |  |  |  | 13 | 20.5 | 10 | TRUE | TRUE |  | 19000 | 16700 | 2.55 | 20000 | 2.3
216626016 | 12/24/24 | Live | Midea Electric Trading | SLIMAIR | Multizone All Ducted | 216626016 |  | HMSV-A-CB | SHC2Z18AH2AG | Ducted Indoor Units |  |  |  |  | 13 | 20 | 10 | TRUE | TRUE |  | 19000 | 17000 | 2.59 | 22000 | 2.5
216626015 | 12/24/24 | Live | Midea Electric Trading | SLIMAIR | Multizone All Non-Ducted | 216626015 |  | HMSR-A-CB-O | SHC2Z18AH2AG | Non-Ducted Indoor Units |  |  |  |  | 13 | 21 | 10 | TRUE | TRUE |  | 19000 | 16400 | 2.5 | 18000 | 2.1
216626020 | 12/24/24 | Live | Midea Electric Trading | SLIMAIR | Multizone Mix of Ducted and Non-Ducted | 216626020 |  | HMSV-A-CB | SHC3Z27AH2AG | Mixed Ducted and Non-Ducted Indoor Units |  |  |  |  | 12 | 20 | 9.75 | TRUE | TRUE |  | 27400 | 23200 | 2.4 | 27000 | 1.99
216626019 | 12/24/24 | Live | Midea Electric Trading | SLIMAIR | Multizone All Ducted | 216626019 |  | HMSV-A-CB | SHC3Z27AH2AG | Ducted Indoor Units |  |  |  |  | 12 | 19 | 9.5 | TRUE | TRUE |  | 28000 | 23000 | 2.4 | 27000 | 2.1
216626023 | 12/24/24 | Live | Midea Electric Trading | SLIMAIR | Multizone Mix of Ducted and Non-Ducted | 216626023 |  | HMSV-A-CB | SHC4Z36AH2AG | Mixed Ducted and Non-Ducted Indoor Units |  |  |  |  | 12.1 | 20.45 | 10.85 | TRUE | TRUE |  | 36000 | 34800 | 2.39 | 38500 | 2.26
216626022 | 12/24/24 | Live | Midea Electric Trading | SLIMAIR | Multizone All Ducted | 216626022 |  | HMSV-A-CB | SHC4Z36AH2AG | Ducted Indoor Units |  |  |  |  | 12 | 19.4 | 10.4 | TRUE | TRUE |  | 36000 | 33000 | 2.4 | 34000 | 2.2
216626021 | 12/24/24 | Live | Midea Electric Trading | SLIMAIR | Multizone All Non-Ducted | 216626021 |  | HMSR-A-CB-O | SHC4Z36AH2AG | Non-Ducted Indoor Units |  |  |  |  | 12.2 | 21.5 | 11.3 | TRUE | TRUE |  | 36000 | 36600 | 2.37 | 43000 | 2.3
216626024 | 12/24/24 | Live | Midea Electric Trading | SLIMAIR | Multizone All Non-Ducted | 216626024 |  | HMSR-A-CB-O | SHC5Z48AH2AG | Non-Ducted Indoor Units |  |  |  |  | 12 | 21.2 | 10.2 | TRUE | TRUE |  | 45000 | 40500 | 2.4 | 42000 | 2
216626026 | 12/24/24 | Live | Midea Electric Trading | SLIMAIR | Multizone Mix of Ducted and Non-Ducted | 216626026 |  | HMSV-A-CB | SHC5Z48AH2AG | Mixed Ducted and Non-Ducted Indoor Units |  |  |  |  | 11.85 | 20.8 | 10.6 | TRUE | TRUE |  | 46000 | 42500 | 2.5 | 44000 | 2.1
216626025 | 12/24/24 | Live | Midea Electric Trading | SLIMAIR | Multizone All Ducted | 216626025 |  | HMSV-A-CB | SHC5Z48AH2AG | Ducted Indoor Units |  |  |  |  | 11.7 | 20.4 | 11 | TRUE | TRUE |  | 47000 | 44500 | 2.6 | 46000 | 2.2
216626027 | 12/24/24 | Live | Midea Electric Trading | SLIMAIR | Multizone All Non-Ducted | 216626027 |  | HMSR-A-CB-O | SHC5Z55AH2AG | Non-Ducted Indoor Units |  |  |  |  | 12 | 21.4 | 10.6 | TRUE | TRUE |  | 51000 | 45000 | 2.6 | 49000 | 2.2
216626028 | 12/24/24 | Live | Midea Electric Trading | SLIMAIR | Multizone All Ducted | 216626028 |  | HMSV-A-CB | SHC5Z55AH2AG | Ducted Indoor Units |  |  |  |  | 11.7 | 20 | 10.7 | TRUE | TRUE |  | 53000 | 45000 | 2.7 | 52000 | 2.3
216626029 | 12/24/24 | Live | Midea Electric Trading | SLIMAIR | Multizone Mix of Ducted and Non-Ducted | 216626029 |  | HMSV-A-CB | SHC5Z55AH2AG | Mixed Ducted and Non-Ducted Indoor Units |  |  |  |  | 11.85 | 20.7 | 10.65 | TRUE | TRUE |  | 52000 | 45000 | 2.65 | 50500 | 2.25
216626030 | 12/24/24 | Live | Midea Electric Trading | SLIMAIR | Singlezone Non-Ducted, Wall Placement | 216626030 |  | HRCU-A-CB-O | SHC09AC1AG | Mini-Splits | SHM09AC1AG |  |  |  | 12.5 | 21.5 | 9 | TRUE | TRUE |  | 9000 | 6600 | 2.33 | 7600 | 1.9
216626032 | 12/24/24 | Live | Midea Electric Trading | SLIMAIR | Singlezone Non-Ducted, Wall Placement | 216626032 |  | HRCU-A-CB-O | SHC09AC2AG | Mini-Splits | SHM09AC2AG |  |  |  | 12.6 | 21.6 | 9.4 | TRUE | TRUE |  | 9000 | 6600 | 2.45 | 7500 | 2
216626031 | 12/24/24 | Live | Midea Electric Trading | SLIMAIR | Singlezone Non-Ducted, Wall Placement | 216626031 |  | HRCU-A-CB-O | SHC12AC1AG | Mini-Splits | SHM12AC1AG |  |  |  | 10 | 21.3 | 8.7 | FALSE | FALSE |  | 12000 | 7800 | 2.31 | 8100 | 1.99
216626033 | 12/24/24 | Live | Midea Electric Trading | SLIMAIR | Singlezone Non-Ducted, Wall Placement | 216626033 |  | HRCU-A-CB-O | SHC12AC2AG | Mini-Splits | SHM12AC2AG |  |  |  | 10.8 | 21.3 | 9.2 | FALSE | FALSE |  | 12000 | 8300 | 2.32 | 9300 | 2.11
216626035 | 12/24/24 | Live | Midea Electric Trading | SLIMAIR | Singlezone Non-Ducted, Wall Placement | 216626035 |  | HRCU-A-CB-O | SHC24AC2AG | Mini-Splits | SHM24AC2AG |  |  |  | 9.6 | 18.5 | 9 | TRUE | TRUE |  | 24000 | 17200 | 2.46 | 20200 | 2.26
216626034 | 12/24/24 | Live | Midea Electric Trading | SLIMAIR | Singlezone Non-Ducted, Wall Placement | 216626034 |  | HRCU-A-CB-O | SHC18AC2AG | Mini-Splits | SHM18AC2AG |  |  |  | 11.5 | 20.2 | 9.1 | FALSE | FALSE |  | 18000 | 11700 | 2.62 | 13300 | 2.41
216626036 | 12/24/24 | Live | Midea Electric Trading | SLIMAIR | Singlezone Non-Ducted, Wall Placement | 216626036 |  | HRCU-A-CB-O | SHC30AB2AB | Mini-Splits | SHM30AB2AB |  |  |  | 12 | 22.3 | 9 | TRUE | FALSE |  | 30000 | 20000 | 2.4 | 21500 | 2.2
216626037 | 12/24/24 | Live | Midea Electric Trading | SLIMAIR | Singlezone Non-Ducted, Wall Placement | 216626037 |  | HRCU-A-CB-O | SHC36AB2AB | Mini-Splits | SHM36AB2AB |  |  |  | 9.3 | 19.5 | 9.1 | FALSE | FALSE |  | 36000 | 25600 | 2.3 | 25600 | 2.27
216683748 | 12/24/24 | Live | Midea Electric Trading | CONFORTO | Singlezone Ducted, Centrally Ducted | 216683748 |  | HRCU-A-CB | MHSD118DACFC |  | MHAH118DACFC |  |  |  | 12.4 | 18 | 9.3 | TRUE | TRUE |  | 18000 | 13500 | 2.6 | 21000 | 2.21
216683749 | 12/24/24 | Live | Midea Electric Trading | CONFORTO | Singlezone Ducted, Centrally Ducted | 216683749 |  | HRCU-A-CB | MHSD124DACFC |  | MHAH124DACFC |  |  |  | 11.7 | 17.4 | 10 | TRUE | TRUE |  | 24000 | 19200 | 2.5 | 26400 | 2.14
216683751 | 12/24/24 | Live | Midea Electric Trading | CONFORTO | Singlezone Ducted, Centrally Ducted | 216683751 |  | HRCU-A-CB | MHSD136DACFC |  | MHAH136DACFC |  |  |  | 10 | 16 | 9.5 | TRUE | TRUE |  | 36000 | 30400 | 2.46 | 47000 | 1.9
216683750 | 12/24/24 | Live | Midea Electric Trading | CONFORTO | Singlezone Ducted, Centrally Ducted | 216683750 |  | HRCU-A-CB | MHSD130DACFC |  | MHAH130DACFC |  |  |  | 10 | 16.2 | 8.9 | TRUE | TRUE |  | 30000 | 21000 | 2.34 | 28600 | 2.1
216683752 | 12/24/24 | Live | Midea Electric Trading | CONFORTO | Singlezone Ducted, Centrally Ducted | 216683752 |  | HRCU-A-CB | MHSD148DACFC |  | MHAH148DACFC |  |  |  | 8.2 | 15.6 | 9.4 | TRUE | TRUE |  | 47000 | 36000 | 2.36 | 48000 | 2.05
216683753 | 12/24/24 | Live | Midea Electric Trading | CONFORTO | Singlezone Ducted, Centrally Ducted | 216683753 |  | HRCU-A-CB | MHSD160DACFC |  | MHAH160DACFC |  |  |  | 8.8 | 15.3 | 9.4 | TRUE | TRUE |  | 55000 | 42000 | 2.6 | 52500 | 2.3
216684040 | 12/24/24 | Live | Midea Electric Trading | DIRECT AIR | Singlezone Ducted, Centrally Ducted | 216684040 |  | HRCU-A-C | DIRM4-48MAGICPRO20-OU |  | DIRM4-6021MAGICP20-CCOIL |  |  |  | 10 | 15.2 | 8.5 | TRUE | TRUE |  | 45000 | 32000 | 2.4 | 36000 | 2.29
216684039 | 12/24/24 | Live | Midea Electric Trading | DIRECT AIR | Singlezone Ducted, Centrally Ducted | 216684039 |  | HRCU-A-C | DIRM4-36CS19-OU |  | DIRM4-4821MAGICP20-CCOIL |  |  |  | 8.5 | 14.3 | 8.3 | FALSE | FALSE |  | 35000 | 24200 | 2.42 | 28000 | 1.91
216684038 | 12/24/24 | Live | Midea Electric Trading | DIRECT AIR | Singlezone Ducted, Centrally Ducted | 216684038 |  | HRCU-A-C | DIRM4-36CS19-OU |  | DIRM4-3621MAGICP20-CCOIL |  |  |  | 8.5 | 14.3 | 8.3 | FALSE | FALSE |  | 35000 | 24200 | 2.42 | 28000 | 1.91
216684081 | 12/24/24 | Live | Midea Electric Trading | CANAIR | Singlezone Ducted, Centrally Ducted | 216684081 |  | HRCU-A-C | 4CDH2048C21 |  | CEB-60MX2121 |  |  |  | 10 | 15.2 | 8.5 | TRUE | TRUE |  | 45000 | 32000 | 2.4 | 36000 | 2.29
216684082 | 12/24/24 | Live | Midea Electric Trading | PANASONIC | Singlezone Ducted, Centrally Ducted | 216684082 |  | HRCU-A-C | CU-HM48BAHU |  | CS-HM60AMU3 |  |  |  | 10 | 15.2 | 8.5 | TRUE | TRUE |  | 45000 | 32000 | 2.4 | 36000 | 2.29
216684084 | 12/24/24 | Live | Midea Electric Trading | PANASONIC | Singlezone Ducted, Centrally Ducted | 216684084 |  | HRCU-A-C | CU-M36BAHU |  | CS-HM36BAAU3 |  |  |  | 8.5 | 14.3 | 8.3 | FALSE | FALSE |  | 35000 | 24200 | 2.42 | 28000 | 1.91
216684083 | 12/24/24 | Live | Midea Electric Trading | PANASONIC | Singlezone Ducted, Centrally Ducted | 216684083 |  | HRCU-A-C | CU-M36BAHU |  | CS-HM36BAAU2 |  |  |  | 8.5 | 14.3 | 8.3 | FALSE | FALSE |  | 35000 | 24200 | 2.42 | 28000 | 1.91
216684085 | 12/24/24 | Live | Midea Electric Trading | MITS AIR | Singlezone Ducted, Centrally Ducted | 216684085 |  | HRCU-A-C | MAMOX630-48HFN10-M3X |  | MAMVBM-60C28T6N10 |  |  |  | 10 | 15.2 | 8.5 | FALSE | FALSE |  | 45000 | 32000 | 2.4 | 36000 | 2.29
216684104 | 12/24/24 | Live | Midea Electric Trading | MAINLINE | Singlezone Ducted, Centrally Ducted | 216684104 |  | HRCU-A-C | ML48HP230LMNTH-O |  | ML60HP230CC21-I |  |  |  | 10 | 15.2 | 8.5 | FALSE | FALSE |  | 45000 | 32000 | 2.4 | 36000 | 2.29
216684106 | 12/24/24 | Live | Midea Electric Trading | MAINLINE | Singlezone Ducted, Centrally Ducted | 216684106 |  | HRCU-A-C | ML36HP230LMNT-O |  | ML36HP230CC21-I |  |  |  | 8.5 | 14.3 | 8.3 | FALSE | FALSE |  | 35000 | 24200 | 2.42 | 28000 | 1.91
216684105 | 12/24/24 | Live | Midea Electric Trading | MAINLINE | Singlezone Ducted, Centrally Ducted | 216684105 |  | HRCU-A-C | ML36HP230LMNT-O |  | ML36HP230CC17-I |  |  |  | 8.5 | 14.3 | 8.3 | FALSE | FALSE |  | 35000 | 24200 | 2.42 | 28000 | 1.91
216684114 | 12/24/24 | Live | Midea Electric Trading | MOOVAIR | Singlezone Ducted, Centrally Ducted | 216684114 |  | HRCU-A-C | MSHMA48R2AN1 |  | GCHMA48RCAS1 |  |  |  | 10 | 15.2 | 8.5 | TRUE | TRUE |  | 45000 | 32000 | 2.4 | 36000 | 2.29
216684115 | 12/24/24 | Live | Midea Electric Trading | MOOVAIR | Singlezone Ducted, Centrally Ducted | 216684115 |  | HRCU-A-C | MSHMA48R2AN1 |  | MCHMA48RCAS1 |  |  |  | 10 | 15.2 | 8.5 | TRUE | TRUE |  | 45000 | 32000 | 2.4 | 36000 | 2.29
216684117 | 12/24/24 | Live | Midea Electric Trading | ELIOS | Singlezone Ducted, Centrally Ducted | 216684117 |  | HRCU-A-C | ESHEA36R2AN1 |  | GUHMA36RCAS1 |  |  |  | 8.5 | 14.3 | 8.3 | FALSE | FALSE |  | 35000 | 24200 | 2.42 | 28000 | 1.91
216684116 | 12/24/24 | Live | Midea Electric Trading | ELIOS | Singlezone Ducted, Centrally Ducted | 216684116 |  | HRCU-A-C | ESHEA36R2AN1 |  | GUHMA36RBAS1 |  |  |  | 8.5 | 14.3 | 8.3 | FALSE | FALSE |  | 35000 | 24200 | 2.42 | 28000 | 1.91
216684126 | 12/24/24 | Live | Midea Electric Trading | INNOVAIR | Singlezone Ducted, Centrally Ducted | 216684126 |  | HRCU-A-C | SHV48H2BA |  | MMC60H2128B |  |  |  | 10 | 15.2 | 8.5 | TRUE | TRUE |  | 45000 | 32000 | 2.4 | 36000 | 2.29
216684125 | 12/24/24 | Live | Midea Electric Trading | INNOVAIR | Singlezone Ducted, Centrally Ducted | 216684125 |  | HRCU-A-C | SOV36H2BA |  | MAC36H2124B |  |  |  | 8.5 | 14.3 | 8.3 | FALSE | FALSE |  | 35000 | 24200 | 2.42 | 28000 | 1.91
216684124 | 12/24/24 | Live | Midea Electric Trading | INNOVAIR | Singlezone Ducted, Centrally Ducted | 216684124 |  | HRCU-A-C | SOV36H2BA |  | MAC36H1724B |  |  |  | 8.5 | 14.3 | 8.3 | FALSE | FALSE |  | 35000 | 24200 | 2.42 | 28000 | 1.91
216684129 | 12/24/24 | Live | Midea Electric Trading | MIDEA | Singlezone Ducted, Centrally Ducted | 216684129 |  | HRCU-A-C | MO1HE-H48B-2A |  | MAAHE-H60B-CA |  |  |  | 10 | 15.2 | 8.5 | TRUE | TRUE |  | 45000 | 32000 | 2.4 | 36000 | 2.29
216684128 | 12/24/24 | Live | Midea Electric Trading | MIDEA | Singlezone Ducted, Centrally Ducted | 216684128 |  | HRCU-A-C | MO1BE-H36B-2A |  | MAAHE-H36B-CA |  |  |  | 8.5 | 14.3 | 8.3 | FALSE | FALSE |  | 35000 | 24200 | 2.42 | 28000 | 1.91
216684127 | 12/24/24 | Live | Midea Electric Trading | MIDEA | Singlezone Ducted, Centrally Ducted | 216684127 |  | HRCU-A-C | MO1BE-H36B-2A |  | MAAHE-H36B-BA |  |  |  | 8.5 | 14.3 | 8.3 | FALSE | FALSE |  | 35000 | 24200 | 2.42 | 28000 | 1.91
216684130 | 12/24/24 | Live | Midea Electric Trading | COMFORT-AIRE | Singlezone Ducted, Centrally Ducted | 216684130 |  | HRCU-A-C | A-VXP48TA-1 |  | MXP48/60C1A |  |  |  | 10 | 15.2 | 8.5 | TRUE | TRUE |  | 45000 | 32000 | 2.4 | 36000 | 2.29
216684131 | 12/24/24 | Live | Midea Electric Trading | KERR | Singlezone Ducted, Centrally Ducted | 216684131 |  | HRCU-A-C | A-KXP48TA-1 |  | KXP48/60C1A |  |  |  | 10 | 15.2 | 8.5 | TRUE | TRUE |  | 45000 | 32000 | 2.4 | 36000 | 2.29
216684133 | 12/24/24 | Live | Midea Electric Trading | STELPRO | Singlezone Ducted, Centrally Ducted | 216684133 |  | HRCU-A-C | CCB1-H48A-O |  | SMCB1-H60A2128-I |  |  |  | 10 | 15.2 | 8.5 | FALSE | FALSE |  | 45000 | 32000 | 2.4 | 36000 | 2.29
216684132 | 12/24/24 | Live | Midea Electric Trading | CAPELLA | Singlezone Ducted, Centrally Ducted | 216684132 |  | HRCU-A-C | CCB1-H48A-O |  | CMCB1-H60A2128-I |  |  |  | 10 | 15.2 | 8.5 | TRUE | TRUE |  | 45000 | 32000 | 2.4 | 36000 | 2.29
216620039 | 12/24/24 | Live | Daikin North America, LLC | DAIKIN | Singlezone Non-Ducted, Wall Placement | 216620039 |  | HRCU-A-CB-O | RXF12BVJU* | Mini-Splits | FTXF12BVJU* |  |  |  | 12.5 | 21 | 10.2 | TRUE | TRUE |  | 12000 | 9800 | 2.68 | 19200 | 2.8
216620038 | 12/24/24 | Live | Daikin North America, LLC | DAIKIN | Singlezone Non-Ducted, Wall Placement | 216620038 |  | HRCU-A-CB-O | RXF09BVJU* | Mini-Splits | FTXF09BVJU* |  |  |  | 12.5 | 21 | 10.2 | TRUE | TRUE |  | 9000 | 8000 | 3.01 | 12200 | 2.1
214025275 | 12/24/24 | Live | Daikin Comfort Technologies North America, INC. | DAIKIN | Singlezone Ducted, Centrally Ducted | 214025275 |  | HRCU-A-CB | RZQ48TBVJU* | Mini-Splits | FTQ48TBVJU*A* |  |  |  | 9.1 | 15.3 | 8.8 | FALSE | FALSE |  | 47000 | 36800 | 2.7 | 47500 | 2.16
214025274 | 12/24/24 | Live | Daikin Comfort Technologies North America, INC. | DAIKIN | Singlezone Ducted, Centrally Ducted | 214025274 |  | HRCU-A-CB | RZQ42TBVJU* | Mini-Splits | FTQ42TBVJU*A* |  |  |  | 10.6 | 16 | 9.2 | FALSE | FALSE |  | 40500 | 33000 | 2.8 | 46000 | 2.16
214025276 | 12/24/24 | Live | Daikin Comfort Technologies North America, INC. | DAIKIN | Singlezone Ducted, Centrally Ducted | 214025276 |  | HRCU-A-CB | RZQ36TBVJU* | Mini-Splits | FTQ36TBVJU*A* |  |  |  | 11.2 | 16.4 | 8.8 | FALSE | FALSE |  | 35000 | 28400 | 2.79 | 44000 | 2.1
214025273 | 12/24/24 | Live | Daikin Comfort Technologies North America, INC. | DAIKIN | Singlezone Ducted, Centrally Ducted | 214025273 |  | HRCU-A-CB | RZQ30TBVJU* | Mini-Splits | FTQ30TBVJU*A* |  |  |  | 11.9 | 15.6 | 9.1 | FALSE | FALSE |  | 29400 | 24000 | 2.85 | 42000 | 2
214725905 | 12/24/24 | Live | Daikin Comfort Technologies North America, INC. | DAIKIN | Singlezone Ducted, Centrally Ducted | 214725905 |  | HRCU-A-CB | RZQ24TBVJU* | Mini-Splits | FTQ24TBVJU*A* |  |  |  | 10 | 16.2 | 8.7 | TRUE | TRUE |  | 23400 | 19400 | 2.55 | 25500 | 2.26
214725904 | 12/24/24 | Live | Daikin Comfort Technologies North America, INC. | DAIKIN | Singlezone Ducted, Centrally Ducted | 214725904 |  | HRCU-A-CB | RZQ18TBVJU* | Mini-Splits | FTQ18TBVJU*A* |  |  |  | 11.7 | 15.6 | 8.1 | TRUE | TRUE |  | 17200 | 13600 | 2.3 | 24000 | 1.95
216607269 | 12/21/24 | Live | TTI FABRICATION INC | TURBOFIN | Singlezone Ducted, Centrally Ducted | 216607269 |  | HRCU-A-CB | HP36R | Ducted Indoor Units | THAH-AIRHANDLER36 |  |  |  | 11 | 17 | 8.8 | FALSE | FALSE |  | 27600 | 24000 | 2.51 | 28639 | 2.99
216607268 | 12/21/24 | Live | TTI FABRICATION INC | SOLAIR | Singlezone Ducted, Centrally Ducted | 216607268 |  | HRCU-A-CB | HP36R | Ducted Indoor Units | THAH-AIRHANDLER36 |  |  |  | 11 | 17 | 8.8 | FALSE | FALSE |  | 27600 | 24000 | 2.51 | 28639 | 2.99
216607267 | 12/21/24 | Live | TTI FABRICATION INC | OPUS | Singlezone Ducted, Centrally Ducted | 216607267 |  | HRCU-A-CB | HP36R | Ducted Indoor Units | THAH-AIRHANDLER36 |  |  |  | 11 | 17 | 8.8 | FALSE | FALSE |  | 27600 | 24000 | 2.51 | 28639 | 2.99
216607266 | 12/21/24 | Live | TTI FABRICATION INC | K2 | Singlezone Ducted, Centrally Ducted | 216607266 |  | HRCU-A-CB | HP36R | Ducted Indoor Units | THAH-AIRHANDLER36 |  |  |  | 11 | 17 | 8.8 | FALSE | FALSE |  | 27600 | 24000 | 2.51 | 28639 | 2.99
216607265 | 12/21/24 | Live | TTI FABRICATION INC | INNOVA | Singlezone Ducted, Centrally Ducted | 216607265 |  | HRCU-A-CB | HP36R | Ducted Indoor Units | THAH-AIRHANDLER36 |  |  |  | 11 | 17 | 8.8 | FALSE | FALSE |  | 27600 | 24000 | 2.51 | 28639 | 2.99
216030979 | 11/27/24 | Live | Midea Electric Trading | MOOVAIR | Singlezone Ducted, Centrally Ducted | 216030979 |  | HRCU-A-CB | MSHMA48R2AN1 |  | MAHHA48R4AS1 |  |  |  | 12 | 17.5 | 9.5 | TRUE | TRUE |  | 48000 | 34000 | 2.56 | 48000 | 2.13
216030980 | 11/27/24 | Live | Midea Electric Trading | MOOVAIR | Singlezone Ducted, Centrally Ducted | 216030980 |  | HRCU-A-CB | MSHMA60R2AN1 |  | MAHHA60R4AS1 |  |  |  | 12 | 17.5 | 9.5 | TRUE | TRUE |  | 54000 | 35000 | 2.5 | 54000 | 2.29
216030975 | 11/27/24 | Live | Midea Electric Trading | MOOVAIR | Singlezone Ducted, Centrally Ducted | 216030975 |  | HRCU-A-CB | MSHMA18R2AN1 |  | MAHHA18R4AS1 |  |  |  | 12.5 | 19 | 10.1 | TRUE | TRUE |  | 18000 | 14700 | 2.66 | 19000 | 2.37
216030977 | 11/27/24 | Live | Midea Electric Trading | MOOVAIR | Singlezone Ducted, Centrally Ducted | 216030977 |  | HRCU-A-CB | MSHMA30R2AN1 |  | MAHHA30R4AS1 |  |  |  | 12 | 17.2 | 10.8 | TRUE | TRUE |  | 30000 | 24000 | 2.69 | 24600 | 1.94
216030961 | 11/27/24 | Live | Midea Electric Trading | MOOVAIR | Singlezone Ducted, Centrally Ducted | 216030961 |  | HRCU-A-CB | MSHEA36R2AN1 |  | MAHMA36R4AS1 |  |  |  | 10 | 16.1 | 8.7 | TRUE | TRUE |  | 36000 | 25600 | 2.6 | 26200 | 2.19
216030978 | 11/27/24 | Live | Midea Electric Trading | MOOVAIR | Singlezone Ducted, Centrally Ducted | 216030978 |  | HRCU-A-CB | MSHMB36R2AN1 |  | MAHHA36R4AS1 |  |  |  | 12 | 18 | 10 | TRUE | TRUE |  | 36000 | 31000 | 2.5 | 41500 | 2.21
216030976 | 11/27/24 | Live | Midea Electric Trading | MOOVAIR | Singlezone Ducted, Centrally Ducted | 216030976 |  | HRCU-A-CB | MSHMA24R2AN1 |  | MAHHA24R4AS1 |  |  |  | 12 | 18.6 | 10 | TRUE | TRUE |  | 24000 | 19000 | 2.64 | 20200 | 2.24
216030962 | 11/27/24 | Live | Midea Electric Trading | MOOVAIR | Singlezone Ducted, Centrally Ducted | 216030962 |  | HRCU-A-CB | MSHEA48R2AN1 |  | MAHMA48R4AS1 |  |  |  | 10 | 16 | 8.5 | TRUE | TRUE |  | 48000 | 32400 | 2.46 | 35400 | 2
216030958 | 11/27/24 | Live | Midea Electric Trading | MOOVAIR | Singlezone Ducted, Centrally Ducted | 216030958 |  | HRCU-A-CB | MSHEA18R2AN1 |  | MAHMA18R4AS1 |  |  |  | 11 | 18.8 | 9.1 | FALSE | FALSE |  | 18000 | 12600 | 2.6 | 12600 | 2.2
216030963 | 11/27/24 | Live | Midea Electric Trading | MOOVAIR | Singlezone Ducted, Centrally Ducted | 216030963 |  | HRCU-A-CB | MSHEA60R2AN1 |  | MAHMA60R4AS1 |  |  |  | 8.6 | 15.2 | 8.4 | TRUE | TRUE |  | 54000 | 33000 | 2.34 | 35800 | 1.96
216030959 | 11/27/24 | Live | Midea Electric Trading | MOOVAIR | Singlezone Ducted, Centrally Ducted | 216030959 |  | HRCU-A-CB | MSHEA24R2AN1 |  | MAHMA24R4AS1 |  |  |  | 11 | 18.1 | 9.7 | TRUE | TRUE |  | 24000 | 20000 | 2.42 | 22200 | 2.24
216505490 | 12/12/24 | Live | Midea Electric Trading | MOOVAIR | Singlezone Ducted, Centrally Ducted | 216505490 |  | HRCU-A-CB | MSHEA24R2AN1 |  | MGHLA24R2AS1 |  |  |  | 10.8 | 17.4 | 10.4 | TRUE | TRUE |  | 24000 | 20800 | 2.8 | 21800 | 2.34
216030960 | 11/27/24 | Live | Midea Electric Trading | MOOVAIR | Singlezone Ducted, Centrally Ducted | 216030960 |  | HRCU-A-CB | MSHEA30R2AN1 |  | MAHMA30R4AS1 |  |  |  | 10.7 | 17 | 8.5 | FALSE | FALSE |  | 30000 | 18500 | 2.4 | 20200 | 2.26
216505492 | 12/12/24 | Live | Midea Electric Trading | MOOVAIR | Singlezone Ducted, Centrally Ducted | 216505492 |  | HRCU-A-CB | MSHEA36R2AN1 |  | MGHLA36R2AS1 |  |  |  | 10.2 | 16.7 | 9.3 | TRUE | TRUE |  | 36000 | 24800 | 2.64 | 31400 | 2.2
216505491 | 12/12/24 | Live | Midea Electric Trading | MOOVAIR | Singlezone Ducted, Centrally Ducted | 216505491 |  | HRCU-A-CB | MSHEA30R2AN1 |  | MGHLA30R2AS1 |  |  |  | 11 | 18.6 | 8.7 | FALSE | FALSE |  | 30000 | 18200 | 2.42 | 23900 | 2.61
216505489 | 12/12/24 | Live | Midea Electric Trading | MOOVAIR | Singlezone Ducted, Centrally Ducted | 216505489 |  | HRCU-A-CB | MSHEA18R2AN1 |  | MGHLA18R2AS1 |  |  |  | 11.5 | 18.5 | 9.4 | FALSE | FALSE |  | 18000 | 12600 | 2.7 | 12600 | 2.34
216617699 | 12/21/24 | Live | Midea Electric Trading | STELPRO | Multizone Mix of Ducted and Non-Ducted | 216617699 |  | HMSV-A-CB | SMZ5B1V-H55A-O | Mixed Ducted and Non-Ducted Indoor Units |  |  |  |  | 11.85 | 21.1 | 10.6 | TRUE | TRUE |  | 52000 | 44500 | 2.65 | 49500 | 2.39
216617698 | 12/21/24 | Live | Midea Electric Trading | STELPRO | Multizone All Ducted | 216617698 |  | HMSV-A-CB | SMZ5B1V-H55A-O | Ducted Indoor Units |  |  |  |  | 11.7 | 20 | 10.7 | TRUE | TRUE |  | 53000 | 45000 | 2.7 | 52000 | 2.3
216617697 | 12/21/24 | Live | Midea Electric Trading | STELPRO | Multizone All Non-Ducted | 216617697 |  | HMSR-A-CB-O | SMZ5B1V-H55A-O | Non-Ducted Indoor Units |  |  |  |  | 12 | 22.2 | 10.5 | TRUE | TRUE |  | 51000 | 44000 | 2.6 | 47000 | 2.5
216617696 | 12/21/24 | Live | Midea Electric Trading | STELPRO | Multizone Mix of Ducted and Non-Ducted | 216617696 |  | HMSV-A-CB | SMZ5B1V-H48A-O | Mixed Ducted and Non-Ducted Indoor Units |  |  |  |  | 11.85 | 21.7 | 11 | TRUE | TRUE |  | 47000 | 44000 | 2.6 | 45500 | 2.1
216617695 | 12/21/24 | Live | Midea Electric Trading | STELPRO | Multizone All Ducted | 216617695 |  | HMSV-A-CB | SMZ5B1V-H48A-O | Ducted Indoor Units |  |  |  |  | 11.7 | 20.4 | 11 | TRUE | TRUE |  | 47000 | 44500 | 2.6 | 46000 | 2.2
216617694 | 12/21/24 | Live | Midea Electric Trading | STELPRO | Multizone All Non-Ducted | 216617694 |  | HMSR-A-CB-O | SMZ5B1V-H48A-O | Non-Ducted Indoor Units |  |  |  |  | 12 | 23 | 11 | TRUE | TRUE |  | 47000 | 44000 | 2.6 | 45000 | 2
216617693 | 12/21/24 | Live | Midea Electric Trading | STELPRO | Multizone Mix of Ducted and Non-Ducted | 216617693 |  | HMSV-A-CB | SMZ4B1V-H36A-O | Mixed Ducted and Non-Ducted Indoor Units |  |  |  |  | 12.5 | 21.2 | 10.55 | TRUE | TRUE |  | 36000 | 31400 | 2.4 | 38000 | 2.41
216617692 | 12/21/24 | Live | Midea Electric Trading | STELPRO | Multizone All Ducted | 216617692 |  | HMSV-A-CB | SMZ4B1V-H36A-O | Ducted Indoor Units |  |  |  |  | 12 | 19.4 | 10.4 | TRUE | TRUE |  | 36000 | 33000 | 2.4 | 34000 | 2.2
216617691 | 12/21/24 | Live | Midea Electric Trading | STELPRO | Multizone All Non-Ducted | 216617691 |  | HMSR-A-CB-O | SMZ4B1V-H36A-O | Non-Ducted Indoor Units |  |  |  |  | 13 | 23 | 10.7 | TRUE | TRUE |  | 36000 | 30000 | 2.4 | 42000 | 2.6
216617690 | 12/21/24 | Live | Midea Electric Trading | STELPRO | Multizone Mix of Ducted and Non-Ducted | 216617690 |  | HMSV-A-CB | SMZ3B1V-H27A-O | Mixed Ducted and Non-Ducted Indoor Units |  |  |  |  | 12.25 | 21 | 10 | TRUE | TRUE |  | 27400 | 24000 | 2.5 | 27500 | 2.15
216617689 | 12/21/24 | Live | Midea Electric Trading | STELPRO | Multizone All Ducted | 216617689 |  | HMSV-A-CB | SMZ3B1V-H27A-O | Ducted Indoor Units |  |  |  |  | 12 | 19 | 9.5 | TRUE | TRUE |  | 28000 | 23000 | 2.4 | 27000 | 2.1
216617688 | 12/21/24 | Live | Midea Electric Trading | STELPRO | Multizone All Non-Ducted | 216617688 |  | HMSR-A-CB-O | SMZ3B1V-H27A-O | Non-Ducted Indoor Units |  |  |  |  | 12.5 | 23 | 10.5 | TRUE | TRUE |  | 27000 | 25000 | 2.6 | 28000 | 2.2
216617687 | 12/21/24 | Live | Midea Electric Trading | STELPRO | Multizone Mix of Ducted and Non-Ducted | 216617687 |  | HMSV-A-CB | SMZ2B1V-H18A-O | Mixed Ducted and Non-Ducted Indoor Units |  |  |  |  | 14 | 22.5 | 10.2 | TRUE | TRUE |  | 19000 | 17300 | 2.65 | 20500 | 2.36
216617686 | 12/21/24 | Live | Midea Electric Trading | STELPRO | Multizone All Ducted | 216617686 |  | HMSV-A-CB | SMZ2B1V-H18A-O | Ducted Indoor Units |  |  |  |  | 13 | 20 | 10 | TRUE | TRUE |  | 19000 | 17000 | 2.59 | 22000 | 2.5
216617685 | 12/21/24 | Live | Midea Electric Trading | STELPRO | Multizone All Non-Ducted | 216617685 |  | HMSR-A-CB-O | SMZ2B1V-H18A-O | Non-Ducted Indoor Units |  |  |  |  | 15 | 25 | 10.4 | TRUE | TRUE |  | 19000 | 17600 | 2.7 | 19000 | 2.2
216617684 | 12/21/24 | Live | Midea Electric Trading | STELPRO | Multizone Mix of Ducted and Non-Ducted | 216617684 |  | HMSV-A-CB | SMZ5B1-H55A-O | Mixed Ducted and Non-Ducted Indoor Units |  |  |  |  | 11.85 | 21.1 | 10.6 | TRUE | TRUE |  | 52000 | 44500 | 2.65 | 49500 | 2.39
216617683 | 12/21/24 | Live | Midea Electric Trading | STELPRO | Multizone All Ducted | 216617683 |  | HMSV-A-CB | SMZ5B1-H55A-O | Ducted Indoor Units |  |  |  |  | 11.7 | 20 | 10.7 | TRUE | TRUE |  | 53000 | 45000 | 2.7 | 52000 | 2.3
216617682 | 12/21/24 | Live | Midea Electric Trading | STELPRO | Multizone All Non-Ducted | 216617682 |  | HMSR-A-CB-O | SMZ5B1-H55A-O | Non-Ducted Indoor Units |  |  |  |  | 12 | 22.2 | 10.5 | TRUE | TRUE |  | 51000 | 44000 | 2.6 | 47000 | 2.5
216617681 | 12/21/24 | Live | Midea Electric Trading | STELPRO | Multizone Mix of Ducted and Non-Ducted | 216617681 |  | HMSV-A-CB | SMZ5B1-H48A-O | Mixed Ducted and Non-Ducted Indoor Units |  |  |  |  | 11.85 | 21.7 | 11 | TRUE | TRUE |  | 47000 | 44000 | 2.6 | 45500 | 2.1
216617680 | 12/21/24 | Live | Midea Electric Trading | STELPRO | Multizone All Ducted | 216617680 |  | HMSV-A-CB | SMZ5B1-H48A-O | Ducted Indoor Units |  |  |  |  | 11.7 | 20.4 | 11 | TRUE | TRUE |  | 47000 | 44500 | 2.6 | 46000 | 2.2
216617679 | 12/21/24 | Live | Midea Electric Trading | STELPRO | Multizone All Non-Ducted | 216617679 |  | HMSR-A-CB-O | SMZ5B1-H48A-O | Non-Ducted Indoor Units |  |  |  |  | 12 | 23 | 11 | TRUE | TRUE |  | 47000 | 44000 | 2.6 | 45000 | 2
216617678 | 12/21/24 | Live | Midea Electric Trading | STELPRO | Multizone Mix of Ducted and Non-Ducted | 216617678 |  | HMSV-A-CB | SMZ4B1-H36A-O | Mixed Ducted and Non-Ducted Indoor Units |  |  |  |  | 12.5 | 21.2 | 10.55 | TRUE | TRUE |  | 36000 | 31400 | 2.4 | 38000 | 2.41
216617677 | 12/21/24 | Live | Midea Electric Trading | STELPRO | Multizone All Ducted | 216617677 |  | HMSV-A-CB | SMZ4B1-H36A-O | Ducted Indoor Units |  |  |  |  | 12 | 19.4 | 10.4 | TRUE | TRUE |  | 36000 | 33000 | 2.4 | 34000 | 2.2
216617676 | 12/21/24 | Live | Midea Electric Trading | STELPRO | Multizone All Non-Ducted | 216617676 |  | HMSR-A-CB-O | SMZ4B1-H36A-O | Non-Ducted Indoor Units |  |  |  |  | 13 | 23 | 10.7 | TRUE | TRUE |  | 36000 | 30000 | 2.4 | 42000 | 2.6
216617675 | 12/21/24 | Live | Midea Electric Trading | STELPRO | Multizone Mix of Ducted and Non-Ducted | 216617675 |  | HMSV-A-CB | SMZ3B1-H27A-O | Mixed Ducted and Non-Ducted Indoor Units |  |  |  |  | 12.25 | 21 | 10 | TRUE | TRUE |  | 27400 | 24000 | 2.5 | 27500 | 2.15
216617674 | 12/21/24 | Live | Midea Electric Trading | STELPRO | Multizone All Ducted | 216617674 |  | HMSV-A-CB | SMZ3B1-H27A-O | Ducted Indoor Units |  |  |  |  | 12 | 19 | 9.5 | TRUE | TRUE |  | 28000 | 23000 | 2.4 | 27000 | 2.1
216617673 | 12/21/24 | Live | Midea Electric Trading | STELPRO | Multizone All Non-Ducted | 216617673 |  | HMSR-A-CB-O | SMZ3B1-H27A-O | Non-Ducted Indoor Units |  |  |  |  | 12.5 | 23 | 10.5 | TRUE | TRUE |  | 27000 | 25000 | 2.6 | 28000 | 2.2
216617672 | 12/21/24 | Live | Midea Electric Trading | STELPRO | Multizone Mix of Ducted and Non-Ducted | 216617672 |  | HMSV-A-CB | SMZ2B1-H18A-O | Mixed Ducted and Non-Ducted Indoor Units |  |  |  |  | 14 | 22.5 | 10.2 | TRUE | TRUE |  | 19000 | 17300 | 2.65 | 20500 | 2.36
216617671 | 12/21/24 | Live | Midea Electric Trading | STELPRO | Multizone All Ducted | 216617671 |  | HMSV-A-CB | SMZ2B1-H18A-O | Ducted Indoor Units |  |  |  |  | 13 | 20 | 10 | TRUE | TRUE |  | 19000 | 17000 | 2.59 | 22000 | 2.5
216617670 | 12/21/24 | Live | Midea Electric Trading | STELPRO | Multizone All Non-Ducted | 216617670 |  | HMSR-A-CB-O | SMZ2B1-H18A-O | Non-Ducted Indoor Units |  |  |  |  | 15 | 25 | 10.4 | TRUE | TRUE |  | 19000 | 17600 | 2.7 | 19000 | 2.2
216607256 | 12/21/24 | Live | Midea Electric Trading | MIDEA | Singlezone Non-Ducted, Wall Placement | 216607256 |  | HRCU-A-CB-O | MO1BS-H36B-2A | Mini-Splits | MSEEU-H36B-2A |  |  |  | 8.6 | 19 | 8.5 | FALSE | FALSE |  | 36000 | 24200 | 2.28 | 25600 | 2.27
216607255 | 12/21/24 | Live | Midea Electric Trading | MIDEA | Singlezone Non-Ducted, Wall Placement | 216607255 |  | HRCU-A-CB-O | MO1BS-H30B-2A | Mini-Splits | MSEEU-H30B-2A |  |  |  | 12 | 20.5 | 9.5 | TRUE | FALSE |  | 30000 | 20400 | 2.52 | 21000 | 2.08
216607264 | 12/21/24 | Live | Midea Electric Trading | MIDEA | Singlezone Ducted, Centrally Ducted | 216607264 |  | HRCU-A-CB | MO1SE-H36B-2A |  | MAWHE-H36B-2A |  |  |  | 11.2 | 16.8 | 9.6 | FALSE | FALSE |  | 36000 | 30200 | 1.86 | 40000 | 2.17
216607263 | 12/21/24 | Live | Midea Electric Trading | MIDEA | Singlezone Ducted, Centrally Ducted | 216607263 |  | HRCU-A-CB | MO1HE-H30B-2A |  | MAWHE-H30B-2A |  |  |  | 11.7 | 17.5 | 10.2 | TRUE | TRUE |  | 30000 | 23200 | 2.6 | 31900 | 2.25
216607262 | 12/21/24 | Live | Midea Electric Trading | MIDEA | Singlezone Ducted, Centrally Ducted | 216607262 |  | HRCU-A-CB | MO1HE-H24B-2A |  | MAWHE-H24B-2A |  |  |  | 10.8 | 17.5 | 10.5 | TRUE | TRUE |  | 24000 | 20800 | 2.8 | 21800 | 2.34
216607261 | 12/21/24 | Live | Midea Electric Trading | MIDEA | Singlezone Ducted, Centrally Ducted | 216607261 |  | HRCU-A-CB | MO1HE-H18B-2A |  | MAWHE-H18B-2A |  |  |  | 12.1 | 19.3 | 10.8 | TRUE | TRUE |  | 18000 | 15300 | 2.72 | 19600 | 2.4
216607260 | 12/21/24 | Live | Midea Electric Trading | MIDEA | Singlezone Ducted, Centrally Ducted | 216607260 |  | HRCU-A-CB | MO1BE-H36B-2A |  | MAWHE-H36B-2A |  |  |  | 10.2 | 16.7 | 9.3 | TRUE | TRUE |  | 36000 | 24800 | 2.64 | 31400 | 2.2
216607259 | 12/21/24 | Live | Midea Electric Trading | MIDEA | Singlezone Ducted, Centrally Ducted | 216607259 |  | HRCU-A-CB | MO1BE-H30B-2A |  | MAWHE-H30B-2A |  |  |  | 11 | 18.6 | 8.7 | FALSE | FALSE |  | 30000 | 18200 | 2.42 | 23900 | 2.61
216607258 | 12/21/24 | Live | Midea Electric Trading | MIDEA | Singlezone Ducted, Centrally Ducted | 216607258 |  | HRCU-A-CB | MO1BE-H24B-2A |  | MAWHE-H24B-2A |  |  |  | 10.8 | 17.4 | 10.4 | TRUE | TRUE |  | 24000 | 20800 | 2.8 | 21800 | 2.34
216607257 | 12/21/24 | Live | Midea Electric Trading | MIDEA | Singlezone Ducted, Centrally Ducted | 216607257 |  | HRCU-A-CB | MO1BE-H18B-2A |  | MAWHE-H18B-2A |  |  |  | 11.5 | 18.5 | 9.4 | FALSE | FALSE |  | 18000 | 12600 | 2.7 | 12600 | 2.34
216571358 | 12/21/24 | Live | Midea Electric Trading | DIRECT AIR | Singlezone Ducted, Centrally Ducted | 216571358 |  | HRCU-A-CB | DIRM4-36CS19-OU |  | DIRM4-36MAGICPRO20-AH |  |  |  | 10 | 16.1 | 8.7 | TRUE | TRUE |  | 36000 | 25600 | 2.6 | 26200 | 2.19
216571357 | 12/21/24 | Live | Midea Electric Trading | DIRECT AIR | Singlezone Ducted, Centrally Ducted | 216571357 |  | HRCU-A-CB | DIRM4-30CS19-OU |  | DIRM4-30MAGICPRO20-AH |  |  |  | 10.7 | 17 | 8.5 | FALSE | FALSE |  | 30000 | 18500 | 2.4 | 20200 | 2.26
216571356 | 12/21/24 | Live | Midea Electric Trading | DIRECT AIR | Singlezone Ducted, Centrally Ducted | 216571356 |  | HRCU-A-CB | DIRM4-24CS19-OU |  | DIRM4-24MAGICPRO20-AH |  |  |  | 11 | 18.1 | 9.7 | FALSE | FALSE |  | 24000 | 20000 | 2.42 | 22200 | 2.24
216571355 | 12/21/24 | Live | Midea Electric Trading | DIRECT AIR | Singlezone Ducted, Centrally Ducted | 216571355 |  | HRCU-A-CB | DIRM4-18CS19-OU |  | DIRM4-18MAGICPRO20-AH |  |  |  | 11 | 18.8 | 9.1 | FALSE | FALSE |  | 18000 | 12600 | 2.6 | 12600 | 2.2
216571360 | 12/21/24 | Live | Midea Electric Trading | DIRECT AIR | Singlezone Ducted, Centrally Ducted | 216571360 |  | HRCU-A-CB | DIRM4-60CS19-OU |  | DIRM4-60MAGICPRO20-AH |  |  |  | 8.6 | 15.2 | 8.4 | TRUE | TRUE |  | 54000 | 33000 | 2.34 | 35800 | 1.96
216571359 | 12/21/24 | Live | Midea Electric Trading | DIRECT AIR | Singlezone Ducted, Centrally Ducted | 216571359 |  | HRCU-A-CB | DIRM4-48CS19-OU |  | DIRM4-48MAGICPRO20-AH |  |  |  | 10 | 16 | 8.5 | TRUE | TRUE |  | 48000 | 32400 | 2.46 | 35400 | 2
216571366 | 12/21/24 | Live | Midea Electric Trading | DIRECT AIR | Singlezone Ducted, Centrally Ducted | 216571366 |  | HRCU-A-CB | DIRM4-60MAGICPRO20-OU |  | DIRM4-60MAGICPRO20-AH |  |  |  | 10 | 16 | 9 | TRUE | TRUE |  | 54000 | 45000 | 2.4 | 50400 | 2.3
216571365 | 12/21/24 | Live | Midea Electric Trading | DIRECT AIR | Singlezone Ducted, Centrally Ducted | 216571365 |  | HRCU-A-CB | DIRM4-48MAGICPRO20-OU |  | DIRM4-48MAGICPRO20-AH |  |  |  | 10.5 | 16.5 | 9.5 | TRUE | TRUE |  | 48000 | 37000 | 2.7 | 38300 | 2.02
216571363 | 12/21/24 | Live | Midea Electric Trading | DIRECT AIR | Singlezone Ducted, Centrally Ducted | 216571363 |  | HRCU-A-CB | DIRM4-30MAGICPRO20-OU |  | DIRM4-30MAGICPRO20-AH |  |  |  | 11.7 | 16.8 | 10 | TRUE | TRUE |  | 30000 | 23800 | 2.76 | 37800 | 2.39
216571367 | 12/21/24 | Live | Midea Electric Trading | DIRECT AIR | Singlezone Non-Ducted, Wall Placement | 216571367 |  | HRCU-A-CB-O | DIRM4-09DA25-1Z | Mini-Splits | DIRM4-09HP-WM |  |  |  | 14.9 | 25.8 | 12.5 | TRUE | TRUE |  | 9000 | 8100 | 2.83 | 9400 | 2.37
216571370 | 12/21/24 | Live | Midea Electric Trading | DIRECT AIR | Singlezone Non-Ducted, Wall Placement | 216571370 |  | HRCU-A-CB-O | DIRM4-24DA25-1Z | Mini-Splits | DIRM4-24HP-WM |  |  |  | 14 | 23 | 11.7 | TRUE | TRUE |  | 24000 | 18800 | 2.65 | 19300 | 2.33
216571369 | 12/21/24 | Live | Midea Electric Trading | DIRECT AIR | Singlezone Non-Ducted, Wall Placement | 216571369 |  | HRCU-A-CB-O | DIRM4-18DA25-1Z | Mini-Splits | DIRM4-18HP-WM |  |  |  | 12.7 | 23.5 | 10.8 | TRUE | TRUE |  | 18000 | 13600 | 2.73 | 14900 | 2.43
216571368 | 12/21/24 | Live | Midea Electric Trading | DIRECT AIR | Singlezone Non-Ducted, Wall Placement | 216571368 |  | HRCU-A-CB-O | DIRM4-12DA25-1Z | Mini-Splits | DIRM4-12HP-WM |  |  |  | 13 | 25.5 | 10.6 | TRUE | TRUE |  | 12000 | 9300 | 2.84 | 9600 | 2.38
216571371 | 12/21/24 | Live | Midea Electric Trading | DIRECT AIR | Singlezone Non-Ducted, Wall Placement | 216571371 |  | HRCU-A-CB-O | DIRM4-06HXPRO28-1Z | Mini-Splits | DIRM4-06HP-WM |  |  |  | 18 | 25.5 | 14.8 | TRUE | TRUE |  | 6000 | 7900 | 2.79 | 8600 | 2.38
216571375 | 12/21/24 | Live | Midea Electric Trading | DIRECT AIR | Singlezone Non-Ducted, Wall Placement | 216571375 |  | HRCU-A-CB-O | DIRM4-24HXPRO28-1Z | Mini-Splits | DIRM4-24HP-WM |  |  |  | 13 | 21 | 13.5 | TRUE | TRUE |  | 24000 | 21000 | 2.88 | 23200 | 2.35
216571377 | 12/21/24 | Live | Midea Electric Trading | DIRECT AIR | Singlezone Non-Ducted, Wall Placement | 216571377 |  | HRCU-A-CB-O | DIRM4-36DA25-1Z | Mini-Splits | DIRM4-36HP-WM |  |  |  | 8.6 | 19 | 8.5 | FALSE | FALSE |  | 36000 | 24200 | 2.28 | 25600 | 2.27
216571376 | 12/21/24 | Live | Midea Electric Trading | DIRECT AIR | Singlezone Non-Ducted, Wall Placement | 216571376 |  | HRCU-A-CB-O | DIRM4-30DA25-1Z | Mini-Splits | DIRM4-30HP-WM |  |  |  | 12 | 20.5 | 9.5 | TRUE | FALSE |  | 30000 | 20400 | 2.52 | 21000 | 2.08
216571378 | 12/21/24 | Live | Midea Electric Trading | DIRECT AIR | Singlezone Non-Ducted, Floor Placement | 216571378 |  | HRCU-A-CB-O | DIRM4-18DA25-1Z | Mini-Splits | DIRM4-18HP-CF |  |  |  | 12.5 | 22.3 | 10.4 | TRUE | TRUE |  | 18000 | 13700 | 2.51 | 15100 | 2.38
216571381 | 12/21/24 | Live | Midea Electric Trading | DIRECT AIR | Singlezone Non-Ducted, Floor Placement | 216571381 |  | HRCU-A-CB-O | DIRM4-48LCDA25-1Z | Mini-Splits | DIRM4-48HP-CF |  |  |  | 9.5 | 19.8 | 10.2 | TRUE | TRUE |  | 48000 | 39500 | 2.4 | 45100 | 2.13
216571380 | 12/21/24 | Live | Midea Electric Trading | DIRECT AIR | Singlezone Non-Ducted, Floor Placement | 216571380 |  | HRCU-A-CB-O | DIRM4-36LCDA25-1Z | Mini-Splits | DIRM4-36HP-CF |  |  |  | 10.1 | 20 | 10 | FALSE | FALSE |  | 36000 | 26400 | 2.68 | 30900 | 2.36
216571379 | 12/21/24 | Live | Midea Electric Trading | DIRECT AIR | Singlezone Non-Ducted, Floor Placement | 216571379 |  | HRCU-A-CB-O | DIRM4-24DA25-1Z | Mini-Splits | DIRM4-24HP-CF |  |  |  | 12.2 | 21.1 | 11.1 | TRUE | TRUE |  | 24000 | 20000 | 2.56 | 20000 | 2.31
216571384 | 12/21/24 | Live | Midea Electric Trading | DIRECT AIR | Singlezone Non-Ducted, Floor Placement | 216571384 |  | HRCU-A-CB-O | DIRM4-24HXPRO28-1Z | Mini-Splits | DIRM4-24HP-CF |  |  |  | 12 | 20.4 | 12.1 | TRUE | TRUE |  | 22000 | 20200 | 2.74 | 23300 | 2.38
216571383 | 12/21/24 | Live | Midea Electric Trading | DIRECT AIR | Singlezone Non-Ducted, Floor Placement | 216571383 |  | HRCU-A-CB-O | DIRM4-18HXPRO28-1Z | Mini-Splits | DIRM4-18HP-CF |  |  |  | 12.5 | 20.4 | 10.3 | TRUE | TRUE |  | 17000 | 14400 | 2.54 | 20200 | 2.24
216571382 | 12/21/24 | Live | Midea Electric Trading | DIRECT AIR | Singlezone Non-Ducted, Floor Placement | 216571382 |  | HRCU-A-CB-O | DIRM4-60LCDA25-1Z | Mini-Splits | DIRM4-60HP-CF |  |  |  | 9.5 | 19.5 | 9.5 | FALSE | FALSE |  | 54000 | 37200 | 2.53 | 45300 | 2.22
216571386 | 12/21/24 | Live | Midea Electric Trading | DIRECT AIR | Singlezone Non-Ducted, Floor Placement | 216571386 |  | HRCU-A-CB-O | DIRM4-48LCHX-1Z | Mini-Splits | DIRM4-48HP-CF |  |  |  | 9.4 | 18.5 | 10.1 | TRUE | TRUE |  | 48000 | 38500 | 2.38 | 44500 | 2.23
216571385 | 12/21/24 | Live | Midea Electric Trading | DIRECT AIR | Singlezone Non-Ducted, Floor Placement | 216571385 |  | HRCU-A-CB-O | DIRM4-36LCHX-1Z | Mini-Splits | DIRM4-36HP-CF |  |  |  | 12 | 20 | 10.8 | TRUE | TRUE |  | 36400 | 30200 | 2.58 | 42400 | 2.16
216571387 | 12/21/24 | Live | Midea Electric Trading | DIRECT AIR | Singlezone Non-Ducted, Wall Placement | 216571387 |  | HRCU-A-CB-O | DIRM4-12DA25-1Z | Mini-Splits | DIRM4-12HP-CO |  |  |  | 12.7 | 24.6 | 11 | TRUE | TRUE |  | 12000 | 9000 | 2.87 | 9600 | 2.49
216598381 | 12/21/24 | Live | Midea Electric Trading | NG TRADE | Singlezone Non-Ducted, Wall Placement | 216598381 |  | HRCU-A-CB-O | OBMH120B | Mini-Splits | IBMH120B |  |  |  | 10 | 21.3 | 8.7 | FALSE | FALSE |  | 12000 | 7800 | 2.31 | 8100 | 1.99
216598380 | 12/21/24 | Live | Midea Electric Trading | NG TRADE | Singlezone Non-Ducted, Wall Placement | 216598380 |  | HRCU-A-CB-O | OBMH090B | Mini-Splits | IBMH090B |  |  |  | 12.5 | 21.5 | 9 | TRUE | TRUE |  | 9000 | 6600 | 2.33 | 7600 | 1.9
216598382 | 12/21/24 | Live | Midea Electric Trading | NG TRADE | Singlezone Non-Ducted, Wall Placement | 216598382 |  | HRCU-A-CB-O | OBMH091B | Mini-Splits | IBMH091B |  |  |  | 12.6 | 21.6 | 9.4 | TRUE | TRUE |  | 9000 | 6600 | 2.45 | 7500 | 2
216598384 | 12/21/24 | Live | Midea Electric Trading | NG TRADE | Singlezone Non-Ducted, Wall Placement | 216598384 |  | HRCU-A-CB-O | OBMH181B | Mini-Splits | IBMH181B |  |  |  | 11.5 | 20.2 | 9.1 | FALSE | FALSE |  | 18000 | 11700 | 2.62 | 13300 | 2.41
216598383 | 12/21/24 | Live | Midea Electric Trading | NG TRADE | Singlezone Non-Ducted, Wall Placement | 216598383 |  | HRCU-A-CB-O | OBMH121B | Mini-Splits | IBMH121B |  |  |  | 10.8 | 21.3 | 9.2 | FALSE | FALSE |  | 12000 | 8300 | 2.32 | 9300 | 2.11
216598385 | 12/21/24 | Live | Midea Electric Trading | NG TRADE | Singlezone Non-Ducted, Wall Placement | 216598385 |  | HRCU-A-CB-O | OBMH241B | Mini-Splits | IBMH241B |  |  |  | 9.6 | 18.5 | 9 | TRUE | TRUE |  | 24000 | 17200 | 2.46 | 20200 | 2.26
216598386 | 12/21/24 | Live | Midea Electric Trading | NG TRADE | Singlezone Non-Ducted, Wall Placement | 216598386 |  | HRCU-A-CB-O | OBMH301B | Mini-Splits | IBMH301B |  |  |  | 12 | 22.3 | 9 | TRUE | FALSE |  | 30000 | 20000 | 2.4 | 21500 | 2.2
216598388 | 12/21/24 | Live | Midea Electric Trading | NG TRADE | Multizone All Non-Ducted | 216598388 |  | HMSR-A-CB-O | MOBMH180D | Non-Ducted Indoor Units |  |  |  |  | 12.5 | 23 | 10 | TRUE | TRUE |  | 18000 | 13500 | 2.6 | 14000 | 2.21
216598387 | 12/21/24 | Live | Midea Electric Trading | NG TRADE | Singlezone Non-Ducted, Wall Placement | 216598387 |  | HRCU-A-CB-O | OBMH361B | Mini-Splits | IBMH361B |  |  |  | 9.3 | 19.5 | 9.1 | FALSE | FALSE |  | 36000 | 25600 | 2.3 | 25600 | 2.27
216598389 | 12/21/24 | Live | Midea Electric Trading | NG TRADE | Multizone All Ducted | 216598389 |  | HMSV-A-CB | MOBMH180D | Ducted Indoor Units |  |  |  |  | 12 | 20 | 10 | TRUE | TRUE |  | 18000 | 14600 | 2.3 | 14600 | 2.3
216598391 | 12/21/24 | Live | Midea Electric Trading | NG TRADE | Multizone All Non-Ducted | 216598391 |  | HMSR-A-CB-O | MOBMH270D | Non-Ducted Indoor Units |  |  |  |  | 12.2 | 23 | 9.5 | TRUE | TRUE |  | 26000 | 18000 | 2.5 | 18000 | 1.9
216598390 | 12/21/24 | Live | Midea Electric Trading | NG TRADE | Multizone Mix of Ducted and Non-Ducted | 216598390 |  | HMSV-A-CB | MOBMH180D | Mixed Ducted and Non-Ducted Indoor Units |  |  |  |  | 12.25 | 21.5 | 10 | TRUE | TRUE |  | 18000 | 14000 | 2.46 | 14300 | 2.25
216598392 | 12/21/24 | Live | Midea Electric Trading | NG TRADE | Multizone All Ducted | 216598392 |  | HMSV-A-CB | MOBMH270D | Ducted Indoor Units |  |  |  |  | 12 | 21 | 9 | TRUE | TRUE |  | 26600 | 18400 | 2.5 | 18600 | 2.3
216598393 | 12/21/24 | Live | Midea Electric Trading | NG TRADE | Multizone Mix of Ducted and Non-Ducted | 216598393 |  | HMSV-A-CB | MOBMH270D | Mixed Ducted and Non-Ducted Indoor Units |  |  |  |  | 12.1 | 22 | 9.25 | TRUE | TRUE |  | 26200 | 18200 | 2.5 | 18300 | 2.09
216598394 | 12/21/24 | Live | Midea Electric Trading | NG TRADE | Multizone All Non-Ducted | 216598394 |  | HMSR-A-CB-O | MOBMH360D | Non-Ducted Indoor Units |  |  |  |  | 12 | 23.1 | 10 | TRUE | TRUE |  | 35000 | 27000 | 2.4 | 30000 | 2.18
216598395 | 12/21/24 | Live | Midea Electric Trading | NG TRADE | Multizone All Ducted | 216598395 |  | HMSV-A-CB | MOBMH360D | Ducted Indoor Units |  |  |  |  | 11.7 | 20 | 9.2 | TRUE | TRUE |  | 35000 | 26400 | 2.3 | 28000 | 2.2
216598396 | 12/21/24 | Live | Midea Electric Trading | NG TRADE | Multizone Mix of Ducted and Non-Ducted | 216598396 |  | HMSV-A-CB | MOBMH360D | Mixed Ducted and Non-Ducted Indoor Units |  |  |  |  | 11.85 | 21.55 | 9.6 | TRUE | TRUE |  | 35000 | 26600 | 2.35 | 29000 | 2.19
216598397 | 12/21/24 | Live | Midea Electric Trading | NG TRADE | Multizone All Non-Ducted | 216598397 |  | HMSR-A-CB-O | MOBMH480D | Non-Ducted Indoor Units |  |  |  |  | 11.7 | 21.3 | 10 | TRUE | TRUE |  | 45000 | 34000 | 2.4 | 34000 | 1.9
216598398 | 12/21/24 | Live | Midea Electric Trading | NG TRADE | Multizone All Ducted | 216598398 |  | HMSV-A-CB | MOBMH480D | Ducted Indoor Units |  |  |  |  | 12 | 20.4 | 10.6 | TRUE | TRUE |  | 45000 | 37000 | 2.5 | 41000 | 2.4
216598399 | 12/21/24 | Live | Midea Electric Trading | NG TRADE | Multizone Mix of Ducted and Non-Ducted | 216598399 |  | HMSV-A-CB | MOBMH480D | Mixed Ducted and Non-Ducted Indoor Units |  |  |  |  | 11.85 | 20.85 | 10.3 | TRUE | TRUE |  | 45000 | 35400 | 2.45 | 37500 | 2.15
216598400 | 12/21/24 | Live | Midea Electric Trading | NG TRADE | Multizone All Non-Ducted | 216598400 |  | HMSR-A-CB-O | MOBMH600D | Non-Ducted Indoor Units |  |  |  |  | 10 | 19.2 | 9.6 | FALSE | FALSE |  | 60000 | 39000 | 2.7 | 40000 | 2.3
216598401 | 12/21/24 | Live | Midea Electric Trading | NG TRADE | Multizone All Ducted | 216598401 |  | HMSV-A-CB | MOBMH600D | Ducted Indoor Units |  |  |  |  | 10 | 18 | 9.2 | FALSE | FALSE |  | 60000 | 39000 | 2.6 | 41000 | 2.3
216598402 | 12/21/24 | Live | Midea Electric Trading | NG TRADE | Multizone Mix of Ducted and Non-Ducted | 216598402 |  | HMSV-A-CB | MOBMH600D | Mixed Ducted and Non-Ducted Indoor Units |  |  |  |  | 10 | 18.6 | 9.4 | FALSE | FALSE |  | 60000 | 39000 | 2.65 | 40500 | 2.3
216605989 | 12/21/24 | Live | Midea Electric Trading | MOOVAIR | Singlezone Non-Ducted, Wall Placement | 216605989 |  | HRCU-A-CB-O | MSHHA12C2AN1 | Mini-Splits | MWHHA12C2AS1 |  |  |  | 14.2 | 29.4 | 14.5 | TRUE | TRUE |  | 12000 | 11000 | 2.41 | 14600 | 2.26
213248961 | 12/20/24 | Live | Mitsubishi Electric Trane | TRANE / MITSUBISHI ELECTRIC | Multizone All Non-Ducted | 213248961 |  | HMSR-A-CB-O | NTXMSM60A182B** | Non-Ducted Indoor Units |  |  |  |  | 13.3 | 20 | 10.5 | TRUE | TRUE |  | 60000 | 41500 | 2.9 | 65000 | 2.3
213248960 | 12/20/24 | Live | Mitsubishi Electric Trane | TRANE / MITSUBISHI ELECTRIC | Multizone All Non-Ducted | 213248960 |  | HMSR-A-CB-O | NTXMSM60A182A** | Non-Ducted Indoor Units |  |  |  |  | 13.3 | 20 | 10.5 | TRUE | TRUE |  | 60000 | 41500 | 2.9 | 65000 | 2.3
213248954 | 12/20/24 | Live | Mitsubishi Electric Trane | TRANE / MITSUBISHI ELECTRIC | Multizone All Non-Ducted | 213248954 |  | HMSR-A-CB-O | NTXMSM48A182B** | Non-Ducted Indoor Units |  |  |  |  | 13.1 | 23 | 10.4 | TRUE | TRUE |  | 48000 | 31400 | 2.7 | 43000 | 2.5
213248944 | 12/20/24 | Live | Mitsubishi Electric Trane | TRANE / MITSUBISHI ELECTRIC | Multizone All Non-Ducted | 213248944 |  | HMSR-A-CB-O | NTXMSM36A142B** | Non-Ducted Indoor Units |  |  |  |  | 15 | 23 | 11 | TRUE | TRUE |  | 36000 | 26400 | 2.79 | 36000 | 2.5
213248958 | 12/20/24 | Live | Mitsubishi Electric Trane | TRANE / MITSUBISHI ELECTRIC | Multizone All Non-Ducted | 213248958 |  | HMSR-A-CB-O | NTXMSH48A182B** | Non-Ducted Indoor Units |  |  |  |  | 13.1 | 23 | 11.5 | TRUE | TRUE |  | 48000 | 39000 | 2.7 | 54000 | 2.4
213248956 | 12/20/24 | Live | Mitsubishi Electric Trane | TRANE / MITSUBISHI ELECTRIC | Multizone All Non-Ducted | 213248956 |  | HMSR-A-CB-O | NTXMSH48A182A** | Non-Ducted Indoor Units |  |  |  |  | 13.1 | 23 | 11.5 | TRUE | TRUE |  | 48000 | 39000 | 2.7 | 54000 | 2.5
213248950 | 12/20/24 | Live | Mitsubishi Electric Trane | TRANE / MITSUBISHI ELECTRIC | Multizone All Non-Ducted | 213248950 |  | HMSR-A-CB-O | NTXMSH42A152B** | Non-Ducted Indoor Units |  |  |  |  | 13.4 | 21.5 | 11.1 | TRUE | TRUE |  | 42000 | 32000 | 2.8 | 48000 | 2.14
213248949 | 12/20/24 | Live | Mitsubishi Electric Trane | TRANE / MITSUBISHI ELECTRIC | Multizone All Non-Ducted | 213248949 |  | HMSR-A-CB-O | NTXMSH42A152A** | Non-Ducted Indoor Units |  |  |  |  | 13.4 | 21.5 | 11.1 | TRUE | TRUE |  | 42000 | 32000 | 2.8 | 48000 | 2.3
213248947 | 12/20/24 | Live | Mitsubishi Electric Trane | TRANE / MITSUBISHI ELECTRIC | Multizone All Non-Ducted | 213248947 |  | HMSR-A-CB-O | NTXMSH36A142B** | Non-Ducted Indoor Units |  |  |  |  | 15 | 23 | 12 | TRUE | TRUE |  | 36000 | 32600 | 2.79 | 42000 | 2.2
213248946 | 12/20/24 | Live | Mitsubishi Electric Trane | TRANE / MITSUBISHI ELECTRIC | Multizone All Non-Ducted | 213248946 |  | HMSR-A-CB-O | NTXMSH36A142A** | Non-Ducted Indoor Units |  |  |  |  | 15 | 23 | 12 | TRUE | TRUE |  | 36000 | 32600 | 2.8 | 42000 | 2.15
213248845 | 12/20/24 | Live | Mitsubishi Electric Trane | MITSUBISHI ELECTRIC | Multizone All Non-Ducted | 213248845 |  | HMSR-A-CB-O | MXZ-SM60NAM2*** | Non-Ducted Indoor Units |  |  |  |  | 13.3 | 20 | 10.5 | TRUE | TRUE |  | 60000 | 41500 | 2.9 | 65000 | 2.3
213248844 | 12/20/24 | Live | Mitsubishi Electric Trane | MITSUBISHI ELECTRIC | Multizone All Non-Ducted | 213248844 |  | HMSR-A-CB-O | MXZ-SM60NAM*** | Non-Ducted Indoor Units |  |  |  |  | 13.3 | 20 | 10.5 | TRUE | TRUE |  | 60000 | 41500 | 2.9 | 65000 | 2.3
213248842 | 12/20/24 | Live | Mitsubishi Electric Trane | MITSUBISHI ELECTRIC | Multizone All Non-Ducted | 213248842 |  | HMSR-A-CB-O | MXZ-SM48NAMHZ2*** | Non-Ducted Indoor Units |  |  |  |  | 13.1 | 23 | 11.5 | TRUE | TRUE |  | 48000 | 39000 | 2.7 | 54000 | 2.4
213248840 | 12/20/24 | Live | Mitsubishi Electric Trane | MITSUBISHI ELECTRIC | Multizone All Non-Ducted | 213248840 |  | HMSR-A-CB-O | MXZ-SM48NAMHZ*** | Non-Ducted Indoor Units |  |  |  |  | 13.1 | 23 | 11.5 | TRUE | TRUE |  | 48000 | 39000 | 2.7 | 54000 | 2.5
213248838 | 12/20/24 | Live | Mitsubishi Electric Trane | MITSUBISHI ELECTRIC | Multizone All Non-Ducted | 213248838 |  | HMSR-A-CB-O | MXZ-SM48NAM2*** | Non-Ducted Indoor Units |  |  |  |  | 13.1 | 23 | 10.4 | TRUE | TRUE |  | 48000 | 31400 | 2.7 | 43000 | 2.5
213248834 | 12/20/24 | Live | Mitsubishi Electric Trane | MITSUBISHI ELECTRIC | Multizone All Non-Ducted | 213248834 |  | HMSR-A-CB-O | MXZ-SM42NAMHZ2*** | Non-Ducted Indoor Units |  |  |  |  | 13.4 | 21.5 | 11.1 | TRUE | TRUE |  | 42000 | 32000 | 2.8 | 48000 | 2.14
213248833 | 12/20/24 | Live | Mitsubishi Electric Trane | MITSUBISHI ELECTRIC | Multizone All Non-Ducted | 213248833 |  | HMSR-A-CB-O | MXZ-SM42NAMHZ*** | Non-Ducted Indoor Units |  |  |  |  | 13.4 | 21.5 | 11.1 | TRUE | TRUE |  | 42000 | 32000 | 2.8 | 48000 | 2.3
213248831 | 12/20/24 | Live | Mitsubishi Electric Trane | MITSUBISHI ELECTRIC | Multizone All Non-Ducted | 213248831 |  | HMSR-A-CB-O | MXZ-SM36NAMHZ2*** | Non-Ducted Indoor Units |  |  |  |  | 15 | 23 | 12 | TRUE | TRUE |  | 36000 | 32600 | 2.79 | 42000 | 2.2
213248830 | 12/20/24 | Live | Mitsubishi Electric Trane | MITSUBISHI ELECTRIC | Multizone All Non-Ducted | 213248830 |  | HMSR-A-CB-O | MXZ-SM36NAMHZ*** | Non-Ducted Indoor Units |  |  |  |  | 15 | 23 | 12 | TRUE | TRUE |  | 36000 | 32600 | 2.8 | 42000 | 2.15
213248828 | 12/20/24 | Live | Mitsubishi Electric Trane | MITSUBISHI ELECTRIC | Multizone All Non-Ducted | 213248828 |  | HMSR-A-CB-O | MXZ-SM36NAM2*** | Non-Ducted Indoor Units |  |  |  |  | 15 | 23 | 11 | TRUE | TRUE |  | 36000 | 26400 | 2.79 | 36000 | 2.5
216010729 | 12/20/24 | Live | Johnson Controls Inc. (York International Norman) | JOHNSON CONTROLS | Singlezone Ducted, Centrally Ducted | 216010729 |  | HRCU-A-CB | HH824E2S11 |  | CTM36B5ADS1+JMC12B2SN1 |  |  |  | 12 | 18 | 9.5 | FALSE | FALSE |  | 23000 | 18300 | 2.85 | 18300 | 2.85
216010733 | 12/20/24 | Live | Johnson Controls Inc. (York International Norman) | CHAMPION HEATING AND COOLING | Singlezone Ducted, Centrally Ducted | 216010733 |  | HRCU-A-CB | HH824E2S11 |  | CTM36B5ADS1+JMC12B2SN1 |  |  |  | 12 | 18 | 9.5 | FALSE | FALSE |  | 23000 | 18300 | 2.85 | 18300 | 2.85
216010737 | 12/20/24 | Live | Johnson Controls Inc. (York International Norman) | FRASER-JOHNSTON | Singlezone Ducted, Centrally Ducted | 216010737 |  | HRCU-A-CB | HH824E2S11 |  | CTM36B5ADS1+JMC12B2SN1 |  |  |  | 12 | 18 | 9.5 | FALSE | FALSE |  | 23000 | 18300 | 2.85 | 18300 | 2.85
216010741 | 12/20/24 | Live | Johnson Controls Inc. (York International Norman) | LUXAIRE | Singlezone Ducted, Centrally Ducted | 216010741 |  | HRCU-A-CB | HH824E2S11 |  | CTM36B5ADS1+JMC12B2SN1 |  |  |  | 12 | 18 | 9.5 | FALSE | FALSE |  | 23000 | 18300 | 2.85 | 18300 | 2.85
216010745 | 12/20/24 | Live | Johnson Controls Inc. (York International Norman) | COLEMAN | Singlezone Ducted, Centrally Ducted | 216010745 |  | HRCU-A-CB | HH824E2S11 |  | CTM36B5ADS1+JMC12B2SN1 |  |  |  | 12 | 18 | 9.5 | FALSE | FALSE |  | 23000 | 18300 | 2.85 | 18300 | 2.85
216010724 | 12/20/24 | Live | Johnson Controls Inc. (York International Norman) | YORK | Singlezone Ducted, Centrally Ducted | 216010724 |  | HRCU-A-CB | HH824E2S11 |  | CTM36B5ADS1+JMC12B2SN1 |  |  |  | 12 | 18 | 9.5 | FALSE | FALSE |  | 23000 | 18300 | 2.85 | 18300 | 2.85
216010743 | 12/20/24 | Live | Johnson Controls Inc. (York International Norman) | CHAMPION HEATING AND COOLING | Singlezone Ducted, Centrally Ducted | 216010743 |  | HRCU-A-CB | HH824E2S11 |  | CTM36B5ADS1+JME08B2SN1 |  |  |  | 12 | 19 | 9.5 | FALSE | FALSE |  | 23000 | 17600 | 2.76 | 17600 | 2.76
216010751 | 12/20/24 | Live | Johnson Controls Inc. (York International Norman) | LUXAIRE | Singlezone Ducted, Centrally Ducted | 216010751 |  | HRCU-A-CB | HH824E2S11 |  | CTM36B5ADS1+JME08B2SN1 |  |  |  | 12 | 19 | 9.5 | FALSE | FALSE |  | 23000 | 17600 | 2.76 | 17600 | 2.76
216010739 | 12/20/24 | Live | Johnson Controls Inc. (York International Norman) | JOHNSON CONTROLS | Singlezone Ducted, Centrally Ducted | 216010739 |  | HRCU-A-CB | HH824E2S11 |  | CTM36B5ADS1+JME08B2SN1 |  |  |  | 12 | 19 | 9.5 | FALSE | FALSE |  | 23000 | 17600 | 2.76 | 17600 | 2.76
216010747 | 12/20/24 | Live | Johnson Controls Inc. (York International Norman) | FRASER-JOHNSTON | Singlezone Ducted, Centrally Ducted | 216010747 |  | HRCU-A-CB | HH824E2S11 |  | CTM36B5ADS1+JME08B2SN1 |  |  |  | 12 | 19 | 9.5 | FALSE | FALSE |  | 23000 | 17600 | 2.76 | 17600 | 2.76
216010730 | 12/20/24 | Live | Johnson Controls Inc. (York International Norman) | COLEMAN | Singlezone Ducted, Centrally Ducted | 216010730 |  | HRCU-A-CB | HH824E2S11 |  | CTM36B5ADS1+JME08B2SN1 |  |  |  | 12 | 19 | 9.5 | FALSE | FALSE |  | 23000 | 17600 | 2.76 | 17600 | 2.76
216010726 | 12/20/24 | Live | Johnson Controls Inc. (York International Norman) | YORK | Singlezone Ducted, Centrally Ducted | 216010726 |  | HRCU-A-CB | HH824E2S11 |  | CTM36B5ADS1+JME08B2SN1 |  |  |  | 12 | 19 | 9.5 | FALSE | FALSE |  | 23000 | 17600 | 2.76 | 17600 | 2.76
216010746 | 12/20/24 | Live | Johnson Controls Inc. (York International Norman) | LUXAIRE | Singlezone Ducted, Centrally Ducted | 216010746 |  | HRCU-A-CB | HH824E2S11 |  | CTM36B5ADS1+JME12B2SN1 |  |  |  | 12 | 19 | 9.5 | FALSE | FALSE |  | 23000 | 18100 | 2.84 | 18100 | 2.84
216010750 | 12/20/24 | Live | Johnson Controls Inc. (York International Norman) | COLEMAN | Singlezone Ducted, Centrally Ducted | 216010750 |  | HRCU-A-CB | HH824E2S11 |  | CTM36B5ADS1+JME12B2SN1 |  |  |  | 12 | 19 | 9.5 | FALSE | FALSE |  | 23000 | 18100 | 2.84 | 18100 | 2.84
216010734 | 12/20/24 | Live | Johnson Controls Inc. (York International Norman) | JOHNSON CONTROLS | Singlezone Ducted, Centrally Ducted | 216010734 |  | HRCU-A-CB | HH824E2S11 |  | CTM36B5ADS1+JME12B2SN1 |  |  |  | 12 | 19 | 9.5 | FALSE | FALSE |  | 23000 | 18100 | 2.84 | 18100 | 2.84
216010742 | 12/20/24 | Live | Johnson Controls Inc. (York International Norman) | FRASER-JOHNSTON | Singlezone Ducted, Centrally Ducted | 216010742 |  | HRCU-A-CB | HH824E2S11 |  | CTM36B5ADS1+JME12B2SN1 |  |  |  | 12 | 19 | 9.5 | FALSE | FALSE |  | 23000 | 18100 | 2.84 | 18100 | 2.84
216010738 | 12/20/24 | Live | Johnson Controls Inc. (York International Norman) | CHAMPION HEATING AND COOLING | Singlezone Ducted, Centrally Ducted | 216010738 |  | HRCU-A-CB | HH824E2S11 |  | CTM36B5ADS1+JME12B2SN1 |  |  |  | 12 | 19 | 9.5 | FALSE | FALSE |  | 23000 | 18100 | 2.84 | 18100 | 2.84
216010725 | 12/20/24 | Live | Johnson Controls Inc. (York International Norman) | YORK | Singlezone Ducted, Centrally Ducted | 216010725 |  | HRCU-A-CB | HH824E2S11 |  | CTM36B5ADS1+JME12B2SN1 |  |  |  | 12 | 19 | 9.5 | FALSE | FALSE |  | 23000 | 18100 | 2.84 | 18100 | 2.84
215912259 | 12/20/24 | Live | Johnson Controls Inc. (York International Norman) | LUXAIRE | Singlezone Ducted, Centrally Ducted | 215912259 |  | HRCU-A-CB | HH860E2S11 |  | JSE48D5CG2SS1 |  |  |  | 12 | 19 | 9 | FALSE | FALSE |  | 45000 | 33600 | 2.56 | 33600 | 2.56
215912248 | 12/20/24 | Live | Johnson Controls Inc. (York International Norman) | CHAMPION HEATING AND COOLING | Singlezone Ducted, Centrally Ducted | 215912248 |  | HRCU-A-CB | HH860E2S11 |  | JSE48D5CG2SS1 |  |  |  | 12 | 19 | 9 | FALSE | FALSE |  | 45000 | 33600 | 2.56 | 33600 | 2.56
215912229 | 12/20/24 | Live | Johnson Controls Inc. (York International Norman) | COLEMAN | Singlezone Ducted, Centrally Ducted | 215912229 |  | HRCU-A-CB | HH860E2S11 |  | JSE48D5CG2SS1 |  |  |  | 12 | 19 | 9 | FALSE | FALSE |  | 45000 | 33600 | 2.56 | 33600 | 2.56
215912254 | 12/20/24 | Live | Johnson Controls Inc. (York International Norman) | FRASER-JOHNSTON | Singlezone Ducted, Centrally Ducted | 215912254 |  | HRCU-A-CB | HH860E2S11 |  | JSE48D5CG2SS1 |  |  |  | 12 | 19 | 9 | FALSE | FALSE |  | 45000 | 33600 | 2.56 | 33600 | 2.56
215912242 | 12/20/24 | Live | Johnson Controls Inc. (York International Norman) | JOHNSON CONTROLS | Singlezone Ducted, Centrally Ducted | 215912242 |  | HRCU-A-CB | HH860E2S11 |  | JSE48D5CG2SS1 |  |  |  | 12 | 19 | 9 | FALSE | FALSE |  | 45000 | 33600 | 2.56 | 33600 | 2.56
215912265 | 12/20/24 | Live | Johnson Controls Inc. (York International Norman) | YORK | Singlezone Ducted, Centrally Ducted | 215912265 |  | HRCU-A-CB | HH860E2S11 |  | JSE48D5CG2SS1 |  |  |  | 12 | 19 | 9 | FALSE | FALSE |  | 45000 | 33600 | 2.56 | 33600 | 2.56
215912258 | 12/20/24 | Live | Johnson Controls Inc. (York International Norman) | COLEMAN | Singlezone Ducted, Centrally Ducted | 215912258 |  | HRCU-A-CB | HH860E2S11 |  | JSC48D5CG2SS1 |  |  |  | 12 | 19 | 9 | FALSE | FALSE |  | 45000 | 33600 | 2.56 | 33600 | 2.56
215912235 | 12/20/24 | Live | Johnson Controls Inc. (York International Norman) | JOHNSON CONTROLS | Singlezone Ducted, Centrally Ducted | 215912235 |  | HRCU-A-CB | HH860E2S11 |  | JSC48D5CG2SS1 |  |  |  | 12 | 19 | 9 | FALSE | FALSE |  | 45000 | 33600 | 2.56 | 33600 | 2.56
215912247 | 12/20/24 | Live | Johnson Controls Inc. (York International Norman) | FRASER-JOHNSTON | Singlezone Ducted, Centrally Ducted | 215912247 |  | HRCU-A-CB | HH860E2S11 |  | JSC48D5CG2SS1 |  |  |  | 12 | 19 | 9 | FALSE | FALSE |  | 45000 | 33600 | 2.56 | 33600 | 2.56
215912253 | 12/20/24 | Live | Johnson Controls Inc. (York International Norman) | LUXAIRE | Singlezone Ducted, Centrally Ducted | 215912253 |  | HRCU-A-CB | HH860E2S11 |  | JSC48D5CG2SS1 |  |  |  | 12 | 19 | 9 | FALSE | FALSE |  | 45000 | 33600 | 2.56 | 33600 | 2.56
215912241 | 12/20/24 | Live | Johnson Controls Inc. (York International Norman) | CHAMPION HEATING AND COOLING | Singlezone Ducted, Centrally Ducted | 215912241 |  | HRCU-A-CB | HH860E2S11 |  | JSC48D5CG2SS1 |  |  |  | 12 | 19 | 9 | FALSE | FALSE |  | 45000 | 33600 | 2.56 | 33600 | 2.56
215912264 | 12/20/24 | Live | Johnson Controls Inc. (York International Norman) | YORK | Singlezone Ducted, Centrally Ducted | 215912264 |  | HRCU-A-CB | HH860E2S11 |  | JSC48D5CG2SS1 |  |  |  | 12 | 19 | 9 | FALSE | FALSE |  | 45000 | 33600 | 2.56 | 33600 | 2.56
214807719 | 12/20/24 | Live | Johnson Controls Inc. (York International Norman) | JOHNSON CONTROLS | Singlezone Ducted, Centrally Ducted | 214807719 |  | HRCU-A-CB | HH824E2S11 |  | CTU36B5XDS1+JME12B2SN1+TXV |  |  |  | 12 | 19 | 9.5 | FALSE | FALSE |  | 23000 | 18200 | 2.88 | 18200 | 2.88
214807718 | 12/20/24 | Live | Johnson Controls Inc. (York International Norman) | CHAMPION HEATING AND COOLING | Singlezone Ducted, Centrally Ducted | 214807718 |  | HRCU-A-CB | HH824E2S11 |  | CTU36B5XDS1+JME12B2SN1+TXV |  |  |  | 12 | 19 | 9.5 | FALSE | FALSE |  | 23000 | 18200 | 2.88 | 18200 | 2.88
214807717 | 12/20/24 | Live | Johnson Controls Inc. (York International Norman) | FRASER-JOHNSTON | Singlezone Ducted, Centrally Ducted | 214807717 |  | HRCU-A-CB | HH824E2S11 |  | CTU36B5XDS1+JME12B2SN1+TXV |  |  |  | 12 | 19 | 9.5 | FALSE | FALSE |  | 23000 | 18200 | 2.88 | 18200 | 2.88
214807716 | 12/20/24 | Live | Johnson Controls Inc. (York International Norman) | LUXAIRE | Singlezone Ducted, Centrally Ducted | 214807716 |  | HRCU-A-CB | HH824E2S11 |  | CTU36B5XDS1+JME12B2SN1+TXV |  |  |  | 12 | 19 | 9.5 | FALSE | FALSE |  | 23000 | 18200 | 2.88 | 18200 | 2.88
214807715 | 12/20/24 | Live | Johnson Controls Inc. (York International Norman) | COLEMAN | Singlezone Ducted, Centrally Ducted | 214807715 |  | HRCU-A-CB | HH824E2S11 |  | CTU36B5XDS1+JME12B2SN1+TXV |  |  |  | 12 | 19 | 9.5 | FALSE | FALSE |  | 23000 | 18200 | 2.88 | 18200 | 2.88
214807363 | 12/20/24 | Live | Johnson Controls Inc. (York International Norman) | YORK | Singlezone Ducted, Centrally Ducted | 214807363 |  | HRCU-A-CB | HH824E2S11 |  | CTU36B5XDS1+JME12B2SN1+TXV |  |  |  | 12 | 19 | 9.5 | FALSE | FALSE |  | 23000 | 18200 | 2.88 | 18200 | 2.88
214397932 | 06/26/24 | Live | Johnson Controls Inc. (York International Norman) | JOHNSON CONTROLS | Singlezone Ducted, Centrally Ducted | 214397932 |  | HRCU-A-CB | HH824E2S11 |  | CTF36B5ADS1+JME12B2SN1 |  |  |  | 12 | 19 | 9.5 | FALSE | FALSE | TRUE | 23000 | 18200 | 2.88 | 18200 | 2.88
214397931 | 06/26/24 | Live | Johnson Controls Inc. (York International Norman) | CHAMPION HEATING AND COOLING | Singlezone Ducted, Centrally Ducted | 214397931 |  | HRCU-A-CB | HH824E2S11 |  | CTF36B5ADS1+JME12B2SN1 |  |  |  | 12 | 19 | 9.5 | FALSE | FALSE | TRUE | 23000 | 18200 | 2.88 | 18200 | 2.88
214397930 | 06/26/24 | Live | Johnson Controls Inc. (York International Norman) | FRASER-JOHNSTON | Singlezone Ducted, Centrally Ducted | 214397930 |  | HRCU-A-CB | HH824E2S11 |  | CTF36B5ADS1+JME12B2SN1 |  |  |  | 12 | 19 | 9.5 | FALSE | FALSE | TRUE | 23000 | 18200 | 2.88 | 18200 | 2.88
214397929 | 06/26/24 | Live | Johnson Controls Inc. (York International Norman) | LUXAIRE | Singlezone Ducted, Centrally Ducted | 214397929 |  | HRCU-A-CB | HH824E2S11 |  | CTF36B5ADS1+JME12B2SN1 |  |  |  | 12 | 19 | 9.5 | FALSE | FALSE | TRUE | 23000 | 18200 | 2.88 | 18200 | 2.88
214397928 | 06/26/24 | Live | Johnson Controls Inc. (York International Norman) | COLEMAN | Singlezone Ducted, Centrally Ducted | 214397928 |  | HRCU-A-CB | HH824E2S11 |  | CTF36B5ADS1+JME12B2SN1 |  |  |  | 12 | 19 | 9.5 | FALSE | FALSE | TRUE | 23000 | 18200 | 2.88 | 18200 | 2.88
214395764 | 06/26/24 | Live | Johnson Controls Inc. (York International Norman) | YORK | Singlezone Ducted, Centrally Ducted | 214395764 |  | HRCU-A-CB | HH824E2S11 |  | CTF36B5ADS1+JME12B2SN1 |  |  |  | 12 | 19 | 9.5 | FALSE | FALSE | TRUE | 23000 | 18200 | 2.88 | 18200 | 2.88
214807704 | 12/20/24 | Live | Johnson Controls Inc. (York International Norman) | JOHNSON CONTROLS | Singlezone Ducted, Centrally Ducted | 214807704 |  | HRCU-A-CB | HH824E2S11 |  | CTU36B5XDS1+JMC12B2SN1+TXV |  |  |  | 12 | 19 | 9.5 | FALSE | FALSE |  | 23000 | 18200 | 2.88 | 18200 | 2.88
214807703 | 12/20/24 | Live | Johnson Controls Inc. (York International Norman) | CHAMPION HEATING AND COOLING | Singlezone Ducted, Centrally Ducted | 214807703 |  | HRCU-A-CB | HH824E2S11 |  | CTU36B5XDS1+JMC12B2SN1+TXV |  |  |  | 12 | 19 | 9.5 | FALSE | FALSE |  | 23000 | 18200 | 2.88 | 18200 | 2.88
214807702 | 12/20/24 | Live | Johnson Controls Inc. (York International Norman) | FRASER-JOHNSTON | Singlezone Ducted, Centrally Ducted | 214807702 |  | HRCU-A-CB | HH824E2S11 |  | CTU36B5XDS1+JMC12B2SN1+TXV |  |  |  | 12 | 19 | 9.5 | FALSE | FALSE |  | 23000 | 18200 | 2.88 | 18200 | 2.88
214807701 | 12/20/24 | Live | Johnson Controls Inc. (York International Norman) | LUXAIRE | Singlezone Ducted, Centrally Ducted | 214807701 |  | HRCU-A-CB | HH824E2S11 |  | CTU36B5XDS1+JMC12B2SN1+TXV |  |  |  | 12 | 19 | 9.5 | FALSE | FALSE |  | 23000 | 18200 | 2.88 | 18200 | 2.88
214807700 | 12/20/24 | Live | Johnson Controls Inc. (York International Norman) | COLEMAN | Singlezone Ducted, Centrally Ducted | 214807700 |  | HRCU-A-CB | HH824E2S11 |  | CTU36B5XDS1+JMC12B2SN1+TXV |  |  |  | 12 | 19 | 9.5 | FALSE | FALSE |  | 23000 | 18200 | 2.88 | 18200 | 2.88
214807360 | 12/20/24 | Live | Johnson Controls Inc. (York International Norman) | YORK | Singlezone Ducted, Centrally Ducted | 214807360 |  | HRCU-A-CB | HH824E2S11 |  | CTU36B5XDS1+JMC12B2SN1+TXV |  |  |  | 12 | 19 | 9.5 | FALSE | FALSE |  | 23000 | 18200 | 2.88 | 18200 | 2.88
214398351 | 06/26/24 | Live | Johnson Controls Inc. (York International Norman) | JOHNSON CONTROLS | Singlezone Ducted, Centrally Ducted | 214398351 |  | HRCU-A-CB | HH824E2S11 |  | CTF36B5ADS1+JMC12B2SN1 |  |  |  | 12 | 19 | 9.5 | FALSE | FALSE | TRUE | 23000 | 18200 | 2.88 | 18200 | 2.88
214398350 | 06/26/24 | Live | Johnson Controls Inc. (York International Norman) | CHAMPION HEATING AND COOLING | Singlezone Ducted, Centrally Ducted | 214398350 |  | HRCU-A-CB | HH824E2S11 |  | CTF36B5ADS1+JMC12B2SN1 |  |  |  | 12 | 19 | 9.5 | FALSE | FALSE | TRUE | 23000 | 18200 | 2.88 | 18200 | 2.88
214398349 | 06/26/24 | Live | Johnson Controls Inc. (York International Norman) | FRASER-JOHNSTON | Singlezone Ducted, Centrally Ducted | 214398349 |  | HRCU-A-CB | HH824E2S11 |  | CTF36B5ADS1+JMC12B2SN1 |  |  |  | 12 | 19 | 9.5 | FALSE | FALSE | TRUE | 23000 | 18200 | 2.88 | 18200 | 2.88
214398348 | 06/26/24 | Live | Johnson Controls Inc. (York International Norman) | LUXAIRE | Singlezone Ducted, Centrally Ducted | 214398348 |  | HRCU-A-CB | HH824E2S11 |  | CTF36B5ADS1+JMC12B2SN1 |  |  |  | 12 | 19 | 9.5 | FALSE | FALSE | TRUE | 23000 | 18200 | 2.88 | 18200 | 2.88
214398347 | 06/26/24 | Live | Johnson Controls Inc. (York International Norman) | COLEMAN | Singlezone Ducted, Centrally Ducted | 214398347 |  | HRCU-A-CB | HH824E2S11 |  | CTF36B5ADS1+JMC12B2SN1 |  |  |  | 12 | 19 | 9.5 | FALSE | FALSE | TRUE | 23000 | 18200 | 2.88 | 18200 | 2.88
214395867 | 06/26/24 | Live | Johnson Controls Inc. (York International Norman) | YORK | Singlezone Ducted, Centrally Ducted | 214395867 |  | HRCU-A-CB | HH824E2S11 |  | CTF36B5ADS1+JMC12B2SN1 |  |  |  | 12 | 19 | 9.5 | FALSE | FALSE | TRUE | 23000 | 18200 | 2.88 | 18200 | 2.88
214807699 | 12/20/24 | Live | Johnson Controls Inc. (York International Norman) | JOHNSON CONTROLS | Singlezone Ducted, Centrally Ducted | 214807699 |  | HRCU-A-CB | HH824E2S11 |  | CTU36B5XDS1+JMVT12BC2N1+TXV |  |  |  | 12 | 19 | 9.5 | FALSE | FALSE |  | 23000 | 18200 | 2.88 | 18200 | 2.88
214807698 | 12/20/24 | Live | Johnson Controls Inc. (York International Norman) | CHAMPION HEATING AND COOLING | Singlezone Ducted, Centrally Ducted | 214807698 |  | HRCU-A-CB | HH824E2S11 |  | CTU36B5XDS1+JMVT12BC2N1+TXV |  |  |  | 12 | 19 | 9.5 | FALSE | FALSE |  | 23000 | 18200 | 2.88 | 18200 | 2.88
214807697 | 12/20/24 | Live | Johnson Controls Inc. (York International Norman) | FRASER-JOHNSTON | Singlezone Ducted, Centrally Ducted | 214807697 |  | HRCU-A-CB | HH824E2S11 |  | CTU36B5XDS1+JMVT12BC2N1+TXV |  |  |  | 12 | 19 | 9.5 | FALSE | FALSE |  | 23000 | 18200 | 2.88 | 18200 | 2.88
214807696 | 12/20/24 | Live | Johnson Controls Inc. (York International Norman) | LUXAIRE | Singlezone Ducted, Centrally Ducted | 214807696 |  | HRCU-A-CB | HH824E2S11 |  | CTU36B5XDS1+JMVT12BC2N1+TXV |  |  |  | 12 | 19 | 9.5 | FALSE | FALSE |  | 23000 | 18200 | 2.88 | 18200 | 2.88
214807695 | 12/20/24 | Live | Johnson Controls Inc. (York International Norman) | COLEMAN | Singlezone Ducted, Centrally Ducted | 214807695 |  | HRCU-A-CB | HH824E2S11 |  | CTU36B5XDS1+JMVT12BC2N1+TXV |  |  |  | 12 | 19 | 9.5 | FALSE | FALSE |  | 23000 | 18200 | 2.88 | 18200 | 2.88
214807359 | 12/20/24 | Live | Johnson Controls Inc. (York International Norman) | YORK | Singlezone Ducted, Centrally Ducted | 214807359 |  | HRCU-A-CB | HH824E2S11 |  | CTU36B5XDS1+JMVT12BC2N1+TXV |  |  |  | 12 | 19 | 9.5 | FALSE | FALSE |  | 23000 | 18200 | 2.88 | 18200 | 2.88
214397927 | 06/26/24 | Live | Johnson Controls Inc. (York International Norman) | JOHNSON CONTROLS | Singlezone Ducted, Centrally Ducted | 214397927 |  | HRCU-A-CB | HH824E2S11 |  | CTF36B5ADS1+JMVT12BC2N1 |  |  |  | 12 | 19 | 9.5 | FALSE | FALSE | TRUE | 23000 | 18200 | 2.88 | 18200 | 2.88
214397926 | 06/26/24 | Live | Johnson Controls Inc. (York International Norman) | CHAMPION HEATING AND COOLING | Singlezone Ducted, Centrally Ducted | 214397926 |  | HRCU-A-CB | HH824E2S11 |  | CTF36B5ADS1+JMVT12BC2N1 |  |  |  | 12 | 19 | 9.5 | FALSE | FALSE | TRUE | 23000 | 18200 | 2.88 | 18200 | 2.88
214397925 | 06/26/24 | Live | Johnson Controls Inc. (York International Norman) | FRASER-JOHNSTON | Singlezone Ducted, Centrally Ducted | 214397925 |  | HRCU-A-CB | HH824E2S11 |  | CTF36B5ADS1+JMVT12BC2N1 |  |  |  | 12 | 19 | 9.5 | FALSE | FALSE | TRUE | 23000 | 18200 | 2.88 | 18200 | 2.88
214397924 | 06/26/24 | Live | Johnson Controls Inc. (York International Norman) | LUXAIRE | Singlezone Ducted, Centrally Ducted | 214397924 |  | HRCU-A-CB | HH824E2S11 |  | CTF36B5ADS1+JMVT12BC2N1 |  |  |  | 12 | 19 | 9.5 | FALSE | FALSE | TRUE | 23000 | 18200 | 2.88 | 18200 | 2.88
214397923 | 06/26/24 | Live | Johnson Controls Inc. (York International Norman) | COLEMAN | Singlezone Ducted, Centrally Ducted | 214397923 |  | HRCU-A-CB | HH824E2S11 |  | CTF36B5ADS1+JMVT12BC2N1 |  |  |  | 12 | 19 | 9.5 | FALSE | FALSE | TRUE | 23000 | 18200 | 2.88 | 18200 | 2.88
214395763 | 06/26/24 | Live | Johnson Controls Inc. (York International Norman) | YORK | Singlezone Ducted, Centrally Ducted | 214395763 |  | HRCU-A-CB | HH824E2S11 |  | CTF36B5ADS1+JMVT12BC2N1 |  |  |  | 12 | 19 | 9.5 | FALSE | FALSE | TRUE | 23000 | 18200 | 2.88 | 18200 | 2.88
214807694 | 12/20/24 | Live | Johnson Controls Inc. (York International Norman) | JOHNSON CONTROLS | Singlezone Ducted, Centrally Ducted | 214807694 |  | HRCU-A-CB | HH824E2S11 |  | CTU36B5XDS1+JMET08BS2N1+TXV |  |  |  | 12 | 19 | 9 | FALSE | FALSE |  | 23000 | 17400 | 2.71 | 17400 | 2.71
214807693 | 12/20/24 | Live | Johnson Controls Inc. (York International Norman) | CHAMPION HEATING AND COOLING | Singlezone Ducted, Centrally Ducted | 214807693 |  | HRCU-A-CB | HH824E2S11 |  | CTU36B5XDS1+JMET08BS2N1+TXV |  |  |  | 12 | 19 | 9 | FALSE | FALSE |  | 23000 | 17400 | 2.71 | 17400 | 2.71
214807692 | 12/20/24 | Live | Johnson Controls Inc. (York International Norman) | FRASER-JOHNSTON | Singlezone Ducted, Centrally Ducted | 214807692 |  | HRCU-A-CB | HH824E2S11 |  | CTU36B5XDS1+JMET08BS2N1+TXV |  |  |  | 12 | 19 | 9 | FALSE | FALSE |  | 23000 | 17400 | 2.71 | 17400 | 2.71
214807691 | 12/20/24 | Live | Johnson Controls Inc. (York International Norman) | LUXAIRE | Singlezone Ducted, Centrally Ducted | 214807691 |  | HRCU-A-CB | HH824E2S11 |  | CTU36B5XDS1+JMET08BS2N1+TXV |  |  |  | 12 | 19 | 9 | FALSE | FALSE |  | 23000 | 17400 | 2.71 | 17400 | 2.71
214807690 | 12/20/24 | Live | Johnson Controls Inc. (York International Norman) | COLEMAN | Singlezone Ducted, Centrally Ducted | 214807690 |  | HRCU-A-CB | HH824E2S11 |  | CTU36B5XDS1+JMET08BS2N1+TXV |  |  |  | 12 | 19 | 9 | FALSE | FALSE |  | 23000 | 17400 | 2.71 | 17400 | 2.71
214807358 | 12/20/24 | Live | Johnson Controls Inc. (York International Norman) | YORK | Singlezone Ducted, Centrally Ducted | 214807358 |  | HRCU-A-CB | HH824E2S11 |  | CTU36B5XDS1+JMET08BS2N1+TXV |  |  |  | 12 | 19 | 9 | FALSE | FALSE |  | 23000 | 17400 | 2.71 | 17400 | 2.71
214397099 | 04/10/24 | Live | Johnson Controls Inc. (York International Norman) | JOHNSON CONTROLS | Singlezone Ducted, Centrally Ducted | 214397099 |  | HRCU-A-CB | HH824E2S11 |  | CTF36B5ADS1+JMET08BS2N1 |  |  |  | 12 | 19 | 9 | FALSE | FALSE | TRUE | 23000 | 17400 | 2.71 | 17400 | 2.71
214397098 | 04/10/24 | Live | Johnson Controls Inc. (York International Norman) | CHAMPION HEATING AND COOLING | Singlezone Ducted, Centrally Ducted | 214397098 |  | HRCU-A-CB | HH824E2S11 |  | CTF36B5ADS1+JMET08BS2N1 |  |  |  | 12 | 19 | 9 | FALSE | FALSE | TRUE | 23000 | 17400 | 2.71 | 17400 | 2.71
214397097 | 04/10/24 | Live | Johnson Controls Inc. (York International Norman) | FRASER-JOHNSTON | Singlezone Ducted, Centrally Ducted | 214397097 |  | HRCU-A-CB | HH824E2S11 |  | CTF36B5ADS1+JMET08BS2N1 |  |  |  | 12 | 19 | 9 | FALSE | FALSE | TRUE | 23000 | 17400 | 2.71 | 17400 | 2.71
214397096 | 04/10/24 | Live | Johnson Controls Inc. (York International Norman) | LUXAIRE | Singlezone Ducted, Centrally Ducted | 214397096 |  | HRCU-A-CB | HH824E2S11 |  | CTF36B5ADS1+JMET08BS2N1 |  |  |  | 12 | 19 | 9 | FALSE | FALSE | TRUE | 23000 | 17400 | 2.71 | 17400 | 2.71
214397095 | 04/10/24 | Live | Johnson Controls Inc. (York International Norman) | COLEMAN | Singlezone Ducted, Centrally Ducted | 214397095 |  | HRCU-A-CB | HH824E2S11 |  | CTF36B5ADS1+JMET08BS2N1 |  |  |  | 12 | 19 | 9 | FALSE | FALSE | TRUE | 23000 | 17400 | 2.71 | 17400 | 2.71
214396165 | 04/10/24 | Live | Johnson Controls Inc. (York International Norman) | YORK | Singlezone Ducted, Centrally Ducted | 214396165 |  | HRCU-A-CB | HH824E2S11 |  | CTF36B5ADS1+JMET08BS2N1 |  |  |  | 12 | 19 | 9 | FALSE | FALSE | TRUE | 23000 | 17400 | 2.71 | 17400 | 2.71
214807714 | 12/20/24 | Live | Johnson Controls Inc. (York International Norman) | JOHNSON CONTROLS | Singlezone Ducted, Centrally Ducted | 214807714 |  | HRCU-A-CB | HH824E2S11 |  | CTU36B5XDS1+JMET12BS2N1+TXV |  |  |  | 12 | 19 | 9.5 | FALSE | FALSE |  | 23000 | 17700 | 2.77 | 17700 | 2.77
214807713 | 12/20/24 | Live | Johnson Controls Inc. (York International Norman) | CHAMPION HEATING AND COOLING | Singlezone Ducted, Centrally Ducted | 214807713 |  | HRCU-A-CB | HH824E2S11 |  | CTU36B5XDS1+JMET12BS2N1+TXV |  |  |  | 12 | 19 | 9.5 | FALSE | FALSE |  | 23000 | 17700 | 2.77 | 17700 | 2.77
214807712 | 12/20/24 | Live | Johnson Controls Inc. (York International Norman) | FRASER-JOHNSTON | Singlezone Ducted, Centrally Ducted | 214807712 |  | HRCU-A-CB | HH824E2S11 |  | CTU36B5XDS1+JMET12BS2N1+TXV |  |  |  | 12 | 19 | 9.5 | FALSE | FALSE |  | 23000 | 17700 | 2.77 | 17700 | 2.77
214807711 | 12/20/24 | Live | Johnson Controls Inc. (York International Norman) | LUXAIRE | Singlezone Ducted, Centrally Ducted | 214807711 |  | HRCU-A-CB | HH824E2S11 |  | CTU36B5XDS1+JMET12BS2N1+TXV |  |  |  | 12 | 19 | 9.5 | FALSE | FALSE |  | 23000 | 17700 | 2.77 | 17700 | 2.77
214807710 | 12/20/24 | Live | Johnson Controls Inc. (York International Norman) | COLEMAN | Singlezone Ducted, Centrally Ducted | 214807710 |  | HRCU-A-CB | HH824E2S11 |  | CTU36B5XDS1+JMET12BS2N1+TXV |  |  |  | 12 | 19 | 9.5 | FALSE | FALSE |  | 23000 | 17700 | 2.77 | 17700 | 2.77
214807362 | 12/20/24 | Live | Johnson Controls Inc. (York International Norman) | YORK | Singlezone Ducted, Centrally Ducted | 214807362 |  | HRCU-A-CB | HH824E2S11 |  | CTU36B5XDS1+JMET12BS2N1+TXV |  |  |  | 12 | 19 | 9.5 | FALSE | FALSE |  | 23000 | 17700 | 2.77 | 17700 | 2.77
214397527 | 04/11/24 | Live | Johnson Controls Inc. (York International Norman) | JOHNSON CONTROLS | Singlezone Ducted, Centrally Ducted | 214397527 |  | HRCU-A-CB | HH824E2S11 |  | CTF36B5ADS1+JMET12BS2N1 |  |  |  | 12 | 19 | 9.5 | FALSE | FALSE | TRUE | 23000 | 17700 | 2.77 | 17700 | 2.77
214397526 | 04/11/24 | Live | Johnson Controls Inc. (York International Norman) | CHAMPION HEATING AND COOLING | Singlezone Ducted, Centrally Ducted | 214397526 |  | HRCU-A-CB | HH824E2S11 |  | CTF36B5ADS1+JMET12BS2N1 |  |  |  | 12 | 19 | 9.5 | FALSE | FALSE | TRUE | 23000 | 17700 | 2.77 | 17700 | 2.77
214397525 | 04/11/24 | Live | Johnson Controls Inc. (York International Norman) | FRASER-JOHNSTON | Singlezone Ducted, Centrally Ducted | 214397525 |  | HRCU-A-CB | HH824E2S11 |  | CTF36B5ADS1+JMET12BS2N1 |  |  |  | 12 | 19 | 9.5 | FALSE | FALSE | TRUE | 23000 | 17700 | 2.77 | 17700 | 2.77
214397524 | 04/11/24 | Live | Johnson Controls Inc. (York International Norman) | LUXAIRE | Singlezone Ducted, Centrally Ducted | 214397524 |  | HRCU-A-CB | HH824E2S11 |  | CTF36B5ADS1+JMET12BS2N1 |  |  |  | 12 | 19 | 9.5 | FALSE | FALSE | TRUE | 23000 | 17700 | 2.77 | 17700 | 2.77
214397523 | 04/11/24 | Live | Johnson Controls Inc. (York International Norman) | COLEMAN | Singlezone Ducted, Centrally Ducted | 214397523 |  | HRCU-A-CB | HH824E2S11 |  | CTF36B5ADS1+JMET12BS2N1 |  |  |  | 12 | 19 | 9.5 | FALSE | FALSE | TRUE | 23000 | 17700 | 2.77 | 17700 | 2.77
214395659 | 04/11/24 | Live | Johnson Controls Inc. (York International Norman) | YORK | Singlezone Ducted, Centrally Ducted | 214395659 |  | HRCU-A-CB | HH824E2S11 |  | CTF36B5ADS1+JMET12BS2N1 |  |  |  | 12 | 19 | 9.5 | FALSE | FALSE | TRUE | 23000 | 17700 | 2.77 | 17700 | 2.77
214807709 | 12/20/24 | Live | Johnson Controls Inc. (York International Norman) | JOHNSON CONTROLS | Singlezone Ducted, Centrally Ducted | 214807709 |  | HRCU-A-CB | HH824E2S11 |  | CTU36B5XDS1+JME08B2SN1+TXV |  |  |  | 12 | 19 | 9.5 | FALSE | FALSE |  | 23000 | 17600 | 2.77 | 17600 | 2.77
214807708 | 12/20/24 | Live | Johnson Controls Inc. (York International Norman) | CHAMPION HEATING AND COOLING | Singlezone Ducted, Centrally Ducted | 214807708 |  | HRCU-A-CB | HH824E2S11 |  | CTU36B5XDS1+JME08B2SN1+TXV |  |  |  | 12 | 19 | 9.5 | FALSE | FALSE |  | 23000 | 17600 | 2.77 | 17600 | 2.77
214807707 | 12/20/24 | Live | Johnson Controls Inc. (York International Norman) | FRASER-JOHNSTON | Singlezone Ducted, Centrally Ducted | 214807707 |  | HRCU-A-CB | HH824E2S11 |  | CTU36B5XDS1+JME08B2SN1+TXV |  |  |  | 12 | 19 | 9.5 | FALSE | FALSE |  | 23000 | 17600 | 2.77 | 17600 | 2.77
214807706 | 12/20/24 | Live | Johnson Controls Inc. (York International Norman) | LUXAIRE | Singlezone Ducted, Centrally Ducted | 214807706 |  | HRCU-A-CB | HH824E2S11 |  | CTU36B5XDS1+JME08B2SN1+TXV |  |  |  | 12 | 19 | 9.5 | FALSE | FALSE |  | 23000 | 17600 | 2.77 | 17600 | 2.77
214807705 | 12/20/24 | Live | Johnson Controls Inc. (York International Norman) | COLEMAN | Singlezone Ducted, Centrally Ducted | 214807705 |  | HRCU-A-CB | HH824E2S11 |  | CTU36B5XDS1+JME08B2SN1+TXV |  |  |  | 12 | 19 | 9.5 | FALSE | FALSE |  | 23000 | 17600 | 2.77 | 17600 | 2.77
214807361 | 12/20/24 | Live | Johnson Controls Inc. (York International Norman) | YORK | Singlezone Ducted, Centrally Ducted | 214807361 |  | HRCU-A-CB | HH824E2S11 |  | CTU36B5XDS1+JME08B2SN1+TXV |  |  |  | 12 | 19 | 9.5 | FALSE | FALSE |  | 23000 | 17600 | 2.77 | 17600 | 2.77
214397104 | 04/10/24 | Live | Johnson Controls Inc. (York International Norman) | JOHNSON CONTROLS | Singlezone Ducted, Centrally Ducted | 214397104 |  | HRCU-A-CB | HH824E2S11 |  | CTF36B5ADS1+JME08B2SN1 |  |  |  | 12 | 19 | 9.5 | FALSE | FALSE | TRUE | 23000 | 17600 | 2.77 | 17600 | 2.77
214397103 | 04/10/24 | Live | Johnson Controls Inc. (York International Norman) | CHAMPION HEATING AND COOLING | Singlezone Ducted, Centrally Ducted | 214397103 |  | HRCU-A-CB | HH824E2S11 |  | CTF36B5ADS1+JME08B2SN1 |  |  |  | 12 | 19 | 9.5 | FALSE | FALSE | TRUE | 23000 | 17600 | 2.77 | 17600 | 2.77
214397102 | 04/10/24 | Live | Johnson Controls Inc. (York International Norman) | FRASER-JOHNSTON | Singlezone Ducted, Centrally Ducted | 214397102 |  | HRCU-A-CB | HH824E2S11 |  | CTF36B5ADS1+JME08B2SN1 |  |  |  | 12 | 19 | 9.5 | FALSE | FALSE | TRUE | 23000 | 17600 | 2.77 | 17600 | 2.77
214397101 | 04/10/24 | Live | Johnson Controls Inc. (York International Norman) | LUXAIRE | Singlezone Ducted, Centrally Ducted | 214397101 |  | HRCU-A-CB | HH824E2S11 |  | CTF36B5ADS1+JME08B2SN1 |  |  |  | 12 | 19 | 9.5 | FALSE | FALSE | TRUE | 23000 | 17600 | 2.77 | 17600 | 2.77
214397100 | 04/10/24 | Live | Johnson Controls Inc. (York International Norman) | COLEMAN | Singlezone Ducted, Centrally Ducted | 214397100 |  | HRCU-A-CB | HH824E2S11 |  | CTF36B5ADS1+JME08B2SN1 |  |  |  | 12 | 19 | 9.5 | FALSE | FALSE | TRUE | 23000 | 17600 | 2.77 | 17600 | 2.77
214396166 | 04/10/24 | Live | Johnson Controls Inc. (York International Norman) | YORK | Singlezone Ducted, Centrally Ducted | 214396166 |  | HRCU-A-CB | HH824E2S11 |  | CTF36B5ADS1+JME08B2SN1 |  |  |  | 12 | 19 | 9.5 | FALSE | FALSE | TRUE | 23000 | 17600 | 2.77 | 17600 | 2.77
214397019 | 12/20/24 | Live | Johnson Controls Inc. (York International Norman) | JOHNSON CONTROLS | Singlezone Ducted, Centrally Ducted | 214397019 |  | HRCU-A-CB | HH860E2S11 |  | JHC48D5CG2SS1 |  |  |  | 12 | 19 | 9 | FALSE | FALSE |  | 45000 | 33600 | 2.56 | 33600 | 2.56
214397018 | 12/20/24 | Live | Johnson Controls Inc. (York International Norman) | CHAMPION HEATING AND COOLING | Singlezone Ducted, Centrally Ducted | 214397018 |  | HRCU-A-CB | HH860E2S11 |  | JHC48D5CG2SS1 |  |  |  | 12 | 19 | 9 | FALSE | FALSE |  | 45000 | 33600 | 2.56 | 33600 | 2.56
214397017 | 12/20/24 | Live | Johnson Controls Inc. (York International Norman) | FRASER-JOHNSTON | Singlezone Ducted, Centrally Ducted | 214397017 |  | HRCU-A-CB | HH860E2S11 |  | JHC48D5CG2SS1 |  |  |  | 12 | 19 | 9 | FALSE | FALSE |  | 45000 | 33600 | 2.56 | 33600 | 2.56
214397016 | 12/20/24 | Live | Johnson Controls Inc. (York International Norman) | LUXAIRE | Singlezone Ducted, Centrally Ducted | 214397016 |  | HRCU-A-CB | HH860E2S11 |  | JHC48D5CG2SS1 |  |  |  | 12 | 19 | 9 | FALSE | FALSE |  | 45000 | 33600 | 2.56 | 33600 | 2.56
214397015 | 12/20/24 | Live | Johnson Controls Inc. (York International Norman) | COLEMAN | Singlezone Ducted, Centrally Ducted | 214397015 |  | HRCU-A-CB | HH860E2S11 |  | JHC48D5CG2SS1 |  |  |  | 12 | 19 | 9 | FALSE | FALSE |  | 45000 | 33600 | 2.56 | 33600 | 2.56
214396147 | 12/20/24 | Live | Johnson Controls Inc. (York International Norman) | YORK | Singlezone Ducted, Centrally Ducted | 214396147 |  | HRCU-A-CB | HH860E2S11 |  | JHC48D5CG2SS1 |  |  |  | 12 | 19 | 9 | FALSE | FALSE |  | 45000 | 33600 | 2.56 | 33600 | 2.56
214808997 | 12/20/24 | Live | Johnson Controls Inc. (York International Norman) | JOHNSON CONTROLS | Singlezone Ducted, Centrally Ducted | 214808997 |  | HRCU-A-CB | HH860E2S11 |  | CTU60C5XGS1+JMET16CS2N1+TXV |  |  |  | 11.7 | 19 | 9 | FALSE | FALSE |  | 45500 | 34400 | 2.58 | 34400 | 2.58
214808996 | 12/20/24 | Live | Johnson Controls Inc. (York International Norman) | CHAMPION HEATING AND COOLING | Singlezone Ducted, Centrally Ducted | 214808996 |  | HRCU-A-CB | HH860E2S11 |  | CTU60C5XGS1+JMET16CS2N1+TXV |  |  |  | 11.7 | 19 | 9 | FALSE | FALSE |  | 45500 | 34400 | 2.58 | 34400 | 2.58
214808995 | 12/20/24 | Live | Johnson Controls Inc. (York International Norman) | FRASER-JOHNSTON | Singlezone Ducted, Centrally Ducted | 214808995 |  | HRCU-A-CB | HH860E2S11 |  | CTU60C5XGS1+JMET16CS2N1+TXV |  |  |  | 11.7 | 19 | 9 | FALSE | FALSE |  | 45500 | 34400 | 2.58 | 34400 | 2.58
214808994 | 12/20/24 | Live | Johnson Controls Inc. (York International Norman) | LUXAIRE | Singlezone Ducted, Centrally Ducted | 214808994 |  | HRCU-A-CB | HH860E2S11 |  | CTU60C5XGS1+JMET16CS2N1+TXV |  |  |  | 11.7 | 19 | 9 | FALSE | FALSE |  | 45500 | 34400 | 2.58 | 34400 | 2.58
214808993 | 12/20/24 | Live | Johnson Controls Inc. (York International Norman) | COLEMAN | Singlezone Ducted, Centrally Ducted | 214808993 |  | HRCU-A-CB | HH860E2S11 |  | CTU60C5XGS1+JMET16CS2N1+TXV |  |  |  | 11.7 | 19 | 9 | FALSE | FALSE |  | 45500 | 34400 | 2.58 | 34400 | 2.58
214807610 | 12/20/24 | Live | Johnson Controls Inc. (York International Norman) | YORK | Singlezone Ducted, Centrally Ducted | 214807610 |  | HRCU-A-CB | HH860E2S11 |  | CTU60C5XGS1+JMET16CS2N1+TXV |  |  |  | 11.7 | 19 | 9 | FALSE | FALSE |  | 45500 | 34400 | 2.58 | 34400 | 2.58
214397024 | 06/27/24 | Live | Johnson Controls Inc. (York International Norman) | JOHNSON CONTROLS | Singlezone Ducted, Centrally Ducted | 214397024 |  | HRCU-A-CB | HH860E2S11 |  | CTF60C5CGS1+JMET16CS2N1 |  |  |  | 11.7 | 19 | 9 | FALSE | FALSE | TRUE | 45500 | 34400 | 2.58 | 34400 | 2.58
214397023 | 06/27/24 | Live | Johnson Controls Inc. (York International Norman) | CHAMPION HEATING AND COOLING | Singlezone Ducted, Centrally Ducted | 214397023 |  | HRCU-A-CB | HH860E2S11 |  | CTF60C5CGS1+JMET16CS2N1 |  |  |  | 11.7 | 19 | 9 | FALSE | FALSE | TRUE | 45500 | 34400 | 2.58 | 34400 | 2.58
214397022 | 06/27/24 | Live | Johnson Controls Inc. (York International Norman) | FRASER-JOHNSTON | Singlezone Ducted, Centrally Ducted | 214397022 |  | HRCU-A-CB | HH860E2S11 |  | CTF60C5CGS1+JMET16CS2N1 |  |  |  | 11.7 | 19 | 9 | FALSE | FALSE | TRUE | 45500 | 34400 | 2.58 | 34400 | 2.58
214397021 | 06/27/24 | Live | Johnson Controls Inc. (York International Norman) | LUXAIRE | Singlezone Ducted, Centrally Ducted | 214397021 |  | HRCU-A-CB | HH860E2S11 |  | CTF60C5CGS1+JMET16CS2N1 |  |  |  | 11.7 | 19 | 9 | FALSE | FALSE | TRUE | 45500 | 34400 | 2.58 | 34400 | 2.58
214397020 | 06/27/24 | Live | Johnson Controls Inc. (York International Norman) | COLEMAN | Singlezone Ducted, Centrally Ducted | 214397020 |  | HRCU-A-CB | HH860E2S11 |  | CTF60C5CGS1+JMET16CS2N1 |  |  |  | 11.7 | 19 | 9 | FALSE | FALSE | TRUE | 45500 | 34400 | 2.58 | 34400 | 2.58
214396148 | 06/27/24 | Live | Johnson Controls Inc. (York International Norman) | YORK | Singlezone Ducted, Centrally Ducted | 214396148 |  | HRCU-A-CB | HH860E2S11 |  | CTF60C5CGS1+JMET16CS2N1 |  |  |  | 11.7 | 19 | 9 | FALSE | FALSE | TRUE | 45500 | 34400 | 2.58 | 34400 | 2.58
214398675 | 04/11/24 | Live | Johnson Controls Inc. (York International Norman) | JOHNSON CONTROLS | Singlezone Ducted, Centrally Ducted | 214398675 |  | HRCU-A-CB | HH860E2S11 |  | CTM60C5CGS1+JME16C2SN1 |  |  |  | 12 | 19 | 9 | FALSE | FALSE | TRUE | 44500 | 32200 | 2.5 | 32200 | 2.5
214398674 | 04/11/24 | Live | Johnson Controls Inc. (York International Norman) | CHAMPION HEATING AND COOLING | Singlezone Ducted, Centrally Ducted | 214398674 |  | HRCU-A-CB | HH860E2S11 |  | CTM60C5CGS1+JME16C2SN1 |  |  |  | 12 | 19 | 9 | FALSE | FALSE | TRUE | 44500 | 32200 | 2.5 | 32200 | 2.5
214398673 | 04/11/24 | Live | Johnson Controls Inc. (York International Norman) | FRASER-JOHNSTON | Singlezone Ducted, Centrally Ducted | 214398673 |  | HRCU-A-CB | HH860E2S11 |  | CTM60C5CGS1+JME16C2SN1 |  |  |  | 12 | 19 | 9 | FALSE | FALSE | TRUE | 44500 | 32200 | 2.5 | 32200 | 2.5
214398672 | 04/11/24 | Live | Johnson Controls Inc. (York International Norman) | LUXAIRE | Singlezone Ducted, Centrally Ducted | 214398672 |  | HRCU-A-CB | HH860E2S11 |  | CTM60C5CGS1+JME16C2SN1 |  |  |  | 12 | 19 | 9 | FALSE | FALSE | TRUE | 44500 | 32200 | 2.5 | 32200 | 2.5
214398671 | 04/11/24 | Live | Johnson Controls Inc. (York International Norman) | COLEMAN | Singlezone Ducted, Centrally Ducted | 214398671 |  | HRCU-A-CB | HH860E2S11 |  | CTM60C5CGS1+JME16C2SN1 |  |  |  | 12 | 19 | 9 | FALSE | FALSE | TRUE | 44500 | 32200 | 2.5 | 32200 | 2.5
214395944 | 04/11/24 | Live | Johnson Controls Inc. (York International Norman) | YORK | Singlezone Ducted, Centrally Ducted | 214395944 |  | HRCU-A-CB | HH860E2S11 |  | CTM60C5CGS1+JME16C2SN1 |  |  |  | 12 | 19 | 9 | FALSE | FALSE | TRUE | 44500 | 32200 | 2.5 | 32200 | 2.5
214809029 | 12/20/24 | Live | Johnson Controls Inc. (York International Norman) | JOHNSON CONTROLS | Singlezone Ducted, Centrally Ducted | 214809029 |  | HRCU-A-CB | HH860E2S11 |  | CTU60C5XGS1+JMC16C2SN1+TXV |  |  |  | 12 | 19 | 9 | FALSE | FALSE |  | 45000 | 33600 | 2.56 | 33600 | 2.56
214809028 | 12/20/24 | Live | Johnson Controls Inc. (York International Norman) | CHAMPION HEATING AND COOLING | Singlezone Ducted, Centrally Ducted | 214809028 |  | HRCU-A-CB | HH860E2S11 |  | CTU60C5XGS1+JMC16C2SN1+TXV |  |  |  | 12 | 19 | 9 | FALSE | FALSE |  | 45000 | 33600 | 2.56 | 33600 | 2.56
214809027 | 12/20/24 | Live | Johnson Controls Inc. (York International Norman) | FRASER-JOHNSTON | Singlezone Ducted, Centrally Ducted | 214809027 |  | HRCU-A-CB | HH860E2S11 |  | CTU60C5XGS1+JMC16C2SN1+TXV |  |  |  | 12 | 19 | 9 | FALSE | FALSE |  | 45000 | 33600 | 2.56 | 33600 | 2.56
214809026 | 12/20/24 | Live | Johnson Controls Inc. (York International Norman) | LUXAIRE | Singlezone Ducted, Centrally Ducted | 214809026 |  | HRCU-A-CB | HH860E2S11 |  | CTU60C5XGS1+JMC16C2SN1+TXV |  |  |  | 12 | 19 | 9 | FALSE | FALSE |  | 45000 | 33600 | 2.56 | 33600 | 2.56
214809025 | 12/20/24 | Live | Johnson Controls Inc. (York International Norman) | COLEMAN | Singlezone Ducted, Centrally Ducted | 214809025 |  | HRCU-A-CB | HH860E2S11 |  | CTU60C5XGS1+JMC16C2SN1+TXV |  |  |  | 12 | 19 | 9 | FALSE | FALSE |  | 45000 | 33600 | 2.56 | 33600 | 2.56
214807647 | 12/20/24 | Live | Johnson Controls Inc. (York International Norman) | YORK | Singlezone Ducted, Centrally Ducted | 214807647 |  | HRCU-A-CB | HH860E2S11 |  | CTU60C5XGS1+JMC16C2SN1+TXV |  |  |  | 12 | 19 | 9 | FALSE | FALSE |  | 45000 | 33600 | 2.56 | 33600 | 2.56
214396583 | 06/26/24 | Live | Johnson Controls Inc. (York International Norman) | JOHNSON CONTROLS | Singlezone Ducted, Centrally Ducted | 214396583 |  | HRCU-A-CB | HH860E2S11 |  | CTF60C5CGS1+JMC16C2SN1 |  |  |  | 12 | 19 | 9 | FALSE | FALSE | TRUE | 45000 | 33600 | 2.56 | 33600 | 2.56
214396582 | 06/26/24 | Live | Johnson Controls Inc. (York International Norman) | CHAMPION HEATING AND COOLING | Singlezone Ducted, Centrally Ducted | 214396582 |  | HRCU-A-CB | HH860E2S11 |  | CTF60C5CGS1+JMC16C2SN1 |  |  |  | 12 | 19 | 9 | FALSE | FALSE | TRUE | 45000 | 33600 | 2.56 | 33600 | 2.56
214396581 | 06/26/24 | Live | Johnson Controls Inc. (York International Norman) | FRASER-JOHNSTON | Singlezone Ducted, Centrally Ducted | 214396581 |  | HRCU-A-CB | HH860E2S11 |  | CTF60C5CGS1+JMC16C2SN1 |  |  |  | 12 | 19 | 9 | FALSE | FALSE | TRUE | 45000 | 33600 | 2.56 | 33600 | 2.56
214396580 | 06/26/24 | Live | Johnson Controls Inc. (York International Norman) | LUXAIRE | Singlezone Ducted, Centrally Ducted | 214396580 |  | HRCU-A-CB | HH860E2S11 |  | CTF60C5CGS1+JMC16C2SN1 |  |  |  | 12 | 19 | 9 | FALSE | FALSE | TRUE | 45000 | 33600 | 2.56 | 33600 | 2.56
214396579 | 06/26/24 | Live | Johnson Controls Inc. (York International Norman) | COLEMAN | Singlezone Ducted, Centrally Ducted | 214396579 |  | HRCU-A-CB | HH860E2S11 |  | CTF60C5CGS1+JMC16C2SN1 |  |  |  | 12 | 19 | 9 | FALSE | FALSE | TRUE | 45000 | 33600 | 2.56 | 33600 | 2.56
214396046 | 06/26/24 | Live | Johnson Controls Inc. (York International Norman) | YORK | Singlezone Ducted, Centrally Ducted | 214396046 |  | HRCU-A-CB | HH860E2S11 |  | CTF60C5CGS1+JMC16C2SN1 |  |  |  | 12 | 19 | 9 | FALSE | FALSE | TRUE | 45000 | 33600 | 2.56 | 33600 | 2.56
214809161 | 12/20/24 | Live | Johnson Controls Inc. (York International Norman) | JOHNSON CONTROLS | Singlezone Ducted, Centrally Ducted | 214809161 |  | HRCU-A-CB | HH860E2S11 |  | CTU60C5XGS1+JME16C2SN1+TXV |  |  |  | 12 | 19 | 9 | FALSE | FALSE |  | 45000 | 32200 | 2.5 | 32200 | 2.5
214809160 | 12/20/24 | Live | Johnson Controls Inc. (York International Norman) | CHAMPION HEATING AND COOLING | Singlezone Ducted, Centrally Ducted | 214809160 |  | HRCU-A-CB | HH860E2S11 |  | CTU60C5XGS1+JME16C2SN1+TXV |  |  |  | 12 | 19 | 9 | FALSE | FALSE |  | 45000 | 32200 | 2.5 | 32200 | 2.5
214809159 | 12/20/24 | Live | Johnson Controls Inc. (York International Norman) | FRASER-JOHNSTON | Singlezone Ducted, Centrally Ducted | 214809159 |  | HRCU-A-CB | HH860E2S11 |  | CTU60C5XGS1+JME16C2SN1+TXV |  |  |  | 12 | 19 | 9 | FALSE | FALSE |  | 45000 | 32200 | 2.5 | 32200 | 2.5
214809158 | 12/20/24 | Live | Johnson Controls Inc. (York International Norman) | LUXAIRE | Singlezone Ducted, Centrally Ducted | 214809158 |  | HRCU-A-CB | HH860E2S11 |  | CTU60C5XGS1+JME16C2SN1+TXV |  |  |  | 12 | 19 | 9 | FALSE | FALSE |  | 45000 | 32200 | 2.5 | 32200 | 2.5
214809157 | 12/20/24 | Live | Johnson Controls Inc. (York International Norman) | COLEMAN | Singlezone Ducted, Centrally Ducted | 214809157 |  | HRCU-A-CB | HH860E2S11 |  | CTU60C5XGS1+JME16C2SN1+TXV |  |  |  | 12 | 19 | 9 | FALSE | FALSE |  | 45000 | 32200 | 2.5 | 32200 | 2.5
214807641 | 12/20/24 | Live | Johnson Controls Inc. (York International Norman) | YORK | Singlezone Ducted, Centrally Ducted | 214807641 |  | HRCU-A-CB | HH860E2S11 |  | CTU60C5XGS1+JME16C2SN1+TXV |  |  |  | 12 | 19 | 9 | FALSE | FALSE |  | 45000 | 32200 | 2.5 | 32200 | 2.5
214398294 | 06/26/24 | Live | Johnson Controls Inc. (York International Norman) | JOHNSON CONTROLS | Singlezone Ducted, Centrally Ducted | 214398294 |  | HRCU-A-CB | HH860E2S11 |  | CTF60C5CGS1+JME16C2SN1 |  |  |  | 12 | 19 | 9 | FALSE | FALSE | TRUE | 45000 | 32200 | 2.5 | 32200 | 2.5
214398293 | 06/26/24 | Live | Johnson Controls Inc. (York International Norman) | CHAMPION HEATING AND COOLING | Singlezone Ducted, Centrally Ducted | 214398293 |  | HRCU-A-CB | HH860E2S11 |  | CTF60C5CGS1+JME16C2SN1 |  |  |  | 12 | 19 | 9 | FALSE | FALSE | TRUE | 45000 | 32200 | 2.5 | 32200 | 2.5
214398292 | 06/26/24 | Live | Johnson Controls Inc. (York International Norman) | FRASER-JOHNSTON | Singlezone Ducted, Centrally Ducted | 214398292 |  | HRCU-A-CB | HH860E2S11 |  | CTF60C5CGS1+JME16C2SN1 |  |  |  | 12 | 19 | 9 | FALSE | FALSE | TRUE | 45000 | 32200 | 2.5 | 32200 | 2.5
214398291 | 06/26/24 | Live | Johnson Controls Inc. (York International Norman) | LUXAIRE | Singlezone Ducted, Centrally Ducted | 214398291 |  | HRCU-A-CB | HH860E2S11 |  | CTF60C5CGS1+JME16C2SN1 |  |  |  | 12 | 19 | 9 | FALSE | FALSE | TRUE | 45000 | 32200 | 2.5 | 32200 | 2.5
214398290 | 06/26/24 | Live | Johnson Controls Inc. (York International Norman) | COLEMAN | Singlezone Ducted, Centrally Ducted | 214398290 |  | HRCU-A-CB | HH860E2S11 |  | CTF60C5CGS1+JME16C2SN1 |  |  |  | 12 | 19 | 9 | FALSE | FALSE | TRUE | 45000 | 32200 | 2.5 | 32200 | 2.5
214395853 | 06/26/24 | Live | Johnson Controls Inc. (York International Norman) | YORK | Singlezone Ducted, Centrally Ducted | 214395853 |  | HRCU-A-CB | HH860E2S11 |  | CTF60C5CGS1+JME16C2SN1 |  |  |  | 12 | 19 | 9 | FALSE | FALSE | TRUE | 45000 | 32200 | 2.5 | 32200 | 2.5
214398326 | 12/20/24 | Live | Johnson Controls Inc. (York International Norman) | JOHNSON CONTROLS | Singlezone Ducted, Centrally Ducted | 214398326 |  | HRCU-A-CB | HH860E2S11 |  | CTM60D5CGS1+JMVT20DC2N1 |  |  |  | 12 | 18 | 9 | FALSE | FALSE |  | 45000 | 33200 | 2.56 | 33200 | 2.56
214398325 | 12/20/24 | Live | Johnson Controls Inc. (York International Norman) | CHAMPION HEATING AND COOLING | Singlezone Ducted, Centrally Ducted | 214398325 |  | HRCU-A-CB | HH860E2S11 |  | CTM60D5CGS1+JMVT20DC2N1 |  |  |  | 12 | 18 | 9 | FALSE | FALSE |  | 45000 | 33200 | 2.56 | 33200 | 2.56
214398324 | 12/20/24 | Live | Johnson Controls Inc. (York International Norman) | FRASER-JOHNSTON | Singlezone Ducted, Centrally Ducted | 214398324 |  | HRCU-A-CB | HH860E2S11 |  | CTM60D5CGS1+JMVT20DC2N1 |  |  |  | 12 | 18 | 9 | FALSE | FALSE |  | 45000 | 33200 | 2.56 | 33200 | 2.56
214398323 | 12/20/24 | Live | Johnson Controls Inc. (York International Norman) | LUXAIRE | Singlezone Ducted, Centrally Ducted | 214398323 |  | HRCU-A-CB | HH860E2S11 |  | CTM60D5CGS1+JMVT20DC2N1 |  |  |  | 12 | 18 | 9 | FALSE | FALSE |  | 45000 | 33200 | 2.56 | 33200 | 2.56
214398322 | 12/20/24 | Live | Johnson Controls Inc. (York International Norman) | COLEMAN | Singlezone Ducted, Centrally Ducted | 214398322 |  | HRCU-A-CB | HH860E2S11 |  | CTM60D5CGS1+JMVT20DC2N1 |  |  |  | 12 | 18 | 9 | FALSE | FALSE |  | 45000 | 33200 | 2.56 | 33200 | 2.56
214395860 | 12/20/24 | Live | Johnson Controls Inc. (York International Norman) | YORK | Singlezone Ducted, Centrally Ducted | 214395860 |  | HRCU-A-CB | HH860E2S11 |  | CTM60D5CGS1+JMVT20DC2N1 |  |  |  | 12 | 18 | 9 | FALSE | FALSE |  | 45000 | 33200 | 2.56 | 33200 | 2.56
214809156 | 12/20/24 | Live | Johnson Controls Inc. (York International Norman) | JOHNSON CONTROLS | Singlezone Ducted, Centrally Ducted | 214809156 |  | HRCU-A-CB | HH860E2S11 |  | CTU60D5XGS1+JMC20D2SN1+TXV |  |  |  | 12 | 19 | 9.5 | FALSE | FALSE |  | 46000 | 34600 | 2.64 | 34600 | 2.64
214809155 | 12/20/24 | Live | Johnson Controls Inc. (York International Norman) | CHAMPION HEATING AND COOLING | Singlezone Ducted, Centrally Ducted | 214809155 |  | HRCU-A-CB | HH860E2S11 |  | CTU60D5XGS1+JMC20D2SN1+TXV |  |  |  | 12 | 19 | 9.5 | FALSE | FALSE |  | 46000 | 34600 | 2.64 | 34600 | 2.64
214809154 | 12/20/24 | Live | Johnson Controls Inc. (York International Norman) | FRASER-JOHNSTON | Singlezone Ducted, Centrally Ducted | 214809154 |  | HRCU-A-CB | HH860E2S11 |  | CTU60D5XGS1+JMC20D2SN1+TXV |  |  |  | 12 | 19 | 9.5 | FALSE | FALSE |  | 46000 | 34600 | 2.64 | 34600 | 2.64
214809153 | 12/20/24 | Live | Johnson Controls Inc. (York International Norman) | LUXAIRE | Singlezone Ducted, Centrally Ducted | 214809153 |  | HRCU-A-CB | HH860E2S11 |  | CTU60D5XGS1+JMC20D2SN1+TXV |  |  |  | 12 | 19 | 9.5 | FALSE | FALSE |  | 46000 | 34600 | 2.64 | 34600 | 2.64
214809152 | 12/20/24 | Live | Johnson Controls Inc. (York International Norman) | COLEMAN | Singlezone Ducted, Centrally Ducted | 214809152 |  | HRCU-A-CB | HH860E2S11 |  | CTU60D5XGS1+JMC20D2SN1+TXV |  |  |  | 12 | 19 | 9.5 | FALSE | FALSE |  | 46000 | 34600 | 2.64 | 34600 | 2.64
214807640 | 12/20/24 | Live | Johnson Controls Inc. (York International Norman) | YORK | Singlezone Ducted, Centrally Ducted | 214807640 |  | HRCU-A-CB | HH860E2S11 |  | CTU60D5XGS1+JMC20D2SN1+TXV |  |  |  | 12 | 19 | 9.5 | FALSE | FALSE |  | 46000 | 34600 | 2.64 | 34600 | 2.64
214397858 | 06/26/24 | Live | Johnson Controls Inc. (York International Norman) | JOHNSON CONTROLS | Singlezone Ducted, Centrally Ducted | 214397858 |  | HRCU-A-CB | HH860E2S11 |  | CTF60D5CGS1+JMC20D2SN1 |  |  |  | 12 | 19 | 9.5 | FALSE | FALSE | TRUE | 46000 | 34600 | 2.64 | 34600 | 2.64
214397857 | 06/26/24 | Live | Johnson Controls Inc. (York International Norman) | CHAMPION HEATING AND COOLING | Singlezone Ducted, Centrally Ducted | 214397857 |  | HRCU-A-CB | HH860E2S11 |  | CTF60D5CGS1+JMC20D2SN1 |  |  |  | 12 | 19 | 9.5 | FALSE | FALSE | TRUE | 46000 | 34600 | 2.64 | 34600 | 2.64
214397856 | 06/26/24 | Live | Johnson Controls Inc. (York International Norman) | FRASER-JOHNSTON | Singlezone Ducted, Centrally Ducted | 214397856 |  | HRCU-A-CB | HH860E2S11 |  | CTF60D5CGS1+JMC20D2SN1 |  |  |  | 12 | 19 | 9.5 | FALSE | FALSE | TRUE | 46000 | 34600 | 2.64 | 34600 | 2.64
214397855 | 06/26/24 | Live | Johnson Controls Inc. (York International Norman) | LUXAIRE | Singlezone Ducted, Centrally Ducted | 214397855 |  | HRCU-A-CB | HH860E2S11 |  | CTF60D5CGS1+JMC20D2SN1 |  |  |  | 12 | 19 | 9.5 | FALSE | FALSE | TRUE | 46000 | 34600 | 2.64 | 34600 | 2.64
214397854 | 06/26/24 | Live | Johnson Controls Inc. (York International Norman) | COLEMAN | Singlezone Ducted, Centrally Ducted | 214397854 |  | HRCU-A-CB | HH860E2S11 |  | CTF60D5CGS1+JMC20D2SN1 |  |  |  | 12 | 19 | 9.5 | FALSE | FALSE | TRUE | 46000 | 34600 | 2.64 | 34600 | 2.64
214395745 | 06/26/24 | Live | Johnson Controls Inc. (York International Norman) | YORK | Singlezone Ducted, Centrally Ducted | 214395745 |  | HRCU-A-CB | HH860E2S11 |  | CTF60D5CGS1+JMC20D2SN1 |  |  |  | 12 | 19 | 9.5 | FALSE | FALSE | TRUE | 46000 | 34600 | 2.64 | 34600 | 2.64
214397406 | 12/20/24 | Live | Johnson Controls Inc. (York International Norman) | JOHNSON CONTROLS | Singlezone Ducted, Centrally Ducted | 214397406 |  | HRCU-A-CB | HH860E2S11 |  | JHE48C5CG2SS1 |  |  |  | 12 | 19 | 9 | FALSE | FALSE |  | 44000 | 32200 | 2.5 | 32200 | 2.5
214397405 | 12/20/24 | Live | Johnson Controls Inc. (York International Norman) | CHAMPION HEATING AND COOLING | Singlezone Ducted, Centrally Ducted | 214397405 |  | HRCU-A-CB | HH860E2S11 |  | JHE48C5CG2SS1 |  |  |  | 12 | 19 | 9 | FALSE | FALSE |  | 44000 | 32200 | 2.5 | 32200 | 2.5
214397404 | 12/20/24 | Live | Johnson Controls Inc. (York International Norman) | FRASER-JOHNSTON | Singlezone Ducted, Centrally Ducted | 214397404 |  | HRCU-A-CB | HH860E2S11 |  | JHE48C5CG2SS1 |  |  |  | 12 | 19 | 9 | FALSE | FALSE |  | 44000 | 32200 | 2.5 | 32200 | 2.5
214397403 | 12/20/24 | Live | Johnson Controls Inc. (York International Norman) | LUXAIRE | Singlezone Ducted, Centrally Ducted | 214397403 |  | HRCU-A-CB | HH860E2S11 |  | JHE48C5CG2SS1 |  |  |  | 12 | 19 | 9 | FALSE | FALSE |  | 44000 | 32200 | 2.5 | 32200 | 2.5
214397402 | 12/20/24 | Live | Johnson Controls Inc. (York International Norman) | COLEMAN | Singlezone Ducted, Centrally Ducted | 214397402 |  | HRCU-A-CB | HH860E2S11 |  | JHE48C5CG2SS1 |  |  |  | 12 | 19 | 9 | FALSE | FALSE |  | 44000 | 32200 | 2.5 | 32200 | 2.5
214395633 | 12/20/24 | Live | Johnson Controls Inc. (York International Norman) | YORK | Singlezone Ducted, Centrally Ducted | 214395633 |  | HRCU-A-CB | HH860E2S11 |  | JHE48C5CG2SS1 |  |  |  | 12 | 19 | 9 | FALSE | FALSE |  | 44000 | 32200 | 2.5 | 32200 | 2.5
214398636 | 04/11/24 | Live | Johnson Controls Inc. (York International Norman) | JOHNSON CONTROLS | Singlezone Ducted, Centrally Ducted | 214398636 |  | HRCU-A-CB | HH860E2S11 |  | JHE48D5CG2SS1 |  |  |  | 12 | 19 | 9 | FALSE | FALSE | TRUE | 45000 | 33200 | 2.56 | 33200 | 2.56
214398635 | 04/11/24 | Live | Johnson Controls Inc. (York International Norman) | CHAMPION HEATING AND COOLING | Singlezone Ducted, Centrally Ducted | 214398635 |  | HRCU-A-CB | HH860E2S11 |  | JHE48D5CG2SS1 |  |  |  | 12 | 19 | 9 | FALSE | FALSE | TRUE | 45000 | 33200 | 2.56 | 33200 | 2.56
214398634 | 04/11/24 | Live | Johnson Controls Inc. (York International Norman) | FRASER-JOHNSTON | Singlezone Ducted, Centrally Ducted | 214398634 |  | HRCU-A-CB | HH860E2S11 |  | JHE48D5CG2SS1 |  |  |  | 12 | 19 | 9 | FALSE | FALSE | TRUE | 45000 | 33200 | 2.56 | 33200 | 2.56
214398633 | 04/11/24 | Live | Johnson Controls Inc. (York International Norman) | LUXAIRE | Singlezone Ducted, Centrally Ducted | 214398633 |  | HRCU-A-CB | HH860E2S11 |  | JHE48D5CG2SS1 |  |  |  | 12 | 19 | 9 | FALSE | FALSE | TRUE | 45000 | 33200 | 2.56 | 33200 | 2.56
214398632 | 04/11/24 | Live | Johnson Controls Inc. (York International Norman) | COLEMAN | Singlezone Ducted, Centrally Ducted | 214398632 |  | HRCU-A-CB | HH860E2S11 |  | JHE48D5CG2SS1 |  |  |  | 12 | 19 | 9 | FALSE | FALSE | TRUE | 45000 | 33200 | 2.56 | 33200 | 2.56
214395934 | 04/11/24 | Live | Johnson Controls Inc. (York International Norman) | YORK | Singlezone Ducted, Centrally Ducted | 214395934 |  | HRCU-A-CB | HH860E2S11 |  | JHE48D5CG2SS1 |  |  |  | 12 | 19 | 9 | FALSE | FALSE | TRUE | 45000 | 33200 | 2.56 | 33200 | 2.56
214396613 | 12/20/24 | Live | Johnson Controls Inc. (York International Norman) | JOHNSON CONTROLS | Singlezone Ducted, Centrally Ducted | 214396613 |  | HRCU-A-CB | HH860E2S11 |  | CTM60D5CGS1+JMC20D2SN1 |  |  |  | 12 | 18 | 9.5 | FALSE | FALSE |  | 45000 | 34000 | 2.58 | 34000 | 2.58
214396612 | 12/20/24 | Live | Johnson Controls Inc. (York International Norman) | CHAMPION HEATING AND COOLING | Singlezone Ducted, Centrally Ducted | 214396612 |  | HRCU-A-CB | HH860E2S11 |  | CTM60D5CGS1+JMC20D2SN1 |  |  |  | 12 | 18 | 9.5 | FALSE | FALSE |  | 45000 | 34000 | 2.58 | 34000 | 2.58
214396611 | 12/20/24 | Live | Johnson Controls Inc. (York International Norman) | FRASER-JOHNSTON | Singlezone Ducted, Centrally Ducted | 214396611 |  | HRCU-A-CB | HH860E2S11 |  | CTM60D5CGS1+JMC20D2SN1 |  |  |  | 12 | 18 | 9.5 | FALSE | FALSE |  | 45000 | 34000 | 2.58 | 34000 | 2.58
214396610 | 12/20/24 | Live | Johnson Controls Inc. (York International Norman) | LUXAIRE | Singlezone Ducted, Centrally Ducted | 214396610 |  | HRCU-A-CB | HH860E2S11 |  | CTM60D5CGS1+JMC20D2SN1 |  |  |  | 12 | 18 | 9.5 | FALSE | FALSE |  | 45000 | 34000 | 2.58 | 34000 | 2.58
214396609 | 12/20/24 | Live | Johnson Controls Inc. (York International Norman) | COLEMAN | Singlezone Ducted, Centrally Ducted | 214396609 |  | HRCU-A-CB | HH860E2S11 |  | CTM60D5CGS1+JMC20D2SN1 |  |  |  | 12 | 18 | 9.5 | FALSE | FALSE |  | 45000 | 34000 | 2.58 | 34000 | 2.58
214396053 | 12/20/24 | Live | Johnson Controls Inc. (York International Norman) | YORK | Singlezone Ducted, Centrally Ducted | 214396053 |  | HRCU-A-CB | HH860E2S11 |  | CTM60D5CGS1+JMC20D2SN1 |  |  |  | 12 | 18 | 9.5 | FALSE | FALSE |  | 45000 | 34000 | 2.58 | 34000 | 2.58
214397912 | 12/20/24 | Live | Johnson Controls Inc. (York International Norman) | JOHNSON CONTROLS | Singlezone Ducted, Centrally Ducted | 214397912 |  | HRCU-A-CB | HH860E2S11 |  | CTM60C5CGS1+JMVT17CC2N1 |  |  |  | 12 | 19 | 9.5 | FALSE | FALSE |  | 45000 | 33600 | 2.56 | 33600 | 2.56
214397911 | 12/20/24 | Live | Johnson Controls Inc. (York International Norman) | CHAMPION HEATING AND COOLING | Singlezone Ducted, Centrally Ducted | 214397911 |  | HRCU-A-CB | HH860E2S11 |  | CTM60C5CGS1+JMVT17CC2N1 |  |  |  | 12 | 19 | 9.5 | FALSE | FALSE |  | 45000 | 33600 | 2.56 | 33600 | 2.56
214397910 | 12/20/24 | Live | Johnson Controls Inc. (York International Norman) | FRASER-JOHNSTON | Singlezone Ducted, Centrally Ducted | 214397910 |  | HRCU-A-CB | HH860E2S11 |  | CTM60C5CGS1+JMVT17CC2N1 |  |  |  | 12 | 19 | 9.5 | FALSE | FALSE |  | 45000 | 33600 | 2.56 | 33600 | 2.56
214397909 | 12/20/24 | Live | Johnson Controls Inc. (York International Norman) | LUXAIRE | Singlezone Ducted, Centrally Ducted | 214397909 |  | HRCU-A-CB | HH860E2S11 |  | CTM60C5CGS1+JMVT17CC2N1 |  |  |  | 12 | 19 | 9.5 | FALSE | FALSE |  | 45000 | 33600 | 2.56 | 33600 | 2.56
214397908 | 12/20/24 | Live | Johnson Controls Inc. (York International Norman) | COLEMAN | Singlezone Ducted, Centrally Ducted | 214397908 |  | HRCU-A-CB | HH860E2S11 |  | CTM60C5CGS1+JMVT17CC2N1 |  |  |  | 12 | 19 | 9.5 | FALSE | FALSE |  | 45000 | 33600 | 2.56 | 33600 | 2.56
214395757 | 12/20/24 | Live | Johnson Controls Inc. (York International Norman) | YORK | Singlezone Ducted, Centrally Ducted | 214395757 |  | HRCU-A-CB | HH860E2S11 |  | CTM60C5CGS1+JMVT17CC2N1 |  |  |  | 12 | 19 | 9.5 | FALSE | FALSE |  | 45000 | 33600 | 2.56 | 33600 | 2.56
214809024 | 12/20/24 | Live | Johnson Controls Inc. (York International Norman) | JOHNSON CONTROLS | Singlezone Ducted, Centrally Ducted | 214809024 |  | HRCU-A-CB | HH860E2S11 |  | CTU60D5XGS1+JMET18DS2N1+TXV |  |  |  | 12 | 19 | 9.5 | FALSE | FALSE |  | 45500 | 34200 | 2.58 | 34200 | 2.58
214809023 | 12/20/24 | Live | Johnson Controls Inc. (York International Norman) | CHAMPION HEATING AND COOLING | Singlezone Ducted, Centrally Ducted | 214809023 |  | HRCU-A-CB | HH860E2S11 |  | CTU60D5XGS1+JMET18DS2N1+TXV |  |  |  | 12 | 19 | 9.5 | FALSE | FALSE |  | 45500 | 34200 | 2.58 | 34200 | 2.58
214809022 | 12/20/24 | Live | Johnson Controls Inc. (York International Norman) | FRASER-JOHNSTON | Singlezone Ducted, Centrally Ducted | 214809022 |  | HRCU-A-CB | HH860E2S11 |  | CTU60D5XGS1+JMET18DS2N1+TXV |  |  |  | 12 | 19 | 9.5 | FALSE | FALSE |  | 45500 | 34200 | 2.58 | 34200 | 2.58
214809021 | 12/20/24 | Live | Johnson Controls Inc. (York International Norman) | LUXAIRE | Singlezone Ducted, Centrally Ducted | 214809021 |  | HRCU-A-CB | HH860E2S11 |  | CTU60D5XGS1+JMET18DS2N1+TXV |  |  |  | 12 | 19 | 9.5 | FALSE | FALSE |  | 45500 | 34200 | 2.58 | 34200 | 2.58
214809020 | 12/20/24 | Live | Johnson Controls Inc. (York International Norman) | COLEMAN | Singlezone Ducted, Centrally Ducted | 214809020 |  | HRCU-A-CB | HH860E2S11 |  | CTU60D5XGS1+JMET18DS2N1+TXV |  |  |  | 12 | 19 | 9.5 | FALSE | FALSE |  | 45500 | 34200 | 2.58 | 34200 | 2.58
214807646 | 12/20/24 | Live | Johnson Controls Inc. (York International Norman) | YORK | Singlezone Ducted, Centrally Ducted | 214807646 |  | HRCU-A-CB | HH860E2S11 |  | CTU60D5XGS1+JMET18DS2N1+TXV |  |  |  | 12 | 19 | 9.5 | FALSE | FALSE |  | 45500 | 34200 | 2.58 | 34200 | 2.58
214397843 | 12/20/24 | Live | Johnson Controls Inc. (York International Norman) | JOHNSON CONTROLS | Singlezone Ducted, Centrally Ducted | 214397843 |  | HRCU-A-CB | HH860E2S11 |  | CTF60D5CGS1+JMET18DS2N1 |  |  |  | 12 | 19 | 9.5 | FALSE | FALSE |  | 45500 | 34200 | 2.58 | 34200 | 2.58
214397842 | 12/20/24 | Live | Johnson Controls Inc. (York International Norman) | CHAMPION HEATING AND COOLING | Singlezone Ducted, Centrally Ducted | 214397842 |  | HRCU-A-CB | HH860E2S11 |  | CTF60D5CGS1+JMET18DS2N1 |  |  |  | 12 | 19 | 9.5 | FALSE | FALSE |  | 45500 | 34200 | 2.58 | 34200 | 2.58
214397841 | 12/20/24 | Live | Johnson Controls Inc. (York International Norman) | FRASER-JOHNSTON | Singlezone Ducted, Centrally Ducted | 214397841 |  | HRCU-A-CB | HH860E2S11 |  | CTF60D5CGS1+JMET18DS2N1 |  |  |  | 12 | 19 | 9.5 | FALSE | FALSE |  | 45500 | 34200 | 2.58 | 34200 | 2.58
214397840 | 12/20/24 | Live | Johnson Controls Inc. (York International Norman) | LUXAIRE | Singlezone Ducted, Centrally Ducted | 214397840 |  | HRCU-A-CB | HH860E2S11 |  | CTF60D5CGS1+JMET18DS2N1 |  |  |  | 12 | 19 | 9.5 | FALSE | FALSE |  | 45500 | 34200 | 2.58 | 34200 | 2.58
214397839 | 12/20/24 | Live | Johnson Controls Inc. (York International Norman) | COLEMAN | Singlezone Ducted, Centrally Ducted | 214397839 |  | HRCU-A-CB | HH860E2S11 |  | CTF60D5CGS1+JMET18DS2N1 |  |  |  | 12 | 19 | 9.5 | FALSE | FALSE |  | 45500 | 34200 | 2.58 | 34200 | 2.58
214395742 | 12/20/24 | Live | Johnson Controls Inc. (York International Norman) | YORK | Singlezone Ducted, Centrally Ducted | 214395742 |  | HRCU-A-CB | HH860E2S11 |  | CTF60D5CGS1+JMET18DS2N1 |  |  |  | 12 | 19 | 9.5 | FALSE | FALSE |  | 45500 | 34200 | 2.58 | 34200 | 2.58
214421545 | 12/20/24 | Live | Johnson Controls Inc. (York International Norman) | JOHNSON CONTROLS | Singlezone Ducted, Centrally Ducted | 214421545 |  | HRCU-A-CB | HH860E2S11 |  | CTM60D5CGS1+JMET18DS2N1 |  |  |  | 12 | 18 | 9.5 | FALSE | FALSE |  | 45500 | 34000 | 2.58 | 34000 | 2.58
214421544 | 12/20/24 | Live | Johnson Controls Inc. (York International Norman) | CHAMPION HEATING AND COOLING | Singlezone Ducted, Centrally Ducted | 214421544 |  | HRCU-A-CB | HH860E2S11 |  | CTM60D5CGS1+JMET18DS2N1 |  |  |  | 12 | 18 | 9.5 | FALSE | FALSE |  | 45500 | 34000 | 2.58 | 34000 | 2.58
214421543 | 12/20/24 | Live | Johnson Controls Inc. (York International Norman) | FRASER-JOHNSTON | Singlezone Ducted, Centrally Ducted | 214421543 |  | HRCU-A-CB | HH860E2S11 |  | CTM60D5CGS1+JMET18DS2N1 |  |  |  | 12 | 18 | 9.5 | FALSE | FALSE |  | 45500 | 34000 | 2.58 | 34000 | 2.58
214421542 | 12/20/24 | Live | Johnson Controls Inc. (York International Norman) | LUXAIRE | Singlezone Ducted, Centrally Ducted | 214421542 |  | HRCU-A-CB | HH860E2S11 |  | CTM60D5CGS1+JMET18DS2N1 |  |  |  | 12 | 18 | 9.5 | FALSE | FALSE |  | 45500 | 34000 | 2.58 | 34000 | 2.58
214421541 | 12/20/24 | Live | Johnson Controls Inc. (York International Norman) | COLEMAN | Singlezone Ducted, Centrally Ducted | 214421541 |  | HRCU-A-CB | HH860E2S11 |  | CTM60D5CGS1+JMET18DS2N1 |  |  |  | 12 | 18 | 9.5 | FALSE | FALSE |  | 45500 | 34000 | 2.58 | 34000 | 2.58
214421501 | 12/20/24 | Live | Johnson Controls Inc. (York International Norman) | YORK | Singlezone Ducted, Centrally Ducted | 214421501 |  | HRCU-A-CB | HH860E2S11 |  | CTM60D5CGS1+JMET18DS2N1 |  |  |  | 12 | 18 | 9.5 | FALSE | FALSE |  | 45500 | 34000 | 2.58 | 34000 | 2.58
214421535 | 12/20/24 | Live | Johnson Controls Inc. (York International Norman) | JOHNSON CONTROLS | Singlezone Ducted, Centrally Ducted | 214421535 |  | HRCU-A-CB | HH860E2S11 |  | CTM60C5CGS1+JMET16CS2N1 |  |  |  | 11.7 | 19 | 9.5 | FALSE | FALSE |  | 45500 | 34400 | 2.58 | 34400 | 2.58
214421534 | 12/20/24 | Live | Johnson Controls Inc. (York International Norman) | CHAMPION HEATING AND COOLING | Singlezone Ducted, Centrally Ducted | 214421534 |  | HRCU-A-CB | HH860E2S11 |  | CTM60C5CGS1+JMET16CS2N1 |  |  |  | 11.7 | 19 | 9.5 | FALSE | FALSE |  | 45500 | 34400 | 2.58 | 34400 | 2.58
214421533 | 12/20/24 | Live | Johnson Controls Inc. (York International Norman) | FRASER-JOHNSTON | Singlezone Ducted, Centrally Ducted | 214421533 |  | HRCU-A-CB | HH860E2S11 |  | CTM60C5CGS1+JMET16CS2N1 |  |  |  | 11.7 | 19 | 9.5 | FALSE | FALSE |  | 45500 | 34400 | 2.58 | 34400 | 2.58
214421532 | 12/20/24 | Live | Johnson Controls Inc. (York International Norman) | LUXAIRE | Singlezone Ducted, Centrally Ducted | 214421532 |  | HRCU-A-CB | HH860E2S11 |  | CTM60C5CGS1+JMET16CS2N1 |  |  |  | 11.7 | 19 | 9.5 | FALSE | FALSE |  | 45500 | 34400 | 2.58 | 34400 | 2.58
214421531 | 12/20/24 | Live | Johnson Controls Inc. (York International Norman) | COLEMAN | Singlezone Ducted, Centrally Ducted | 214421531 |  | HRCU-A-CB | HH860E2S11 |  | CTM60C5CGS1+JMET16CS2N1 |  |  |  | 11.7 | 19 | 9.5 | FALSE | FALSE |  | 45500 | 34400 | 2.58 | 34400 | 2.58
214421500 | 12/20/24 | Live | Johnson Controls Inc. (York International Norman) | YORK | Singlezone Ducted, Centrally Ducted | 214421500 |  | HRCU-A-CB | HH860E2S11 |  | CTM60C5CGS1+JMET16CS2N1 |  |  |  | 11.7 | 19 | 9.5 | FALSE | FALSE |  | 45500 | 34400 | 2.58 | 34400 | 2.58
214809002 | 12/20/24 | Live | Johnson Controls Inc. (York International Norman) | JOHNSON CONTROLS | Singlezone Ducted, Centrally Ducted | 214809002 |  | HRCU-A-CB | HH860E2S11 |  | CTU60C5XGS1+JMVT17CC2N1+TXV |  |  |  | 12 | 18 | 9 | FALSE | FALSE |  | 44500 | 31800 | 2.48 | 31800 | 2.48
214809001 | 12/20/24 | Live | Johnson Controls Inc. (York International Norman) | CHAMPION HEATING AND COOLING | Singlezone Ducted, Centrally Ducted | 214809001 |  | HRCU-A-CB | HH860E2S11 |  | CTU60C5XGS1+JMVT17CC2N1+TXV |  |  |  | 12 | 18 | 9 | FALSE | FALSE |  | 44500 | 31800 | 2.48 | 31800 | 2.48
214809000 | 12/20/24 | Live | Johnson Controls Inc. (York International Norman) | FRASER-JOHNSTON | Singlezone Ducted, Centrally Ducted | 214809000 |  | HRCU-A-CB | HH860E2S11 |  | CTU60C5XGS1+JMVT17CC2N1+TXV |  |  |  | 12 | 18 | 9 | FALSE | FALSE |  | 44500 | 31800 | 2.48 | 31800 | 2.48
214808999 | 12/20/24 | Live | Johnson Controls Inc. (York International Norman) | LUXAIRE | Singlezone Ducted, Centrally Ducted | 214808999 |  | HRCU-A-CB | HH860E2S11 |  | CTU60C5XGS1+JMVT17CC2N1+TXV |  |  |  | 12 | 18 | 9 | FALSE | FALSE |  | 44500 | 31800 | 2.48 | 31800 | 2.48
214808998 | 12/20/24 | Live | Johnson Controls Inc. (York International Norman) | COLEMAN | Singlezone Ducted, Centrally Ducted | 214808998 |  | HRCU-A-CB | HH860E2S11 |  | CTU60C5XGS1+JMVT17CC2N1+TXV |  |  |  | 12 | 18 | 9 | FALSE | FALSE |  | 44500 | 31800 | 2.48 | 31800 | 2.48
214807611 | 12/20/24 | Live | Johnson Controls Inc. (York International Norman) | YORK | Singlezone Ducted, Centrally Ducted | 214807611 |  | HRCU-A-CB | HH860E2S11 |  | CTU60C5XGS1+JMVT17CC2N1+TXV |  |  |  | 12 | 18 | 9 | FALSE | FALSE |  | 44500 | 31800 | 2.48 | 31800 | 2.48
214397838 | 06/26/24 | Live | Johnson Controls Inc. (York International Norman) | JOHNSON CONTROLS | Singlezone Ducted, Centrally Ducted | 214397838 |  | HRCU-A-CB | HH860E2S11 |  | CTF60C5CGS1+JMVT17CC2N1 |  |  |  | 12 | 18 | 9 | FALSE | FALSE | TRUE | 44500 | 31800 | 2.48 | 31800 | 2.48
214397837 | 06/26/24 | Live | Johnson Controls Inc. (York International Norman) | CHAMPION HEATING AND COOLING | Singlezone Ducted, Centrally Ducted | 214397837 |  | HRCU-A-CB | HH860E2S11 |  | CTF60C5CGS1+JMVT17CC2N1 |  |  |  | 12 | 18 | 9 | FALSE | FALSE | TRUE | 44500 | 31800 | 2.48 | 31800 | 2.48
214397836 | 06/26/24 | Live | Johnson Controls Inc. (York International Norman) | FRASER-JOHNSTON | Singlezone Ducted, Centrally Ducted | 214397836 |  | HRCU-A-CB | HH860E2S11 |  | CTF60C5CGS1+JMVT17CC2N1 |  |  |  | 12 | 18 | 9 | FALSE | FALSE | TRUE | 44500 | 31800 | 2.48 | 31800 | 2.48
214397835 | 06/26/24 | Live | Johnson Controls Inc. (York International Norman) | LUXAIRE | Singlezone Ducted, Centrally Ducted | 214397835 |  | HRCU-A-CB | HH860E2S11 |  | CTF60C5CGS1+JMVT17CC2N1 |  |  |  | 12 | 18 | 9 | FALSE | FALSE | TRUE | 44500 | 31800 | 2.48 | 31800 | 2.48
214397834 | 06/26/24 | Live | Johnson Controls Inc. (York International Norman) | COLEMAN | Singlezone Ducted, Centrally Ducted | 214397834 |  | HRCU-A-CB | HH860E2S11 |  | CTF60C5CGS1+JMVT17CC2N1 |  |  |  | 12 | 18 | 9 | FALSE | FALSE | TRUE | 44500 | 31800 | 2.48 | 31800 | 2.48
214395741 | 06/26/24 | Live | Johnson Controls Inc. (York International Norman) | YORK | Singlezone Ducted, Centrally Ducted | 214395741 |  | HRCU-A-CB | HH860E2S11 |  | CTF60C5CGS1+JMVT17CC2N1 |  |  |  | 12 | 18 | 9 | FALSE | FALSE | TRUE | 44500 | 31800 | 2.48 | 31800 | 2.48
214809007 | 12/20/24 | Live | Johnson Controls Inc. (York International Norman) | JOHNSON CONTROLS | Singlezone Ducted, Centrally Ducted | 214809007 |  | HRCU-A-CB | HH860E2S11 |  | CTU60C5XGS1+JMC17C2SN1+TXV |  |  |  | 12 | 18 | 9 | FALSE | FALSE |  | 44500 | 31800 | 2.48 | 31800 | 2.48
214809006 | 12/20/24 | Live | Johnson Controls Inc. (York International Norman) | CHAMPION HEATING AND COOLING | Singlezone Ducted, Centrally Ducted | 214809006 |  | HRCU-A-CB | HH860E2S11 |  | CTU60C5XGS1+JMC17C2SN1+TXV |  |  |  | 12 | 18 | 9 | FALSE | FALSE |  | 44500 | 31800 | 2.48 | 31800 | 2.48
214809005 | 12/20/24 | Live | Johnson Controls Inc. (York International Norman) | FRASER-JOHNSTON | Singlezone Ducted, Centrally Ducted | 214809005 |  | HRCU-A-CB | HH860E2S11 |  | CTU60C5XGS1+JMC17C2SN1+TXV |  |  |  | 12 | 18 | 9 | FALSE | FALSE |  | 44500 | 31800 | 2.48 | 31800 | 2.48
214809004 | 12/20/24 | Live | Johnson Controls Inc. (York International Norman) | LUXAIRE | Singlezone Ducted, Centrally Ducted | 214809004 |  | HRCU-A-CB | HH860E2S11 |  | CTU60C5XGS1+JMC17C2SN1+TXV |  |  |  | 12 | 18 | 9 | FALSE | FALSE |  | 44500 | 31800 | 2.48 | 31800 | 2.48
214809003 | 12/20/24 | Live | Johnson Controls Inc. (York International Norman) | COLEMAN | Singlezone Ducted, Centrally Ducted | 214809003 |  | HRCU-A-CB | HH860E2S11 |  | CTU60C5XGS1+JMC17C2SN1+TXV |  |  |  | 12 | 18 | 9 | FALSE | FALSE |  | 44500 | 31800 | 2.48 | 31800 | 2.48
214807612 | 12/20/24 | Live | Johnson Controls Inc. (York International Norman) | YORK | Singlezone Ducted, Centrally Ducted | 214807612 |  | HRCU-A-CB | HH860E2S11 |  | CTU60C5XGS1+JMC17C2SN1+TXV |  |  |  | 12 | 18 | 9 | FALSE | FALSE |  | 44500 | 31800 | 2.48 | 31800 | 2.48
214398255 | 06/26/24 | Live | Johnson Controls Inc. (York International Norman) | JOHNSON CONTROLS | Singlezone Ducted, Centrally Ducted | 214398255 |  | HRCU-A-CB | HH860E2S11 |  | CTF60C5CGS1+JMC17C2SN1 |  |  |  | 12 | 18 | 9 | FALSE | FALSE | TRUE | 44500 | 31800 | 2.48 | 31800 | 2.48
214398254 | 06/26/24 | Live | Johnson Controls Inc. (York International Norman) | CHAMPION HEATING AND COOLING | Singlezone Ducted, Centrally Ducted | 214398254 |  | HRCU-A-CB | HH860E2S11 |  | CTF60C5CGS1+JMC17C2SN1 |  |  |  | 12 | 18 | 9 | FALSE | FALSE | TRUE | 44500 | 31800 | 2.48 | 31800 | 2.48
214398253 | 06/26/24 | Live | Johnson Controls Inc. (York International Norman) | FRASER-JOHNSTON | Singlezone Ducted, Centrally Ducted | 214398253 |  | HRCU-A-CB | HH860E2S11 |  | CTF60C5CGS1+JMC17C2SN1 |  |  |  | 12 | 18 | 9 | FALSE | FALSE | TRUE | 44500 | 31800 | 2.48 | 31800 | 2.48
214398252 | 06/26/24 | Live | Johnson Controls Inc. (York International Norman) | LUXAIRE | Singlezone Ducted, Centrally Ducted | 214398252 |  | HRCU-A-CB | HH860E2S11 |  | CTF60C5CGS1+JMC17C2SN1 |  |  |  | 12 | 18 | 9 | FALSE | FALSE | TRUE | 44500 | 31800 | 2.48 | 31800 | 2.48
214398251 | 06/26/24 | Live | Johnson Controls Inc. (York International Norman) | COLEMAN | Singlezone Ducted, Centrally Ducted | 214398251 |  | HRCU-A-CB | HH860E2S11 |  | CTF60C5CGS1+JMC17C2SN1 |  |  |  | 12 | 18 | 9 | FALSE | FALSE | TRUE | 44500 | 31800 | 2.48 | 31800 | 2.48
214395844 | 06/26/24 | Live | Johnson Controls Inc. (York International Norman) | YORK | Singlezone Ducted, Centrally Ducted | 214395844 |  | HRCU-A-CB | HH860E2S11 |  | CTF60C5CGS1+JMC17C2SN1 |  |  |  | 12 | 18 | 9 | FALSE | FALSE | TRUE | 44500 | 31800 | 2.48 | 31800 | 2.48
214398331 | 12/20/24 | Live | Johnson Controls Inc. (York International Norman) | JOHNSON CONTROLS | Singlezone Ducted, Centrally Ducted | 214398331 |  | HRCU-A-CB | HH860E2S11 |  | CTM60C5CGS1+JMC17C2SN1 |  |  |  | 12 | 19 | 9 | FALSE | FALSE |  | 45000 | 33000 | 2.54 | 33000 | 2.54
214398330 | 12/20/24 | Live | Johnson Controls Inc. (York International Norman) | CHAMPION HEATING AND COOLING | Singlezone Ducted, Centrally Ducted | 214398330 |  | HRCU-A-CB | HH860E2S11 |  | CTM60C5CGS1+JMC17C2SN1 |  |  |  | 12 | 19 | 9 | FALSE | FALSE |  | 45000 | 33000 | 2.54 | 33000 | 2.54
214398329 | 12/20/24 | Live | Johnson Controls Inc. (York International Norman) | FRASER-JOHNSTON | Singlezone Ducted, Centrally Ducted | 214398329 |  | HRCU-A-CB | HH860E2S11 |  | CTM60C5CGS1+JMC17C2SN1 |  |  |  | 12 | 19 | 9 | FALSE | FALSE |  | 45000 | 33000 | 2.54 | 33000 | 2.54
214398328 | 12/20/24 | Live | Johnson Controls Inc. (York International Norman) | LUXAIRE | Singlezone Ducted, Centrally Ducted | 214398328 |  | HRCU-A-CB | HH860E2S11 |  | CTM60C5CGS1+JMC17C2SN1 |  |  |  | 12 | 19 | 9 | FALSE | FALSE |  | 45000 | 33000 | 2.54 | 33000 | 2.54
214398327 | 12/20/24 | Live | Johnson Controls Inc. (York International Norman) | COLEMAN | Singlezone Ducted, Centrally Ducted | 214398327 |  | HRCU-A-CB | HH860E2S11 |  | CTM60C5CGS1+JMC17C2SN1 |  |  |  | 12 | 19 | 9 | FALSE | FALSE |  | 45000 | 33000 | 2.54 | 33000 | 2.54
214395861 | 12/20/24 | Live | Johnson Controls Inc. (York International Norman) | YORK | Singlezone Ducted, Centrally Ducted | 214395861 |  | HRCU-A-CB | HH860E2S11 |  | CTM60C5CGS1+JMC17C2SN1 |  |  |  | 12 | 19 | 9 | FALSE | FALSE |  | 45000 | 33000 | 2.54 | 33000 | 2.54
214809146 | 12/20/24 | Live | Johnson Controls Inc. (York International Norman) | JOHNSON CONTROLS | Singlezone Ducted, Centrally Ducted | 214809146 |  | HRCU-A-CB | HH860E2S11 |  | CTU60C5XGS1+JMVT16CC2N1+TXV |  |  |  | 12 | 19 | 9 | FALSE | FALSE |  | 45000 | 33600 | 2.56 | 33600 | 2.56
214809145 | 12/20/24 | Live | Johnson Controls Inc. (York International Norman) | CHAMPION HEATING AND COOLING | Singlezone Ducted, Centrally Ducted | 214809145 |  | HRCU-A-CB | HH860E2S11 |  | CTU60C5XGS1+JMVT16CC2N1+TXV |  |  |  | 12 | 19 | 9 | FALSE | FALSE |  | 45000 | 33600 | 2.56 | 33600 | 2.56
214809144 | 12/20/24 | Live | Johnson Controls Inc. (York International Norman) | FRASER-JOHNSTON | Singlezone Ducted, Centrally Ducted | 214809144 |  | HRCU-A-CB | HH860E2S11 |  | CTU60C5XGS1+JMVT16CC2N1+TXV |  |  |  | 12 | 19 | 9 | FALSE | FALSE |  | 45000 | 33600 | 2.56 | 33600 | 2.56
214809143 | 12/20/24 | Live | Johnson Controls Inc. (York International Norman) | LUXAIRE | Singlezone Ducted, Centrally Ducted | 214809143 |  | HRCU-A-CB | HH860E2S11 |  | CTU60C5XGS1+JMVT16CC2N1+TXV |  |  |  | 12 | 19 | 9 | FALSE | FALSE |  | 45000 | 33600 | 2.56 | 33600 | 2.56
214809142 | 12/20/24 | Live | Johnson Controls Inc. (York International Norman) | COLEMAN | Singlezone Ducted, Centrally Ducted | 214809142 |  | HRCU-A-CB | HH860E2S11 |  | CTU60C5XGS1+JMVT16CC2N1+TXV |  |  |  | 12 | 19 | 9 | FALSE | FALSE |  | 45000 | 33600 | 2.56 | 33600 | 2.56
214807638 | 12/20/24 | Live | Johnson Controls Inc. (York International Norman) | YORK | Singlezone Ducted, Centrally Ducted | 214807638 |  | HRCU-A-CB | HH860E2S11 |  | CTU60C5XGS1+JMVT16CC2N1+TXV |  |  |  | 12 | 19 | 9 | FALSE | FALSE |  | 45000 | 33600 | 2.56 | 33600 | 2.56
214397029 | 12/20/24 | Live | Johnson Controls Inc. (York International Norman) | JOHNSON CONTROLS | Singlezone Ducted, Centrally Ducted | 214397029 |  | HRCU-A-CB | HH860E2S11 |  | CTF60C5CGS1+JMVT16CC2N1 |  |  |  | 12 | 19 | 9 | FALSE | FALSE |  | 45000 | 33600 | 2.56 | 33600 | 2.56
214397028 | 12/20/24 | Live | Johnson Controls Inc. (York International Norman) | CHAMPION HEATING AND COOLING | Singlezone Ducted, Centrally Ducted | 214397028 |  | HRCU-A-CB | HH860E2S11 |  | CTF60C5CGS1+JMVT16CC2N1 |  |  |  | 12 | 19 | 9 | FALSE | FALSE |  | 45000 | 33600 | 2.56 | 33600 | 2.56
214397027 | 12/20/24 | Live | Johnson Controls Inc. (York International Norman) | FRASER-JOHNSTON | Singlezone Ducted, Centrally Ducted | 214397027 |  | HRCU-A-CB | HH860E2S11 |  | CTF60C5CGS1+JMVT16CC2N1 |  |  |  | 12 | 19 | 9 | FALSE | FALSE |  | 45000 | 33600 | 2.56 | 33600 | 2.56
214397026 | 12/20/24 | Live | Johnson Controls Inc. (York International Norman) | LUXAIRE | Singlezone Ducted, Centrally Ducted | 214397026 |  | HRCU-A-CB | HH860E2S11 |  | CTF60C5CGS1+JMVT16CC2N1 |  |  |  | 12 | 19 | 9 | FALSE | FALSE |  | 45000 | 33600 | 2.56 | 33600 | 2.56
214397025 | 12/20/24 | Live | Johnson Controls Inc. (York International Norman) | COLEMAN | Singlezone Ducted, Centrally Ducted | 214397025 |  | HRCU-A-CB | HH860E2S11 |  | CTF60C5CGS1+JMVT16CC2N1 |  |  |  | 12 | 19 | 9 | FALSE | FALSE |  | 45000 | 33600 | 2.56 | 33600 | 2.56
214396150 | 12/20/24 | Live | Johnson Controls Inc. (York International Norman) | YORK | Singlezone Ducted, Centrally Ducted | 214396150 |  | HRCU-A-CB | HH860E2S11 |  | CTF60C5CGS1+JMVT16CC2N1 |  |  |  | 12 | 19 | 9 | FALSE | FALSE |  | 45000 | 33600 | 2.56 | 33600 | 2.56
214398670 | 04/11/24 | Live | Johnson Controls Inc. (York International Norman) | JOHNSON CONTROLS | Singlezone Ducted, Centrally Ducted | 214398670 |  | HRCU-A-CB | HH860E2S11 |  | CTM60C5CGS1+JMC16C2SN1 |  |  |  | 12 | 19 | 9 | FALSE | FALSE | TRUE | 45000 | 33600 | 2.56 | 33600 | 2.56
214398669 | 04/11/24 | Live | Johnson Controls Inc. (York International Norman) | CHAMPION HEATING AND COOLING | Singlezone Ducted, Centrally Ducted | 214398669 |  | HRCU-A-CB | HH860E2S11 |  | CTM60C5CGS1+JMC16C2SN1 |  |  |  | 12 | 19 | 9 | FALSE | FALSE | TRUE | 45000 | 33600 | 2.56 | 33600 | 2.56
214398668 | 04/11/24 | Live | Johnson Controls Inc. (York International Norman) | FRASER-JOHNSTON | Singlezone Ducted, Centrally Ducted | 214398668 |  | HRCU-A-CB | HH860E2S11 |  | CTM60C5CGS1+JMC16C2SN1 |  |  |  | 12 | 19 | 9 | FALSE | FALSE | TRUE | 45000 | 33600 | 2.56 | 33600 | 2.56
214398667 | 04/11/24 | Live | Johnson Controls Inc. (York International Norman) | LUXAIRE | Singlezone Ducted, Centrally Ducted | 214398667 |  | HRCU-A-CB | HH860E2S11 |  | CTM60C5CGS1+JMC16C2SN1 |  |  |  | 12 | 19 | 9 | FALSE | FALSE | TRUE | 45000 | 33600 | 2.56 | 33600 | 2.56
214398666 | 04/11/24 | Live | Johnson Controls Inc. (York International Norman) | COLEMAN | Singlezone Ducted, Centrally Ducted | 214398666 |  | HRCU-A-CB | HH860E2S11 |  | CTM60C5CGS1+JMC16C2SN1 |  |  |  | 12 | 19 | 9 | FALSE | FALSE | TRUE | 45000 | 33600 | 2.56 | 33600 | 2.56
214395943 | 04/11/24 | Live | Johnson Controls Inc. (York International Norman) | YORK | Singlezone Ducted, Centrally Ducted | 214395943 |  | HRCU-A-CB | HH860E2S11 |  | CTM60C5CGS1+JMC16C2SN1 |  |  |  | 12 | 19 | 9 | FALSE | FALSE | TRUE | 45000 | 33600 | 2.56 | 33600 | 2.56
214398289 | 12/20/24 | Live | Johnson Controls Inc. (York International Norman) | JOHNSON CONTROLS | Singlezone Ducted, Centrally Ducted | 214398289 |  | HRCU-A-CB | HH860E2S11 |  | CTM60C5CGS1+JMVT16CC2N1 |  |  |  | 12 | 19 | 9 | FALSE | FALSE |  | 45000 | 32400 | 2.5 | 32400 | 2.5
214398288 | 12/20/24 | Live | Johnson Controls Inc. (York International Norman) | CHAMPION HEATING AND COOLING | Singlezone Ducted, Centrally Ducted | 214398288 |  | HRCU-A-CB | HH860E2S11 |  | CTM60C5CGS1+JMVT16CC2N1 |  |  |  | 12 | 19 | 9 | FALSE | FALSE |  | 45000 | 32400 | 2.5 | 32400 | 2.5
214398287 | 12/20/24 | Live | Johnson Controls Inc. (York International Norman) | FRASER-JOHNSTON | Singlezone Ducted, Centrally Ducted | 214398287 |  | HRCU-A-CB | HH860E2S11 |  | CTM60C5CGS1+JMVT16CC2N1 |  |  |  | 12 | 19 | 9 | FALSE | FALSE |  | 45000 | 32400 | 2.5 | 32400 | 2.5
214398286 | 12/20/24 | Live | Johnson Controls Inc. (York International Norman) | LUXAIRE | Singlezone Ducted, Centrally Ducted | 214398286 |  | HRCU-A-CB | HH860E2S11 |  | CTM60C5CGS1+JMVT16CC2N1 |  |  |  | 12 | 19 | 9 | FALSE | FALSE |  | 45000 | 32400 | 2.5 | 32400 | 2.5
214398285 | 12/20/24 | Live | Johnson Controls Inc. (York International Norman) | COLEMAN | Singlezone Ducted, Centrally Ducted | 214398285 |  | HRCU-A-CB | HH860E2S11 |  | CTM60C5CGS1+JMVT16CC2N1 |  |  |  | 12 | 19 | 9 | FALSE | FALSE |  | 45000 | 32400 | 2.5 | 32400 | 2.5
214395852 | 12/20/24 | Live | Johnson Controls Inc. (York International Norman) | YORK | Singlezone Ducted, Centrally Ducted | 214395852 |  | HRCU-A-CB | HH860E2S11 |  | CTM60C5CGS1+JMVT16CC2N1 |  |  |  | 12 | 19 | 9 | FALSE | FALSE |  | 45000 | 32400 | 2.5 | 32400 | 2.5
216013310 | 12/20/24 | Live | Johnson Controls Inc. (York International Norman) | CHAMPION HEATING AND COOLING | Singlezone Ducted, Centrally Ducted | 216013310 |  | HRCU-A-CB | HH824E2S11 |  | CTM36B5ADS1+JMVT12BC2N1 |  |  |  | 12 | 18 | 9.5 | FALSE | FALSE |  | 23000 | 18300 | 2.85 | 18300 | 2.85
216013311 | 12/20/24 | Live | Johnson Controls Inc. (York International Norman) | JOHNSON CONTROLS | Singlezone Ducted, Centrally Ducted | 216013311 |  | HRCU-A-CB | HH824E2S11 |  | CTM36B5ADS1+JMVT12BC2N1 |  |  |  | 12 | 18 | 9.5 | FALSE | FALSE |  | 23000 | 18300 | 2.85 | 18300 | 2.85
216013308 | 12/20/24 | Live | Johnson Controls Inc. (York International Norman) | LUXAIRE | Singlezone Ducted, Centrally Ducted | 216013308 |  | HRCU-A-CB | HH824E2S11 |  | CTM36B5ADS1+JMVT12BC2N1 |  |  |  | 12 | 18 | 9.5 | FALSE | FALSE |  | 23000 | 18300 | 2.85 | 18300 | 2.85
216013307 | 12/20/24 | Live | Johnson Controls Inc. (York International Norman) | COLEMAN | Singlezone Ducted, Centrally Ducted | 216013307 |  | HRCU-A-CB | HH824E2S11 |  | CTM36B5ADS1+JMVT12BC2N1 |  |  |  | 12 | 18 | 9.5 | FALSE | FALSE |  | 23000 | 18300 | 2.85 | 18300 | 2.85
216013309 | 12/20/24 | Live | Johnson Controls Inc. (York International Norman) | FRASER-JOHNSTON | Singlezone Ducted, Centrally Ducted | 216013309 |  | HRCU-A-CB | HH824E2S11 |  | CTM36B5ADS1+JMVT12BC2N1 |  |  |  | 12 | 18 | 9.5 | FALSE | FALSE |  | 23000 | 18300 | 2.85 | 18300 | 2.85
216013291 | 12/20/24 | Live | Johnson Controls Inc. (York International Norman) | YORK | Singlezone Ducted, Centrally Ducted | 216013291 |  | HRCU-A-CB | HH824E2S11 |  | CTM36B5ADS1+JMVT12BC2N1 |  |  |  | 12 | 18 | 9.5 | FALSE | FALSE |  | 23000 | 18300 | 2.85 | 18300 | 2.85
216013304 | 12/20/24 | Live | Johnson Controls Inc. (York International Norman) | FRASER-JOHNSTON | Singlezone Ducted, Centrally Ducted | 216013304 |  | HRCU-A-CB | HH824E2S11 |  | CTM36B5ADS1+JMET12BS2N1 |  |  |  | 12 | 18 | 9.5 | FALSE | FALSE |  | 23000 | 17600 | 2.76 | 17600 | 2.76
216013305 | 12/20/24 | Live | Johnson Controls Inc. (York International Norman) | CHAMPION HEATING AND COOLING | Singlezone Ducted, Centrally Ducted | 216013305 |  | HRCU-A-CB | HH824E2S11 |  | CTM36B5ADS1+JMET12BS2N1 |  |  |  | 12 | 18 | 9.5 | FALSE | FALSE |  | 23000 | 17600 | 2.76 | 17600 | 2.76
216013306 | 12/20/24 | Live | Johnson Controls Inc. (York International Norman) | JOHNSON CONTROLS | Singlezone Ducted, Centrally Ducted | 216013306 |  | HRCU-A-CB | HH824E2S11 |  | CTM36B5ADS1+JMET12BS2N1 |  |  |  | 12 | 18 | 9.5 | FALSE | FALSE |  | 23000 | 17600 | 2.76 | 17600 | 2.76
216013302 | 12/20/24 | Live | Johnson Controls Inc. (York International Norman) | COLEMAN | Singlezone Ducted, Centrally Ducted | 216013302 |  | HRCU-A-CB | HH824E2S11 |  | CTM36B5ADS1+JMET12BS2N1 |  |  |  | 12 | 18 | 9.5 | FALSE | FALSE |  | 23000 | 17600 | 2.76 | 17600 | 2.76
216013303 | 12/20/24 | Live | Johnson Controls Inc. (York International Norman) | LUXAIRE | Singlezone Ducted, Centrally Ducted | 216013303 |  | HRCU-A-CB | HH824E2S11 |  | CTM36B5ADS1+JMET12BS2N1 |  |  |  | 12 | 18 | 9.5 | FALSE | FALSE |  | 23000 | 17600 | 2.76 | 17600 | 2.76
216013290 | 12/20/24 | Live | Johnson Controls Inc. (York International Norman) | YORK | Singlezone Ducted, Centrally Ducted | 216013290 |  | HRCU-A-CB | HH824E2S11 |  | CTM36B5ADS1+JMET12BS2N1 |  |  |  | 12 | 18 | 9.5 | FALSE | FALSE |  | 23000 | 17600 | 2.76 | 17600 | 2.76
216013298 | 12/20/24 | Live | Johnson Controls Inc. (York International Norman) | LUXAIRE | Singlezone Ducted, Centrally Ducted | 216013298 |  | HRCU-A-CB | HH824E2S11 |  | CTM36B5ADS1+JMET08BS2N1 |  |  |  | 12 | 18 | 9 | FALSE | FALSE |  | 23000 | 17400 | 2.71 | 17400 | 2.71
216013299 | 12/20/24 | Live | Johnson Controls Inc. (York International Norman) | FRASER-JOHNSTON | Singlezone Ducted, Centrally Ducted | 216013299 |  | HRCU-A-CB | HH824E2S11 |  | CTM36B5ADS1+JMET08BS2N1 |  |  |  | 12 | 18 | 9 | FALSE | FALSE |  | 23000 | 17400 | 2.71 | 17400 | 2.71
216013300 | 12/20/24 | Live | Johnson Controls Inc. (York International Norman) | CHAMPION HEATING AND COOLING | Singlezone Ducted, Centrally Ducted | 216013300 |  | HRCU-A-CB | HH824E2S11 |  | CTM36B5ADS1+JMET08BS2N1 |  |  |  | 12 | 18 | 9 | FALSE | FALSE |  | 23000 | 17400 | 2.71 | 17400 | 2.71
216013301 | 12/20/24 | Live | Johnson Controls Inc. (York International Norman) | JOHNSON CONTROLS | Singlezone Ducted, Centrally Ducted | 216013301 |  | HRCU-A-CB | HH824E2S11 |  | CTM36B5ADS1+JMET08BS2N1 |  |  |  | 12 | 18 | 9 | FALSE | FALSE |  | 23000 | 17400 | 2.71 | 17400 | 2.71
216013297 | 12/20/24 | Live | Johnson Controls Inc. (York International Norman) | COLEMAN | Singlezone Ducted, Centrally Ducted | 216013297 |  | HRCU-A-CB | HH824E2S11 |  | CTM36B5ADS1+JMET08BS2N1 |  |  |  | 12 | 18 | 9 | FALSE | FALSE |  | 23000 | 17400 | 2.71 | 17400 | 2.71
216013289 | 12/20/24 | Live | Johnson Controls Inc. (York International Norman) | YORK | Singlezone Ducted, Centrally Ducted | 216013289 |  | HRCU-A-CB | HH824E2S11 |  | CTM36B5ADS1+JMET08BS2N1 |  |  |  | 12 | 18 | 9 | FALSE | FALSE |  | 23000 | 17400 | 2.71 | 17400 | 2.71
213361592 | 11/10/23 | Live | CARRIER | BRYANT HEATING AND COOLING SYSTEMS | Singlezone Ducted, Centrally Ducted | 213361592 |  | HRCU-A-CB | 284ANV048*0**B* |  | FE4BNBD60L*+UI |  |  |  | 13 | 22 | 9.5 | TRUE | TRUE | TRUE | 46000 | 42500 | 2.6 | 42500 | 2.6
213361590 | 11/10/23 | Live | CARRIER | BRYANT HEATING AND COOLING SYSTEMS | Singlezone Ducted, Centrally Ducted | 213361590 |  | HRCU-A-CB | 284ANV048*0**B* |  | FE4BN(B,X)C48L*+UI |  |  |  | 12 | 22 | 9.5 | TRUE | TRUE | TRUE | 45000 | 43000 | 2.48 | 43000 | 2.48
213361594 | 11/10/23 | Live | CARRIER | BRYANT HEATING AND COOLING SYSTEMS | Singlezone Ducted, Centrally Ducted | 213361594 |  | HRCU-A-CB | 284ANV060*0**B* |  | FE4BNBD60L*+UI |  |  |  | 13 | 20.5 | 8.5 | TRUE | FALSE | TRUE | 58000 | 49500 | 2.64 | 49500 | 2.64
216439098 | 12/19/24 | Live | Johnson Controls Inc. (York International Norman) | HITACHI | Singlezone Non-Ducted, Wall Placement | 216439098 |  | HRCU-A-CB-O | PAS-30BUFASDQ1 | Mini-Splits | PPK-B30UFA1DQ |  |  |  | 14 | 21.8 | 10 | TRUE | TRUE |  | 30000 | 22400 | 2.63 | 31000 | 3.34
216439097 | 12/19/24 | Live | Johnson Controls Inc. (York International Norman) | HITACHI | Singlezone Non-Ducted, Wall Placement | 216439097 |  | HRCU-A-CB-O | PAS-24BUFASDQ1 | Mini-Splits | PPK-B24UFA1DQ |  |  |  | 13 | 21.5 | 9.1 | TRUE | TRUE |  | 22000 | 16800 | 1.84 | 23000 | 2.34
216439096 | 12/19/24 | Live | Johnson Controls Inc. (York International Norman) | HITACHI | Singlezone Non-Ducted, Wall Placement | 216439096 |  | HRCU-A-CB-O | PAS-18BUFASDQ1 | Mini-Splits | PPK-B18UFA1DQ |  |  |  | 14 | 23 | 10 | TRUE | TRUE |  | 18000 | 14000 | 2.02 | 18000 | 2.6
216439095 | 12/19/24 | Live | Johnson Controls Inc. (York International Norman) | HITACHI | Singlezone Non-Ducted, Wall Placement | 216439095 |  | HRCU-A-CB-O | PAS-12BUFASDQ1 | Mini-Splits | PPK-B12UFA1DQ |  |  |  | 15 | 23 | 9.5 | TRUE | TRUE |  | 12000 | 9800 | 2.04 | 12600 | 2.41
216439094 | 12/19/24 | Live | Johnson Controls Inc. (York International Norman) | HITACHI | Singlezone Non-Ducted, Wall Placement | 216439094 |  | HRCU-A-CB-O | PAS-09BUFASDQ1 | Mini-Splits | PPK-B09UFA1DQ |  |  |  | 15 | 22 | 10 | FALSE | FALSE |  | 9000 | 8000 | 2.15 | 12000 | 2.44
215747720 | 12/19/24 | Live | Johnson Controls Inc. (York International Norman) | GUARDIAN | Multizone Mix of Ducted and Non-Ducted | 215747720 |  | HMSR-A-CB-O | UMC48CN23STG1 | Mixed Ducted and Non-Ducted Indoor Units |  |  |  |  | 11.8 | 20 | 9.15 | TRUE | TRUE |  | 42000 | 27800 | 2.54 | 36600 | 2.21
215747723 | 12/19/24 | Live | Johnson Controls Inc. (York International Norman) | GUARDIAN | Multizone Mix of Ducted and Non-Ducted | 215747723 |  | HMSR-A-CB-O | UMC36CN23STG1 | Mixed Ducted and Non-Ducted Indoor Units |  |  |  |  | 12.85 | 20.5 | 9.5 | TRUE | TRUE |  | 36000 | 21800 | 2.74 | 33875 | 2.22
215747717 | 12/19/24 | Live | Johnson Controls Inc. (York International Norman) | GUARDIAN | Multizone Mix of Ducted and Non-Ducted | 215747717 |  | HMSR-A-CB-O | UMC24CN23STG1 | Mixed Ducted and Non-Ducted Indoor Units |  |  |  |  | 12.2 | 20.5 | 9.4 | TRUE | TRUE |  | 27000 | 18000 | 2.75 | 28525 | 2.36
215747715 | 12/19/24 | Live | Johnson Controls Inc. (York International Norman) | GUARDIAN | Multizone Mix of Ducted and Non-Ducted | 215747715 |  | HMSR-A-CB-O | UMC18CN23STG1 | Mixed Ducted and Non-Ducted Indoor Units |  |  |  |  | 12.65 | 19.75 | 9.7 | TRUE | TRUE |  | 18000 | 11700 | 2.96 | 18050 | 2.39
215747718 | 12/19/24 | Live | Johnson Controls Inc. (York International Norman) | GUARDIAN | Multizone All Ducted | 215747718 |  | HMSV-A-CB | UMC48CN23STG1 | Ducted Indoor Units |  |  |  |  | 11.35 | 18 | 8.8 | FALSE | FALSE |  | 42000 | 27400 | 2.49 | 37550 | 2.15
215747721 | 12/19/24 | Live | Johnson Controls Inc. (York International Norman) | GUARDIAN | Multizone All Ducted | 215747721 |  | HMSV-A-CB | UMC36CN23STG1 | Ducted Indoor Units |  |  |  |  | 12.85 | 19 | 9 | TRUE | TRUE |  | 36000 | 21000 | 2.56 | 33900 | 2.21
215747716 | 12/19/24 | Live | Johnson Controls Inc. (York International Norman) | GUARDIAN | Multizone All Ducted | 215747716 |  | HMSV-A-CB | UMC24CN23STG1 | Ducted Indoor Units |  |  |  |  | 11.5 | 18 | 8.8 | FALSE | FALSE |  | 27000 | 18200 | 2.75 | 27950 | 2.34
215747714 | 12/19/24 | Live | Johnson Controls Inc. (York International Norman) | GUARDIAN | Multizone All Ducted | 215747714 |  | HMSV-A-CB | UMC18CN23STG1 | Ducted Indoor Units |  |  |  |  | 12 | 17.5 | 9.4 | TRUE | TRUE |  | 18000 | 11900 | 2.98 | 17800 | 2.38
215747719 | 12/19/24 | Live | Johnson Controls Inc. (York International Norman) | GUARDIAN | Multizone All Non-Ducted | 215747719 |  | HMSR-A-CB-O | UMC48CN23STG1 | Non-Ducted Indoor Units |  |  |  |  | 12 | 22 | 9.5 | TRUE | TRUE |  | 42000 | 28200 | 2.59 | 35650 | 2.28
215747722 | 12/19/24 | Live | Johnson Controls Inc. (York International Norman) | GUARDIAN | Multizone All Non-Ducted | 215747722 |  | HMSR-A-CB-O | UMC36CN23STG1 | Non-Ducted Indoor Units |  |  |  |  | 12.85 | 22 | 10 | TRUE | TRUE |  | 36000 | 22600 | 2.92 | 33850 | 2.22
215225063 | 12/19/24 | Live | Johnson Controls Inc. (York International Norman) | GUARDIAN | Multizone All Non-Ducted | 215225063 |  | HMSR-A-CB-O | UMC24CN23STG1 | Non-Ducted Indoor Units |  |  |  |  | 12.85 | 23 | 10 | TRUE | TRUE |  | 27000 | 17600 | 2.71 | 29100 | 2.38
215225062 | 12/19/24 | Live | Johnson Controls Inc. (York International Norman) | GUARDIAN | Multizone All Non-Ducted | 215225062 |  | HMSR-A-CB-O | UMC18CN23STG1 | Non-Ducted Indoor Units |  |  |  |  | 13.3 | 22 | 10 | TRUE | TRUE |  | 18000 | 11500 | 2.93 | 18300 | 2.41
215441405 | 12/19/24 | Live | Johnson Controls Inc. (York International Norman) | GUARDIAN | Singlezone Ducted, Compact Ducted | 215441405 |  | HRCU-A-CB | UPC48CN23STG1 | Mini-Splits | UNI48DT23STG1 |  |  |  | 10.7 | 19.5 | 9.5 | TRUE | TRUE |  | 44000 | 28600 | 2.6 | 32800 | 1.95
215449563 | 12/19/24 | Live | Johnson Controls Inc. (York International Norman) | GUARDIAN | Singlezone Non-Ducted, Ceiling Placement | 215449563 |  | HRCU-A-CB-O | UPC48CN23STG1 | Mini-Splits | UNI48CS23STG1 |  |  |  | 12 | 20 | 9.5 | TRUE | TRUE |  | 44000 | 28600 | 2.47 | 32800 | 1.89
213361591 | 11/10/23 | Live | CARRIER | CARRIER | Singlezone Ducted, Centrally Ducted | 213361591 |  | HRCU-A-CB | 25VNA448A*031* |  | FE4BNBD60L*+UI |  |  |  | 13 | 22 | 9.5 | TRUE | TRUE | TRUE | 46000 | 42500 | 2.6 | 42500 | 2.6
213361589 | 11/10/23 | Live | CARRIER | CARRIER | Singlezone Ducted, Centrally Ducted | 213361589 |  | HRCU-A-CB | 25VNA448A*031* |  | FE4BN(B,X)C48L*+UI |  |  |  | 12 | 22 | 9.5 | TRUE | TRUE | TRUE | 45000 | 43000 | 2.48 | 43000 | 2.48
213361587 | 11/10/23 | Live | CARRIER | CARRIER | Singlezone Ducted, Centrally Ducted | 213361587 |  | HRCU-A-CB | 25VNA436A*031* |  | FE4BNBD60L*+UI |  |  |  | 13 | 21 | 9 | TRUE | FALSE | TRUE | 34800 | 29800 | 2.36 | 29800 | 2.36
213361585 | 11/10/23 | Live | CARRIER | CARRIER | Singlezone Ducted, Centrally Ducted | 213361585 |  | HRCU-A-CB | 25VNA436A*031* |  | FE4BN(B,X)C48L*+UI |  |  |  | 12.5 | 21 | 9 | TRUE | FALSE | TRUE | 34400 | 30400 | 2.3 | 30400 | 2.3
213361583 | 11/10/23 | Live | CARRIER | CARRIER | Singlezone Ducted, Centrally Ducted | 213361583 |  | HRCU-A-CB | 25VNA436A*031* |  | FE4BN(B,X)C36L*+UI |  |  |  | 12 | 19.5 | 8.5 | TRUE | FALSE | TRUE | 33000 | 31600 | 2.26 | 31600 | 2.26
206788576 | 05/11/23 | Live | CARRIER | CARRIER | Singlezone Ducted, Centrally Ducted | 206788576 |  | HRCU-A-CB | 25VNA436A*031* |  | FE4ANB006L+UI | 13.5 | 22 | 11.5 | 13 | 20.5 | 9.5 | TRUE | FALSE | TRUE | 34800 | 29800 | 2.32 | 29800 | 2.32
206788575 | 05/11/23 | Live | CARRIER | CARRIER | Singlezone Ducted, Centrally Ducted | 206788575 |  | HRCU-A-CB | 25VNA436A*031* |  | FE4AN(B,F)003L+UI | 13 | 21 | 10.5 | 12 | 19.5 | 9 | TRUE | FALSE | TRUE | 33000 | 32200 | 2.22 | 32200 | 2.22
213361581 | 11/10/23 | Live | CARRIER | CARRIER | Singlezone Ducted, Centrally Ducted | 213361581 |  | HRCU-A-CB | 25VNA424A*031* |  | FE4BNXB24L*+UI |  |  |  | 13 | 20.5 | 10 | TRUE | FALSE | TRUE | 23400 | 25000 | 2.52 | 25000 | 2.52
213361579 | 11/10/23 | Live | CARRIER | CARRIER | Singlezone Ducted, Centrally Ducted | 213361579 |  | HRCU-A-CB | 25VNA424A*031* |  | FE4BN(B,X)C36L*+UI |  |  |  | 13.5 | 21 | 10.5 | TRUE | FALSE | TRUE | 23400 | 24800 | 2.52 | 24800 | 2.52
206788330 | 05/11/23 | Live | CARRIER | CARRIER | Singlezone Ducted, Centrally Ducted | 206788330 |  | HRCU-A-CB | 25VNA424A*031* |  | FE4AN(B,F)003L+UI | 14.5 | 22 | 12 | 13.5 | 21 | 10.5 | TRUE | TRUE | TRUE | 23400 | 24800 | 2.5 | 24800 | 2.5
214911493 | 12/18/24 | Live | Johnson Controls Inc. (York International Norman) | HITACHI | Singlezone Ducted, Centrally Ducted | 214911493 |  | HRCU-A-CB | PAS-48BUFASDQ1 | Mini-Splits | JPE48C3XG2HS1A |  |  |  | 11.7 | 18 | 8.5 | TRUE | TRUE |  | 48000 | 40000 | 2.6 | 45000 | 2.35
214991606 | 12/18/24 | Live | Johnson Controls Inc. (York International Norman) | HITACHI | Singlezone Ducted, Centrally Ducted | 214991606 |  | HRCU-A-CB | PAS-36BUFASDQ1 | Mini-Splits | JPE36B3XD2HS1A |  |  |  | 10 | 18 | 8.5 | FALSE | FALSE |  | 33000 | 28000 | 2.7 | 38000 | 2.41
214991605 | 12/18/24 | Live | Johnson Controls Inc. (York International Norman) | HITACHI | Singlezone Ducted, Centrally Ducted | 214991605 |  | HRCU-A-CB | PAS-30BUFASDQ1 | Mini-Splits | JPE30B3XD2HS1A |  |  |  | 11.7 | 18 | 8.5 | TRUE | TRUE |  | 28000 | 28000 | 2.7 | 33000 | 2.36
214911492 | 12/18/24 | Live | Johnson Controls Inc. (York International Norman) | HITACHI | Singlezone Ducted, Centrally Ducted | 214911492 |  | HRCU-A-CB | PAS-24BUFASDQ1 | Mini-Splits | JPE24B3XC2HS1A |  |  |  | 11.7 | 18 | 8.5 | TRUE | TRUE |  | 22000 | 19500 | 2.3 | 23500 | 2.18
214911491 | 12/18/24 | Live | Johnson Controls Inc. (York International Norman) | HITACHI | Singlezone Ducted, Centrally Ducted | 214911491 |  | HRCU-A-CB | PAS-18BUFASDQ1 | Mini-Splits | JPE18B3XB2HS1A |  |  |  | 11.7 | 18 | 8.5 | TRUE | TRUE |  | 18000 | 17000 | 2.55 | 18500 | 2.45
215812201 | 12/18/24 | Live | Fujitsu General America, Inc. | FUJITSU | Singlezone Non-Ducted, Ceiling Placement | 215812201 |  | HRCU-A-CB-O | AOUH48KUAS1 | Mini-Splits | AUUH48KUAS |  |  |  | 10.1 | 18.2 | 10.2 | TRUE | TRUE |  | 46000 | 36000 | 2.96 | 43200 | 2.71
215434557 | 12/18/24 | Live | Fujitsu General America, Inc. | FUJITSU | Singlezone Ducted, Compact Ducted | 215434557 |  | HRCU-A-CB | AOUH18KUAS1 | Mini-Splits | ARUH18KUAS |  |  |  | 11.7 | 18.6 | 10.3 | TRUE | TRUE |  | 18000 | 14400 | 2.91 | 19300 | 2.32
215647924 | 12/18/24 | Live | Fujitsu General America, Inc. | FUJITSU | Singlezone Non-Ducted, Wall Placement | 215647924 |  | HRCU-A-CB-O | AOUH24KZAH1 | Mini-Splits | ASUH24KZAS |  |  |  | 12.5 | 24 | 11.9 | TRUE | TRUE |  | 22000 | 15900 | 3.11 | 28900 | 2.33
215647921 | 12/18/24 | Live | Fujitsu General America, Inc. | FUJITSU | Singlezone Non-Ducted, Wall Placement | 215647921 |  | HRCU-A-CB-O | AOUH18KZAH1 | Mini-Splits | ASUH18KZAS |  |  |  | 14 | 25.5 | 12.5 | TRUE | TRUE |  | 18000 | 13600 | 3.32 | 27200 | 2.3
216018257 | 12/18/24 | Live | Fujitsu General America, Inc. | FUJITSU | Singlezone Non-Ducted, Wall Placement | 216018257 |  | HRCU-A-CB-O | AOUH15KTAP1 | Mini-Splits | ASUH15KTAS |  |  |  | 15.4 | 28.7 | 13 | TRUE | TRUE |  | 14500 | 10800 | 3.44 | 24300 | 2.29
216018256 | 12/18/24 | Live | Fujitsu General America, Inc. | FUJITSU | Singlezone Non-Ducted, Wall Placement | 216018256 |  | HRCU-A-CB-O | AOUH12KTAP1 | Mini-Splits | ASUH12KTAS |  |  |  | 16.7 | 31.5 | 13.7 | TRUE | TRUE |  | 12000 | 9600 | 3.47 | 22800 | 2.59
216018255 | 12/18/24 | Live | Fujitsu General America, Inc. | FUJITSU | Singlezone Non-Ducted, Wall Placement | 216018255 |  | HRCU-A-CB-O | AOUH09KTAP1 | Mini-Splits | ASUH09KTAS |  |  |  | 19.1 | 33.5 | 14 | TRUE | TRUE |  | 9000 | 7400 | 3.74 | 19500 | 2.61
215212610 | 09/24/24 | Live | Fujitsu General America, Inc. | FUJITSU | Singlezone Non-Ducted, Wall Placement | 215212610 |  | HRCU-A-CB-O | AOUH12KPAS1 | Mini-Splits | ASUH12KPAS |  |  |  | 11.7 | 24 | 10.5 | TRUE | FALSE | TRUE | 12000 | 8700 | 2.86 | 11000 | 2.69
215434558 | 10/01/24 | Live | Fujitsu General America, Inc. | FUJITSU | Singlezone Ducted, Compact Ducted | 215434558 |  | HRCU-A-CB | AOUH24KUAS1 | Mini-Splits | ARUH24KUAS |  |  |  | 11.7 | 18.5 | 10.2 | TRUE | TRUE | TRUE | 24000 | 17800 | 2.91 | 26000 | 2.32
214390708 | 10/03/24 | Live | Fujitsu General America, Inc. | FUJITSU | Singlezone Non-Ducted, Wall Placement | 214390708 |  | HRCU-A-CB-O | AOUH12KMAS1 | Mini-Splits | ASUH12KMAS |  |  |  | 13.5 | 27.5 | 11.2 | TRUE | TRUE | TRUE | 12000 | 8700 | 3.11 | 13200 | 2.65
214390707 | 10/03/24 | Live | Fujitsu General America, Inc. | FUJITSU | Singlezone Non-Ducted, Wall Placement | 214390707 |  | HRCU-A-CB-O | AOUH09KMAS1 | Mini-Splits | ASUH09KMAS |  |  |  | 16.4 | 30 | 12.6 | TRUE | TRUE | TRUE | 9000 | 7400 | 3.24 | 12600 | 2.62
215812203 | 10/03/24 | Live | Fujitsu General America, Inc. | FUJITSU | Singlezone Ducted, Compact Ducted | 215812203 |  | HRCU-A-CB | AOUH48KUAS1 | Mini-Splits | ARUH48KUAS |  |  |  | 9.8 | 16.4 | 10 | TRUE | TRUE | FALSE | 46000 | 36000 | 2.75 | 43200 | 2.56
215812202 | 10/02/24 | Live | Fujitsu General America, Inc. | FUJITSU | Singlezone Ducted, Compact Ducted | 215812202 |  | HRCU-A-CB | AOUH42KUAS1 | Mini-Splits | ARUH42KUAS |  |  |  | 10.3 | 17.3 | 10.2 | TRUE | TRUE | TRUE | 42000 | 32000 | 2.86 | 41000 | 2.47
215434559 | 10/01/24 | Live | Fujitsu General America, Inc. | FUJITSU | Singlezone Ducted, Compact Ducted | 215434559 |  | HRCU-A-CB | AOUH30KUAS1 | Mini-Splits | ARUH30KUAS |  |  |  | 11 | 18.5 | 10 | TRUE | TRUE | TRUE | 30000 | 21200 | 2.81 | 30900 | 2.29
215434560 | 10/01/24 | Live | Fujitsu General America, Inc. | FUJITSU | Singlezone Ducted, Compact Ducted | 215434560 |  | HRCU-A-CB | AOUH36KUAS1 | Mini-Splits | ARUH36KUAS |  |  |  | 10.4 | 18 | 9.8 | TRUE | TRUE | TRUE | 36000 | 25400 | 2.8 | 34500 | 2.35
215434546 | 09/25/24 | Live | Fujitsu General America, Inc. | FUJITSU | Singlezone Non-Ducted, Ceiling Placement | 215434546 |  | HRCU-A-CB-O | AOUH12KUAS1 | Mini-Splits | ACUH12KUAS |  |  |  | 14.1 | 23.7 | 11.5 | TRUE | TRUE | TRUE | 12000 | 10700 | 2.99 | 17300 | 2.33
215434550 | 09/25/24 | Live | Fujitsu General America, Inc. | FUJITSU | Singlezone Non-Ducted, Ceiling Placement | 215434550 |  | HRCU-A-CB-O | AOUH30KUAS1 | Mini-Splits | ABUH30KUAS |  |  |  | 12 | 20.8 | 10.5 | TRUE | TRUE | TRUE | 30000 | 21200 | 3.08 | 30900 | 2.31
215434552 | 09/25/24 | Live | Fujitsu General America, Inc. | FUJITSU | Singlezone Non-Ducted, Ceiling Placement | 215434552 |  | HRCU-A-CB-O | AOUH18KUAS1 | Mini-Splits | AUUH18KUAS |  |  |  | 13.6 | 26.3 | 11.4 | TRUE | TRUE | TRUE | 18000 | 14400 | 3.01 | 19300 | 2.42
215434547 | 09/25/24 | Live | Fujitsu General America, Inc. | FUJITSU | Singlezone Non-Ducted, Ceiling Placement | 215434547 |  | HRCU-A-CB-O | AOUH18KUAS1 | Mini-Splits | ACUH18KUAS |  |  |  | 12.6 | 21.9 | 11.3 | TRUE | TRUE | TRUE | 18000 | 14400 | 2.95 | 19300 | 2.37
215422283 | 09/25/24 | Live | Fujitsu General America, Inc. | FUJITSU | Singlezone Non-Ducted, Wall Placement | 215422283 |  | HRCU-A-CB-O | AOLH09KNAS1 | Mini-Splits | ASLH09KNAS |  |  |  | 10.55 | 17 | 9 | FALSE | FALSE | FALSE | 9000 | 5200 | 2.63 | 8550 | 2.32
215422284 | 09/25/24 | Live | Fujitsu General America, Inc. | FUJITSU | Singlezone Non-Ducted, Wall Placement | 215422284 |  | HRCU-A-CB-O | AOLH12KNAS1 | Mini-Splits | ASLH12KNAS |  |  |  | 10.15 | 17 | 9 | FALSE | FALSE | FALSE | 12000 | 7500 | 2.62 | 10100 | 2.39
215212609 | 09/24/24 | Live | Fujitsu General America, Inc. | FUJITSU | Singlezone Non-Ducted, Wall Placement | 215212609 |  | HRCU-A-CB-O | AOUH09KPAS1 | Mini-Splits | ASUH09KPAS |  |  |  | 12.5 | 26 | 10.8 | TRUE | FALSE | TRUE | 9000 | 6400 | 3.07 | 9000 | 2.64
215434545 | 10/01/24 | Live | Fujitsu General America, Inc. | FUJITSU | Singlezone Non-Ducted, Ceiling Placement | 215434545 |  | HRCU-A-CB-O | AOUH09KUAS1 | Mini-Splits | ACUH09KUAS |  |  |  | 14.5 | 24.4 | 11.8 | TRUE | TRUE | TRUE | 9000 | 7900 | 3.01 | 11200 | 2.31
215812200 | 10/03/24 | Live | Fujitsu General America, Inc. | FUJITSU | Singlezone Non-Ducted, Ceiling Placement | 215812200 |  | HRCU-A-CB-O | AOUH42KUAS1 | Mini-Splits | AUUH42KUAS |  |  |  | 10.8 | 19 | 10.4 | TRUE | TRUE | TRUE | 42000 | 32000 | 3.11 | 41000 | 2.61
215434555 | 10/01/24 | Live | Fujitsu General America, Inc. | FUJITSU | Singlezone Non-Ducted, Ceiling Placement | 215434555 |  | HRCU-A-CB-O | AOUH36KUAS1 | Mini-Splits | AUUH36KUAS |  |  |  | 11.2 | 21.3 | 10.5 | TRUE | TRUE | TRUE | 36000 | 25400 | 3.13 | 34500 | 2.41
215434554 | 10/01/24 | Live | Fujitsu General America, Inc. | FUJITSU | Singlezone Non-Ducted, Ceiling Placement | 215434554 |  | HRCU-A-CB-O | AOUH30KUAS1 | Mini-Splits | AUUH30KUAS |  |  |  | 12.5 | 22.4 | 10.6 | TRUE | TRUE | TRUE | 30000 | 21200 | 3.17 | 30900 | 2.38
215434553 | 10/01/24 | Live | Fujitsu General America, Inc. | FUJITSU | Singlezone Non-Ducted, Ceiling Placement | 215434553 |  | HRCU-A-CB-O | AOUH24KUAS1 | Mini-Splits | AUUH24KUAS |  |  |  | 13.1 | 23.2 | 11 | TRUE | TRUE | TRUE | 24000 | 17800 | 3.22 | 26000 | 2.41
215434551 | 09/25/24 | Live | Fujitsu General America, Inc. | FUJITSU | Singlezone Non-Ducted, Ceiling Placement | 215434551 |  | HRCU-A-CB-O | AOUH36KUAS | Mini-Splits | ABUH36KUAS |  |  |  | 11.2 | 21.3 | 10.4 | FALSE | FALSE | TRUE | 36000 | 25400 | 3.11 | 34500 | 2.37
215434548 | 12/18/24 | Live | Fujitsu General America, Inc. | FUJITSU | Singlezone Non-Ducted, Ceiling Placement | 215434548 |  | HRCU-A-CB-O | AOUH18KUAS1 | Mini-Splits | ABUH18KUAS |  |  |  | 12.9 | 23.4 | 11.2 | TRUE | TRUE |  | 18000 | 14400 | 2.91 | 19300 | 2.36
215441047 | 12/18/24 | Live | Fujitsu General America, Inc. | FUJITSU | Singlezone Non-Ducted, Wall Placement | 215441047 |  | HRCU-A-CB-O | AOUH24KPAS1 | Mini-Splits | ASUH24KPAS |  |  |  | 11.7 | 21.5 | 10 | TRUE | TRUE |  | 22000 | 14800 | 3.03 | 24300 | 2.5
215441046 | 12/18/24 | Live | Fujitsu General America, Inc. | FUJITSU | Singlezone Non-Ducted, Wall Placement | 215441046 |  | HRCU-A-CB-O | AOUH18KPAS1 | Mini-Splits | ASUH18KPAS |  |  |  | 12.5 | 22 | 10.5 | TRUE | TRUE |  | 18000 | 11300 | 2.63 | 21700 | 3.03
215390440 | 12/18/24 | Live | Fujitsu General America, Inc. | FUJITSU | Singlezone Non-Ducted, Wall Placement | 215390440 |  | HRCU-A-CB-O | AOUH30KPAS1 | Mini-Splits | ASUH30KPAS |  |  |  | 11.7 | 22 | 10.2 | TRUE | TRUE |  | 30000 | 19600 | 3.04 | 30100 | 2.4
215390441 | 12/18/24 | Live | Fujitsu General America, Inc. | FUJITSU | Singlezone Non-Ducted, Wall Placement | 215390441 |  | HRCU-A-CB-O | AOUH36KPAS1 | Mini-Splits | ASUH36KPAS |  |  |  | 9.75 | 21 | 10 | TRUE | TRUE |  | 33000 | 22400 | 2.89 | 30100 | 2.4
215434549 | 09/25/24 | Live | Fujitsu General America, Inc. | FUJITSU | Singlezone Non-Ducted, Ceiling Placement | 215434549 |  | HRCU-A-CB-O | AOUH24KUAS1 | Mini-Splits | ABUH24KUAS |  |  |  | 12.8 | 21.7 | 10.8 | TRUE | TRUE | TRUE | 24000 | 17800 | 3.26 | 26000 | 2.35
215434556 | 10/01/24 | Live | Fujitsu General America, Inc. | FUJITSU | Singlezone Ducted, Compact Ducted | 215434556 |  | HRCU-A-CB | AOUH12KUAS1 | Mini-Splits | ARUH12KUAS |  |  |  | 12.7 | 19.1 | 10.5 | TRUE | TRUE | TRUE | 12000 | 10700 | 2.93 | 17300 | 2.39
215735285 | 12/18/24 | Live | Fujitsu General America, Inc. | FUJITSU | Multizone Mix of Ducted and Non-Ducted | 215735285 |  | HMSV-A-CB | AOUH36KWAH4 | Mixed Ducted and Non-Ducted Indoor Units |  |  |  |  | 12.7 | 20.5 | 9.5 | FALSE | FALSE |  | 35200 | 23800 | 3.07 | 38000 | 2.26
215735283 | 12/18/24 | Live | Fujitsu General America, Inc. | FUJITSU | Multizone All Ducted | 215735283 |  | HMSV-A-CB | AOUH36KWAH4 | Ducted Indoor Units |  |  |  |  | 12.5 | 19 | 9 | TRUE | TRUE |  | 35200 | 23400 | 2.86 | 38000 | 2.25
215735282 | 12/18/24 | Live | Fujitsu General America, Inc. | FUJITSU | Multizone All Non-Ducted | 215735282 |  | HMSR-A-CB-O | AOUH36KWAH4 | Non-Ducted Indoor Units |  |  |  |  | 13 | 22 | 10 | TRUE | TRUE |  | 35200 | 24400 | 3.33 | 38000 | 2.28
215447699 | 12/18/24 | Live | Fujitsu General America, Inc. | FUJITSU | Multizone Mix of Ducted and Non-Ducted | 215447699 |  | HMSV-A-CB | AOUH24KWAH3 | Mixed Ducted and Non-Ducted Indoor Units |  |  |  |  | 13 | 22 | 11 | FALSE | FALSE |  | 22000 | 16200 | 3.21 | 26800 | 2.5
215447694 | 12/18/24 | Live | Fujitsu General America, Inc. | FUJITSU | Multizone All Ducted | 215447694 |  | HMSV-A-CB | AOUH24KWAH3 | Ducted Indoor Units |  |  |  |  | 12.5 | 20.5 | 10.5 | TRUE | TRUE |  | 22000 | 16200 | 3.08 | 26800 | 2.47
215447693 | 12/18/24 | Live | Fujitsu General America, Inc. | FUJITSU | Multizone All Non-Ducted | 215447693 |  | HMSR-A-CB-O | AOUH24KWAH3 | Non-Ducted Indoor Units |  |  |  |  | 13.5 | 23.5 | 11.5 | TRUE | TRUE |  | 22000 | 16200 | 3.34 | 26800 | 2.53
215447698 | 12/18/24 | Live | Fujitsu General America, Inc. | FUJITSU | Multizone Mix of Ducted and Non-Ducted | 215447698 |  | HMSV-A-CB | AOUH18KWAH2 | Mixed Ducted and Non-Ducted Indoor Units |  |  |  |  | 13.2 | 20.5 | 10.5 | FALSE | FALSE |  | 18000 | 14800 | 3.05 | 22800 | 2.76
215447692 | 12/18/24 | Live | Fujitsu General America, Inc. | FUJITSU | Multizone All Ducted | 215447692 |  | HMSV-A-CB | AOUH18KWAH2 | Ducted Indoor Units |  |  |  |  | 13 | 19 | 10 | TRUE | TRUE |  | 18000 | 14800 | 2.89 | 22800 | 2.34
215447691 | 12/18/24 | Live | Fujitsu General America, Inc. | FUJITSU | Multizone All Non-Ducted | 215447691 |  | HMSR-A-CB-O | AOUH18KWAH2 | Non-Ducted Indoor Units |  |  |  |  | 13.5 | 22 | 11 | TRUE | TRUE |  | 18000 | 14800 | 3.24 | 22800 | 2.58
214888804 | 09/24/24 | Live | Fujitsu General America, Inc. | FUJITSU | Singlezone Non-Ducted, Wall Placement | 214888804 |  | HRCU-A-CB-O | AOUH15KZAH1 | Mini-Splits | ASUH15KZAS |  |  |  | 14.8 | 27.5 | 12.7 | TRUE | TRUE | TRUE | 14500 | 11400 | 3.44 | 22000 | 2.35
214888802 | 09/24/24 | Live | Fujitsu General America, Inc. | FUJITSU | Singlezone Non-Ducted, Wall Placement | 214888802 |  | HRCU-A-CB-O | AOUH12KZAH1 | Mini-Splits | ASUH12KZAS |  |  |  | 16 | 30.5 | 12.7 | TRUE | TRUE | TRUE | 12000 | 10000 | 3.45 | 18700 | 2.44
214888800 | 09/18/24 | Live | Fujitsu General America, Inc. | FUJITSU | Singlezone Non-Ducted, Wall Placement | 214888800 |  | HRCU-A-CB-O | AOUH09KZAH1 | Mini-Splits | ASUH09KZAS |  |  |  | 18.8 | 33.1 | 13.3 | TRUE | TRUE | TRUE | 9000 | 7500 | 3.6 | 17500 | 2.49
215735281 | 12/18/24 | Live | Fujitsu General America, Inc. | FUJITSU | Multizone All Ducted | 215735281 |  | HMSV-A-CB | AOUH45KWAS5 | Ducted Indoor Units |  |  |  |  | 11.7 | 19 | 9 | TRUE | TRUE |  | 43000 | 30600 | 2.86 | 40500 | 2.47
215735284 | 12/18/24 | Live | Fujitsu General America, Inc. | FUJITSU | Multizone Mix of Ducted and Non-Ducted | 215735284 |  | HMSV-A-CB | AOUH45KWAS5 | Mixed Ducted and Non-Ducted Indoor Units |  |  |  |  | 11.8 | 20.5 | 9.5 | FALSE | FALSE |  | 43000 | 30800 | 2.91 | 40500 | 2.5
215735280 | 10/04/24 | Live | Fujitsu General America, Inc. | FUJITSU | Multizone All Non-Ducted | 215735280 |  | HMSR-A-CB-O | AOUH45KWAS5 | Non-Ducted Indoor Units |  |  |  |  | 12 | 22 | 10 | TRUE | TRUE | TRUE | 43000 | 31000 | 2.96 | 41000 | 2.56
215447690 | 10/04/24 | Live | Fujitsu General America, Inc. | FUJITSU | Multizone All Ducted | 215447690 |  | HMSV-A-CB | AOUH36KWAS4 | Ducted Indoor Units |  |  |  |  | 11.7 | 19 | 9 | TRUE | FALSE | TRUE | 34400 | 24400 | 2.64 | 28400 | 2.46
215447689 | 10/04/24 | Live | Fujitsu General America, Inc. | FUJITSU | Multizone All Non-Ducted | 215447689 |  | HMSR-A-CB-O | AOUH36KWAS4 | Non-Ducted Indoor Units |  |  |  |  | 12 | 22 | 10 | TRUE | FALSE | TRUE | 34400 | 23600 | 3.1 | 29000 | 2.6
215447697 | 10/04/24 | Live | Fujitsu General America, Inc. | FUJITSU | Multizone Mix of Ducted and Non-Ducted | 215447697 |  | HMSV-A-CB | AOUH36KWAS4 | Mixed Ducted and Non-Ducted Indoor Units |  |  |  |  | 11.8 | 20.5 | 9.5 | FALSE | FALSE | TRUE | 34400 | 24000 | 2.85 | 28600 | 2.52
215447696 | 10/04/24 | Live | Fujitsu General America, Inc. | FUJITSU | Multizone Mix of Ducted and Non-Ducted | 215447696 |  | HMSV-A-CB | AOUH24KWAS3 | Mixed Ducted and Non-Ducted Indoor Units |  |  |  |  | 12.5 | 21 | 10 | FALSE | FALSE | TRUE | 22000 | 15600 | 3.13 | 22600 | 2.5
215447688 | 10/04/24 | Live | Fujitsu General America, Inc. | FUJITSU | Multizone All Ducted | 215447688 |  | HMSV-A-CB | AOUH24KWAS3 | Ducted Indoor Units |  |  |  |  | 12 | 19.5 | 9.5 | TRUE | TRUE | TRUE | 22000 | 15600 | 2.97 | 22600 | 2.44
215447687 | 10/04/24 | Live | Fujitsu General America, Inc. | FUJITSU | Multizone All Non-Ducted | 215447687 |  | HMSR-A-CB-O | AOUH24KWAS3 | Non-Ducted Indoor Units |  |  |  |  | 13 | 23 | 10.5 | TRUE | TRUE | TRUE | 22000 | 15600 | 3.34 | 22600 | 2.56
215447695 | 10/04/24 | Live | Fujitsu General America, Inc. | FUJITSU | Multizone Mix of Ducted and Non-Ducted | 215447695 |  | HMSV-A-CB | AOUH18KWAS2 | Mixed Ducted and Non-Ducted Indoor Units |  |  |  |  | 12.9 | 20.5 | 10 | FALSE | FALSE | TRUE | 18000 | 14700 | 2.93 | 19300 | 2.68
215447686 | 10/04/24 | Live | Fujitsu General America, Inc. | FUJITSU | Multizone All Ducted | 215447686 |  | HMSV-A-CB | AOUH18KWAS2 | Ducted Indoor Units |  |  |  |  | 12.7 | 19 | 9.5 | TRUE | TRUE | TRUE | 18000 | 15100 | 2.78 | 19300 | 2.61
215447685 | 10/04/24 | Live | Fujitsu General America, Inc. | FUJITSU | Multizone All Non-Ducted | 215447685 |  | HMSR-A-CB-O | AOUH18KWAS2 | Non-Ducted Indoor Units |  |  |  |  | 13.2 | 22 | 10.5 | TRUE | TRUE | TRUE | 18000 | 14300 | 3.1 | 19300 | 2.76
214914956 | 12/17/24 | Live | LG | LG | Multizone All Ducted | 214914956 |  | HMSV-A-CB | ZRUN024GSS0 | Ducted Indoor Units |  |  |  |  | 14.8 | 18.15 | 10.2 | TRUE | TRUE |  | 24000 | 18000 | 2.61 | 20400 | 2.55
214914954 | 12/17/24 | Live | LG | LG | Multizone All Non-Ducted | 214914954 |  | HMSR-A-CB-O | ZRUN024GSS0 | Non-Ducted Indoor Units |  |  |  |  | 14.8 | 20.05 | 10.2 | TRUE | TRUE |  | 24000 | 17000 | 2.61 | 20400 | 2.55
215223214 | 12/17/24 | Live | LG | LG | Multizone Mix of Ducted and Non-Ducted | 215223214 |  | HMSV-A-CB | ZRUN024GSS0 | Mixed Ducted and Non-Ducted Indoor Units |  |  |  |  | 14.8 | 19.1 | 10.2 | TRUE | TRUE |  | 24000 | 17500 | 2.62 | 20400 | 2.55
214914945 | 12/17/24 | Live | LG | LG | Multizone All Ducted | 214914945 |  | HMSV-A-CB | ZRUM060GSS0 | Ducted Indoor Units |  |  |  |  | 11.7 | 16.2 | 9.1 | TRUE | TRUE |  | 60000 | 43000 | 2.7 | 44400 | 2.17
214914943 | 12/17/24 | Live | LG | LG | Multizone All Non-Ducted | 214914943 |  | HMSR-A-CB-O | ZRUM060GSS0 | Non-Ducted Indoor Units |  |  |  |  | 13 | 23 | 10 | TRUE | TRUE |  | 60000 | 37000 | 2.6 | 44400 | 2.4
215223213 | 12/17/24 | Live | LG | LG | Multizone Mix of Ducted and Non-Ducted | 215223213 |  | HMSV-A-CB | ZRUM060GSS0 | Mixed Ducted and Non-Ducted Indoor Units |  |  |  |  | 12.35 | 19.6 | 9.55 | TRUE | TRUE |  | 60000 | 40000 | 2.65 | 44400 | 2.28
214914949 | 12/17/24 | Live | LG | LG | Multizone All Ducted | 214914949 |  | HMSV-A-CB | ZRUM048GSS0 | Ducted Indoor Units |  |  |  |  | 12.2 | 17 | 10 | TRUE | TRUE |  | 48000 | 36000 | 2.7 | 39600 | 2.45
214914947 | 12/17/24 | Live | LG | LG | Multizone All Non-Ducted | 214914947 |  | HMSR-A-CB-O | ZRUM048GSS0 | Non-Ducted Indoor Units |  |  |  |  | 13.5 | 23.3 | 10.3 | TRUE | TRUE |  | 48000 | 33000 | 3.2 | 39600 | 3.17
215223215 | 12/17/24 | Live | LG | LG | Multizone Mix of Ducted and Non-Ducted | 215223215 |  | HMSV-A-CB | ZRUM048GSS0 | Mixed Ducted and Non-Ducted Indoor Units |  |  |  |  | 12.85 | 20.1 | 10.15 | TRUE | TRUE |  | 48000 | 34400 | 2.91 | 39600 | 2.76
214914952 | 12/17/24 | Live | LG | LG | Multizone All Ducted | 214914952 |  | HMSV-A-CB | ZRUM036GSS0 | Ducted Indoor Units |  |  |  |  | 13.5 | 17 | 10.1 | TRUE | TRUE |  | 36000 | 27000 | 2.6 | 31200 | 2.51
214914950 | 12/17/24 | Live | LG | LG | Multizone All Non-Ducted | 214914950 |  | HMSR-A-CB-O | ZRUM036GSS0 | Non-Ducted Indoor Units |  |  |  |  | 15.5 | 23 | 10.6 | TRUE | TRUE |  | 36000 | 26000 | 3.5 | 31200 | 3.52
215223216 | 12/17/24 | Live | LG | LG | Multizone Mix of Ducted and Non-Ducted | 215223216 |  | HMSV-A-CB | ZRUM036GSS0 | Mixed Ducted and Non-Ducted Indoor Units |  |  |  |  | 14 | 20 | 10.35 | TRUE | TRUE |  | 36000 | 26400 | 2.96 | 31200 | 2.93
215402343 | 12/17/24 | Live | LG | LG | Multizone All Non-Ducted | 215402343 |  | HMSR-A-CB-O | KUMXB601A | Non-Ducted Indoor Units |  |  |  |  | 12 | 20.5 | 10 | TRUE | FALSE |  | 56000 | 42000 | 2.55 | 56500 | 2.68
215402344 | 12/17/24 | Live | LG | LG | Multizone All Ducted | 215402344 |  | HMSV-A-CB | KUMXB601A | Ducted Indoor Units |  |  |  |  | 11.7 | 18.5 | 9.5 | TRUE | FALSE |  | 60000 | 40000 | 2.62 | 56500 | 2.65
215408633 | 12/17/24 | Live | LG | LG | Multizone Mix of Ducted and Non-Ducted | 215408633 |  | HMSV-A-CB | KUMXB601A | Mixed Ducted and Non-Ducted Indoor Units |  |  |  |  | 11.85 | 19.5 | 9.75 | TRUE | FALSE |  | 58000 | 41000 | 2.58 | 56500 | 2.67
215402341 | 12/17/24 | Live | LG | LG | Multizone All Non-Ducted | 215402341 |  | HMSR-A-CB-O | KUMXB541A | Non-Ducted Indoor Units |  |  |  |  | 12.6 | 20.6 | 9.5 | TRUE | FALSE |  | 50500 | 37200 | 2.47 | 48000 | 2.46
215402342 | 12/17/24 | Live | LG | LG | Multizone All Ducted | 215402342 |  | HMSV-A-CB | KUMXB541A | Ducted Indoor Units |  |  |  |  | 12.5 | 18.5 | 9.3 | TRUE | FALSE |  | 50500 | 37200 | 2.37 | 48000 | 2.42
215408632 | 12/17/24 | Live | LG | LG | Multizone Mix of Ducted and Non-Ducted | 215408632 |  | HMSV-A-CB | KUMXB541A | Mixed Ducted and Non-Ducted Indoor Units |  |  |  |  | 12.55 | 19.55 | 9.4 | TRUE | FALSE |  | 50500 | 37200 | 2.42 | 48000 | 2.44
215402339 | 12/17/24 | Live | LG | LG | Multizone All Non-Ducted | 215402339 |  | HMSR-A-CB-O | KUMXB481A | Non-Ducted Indoor Units |  |  |  |  | 12.8 | 20.5 | 9.5 | TRUE | FALSE |  | 48000 | 33800 | 2.48 | 46500 | 2.46
215402340 | 12/17/24 | Live | LG | LG | Multizone All Ducted | 215402340 |  | HMSV-A-CB | KUMXB481A | Ducted Indoor Units |  |  |  |  | 12.6 | 19 | 9.5 | TRUE | FALSE |  | 48000 | 33800 | 2.45 | 46500 | 2.42
215408631 | 12/17/24 | Live | LG | LG | Multizone Mix of Ducted and Non-Ducted | 215408631 |  | HMSV-A-CB | KUMXB481A | Mixed Ducted and Non-Ducted Indoor Units |  |  |  |  | 12.7 | 19.75 | 9.5 | TRUE | FALSE |  | 48000 | 33800 | 2.46 | 46500 | 2.44
215402337 | 12/17/24 | Live | LG | LG | Multizone All Non-Ducted | 215402337 |  | HMSR-A-CB-O | KUMXB361A | Non-Ducted Indoor Units |  |  |  |  | 12.5 | 21.5 | 9.5 | TRUE | FALSE |  | 32800 | 21000 | 2.78 | 28400 | 2.58
215402338 | 12/17/24 | Live | LG | LG | Multizone All Ducted | 215402338 |  | HMSV-A-CB | KUMXB361A | Ducted Indoor Units |  |  |  |  | 11.7 | 18 | 8.6 | TRUE | FALSE |  | 30800 | 20000 | 2.55 | 27800 | 2.49
215408630 | 12/17/24 | Live | LG | LG | Multizone Mix of Ducted and Non-Ducted | 215408630 |  | HMSV-A-CB | KUMXB361A | Mixed Ducted and Non-Ducted Indoor Units |  |  |  |  | 12.1 | 19.75 | 9.05 | TRUE | FALSE |  | 31800 | 20400 | 2.66 | 28100 | 2.54
215402335 | 12/17/24 | Live | LG | LG | Multizone All Non-Ducted | 215402335 |  | HMSR-A-CB-O | KUMXB301A | Non-Ducted Indoor Units |  |  |  |  | 13 | 22 | 9.5 | TRUE | FALSE |  | 30000 | 20000 | 2.68 | 27200 | 2.61
215402336 | 12/17/24 | Live | LG | LG | Multizone All Ducted | 215402336 |  | HMSV-A-CB | KUMXB301A | Ducted Indoor Units |  |  |  |  | 12 | 18.5 | 8.8 | TRUE | FALSE |  | 27400 | 18000 | 2.62 | 26600 | 2.52
215408629 | 12/17/24 | Live | LG | LG | Multizone Mix of Ducted and Non-Ducted | 215408629 |  | HMSV-A-CB | KUMXB301A | Mixed Ducted and Non-Ducted Indoor Units |  |  |  |  | 12.5 | 20.25 | 9.15 | TRUE | FALSE |  | 28600 | 19000 | 2.65 | 26900 | 2.57
214848483 | 12/17/24 | Live | LG | LG | Multizone All Non-Ducted | 214848483 |  | HMSR-A-CB-O | KUMXB241A | Non-Ducted Indoor Units |  |  |  |  | 12.5 | 22.5 | 9.8 | TRUE | FALSE |  | 24000 | 15300 | 2.93 | 21400 | 2.81
214848484 | 12/17/24 | Live | LG | LG | Multizone All Ducted | 214848484 |  | HMSV-A-CB | KUMXB241A | Ducted Indoor Units |  |  |  |  | 12.5 | 18.5 | 9 | TRUE | FALSE |  | 22000 | 15000 | 2.84 | 20800 | 2.54
214848486 | 12/17/24 | Live | LG | LG | Multizone Mix of Ducted and Non-Ducted | 214848486 |  | HMSV-A-CB | KUMXB241A | Mixed Ducted and Non-Ducted Indoor Units |  |  |  |  | 12.5 | 20.5 | 9.4 | TRUE | FALSE |  | 23000 | 15100 | 2.87 | 21100 | 2.67
214848481 | 12/17/24 | Live | LG | LG | Multizone All Non-Ducted | 214848481 |  | HMSR-A-CB-O | KUMXB181A | Non-Ducted Indoor Units |  |  |  |  | 13.5 | 22.5 | 9.8 | TRUE | FALSE |  | 18000 | 14800 | 2.83 | 20200 | 2.6
214848482 | 12/17/24 | Live | LG | LG | Multizone All Ducted | 214848482 |  | HMSV-A-CB | KUMXB181A | Ducted Indoor Units |  |  |  |  | 12.5 | 18.5 | 9 | TRUE | FALSE |  | 17200 | 13800 | 2.7 | 19500 | 2.48
214848485 | 12/17/24 | Live | LG | LG | Multizone Mix of Ducted and Non-Ducted | 214848485 |  | HMSV-A-CB | KUMXB181A | Mixed Ducted and Non-Ducted Indoor Units |  |  |  |  | 13 | 20.5 | 9.4 | TRUE | FALSE |  | 17600 | 14300 | 2.76 | 19850 | 2.54
215408636 | 12/17/24 | Live | LG | LG | Multizone All Non-Ducted | 215408636 |  | HMSR-A-CB-O | KUMXA481A | Non-Ducted Indoor Units |  |  |  |  | 13.1 | 20.5 | 10.5 | TRUE | TRUE |  | 48000 | 35000 | 2.47 | 56500 | 2.68
215408637 | 12/17/24 | Live | LG | LG | Multizone All Ducted | 215408637 |  | HMSV-A-CB | KUMXA481A | Ducted Indoor Units |  |  |  |  | 12.6 | 18.5 | 10 | TRUE | TRUE |  | 48000 | 34000 | 2.66 | 56500 | 2.65
215408638 | 12/17/24 | Live | LG | LG | Multizone Mix of Ducted and Non-Ducted | 215408638 |  | HMSV-A-CB | KUMXA481A | Mixed Ducted and Non-Ducted Indoor Units |  |  |  |  | 12.85 | 19.5 | 10.25 | TRUE | TRUE |  | 48000 | 34400 | 2.55 | 56500 | 2.66
215402347 | 12/17/24 | Live | LG | LG | Multizone All Non-Ducted | 215402347 |  | HMSR-A-CB-O | KUMXA421A | Non-Ducted Indoor Units |  |  |  |  | 13.8 | 21.5 | 11 | TRUE | TRUE |  | 42000 | 31600 | 2.54 | 53200 | 2.65
215402348 | 12/17/24 | Live | LG | LG | Multizone All Ducted | 215402348 |  | HMSV-A-CB | KUMXA421A | Ducted Indoor Units |  |  |  |  | 13.1 | 19 | 10 | TRUE | TRUE |  | 42000 | 31600 | 2.6 | 53200 | 2.62
215408635 | 12/17/24 | Live | LG | LG | Multizone Mix of Ducted and Non-Ducted | 215408635 |  | HMSV-A-CB | KUMXA421A | Mixed Ducted and Non-Ducted Indoor Units |  |  |  |  | 13.45 | 20.25 | 10.5 | TRUE | TRUE |  | 42000 | 31600 | 2.57 | 53200 | 2.63
215402345 | 12/17/24 | Live | LG | LG | Multizone All Non-Ducted | 215402345 |  | HMSR-A-CB-O | KUMXA361A | Non-Ducted Indoor Units |  |  |  |  | 14.5 | 22 | 11 | TRUE | TRUE |  | 36000 | 29600 | 2.38 | 49600 | 2.63
215402346 | 12/17/24 | Live | LG | LG | Multizone All Ducted | 215402346 |  | HMSV-A-CB | KUMXA361A | Ducted Indoor Units |  |  |  |  | 13.5 | 19 | 10 | TRUE | TRUE |  | 36000 | 25000 | 2.76 | 49600 | 2.6
215408634 | 12/17/24 | Live | LG | LG | Multizone Mix of Ducted and Non-Ducted | 215408634 |  | HMSV-A-CB | KUMXA361A | Mixed Ducted and Non-Ducted Indoor Units |  |  |  |  | 14 | 20.5 | 10.5 | TRUE | TRUE |  | 36000 | 27200 | 2.53 | 49600 | 2.61
214848477 | 12/17/24 | Live | LG | LG | Multizone All Non-Ducted | 214848477 |  | HMSR-A-CB-O | KUMXA301A | Non-Ducted Indoor Units |  |  |  |  | 12.5 | 20 | 9.8 | TRUE | TRUE |  | 28400 | 19900 | 2.9 | 33150 | 2.61
214848478 | 12/17/24 | Live | LG | LG | Multizone All Ducted | 214848478 |  | HMSV-A-CB | KUMXA301A | Ducted Indoor Units |  |  |  |  | 11.7 | 18.5 | 9.5 | TRUE | TRUE |  | 24600 | 19900 | 2.9 | 30250 | 2.26
214848487 | 12/17/24 | Live | LG | LG | Multizone Mix of Ducted and Non-Ducted | 214848487 |  | HMSV-A-CB | KUMXA301A | Mixed Ducted and Non-Ducted Indoor Units |  |  |  |  | 12.1 | 19.25 | 9.65 | TRUE | TRUE |  | 26400 | 19900 | 2.9 | 31700 | 2.43
214848475 | 12/17/24 | Live | LG | LG | Multizone All Non-Ducted | 214848475 |  | HMSR-A-CB-O | KUMXA241A | Non-Ducted Indoor Units |  |  |  |  | 13.5 | 21 | 9.8 | TRUE | TRUE |  | 24000 | 17800 | 2.8 | 28500 | 2.46
214848476 | 12/17/24 | Live | LG | LG | Multizone All Ducted | 214848476 |  | HMSV-A-CB | KUMXA241A | Ducted Indoor Units |  |  |  |  | 12.5 | 18.5 | 9.5 | TRUE | TRUE |  | 22000 | 15000 | 2.8 | 25210 | 2.32
214848480 | 12/17/24 | Live | LG | LG | Multizone Mix of Ducted and Non-Ducted | 214848480 |  | HMSV-A-CB | KUMXA241A | Mixed Ducted and Non-Ducted Indoor Units |  |  |  |  | 13 | 19.75 | 9.65 | TRUE | TRUE |  | 23000 | 16400 | 2.79 | 26855 | 2.39
214848473 | 12/17/24 | Live | LG | LG | Multizone All Non-Ducted | 214848473 |  | HMSR-A-CB-O | KUMXA181A | Non-Ducted Indoor Units |  |  |  |  | 13.5 | 20 | 9.8 | TRUE | TRUE |  | 18000 | 13900 | 2.59 | 23600 | 2.56
214848474 | 12/17/24 | Live | LG | LG | Multizone All Ducted | 214848474 |  | HMSV-A-CB | KUMXA181A | Ducted Indoor Units |  |  |  |  | 12 | 17 | 9 | TRUE | TRUE |  | 17200 | 13500 | 2.5 | 23600 | 2.39
214848479 | 12/17/24 | Live | LG | LG | Multizone Mix of Ducted and Non-Ducted | 214848479 |  | HMSV-A-CB | KUMXA181A | Mixed Ducted and Non-Ducted Indoor Units |  |  |  |  | 12.75 | 18.5 | 9.4 | TRUE | TRUE |  | 17600 | 13700 | 2.56 | 23600 | 2.47
215828273 | 12/17/24 | Live | LG | LG | Singlezone Non-Ducted, Wall Placement | 215828273 |  | HRCU-A-CB-O | KUSAL241A | Mini-Splits | KNSAL241A |  |  |  | 13 | 23 | 10.2 | TRUE | TRUE |  | 22000 | 15800 | 2.82 | 24300 | 2.08
215828275 | 12/17/24 | Live | LG | LG | Singlezone Non-Ducted, Wall Placement | 215828275 |  | HRCU-A-CB-O | KUSAL181A | Mini-Splits | KNSAL181A |  |  |  | 14.4 | 24 | 11 | TRUE | TRUE |  | 18000 | 13100 | 2.91 | 24300 | 2.08
215828274 | 12/17/24 | Live | LG | LG | Singlezone Non-Ducted, Wall Placement | 215828274 |  | HRCU-A-CB-O | KUSAL151A | Mini-Splits | KNSAL151A |  |  |  | 15 | 25 | 11.2 | TRUE | TRUE |  | 15000 | 10900 | 2.9 | 20200 | 2.04
215828272 | 12/17/24 | Live | LG | LG | Singlezone Non-Ducted, Wall Placement | 215828272 |  | HRCU-A-CB-O | KUSAP241A | Mini-Splits | KNSAP241A |  |  |  | 13 | 22 | 9.7 | TRUE | TRUE |  | 22000 | 15800 | 2.69 | 23210 | 1.99
215413010 | 12/17/24 | Live | LG | LG | Singlezone Non-Ducted, Wall Placement | 215413010 |  | HRCU-A-CB-O | KUSAB181A | Mini-Splits | KNUAK181A |  |  |  | 13 | 23 | 10 | TRUE | TRUE |  | 18000 | 13300 | 2.8 | 18600 | 1.89
215413009 | 12/17/24 | Live | LG | LG | Singlezone Non-Ducted, Wall Placement | 215413009 |  | HRCU-A-CB-O | KUSAB181A | Mini-Splits | KNUAB181A |  |  |  | 13 | 23 | 10 | TRUE | TRUE |  | 18000 | 13300 | 2.8 | 18600 | 1.89
215413008 | 12/17/24 | Live | LG | LG | Singlezone Non-Ducted, Wall Placement | 215413008 |  | HRCU-A-CB-O | KUSAB121A | Mini-Splits | KNUAK121A |  |  |  | 12.8 | 22.5 | 10.5 | TRUE | TRUE |  | 12000 | 8500 | 2.86 | 12400 | 2.19
215413007 | 12/17/24 | Live | LG | LG | Singlezone Non-Ducted, Wall Placement | 215413007 |  | HRCU-A-CB-O | KUSAB121A | Mini-Splits | KNUAB121A |  |  |  | 12.8 | 22.5 | 10.5 | TRUE | TRUE |  | 12000 | 8500 | 2.86 | 12400 | 2.19
215413006 | 12/17/24 | Live | LG | LG | Singlezone Non-Ducted, Wall Placement | 215413006 |  | HRCU-A-CB-O | KUSAB091A | Mini-Splits | KNUAK091A |  |  |  | 14.95 | 23.8 | 10.9 | TRUE | TRUE |  | 9000 | 6900 | 3.11 | 11200 | 2.19
215413005 | 12/17/24 | Live | LG | LG | Singlezone Non-Ducted, Wall Placement | 215413005 |  | HRCU-A-CB-O | KUSAB091A | Mini-Splits | KNUAB091A |  |  |  | 14.95 | 23.8 | 10.9 | TRUE | TRUE |  | 9000 | 6900 | 3.11 | 11200 | 2.19
214825951 | 12/17/24 | Live | LG | LG | Singlezone Non-Ducted, Floor Placement | 214825951 |  | HRCU-A-CB-O | KUSXB121A | Mini-Splits | KNUQB121A |  |  |  | 13 | 19.7 | 10.5 | TRUE | TRUE |  | 10200 | 8800 | 2.96 | 12900 | 2.38
214826532 | 12/17/24 | Live | LG | LG | Singlezone Non-Ducted, Floor Placement | 214826532 |  | HRCU-A-CB-O | KUSXB091A | Mini-Splits | KNUQB091A |  |  |  | 13.2 | 20 | 10.6 | TRUE | TRUE |  | 9000 | 6700 | 3.12 | 11600 | 2.58
214837926 | 12/17/24 | Live | LG | LG | Singlezone Ducted, Compact Ducted | 214837926 |  | HRCU-A-CB | KUSXB361A | Mini-Splits | KNUJB361A |  |  |  | 12.1 | 18.5 | 9.3 | TRUE | TRUE |  | 36000 | 26400 | 2.7 | 38000 | 2.03
214837929 | 12/17/24 | Live | LG | LG | Singlezone Ducted, Compact Ducted | 214837929 |  | HRCU-A-CB | KUSXA361A | Mini-Splits | KNUJB361A |  |  |  | 12.3 | 19 | 9.5 | TRUE | TRUE |  | 36000 | 26400 | 2.7 | 41700 | 2.26
214796354 | 12/17/24 | Live | LG | LG | Singlezone Ducted, Compact Ducted | 214796354 |  | HRCU-A-CB | KUSXB301A | Mini-Splits | KNUJB301A |  |  |  | 11.7 | 18.5 | 9.4 | TRUE | TRUE |  | 29000 | 23000 | 2.8 | 32000 | 2.29
214837928 | 12/17/24 | Live | LG | LG | Singlezone Ducted, Compact Ducted | 214837928 |  | HRCU-A-CB | KUSXA301A | Mini-Splits | KNUJB301A |  |  |  | 13.5 | 18.8 | 9.5 | TRUE | TRUE |  | 30000 | 21400 | 2.66 | 36000 | 2.46
214796353 | 12/17/24 | Live | LG | LG | Singlezone Ducted, Compact Ducted | 214796353 |  | HRCU-A-CB | KUSXB241A | Mini-Splits | KNUJB241A |  |  |  | 11.8 | 17 | 9.5 | TRUE | TRUE |  | 23000 | 17500 | 2.76 | 26000 | 2.38
214796351 | 12/17/24 | Live | LG | LG | Singlezone Ducted, Compact Ducted | 214796351 |  | HRCU-A-CB | KUSXA241A | Mini-Splits | KNUJB241A |  |  |  | 11.8 | 17 | 9.5 | TRUE | TRUE |  | 23000 | 17000 | 2.75 | 29700 | 2.05
214796352 | 12/17/24 | Live | LG | LG | Singlezone Ducted, Compact Ducted | 214796352 |  | HRCU-A-CB | KUSXB181A | Mini-Splits | KNUJB181A |  |  |  | 12.4 | 17.5 | 9.2 | TRUE | TRUE |  | 18000 | 12500 | 2.69 | 20800 | 2.3
214796350 | 12/17/24 | Live | LG | LG | Singlezone Ducted, Compact Ducted | 214796350 |  | HRCU-A-CB | KUSXA181A | Mini-Splits | KNUJB181A |  |  |  | 12.4 | 17.5 | 9.2 | TRUE | TRUE |  | 18000 | 13000 | 2.72 | 22200 | 2.3
214826534 | 12/17/24 | Live | LG | LG | Singlezone Ducted, Compact Ducted | 214826534 |  | HRCU-A-CB | KUSXB121A | Mini-Splits | KNUJB121A |  |  |  | 12 | 16.4 | 10.5 | TRUE | TRUE |  | 12000 | 10200 | 2.9 | 13100 | 2.38
214826531 | 12/17/24 | Live | LG | LG | Singlezone Ducted, Compact Ducted | 214826531 |  | HRCU-A-CB | KUSXB091A | Mini-Splits | KNUJB091A |  |  |  | 12.2 | 16.4 | 10.4 | TRUE | TRUE |  | 9000 | 9400 | 2.96 | 11700 | 2.2
214825953 | 12/17/24 | Live | LG | LG | Singlezone Non-Ducted, Ceiling Placement | 214825953 |  | HRCU-A-CB-O | KUSXB181A | Mini-Splits | KNUDB181A |  |  |  | 13 | 20.5 | 9.5 | TRUE | TRUE |  | 18000 | 13000 | 2.59 | 20800 | 2.18
214825952 | 12/17/24 | Live | LG | LG | Singlezone Non-Ducted, Ceiling Placement | 214825952 |  | HRCU-A-CB-O | KUSXA181A | Mini-Splits | KNUDB181A |  |  |  | 13.2 | 20.5 | 9.5 | TRUE | TRUE |  | 18000 | 13600 | 2.85 | 22500 | 2.18
214826533 | 12/17/24 | Live | LG | LG | Singlezone Non-Ducted, Ceiling Placement | 214826533 |  | HRCU-A-CB-O | KUSXB121A | Mini-Splits | KNUDB121A |  |  |  | 13 | 21.5 | 10.1 | TRUE | TRUE |  | 11100 | 8700 | 2.71 | 12700 | 2.36
214826530 | 12/17/24 | Live | LG | LG | Singlezone Non-Ducted, Ceiling Placement | 214826530 |  | HRCU-A-CB-O | KUSXB091A | Mini-Splits | KNUDB091A |  |  |  | 13.9 | 22.2 | 10 | TRUE | TRUE |  | 9000 | 6400 | 2.84 | 11600 | 2.5
215588574 | 12/17/24 | Live | LG | LG | Singlezone Ducted, Centrally Ducted | 215588574 |  | HRCU-A-CB | KUSXB601A | Mini-Splits | KNSLB601A |  |  |  | 12 | 17.5 | 9.4 | TRUE | TRUE |  | 52500 | 35000 | 2.74 | 53000 | 2.25
215588580 | 12/17/24 | Live | LG | LG | Singlezone Ducted, Centrally Ducted | 215588580 |  | HRCU-A-CB | KUSXB481A | Mini-Splits | KNSLB481A |  |  |  | 11.7 | 18 | 9.4 | TRUE | TRUE |  | 45500 | 31400 | 2.68 | 43000 | 2.15
215735574 | 12/17/24 | Live | LG | LG | Singlezone Ducted, Centrally Ducted | 215735574 |  | HRCU-A-CB | KUSXA482A | Mini-Splits | KNSLB481A |  |  |  | 12.3 | 19 | 9.6 | TRUE | TRUE |  | 46000 | 30400 | 2.7 | 54000 | 2.4
215588573 | 12/17/24 | Live | LG | LG | Singlezone Ducted, Centrally Ducted | 215588573 |  | HRCU-A-CB | KUSXB421A | Mini-Splits | KNSLB421A |  |  |  | 11.7 | 18 | 9.5 | TRUE | TRUE |  | 42000 | 31000 | 2.7 | 42000 | 2.07
215735573 | 12/17/24 | Live | LG | LG | Singlezone Ducted, Centrally Ducted | 215735573 |  | HRCU-A-CB | KUSXA422A | Mini-Splits | KNSLB421A |  |  |  | 12.5 | 19 | 9.8 | TRUE | TRUE |  | 42000 | 29800 | 2.79 | 52000 | 2.38
215812199 | 12/17/24 | Live | LG | LG | Singlezone Ducted, Centrally Ducted | 215812199 |  | HRCU-A-CB | KUSXB361A | Mini-Splits | KNSLB361A |  |  |  | 11.8 | 17.5 | 9.5 | TRUE | TRUE |  | 33000 | 27000 | 2.7 | 37000 | 2.13
215588579 | 12/17/24 | Live | LG | LG | Singlezone Ducted, Centrally Ducted | 215588579 |  | HRCU-A-CB | KUSXB301A | Mini-Splits | KNSLB301A |  |  |  | 11.7 | 17 | 9.6 | TRUE | TRUE |  | 27000 | 21400 | 2.58 | 31500 | 2.31
215588578 | 12/17/24 | Live | LG | LG | Singlezone Ducted, Centrally Ducted | 215588578 |  | HRCU-A-CB | KUSXB241A | Mini-Splits | KNSLB241A |  |  |  | 12 | 17.5 | 9.7 | TRUE | TRUE |  | 23200 | 17500 | 2.7 | 25000 | 2.25
215588571 | 12/17/24 | Live | LG | LG | Singlezone Ducted, Centrally Ducted | 215588571 |  | HRCU-A-CB | KUSXB181A | Mini-Splits | KNSLB181A |  |  |  | 13.5 | 17.5 | 10 | TRUE | TRUE |  | 18000 | 12500 | 2.78 | 23000 | 2.07
215588570 | 12/17/24 | Live | LG | LG | Singlezone Ducted, Centrally Ducted | 215588570 |  | HRCU-A-CB | KUSXB121A | Mini-Splits | KNSLB121A |  |  |  | 12.2 | 16.2 | 9.5 | TRUE | TRUE |  | 12000 | 9500 | 2.87 | 13100 | 2.02
215588566 | 12/17/24 | Live | LG | LG | Singlezone Ducted, Centrally Ducted | 215588566 |  | HRCU-A-CB | KUSXA121A | Mini-Splits | KNSLB121A |  |  |  | 13.3 | 17 | 9.8 | TRUE | TRUE |  | 12500 | 8600 | 2.6 | 16300 | 1.99
215588576 | 12/17/24 | Live | LG | LG | Singlezone Ducted, Centrally Ducted | 215588576 |  | HRCU-A-CB | KUSXA361A | Mini-Splits | KNSLA361A |  |  |  | 13 | 18.2 | 9.6 | TRUE | TRUE |  | 33000 | 25400 | 2.8 | 39000 | 2.38
215588575 | 12/17/24 | Live | LG | LG | Singlezone Ducted, Centrally Ducted | 215588575 |  | HRCU-A-CB | KUSXA301A | Mini-Splits | KNSLA301A |  |  |  | 13.5 | 18.2 | 9.8 | TRUE | TRUE |  | 30000 | 21600 | 2.85 | 36000 | 2.64
215588568 | 12/17/24 | Live | LG | LG | Singlezone Ducted, Centrally Ducted | 215588568 |  | HRCU-A-CB | KUSXA241A | Mini-Splits | KNSLA241A |  |  |  | 12.5 | 17.5 | 10 | TRUE | TRUE |  | 24000 | 17700 | 2.8 | 28000 | 2.1
215588567 | 12/17/24 | Live | LG | LG | Singlezone Ducted, Centrally Ducted | 215588567 |  | HRCU-A-CB | KUSXA181A | Mini-Splits | KNSLA181A |  |  |  | 13.5 | 17.5 | 10 | TRUE | TRUE |  | 18000 | 13000 | 2.8 | 26000 | 2.18
214836843 | 12/17/24 | Live | LG | LG | Singlezone Ducted, Compact Ducted | 214836843 |  | HRCU-A-CB | KUSXB481A | Mini-Splits | KNSJB481A |  |  |  | 11.7 | 17.5 | 9.1 | TRUE | TRUE |  | 46500 | 32000 | 2.66 | 41500 | 2.1
214837931 | 12/17/24 | Live | LG | LG | Singlezone Ducted, Compact Ducted | 214837931 |  | HRCU-A-CB | KUSXA481A | Mini-Splits | KNSJB481A |  |  |  | 12 | 17.8 | 9.3 | TRUE | TRUE |  | 48000 | 33400 | 2.74 | 52800 | 2.33
214825958 | 12/17/24 | Live | LG | LG | Singlezone Ducted, Compact Ducted | 214825958 |  | HRCU-A-CB | KUSXB421A | Mini-Splits | KNSJB421A |  |  |  | 12 | 18.3 | 9 | TRUE | TRUE |  | 42000 | 28600 | 2.7 | 41500 | 2.1
214837932 | 12/17/24 | Live | LG | LG | Singlezone Ducted, Compact Ducted | 214837932 |  | HRCU-A-CB | KUSXA421A | Mini-Splits | KNSJB421A |  |  |  | 12.6 | 18.8 | 9.4 | TRUE | TRUE |  | 42000 | 30800 | 2.77 | 50700 | 2.23
214836842 | 12/17/24 | Live | LG | LG | Singlezone Non-Ducted, Ceiling Placement | 214836842 |  | HRCU-A-CB-O | KUSXB481A | Mini-Splits | KNSCB481A |  |  |  | 12.1 | 21.2 | 10.4 | TRUE | TRUE |  | 48000 | 32200 | 3.06 | 41500 | 2.15
214837933 | 12/17/24 | Live | LG | LG | Singlezone Non-Ducted, Ceiling Placement | 214837933 |  | HRCU-A-CB-O | KUSXA481A | Mini-Splits | KNSCB481A |  |  |  | 12.7 | 20.8 | 10.6 | TRUE | TRUE |  | 48000 | 31800 | 3.06 | 54500 | 2.4
214837927 | 12/17/24 | Live | LG | LG | Singlezone Non-Ducted, Ceiling Placement | 214837927 |  | HRCU-A-CB-O | KUSXB421A | Mini-Splits | KNSCB421A |  |  |  | 13.2 | 21 | 10.8 | TRUE | TRUE |  | 42000 | 30000 | 3.1 | 41500 | 2.15
214837930 | 12/17/24 | Live | LG | LG | Singlezone Non-Ducted, Ceiling Placement | 214837930 |  | HRCU-A-CB-O | KUSXA421A | Mini-Splits | KNSCB421A |  |  |  | 13.5 | 21.5 | 10.8 | TRUE | TRUE |  | 42000 | 28600 | 3.16 | 50700 | 2.26
214837925 | 12/17/24 | Live | LG | LG | Singlezone Non-Ducted, Ceiling Placement | 214837925 |  | HRCU-A-CB-O | KUSXB361A | Mini-Splits | KNSCB361A |  |  |  | 13 | 22 | 10.3 | TRUE | TRUE |  | 36000 | 24800 | 3 | 38000 | 2.09
214825957 | 12/17/24 | Live | LG | LG | Singlezone Non-Ducted, Ceiling Placement | 214825957 |  | HRCU-A-CB-O | KUSXA361A | Mini-Splits | KNSCB361A |  |  |  | 13.7 | 23.5 | 10.5 | TRUE | TRUE |  | 36000 | 24800 | 3 | 41700 | 2.35
214825956 | 12/17/24 | Live | LG | LG | Singlezone Non-Ducted, Ceiling Placement | 214825956 |  | HRCU-A-CB-O | KUSXB301A | Mini-Splits | KNSCB301A |  |  |  | 12.1 | 21 | 10 | TRUE | TRUE |  | 30000 | 21000 | 3.08 | 33800 | 2.42
214826535 | 12/17/24 | Live | LG | LG | Singlezone Non-Ducted, Ceiling Placement | 214826535 |  | HRCU-A-CB-O | KUSXA301A | Mini-Splits | KNSCB301A |  |  |  | 15.2 | 25 | 10.4 | TRUE | TRUE |  | 30000 | 20400 | 3 | 36200 | 2.59
214825955 | 12/17/24 | Live | LG | LG | Singlezone Non-Ducted, Floor Placement | 214825955 |  | HRCU-A-CB-O | KUSXB241A | Mini-Splits | KNSCB241A |  |  |  | 13 | 21 | 10.2 | TRUE | TRUE |  | 23000 | 17000 | 2.9 | 25000 | 2.35
214825954 | 12/17/24 | Live | LG | LG | Singlezone Non-Ducted, Ceiling Placement | 214825954 |  | HRCU-A-CB-O | KUSXA241A | Mini-Splits | KNSCB241A |  |  |  | 13 | 22 | 10.5 | TRUE | TRUE |  | 24000 | 17000 | 2.97 | 29700 | 2.1
216445264 | 12/17/24 | Live | LG | LG | Singlezone Ducted, Centrally Ducted | 216445264 |  | HRCU-A-C | KUSXA301A |  | LKMMA24B1 |  |  |  | 11.7 | 15.5 | 8.8 | TRUE | TRUE |  | 23000 | 16000 | 2.22 | 25000 | 2.22
216445259 | 12/17/24 | Live | LG | LG | Singlezone Ducted, Centrally Ducted | 216445259 |  | HRCU-A-C | KUSXA361A |  | LKMMA36C1 |  |  |  | 11.7 | 16 | 8.9 | TRUE | TRUE |  | 34400 | 24000 | 2.2 | 37000 | 2.13
216445258 | 12/17/24 | Live | LG | LG | Singlezone Ducted, Centrally Ducted | 216445258 |  | HRCU-A-C | KUSXA361A |  | LKMMA36B1 |  |  |  | 11.7 | 15.5 | 8.9 | TRUE | TRUE |  | 34400 | 24000 | 2.2 | 37000 | 2.17
216445257 | 12/17/24 | Live | LG | LG | Singlezone Ducted, Centrally Ducted | 216445257 |  | HRCU-A-C | KUSXA301A |  | LKMMA30B1 |  |  |  | 11.8 | 15.7 | 8.8 | TRUE | TRUE |  | 30000 | 22000 | 2.3 | 33700 | 2.1
216445256 | 12/17/24 | Live | LG | LG | Singlezone Ducted, Centrally Ducted | 216445256 |  | HRCU-A-C | KUSXA241A |  | LKMMA24B1 |  |  |  | 11 | 15 | 8.6 | FALSE | FALSE |  | 21600 | 16000 | 2.22 | 24200 | 2.15
216445255 | 12/17/24 | Live | LG | LG | Singlezone Ducted, Centrally Ducted | 216445255 |  | HRCU-A-C | KUSXA181A |  | LKMMA18B1 |  |  |  | 11.5 | 15.2 | 8.1 | TRUE | TRUE |  | 18000 | 13000 | 2.34 | 19800 | 2.23
216445254 | 12/17/24 | Live | LG | LG | Singlezone Ducted, Centrally Ducted | 216445254 |  | HRCU-A-C | KUSXA181A |  | LKMMA18A1 |  |  |  | 11.5 | 15.2 | 8.1 | TRUE | TRUE |  | 17000 | 13000 | 2.34 | 19800 | 2.23
216445253 | 12/17/24 | Live | LG | LG | Singlezone Ducted, Centrally Ducted | 216445253 |  | HRCU-A-C | KUSXB601A |  | LKMMA60D1 |  |  |  | 10.7 | 15.5 | 9 | TRUE | TRUE |  | 52500 | 36400 | 2.48 | 47500 | 2.21
216445252 | 12/17/24 | Live | LG | LG | Singlezone Ducted, Centrally Ducted | 216445252 |  | HRCU-A-C | KUSXB601A |  | LKMMA60C1 |  |  |  | 10.5 | 15.2 | 8.5 | TRUE | TRUE |  | 52500 | 36400 | 2.48 | 47500 | 2.32
216445251 | 12/17/24 | Live | LG | LG | Singlezone Ducted, Centrally Ducted | 216445251 |  | HRCU-A-C | KUSXB481A |  | LKMMA48D1 |  |  |  | 11 | 15.5 | 8.5 | TRUE | TRUE |  | 45500 | 32000 | 2.4 | 41000 | 2
216445250 | 12/17/24 | Live | LG | LG | Singlezone Ducted, Centrally Ducted | 216445250 |  | HRCU-A-C | KUSXB481A |  | LKMMA48C1 |  |  |  | 10.5 | 15.2 | 8.3 | TRUE | TRUE |  | 45500 | 32000 | 2.4 | 41000 | 2.04
216445249 | 12/17/24 | Live | LG | LG | Singlezone Ducted, Centrally Ducted | 216445249 |  | HRCU-A-C | KUSXB421A |  | LKMMA42C1 |  |  |  | 11.7 | 15.2 | 8.5 | TRUE | TRUE |  | 41000 | 29000 | 2.36 | 39200 | 2.09
216445248 | 12/17/24 | Live | LG | LG | Singlezone Ducted, Centrally Ducted | 216445248 |  | HRCU-A-C | KUSXB361A |  | LKMMA36C1 |  |  |  | 11.7 | 15.5 | 8.5 | TRUE | TRUE |  | 34400 | 24000 | 2.2 | 35500 | 2.12
216445247 | 12/17/24 | Live | LG | LG | Singlezone Ducted, Centrally Ducted | 216445247 |  | HRCU-A-C | KUSXB361A |  | LKMMA36B1 |  |  |  | 11.7 | 15.2 | 8.4 | TRUE | TRUE |  | 34400 | 24000 | 2.2 | 35500 | 2.08
216445246 | 12/17/24 | Live | LG | LG | Singlezone Ducted, Centrally Ducted | 216445246 |  | HRCU-A-C | KUSXB301A |  | LKMMA30B1 |  |  |  | 10 | 15 | 8.3 | FALSE | FALSE |  | 27600 | 20000 | 2.18 | 26400 | 2.06
216445245 | 12/17/24 | Live | LG | LG | Singlezone Ducted, Centrally Ducted | 216445245 |  | HRCU-A-C | KUSXB241A |  | LKMMA24B1 |  |  |  | 11.7 | 15.2 | 8.5 | TRUE | TRUE |  | 21600 | 16000 | 2.24 | 22000 | 2.04
216445244 | 12/17/24 | Live | LG | LG | Singlezone Ducted, Centrally Ducted | 216445244 |  | HRCU-A-C | KUSXB181A |  | LKMMA18B1 |  |  |  | 11.7 | 15.2 | 8.1 | TRUE | TRUE |  | 18000 | 13000 | 2.38 | 17600 | 2.06
216445243 | 12/17/24 | Live | LG | LG | Singlezone Ducted, Centrally Ducted | 216445243 |  | HRCU-A-C | KUSXB181A |  | LKMMA18A1 |  |  |  | 11.5 | 15 | 8.1 | FALSE | FALSE |  | 17000 | 13000 | 2.38 | 17600 | 2.06
205663349 | 02/25/22 | Live | Daikin North America, LLC | DAIKIN | Singlezone Non-Ducted, Wall Placement | 205663349 |  | HRCU-A-CB-O | RXL15QMVJU* | Mini-Splits | FTX15NMVJU* | 13 | 20 | 12.5 | 13 | 19.5 | 10 | FALSE | FALSE | TRUE | 15000 | 11500 | 3.01 | 19750 | 2.45
216021064 | 11/27/24 | Live | Midea Electric Trading | DAIZUKI | Singlezone Non-Ducted, Wall Placement | 216021064 |  | HRCU-A-CB-O | DXLC-1223-1Z | Mini-Splits | DXMH12E426-22 | 13.7 | 23.2 | 13.2 | 13.7 | 24.6 | 10.7 | FALSE | FALSE |  | 12000 | 9000 | 2.69 | 9921 | 2.31
216021063 | 11/27/24 | Live | Midea Electric Trading | DAIZUKI | Singlezone Non-Ducted, Wall Placement | 216021063 |  | HRCU-A-CB-O | DXLC-0923-1Z | Mini-Splits | DXMH09E426-25 | 15 | 25.5 | 12.2 | 15 | 25.5 | 12.3 | FALSE | FALSE |  | 9000 | 8500 | 2.8 | 9611 | 2.29
216021065 | 11/27/24 | Live | Midea Electric Trading | DAIZUKI | Singlezone Non-Ducted, Wall Placement | 216021065 |  | HRCU-A-CB-O | DXLC-1823-1Z | Mini-Splits | DXMH18E426-20 | 12.5 | 22.6 | 12 | 12.5 | 23.5 | 10.8 | FALSE | FALSE |  | 18000 | 14900 | 2.48 | 15934 | 2.37
216021066 | 11/27/24 | Live | Midea Electric Trading | DAIZUKI | Singlezone Non-Ducted, Wall Placement | 216021066 |  | HRCU-A-CB-O | DXLC-2423-1Z | Mini-Splits | DXMH24E426-20 | 14 | 21 | 12 | 14 | 22 | 10 | FALSE | FALSE |  | 24000 | 16200 | 2.4 | 20000 | 2.1
216021067 | 11/27/24 | Live | Midea Electric Trading | DAIZUKI | Singlezone Ducted, Compact Ducted | 216021067 |  | HRCU-A-CB | DXLC-0923-1Z | Mini-Splits | DXFU09E426-20 | 13.5 | 21 | 11.5 | 12.5 | 19.2 | 10.2 | FALSE | FALSE |  | 9000 | 7700 | 2.59 | 10200 | 2.41
216021069 | 11/27/24 | Live | Midea Electric Trading | DAIZUKI | Singlezone Ducted, Compact Ducted | 216021069 |  | HRCU-A-CB | DXLC-1823-1Z | Mini-Splits | DXFU18E426-19 | 12.5 | 20.5 | 11 | 12.5 | 20 | 10.6 | FALSE | FALSE |  | 17000 | 12600 | 2.66 | 14100 | 2.4
216021068 | 11/27/24 | Live | Midea Electric Trading | DAIZUKI | Singlezone Ducted, Compact Ducted | 216021068 |  | HRCU-A-CB | DXLC-1223-1Z | Mini-Splits | DXFU12E426-21 | 12.5 | 21.5 | 11.5 | 11.7 | 19 | 10.3 | FALSE | FALSE |  | 11500 | 9300 | 2.78 | 10100 | 2.39
216021070 | 11/27/24 | Live | Midea Electric Trading | DAIZUKI | Singlezone Ducted, Compact Ducted | 216021070 |  | HRCU-A-CB | DXLC-2423-1Z | Mini-Splits | DXFU24E426-21 | 12.6 | 21.5 | 11.2 | 12.5 | 19 | 11.2 | FALSE | FALSE |  | 23000 | 20000 | 2.61 | 22600 | 2.41
216027618 | 11/27/24 | Live | Midea Electric Trading | CAPELLA | Singlezone Non-Ducted, Wall Placement | 216027618 |  | HRCU-A-CB-O | CPIB-H18A-O | Mini-Splits | CPIB-H18A-I |  |  |  | 11.5 | 20.2 | 9.1 | FALSE | FALSE |  | 18000 | 11700 | 2.62 | 13300 | 2.41
216027617 | 11/27/24 | Live | Midea Electric Trading | CAPELLA | Singlezone Non-Ducted, Wall Placement | 216027617 |  | HRCU-A-CB-O | CPIB-H12A-O | Mini-Splits | CPIB-H12A-I |  |  |  | 10.8 | 21.3 | 9.2 | FALSE | FALSE |  | 12000 | 8300 | 2.32 | 9300 | 2.11
216027616 | 11/27/24 | Live | Midea Electric Trading | CAPELLA | Singlezone Non-Ducted, Wall Placement | 216027616 |  | HRCU-A-CB-O | CPIB-H09A-O | Mini-Splits | CPIB-H09A-I |  |  |  | 12.6 | 21.6 | 9.4 | TRUE | TRUE |  | 9000 | 6600 | 2.45 | 7500 | 2
216027619 | 11/27/24 | Live | Midea Electric Trading | CAPELLA | Singlezone Non-Ducted, Wall Placement | 216027619 |  | HRCU-A-CB-O | CPIB-H24A-O | Mini-Splits | CPIB-H24A-I |  |  |  | 9.6 | 18.5 | 9 | TRUE | TRUE |  | 24000 | 17200 | 2.46 | 20200 | 2.26
216027623 | 11/27/24 | Live | Midea Electric Trading | CAPELLA | Singlezone Non-Ducted, Wall Placement | 216027623 |  | HRCU-A-CB-O | CPPB-H24A-O | Mini-Splits | CPPB-H24A-I |  |  |  | 13 | 21 | 13.5 | TRUE | TRUE |  | 24000 | 21000 | 2.88 | 23200 | 2.35
216027624 | 11/27/24 | Live | Midea Electric Trading | CAPELLA | Singlezone Non-Ducted, Ceiling Placement | 216027624 |  | HRCU-A-CB-O | CPPB-H09A-O | Mini-Splits | SICB1-H09A-I |  |  |  | 14 | 22.6 | 12.1 | TRUE | TRUE |  | 9000 | 9700 | 2.63 | 12600 | 2.1
216027626 | 11/27/24 | Live | Midea Electric Trading | CAPELLA | Singlezone Non-Ducted, Ceiling Placement | 216027626 |  | HRCU-A-CB-O | CPPB-H18A-O | Mini-Splits | SICB1-H18A-I |  |  |  | 12.5 | 20 | 12.3 | TRUE | TRUE |  | 16000 | 14900 | 2.7 | 18000 | 2.1
216027625 | 11/27/24 | Live | Midea Electric Trading | CAPELLA | Singlezone Non-Ducted, Ceiling Placement | 216027625 |  | HRCU-A-CB-O | CPPB-H12A-O | Mini-Splits | SICB1-H12A-I |  |  |  | 12.5 | 22.2 | 11.6 | TRUE | TRUE |  | 12000 | 10000 | 2.74 | 12900 | 2.14
216027627 | 11/27/24 | Live | Midea Electric Trading | CAPELLA | Singlezone Non-Ducted, Wall Placement | 216027627 |  | HRCU-A-CB-O | CPPB-H24A-O | Mini-Splits | SICB1-H24A-I |  |  |  | 12 | 20.7 | 11.6 | TRUE | TRUE |  | 23400 | 20400 | 2.78 | 23900 | 2.48
216027629 | 11/27/24 | Live | Midea Electric Trading | CAPELLA | Singlezone Ducted, Compact Ducted | 216027629 |  | HRCU-A-CB | CPPB-H12A-O | Mini-Splits | SFCB1-H12A-I |  |  |  | 12 | 20 | 10.6 | TRUE | TRUE |  | 12000 | 10200 | 2.6 | 14000 | 2.31
216027628 | 11/27/24 | Live | Midea Electric Trading | CAPELLA | Singlezone Ducted, Compact Ducted | 216027628 |  | HRCU-A-CB | CPPB-H09A-O | Mini-Splits | SFCB1-H09A-I |  |  |  | 14 | 20.5 | 13.8 | TRUE | TRUE |  | 9000 | 10200 | 2.45 | 12600 | 1.94
216027630 | 11/27/24 | Live | Midea Electric Trading | CAPELLA | Singlezone Ducted, Compact Ducted | 216027630 |  | HRCU-A-CB | CPPB-H18A-O | Mini-Splits | SFCB1-H18A-I |  |  |  | 12 | 18.4 | 11.1 | TRUE | TRUE |  | 17500 | 15000 | 2.89 | 20000 | 2.5
216027631 | 11/27/24 | Live | Midea Electric Trading | CAPELLA | Singlezone Ducted, Compact Ducted | 216027631 |  | HRCU-A-CB | CPPB-H24A-O | Mini-Splits | SFCB1-H24A-I |  |  |  | 12 | 19 | 11.7 | TRUE | TRUE |  | 24000 | 21600 | 2.71 | 23600 | 2.48
216027632 | 11/27/24 | Live | Midea Electric Trading | CAPELLA | Multizone All Non-Ducted | 216027632 |  | HMSR-A-CB-O | CPM2B1-H18A-O | Non-Ducted Indoor Units |  |  |  |  | 15 | 25 | 10.4 | TRUE | TRUE |  | 19000 | 17600 | 2.7 | 19000 | 2.2
216032321 | 12/13/24 | Live | Midea Electric Trading | 1HVAC | Multizone Mix of Ducted and Non-Ducted | 216032321 |  | HMSV-A-CB | ES-48Z-M6C | Mixed Ducted and Non-Ducted Indoor Units |  |  |  |  | 12.25 | 22.2 | 10.45 | TRUE | TRUE |  | 46000 | 37400 | 2.5 | 39750 | 2.19
216032322 | 12/13/24 | Live | Midea Electric Trading | 1HVAC | Multizone All Non-Ducted | 216032322 |  | HMSR-A-CB-O | ES-55Z-M6C | Non-Ducted Indoor Units |  |  |  |  | 10 | 22 | 9.5 | FALSE | FALSE |  | 60000 | 39000 | 2.8 | 42000 | 2.4
216032323 | 12/13/24 | Live | Midea Electric Trading | 1HVAC | Multizone All Ducted | 216032323 |  | HMSV-A-CB | ES-55Z-M6C | Ducted Indoor Units |  |  |  |  | 10 | 18 | 9.2 | FALSE | FALSE |  | 60000 | 39000 | 2.6 | 41000 | 2.3
216032324 | 12/13/24 | Live | Midea Electric Trading | 1HVAC | Multizone Mix of Ducted and Non-Ducted | 216032324 |  | HMSV-A-CB | ES-55Z-M6C | Mixed Ducted and Non-Ducted Indoor Units |  |  |  |  | 10 | 20 | 9.35 | FALSE | FALSE |  | 60000 | 39000 | 2.7 | 41500 | 2.35
216032325 | 12/13/24 | Live | Midea Electric Trading | ACIQ | Singlezone Non-Ducted, Wall Placement | 216032325 |  | HRCU-A-CB-O | ACIQ-09Z-HP115C | Mini-Splits | ACIQ-09W-HP115C |  |  |  | 12.5 | 21.5 | 9 | TRUE | FALSE |  | 9000 | 6500 | 2.3 | 8000 | 2.13
216032326 | 12/13/24 | Live | Midea Electric Trading | ACIQ | Singlezone Non-Ducted, Wall Placement | 216032326 |  | HRCU-A-CB-O | ACIQ-12Z-HP115C | Mini-Splits | ACIQ-12W-HP115C |  |  |  | 10.1 | 21.2 | 8.7 | FALSE | FALSE |  | 12000 | 7300 | 2.23 | 8000 | 2.19
216032327 | 12/13/24 | Live | Midea Electric Trading | ACIQ | Singlezone Non-Ducted, Wall Placement | 216032327 |  | HRCU-A-CB-O | ACIQ-09Z-HP230C | Mini-Splits | ACIQ-09W-HP230C |  |  |  | 12.6 | 21.2 | 9.1 | TRUE | TRUE |  | 9000 | 6800 | 2.46 | 8300 | 2.23
216032328 | 12/13/24 | Live | Midea Electric Trading | ACIQ | Singlezone Non-Ducted, Wall Placement | 216032328 |  | HRCU-A-CB-O | ACIQ-12Z-HP230C | Mini-Splits | ACIQ-12W-HP230C |  |  |  | 10.8 | 21.3 | 9.1 | FALSE | FALSE |  | 12000 | 8700 | 2.41 | 9200 | 2.16
216032329 | 12/13/24 | Live | Midea Electric Trading | ACIQ | Singlezone Non-Ducted, Wall Placement | 216032329 |  | HRCU-A-CB-O | ACIQ-18Z-HP230C | Mini-Splits | ACIQ-18W-HP230C |  |  |  | 10.8 | 19.2 | 9.6 | FALSE | FALSE |  | 18000 | 12300 | 2.63 | 14800 | 2.58
216032330 | 12/13/24 | Live | Midea Electric Trading | ACIQ | Singlezone Non-Ducted, Wall Placement | 216032330 |  | HRCU-A-CB-O | ACIQ-24Z-HP230C | Mini-Splits | ACIQ-24W-HP230C |  |  |  | 10 | 18.7 | 9.3 | TRUE | TRUE |  | 24000 | 16900 | 2.53 | 18700 | 2.18
216032331 | 12/13/24 | Live | Midea Electric Trading | ACIQ | Singlezone Non-Ducted, Wall Placement | 216032331 |  | HRCU-A-CB-O | ACIQ-30Z-HP230C | Mini-Splits | ACIQ-30W-HP230C |  |  |  | 11 | 20 | 9.2 | FALSE | FALSE |  | 30000 | 19000 | 2.26 | 19800 | 1.99
216032332 | 12/13/24 | Live | Midea Electric Trading | ACIQ | Singlezone Non-Ducted, Wall Placement | 216032332 |  | HRCU-A-CB-O | ACIQ-36Z-HP230C | Mini-Splits | ACIQ-36W-HP230C |  |  |  | 9 | 18 | 8.5 | FALSE | FALSE |  | 36000 | 24600 | 2.25 | 25000 | 2.14
216032333 | 12/13/24 | Live | Midea Electric Trading | ACIQ | Singlezone Non-Ducted, Wall Placement | 216032333 |  | HRCU-A-CB-O | ACIQ-06ZPL-HP230C | Mini-Splits | ACIQ-06W-HH-MD |  |  |  | 18 | 25.5 | 14.8 | TRUE | TRUE |  | 6000 | 7900 | 2.79 | 8600 | 2.38
216032337 | 12/13/24 | Live | Midea Electric Trading | ACIQ | Singlezone Non-Ducted, Wall Placement | 216032337 |  | HRCU-A-CB-O | ACIQ-24ZPL-HP230C | Mini-Splits | ACIQ-24W-HH-MD |  |  |  | 13 | 21 | 13.5 | TRUE | TRUE |  | 24000 | 21000 | 2.88 | 23200 | 2.35
216032338 | 12/13/24 | Live | Midea Electric Trading | ACIQ | Singlezone Non-Ducted, Ceiling Placement | 216032338 |  | HRCU-A-CB-O | ACIQ-09ZPL-HP230C | Mini-Splits | ACIQ-09CC-HH-MC |  |  |  | 14 | 22.6 | 12.1 | TRUE | TRUE |  | 9000 | 9700 | 2.63 | 12600 | 2.1
216032339 | 12/13/24 | Live | Midea Electric Trading | ACIQ | Singlezone Non-Ducted, Ceiling Placement | 216032339 |  | HRCU-A-CB-O | ACIQ-12ZPL-HP230C | Mini-Splits | ACIQ-12CC-HH-MC |  |  |  | 12.5 | 22.2 | 11.6 | TRUE | TRUE |  | 12000 | 10000 | 2.74 | 12900 | 2.14
216032340 | 12/13/24 | Live | Midea Electric Trading | ACIQ | Singlezone Non-Ducted, Ceiling Placement | 216032340 |  | HRCU-A-CB-O | ACIQ-18ZPL-HP230C | Mini-Splits | ACIQ-18CC-HH-MC |  |  |  | 12.5 | 20 | 12.3 | TRUE | TRUE |  | 16000 | 14900 | 2.7 | 18000 | 2.1
216032341 | 12/13/24 | Live | Midea Electric Trading | ACIQ | Singlezone Non-Ducted, Wall Placement | 216032341 |  | HRCU-A-CB-O | ACIQ-24ZPL-HP230C | Mini-Splits | ACIQ-24CC-HH-MC |  |  |  | 12 | 20.7 | 11.6 | TRUE | TRUE |  | 23400 | 20400 | 2.78 | 23900 | 2.48
216032342 | 12/13/24 | Live | Midea Electric Trading | ACIQ | Singlezone Non-Ducted, Wall Placement | 216032342 |  | HRCU-A-CB-O | ACIQ-36ZPL-HP230C | Mini-Splits | ACIQ-36CC-HH-MC |  |  |  | 12 | 21.2 | 10.6 | TRUE | TRUE |  | 36600 | 30600 | 2.56 | 46200 | 2.17
216032343 | 12/13/24 | Live | Midea Electric Trading | ACIQ | Singlezone Ducted, Compact Ducted | 216032343 |  | HRCU-A-CB | ACIQ-48ZPL-HP230C | Mini-Splits | ACIQ-48CC-HH-MC |  |  |  | 10.4 | 16.7 | 10.8 | TRUE | TRUE |  | 48000 | 45000 | 2.61 | 45500 | 2.4
216032344 | 12/13/24 | Live | Midea Electric Trading | ACIQ | Singlezone Ducted, Compact Ducted | 216032344 |  | HRCU-A-CB | ACIQ-09ZPL-HP230C | Mini-Splits | ACIQ-09CD-HH-MC |  |  |  | 14 | 20.5 | 13.8 | TRUE | TRUE |  | 9000 | 10200 | 2.45 | 12600 | 1.94
216032345 | 12/13/24 | Live | Midea Electric Trading | ACIQ | Singlezone Ducted, Compact Ducted | 216032345 |  | HRCU-A-CB | ACIQ-12ZPL-HP230C | Mini-Splits | ACIQ-12CD-HH-MC |  |  |  | 12 | 20 | 10.6 | TRUE | TRUE |  | 12000 | 10200 | 2.6 | 14000 | 2.31
216032346 | 12/13/24 | Live | Midea Electric Trading | ACIQ | Singlezone Ducted, Compact Ducted | 216032346 |  | HRCU-A-CB | ACIQ-18ZPL-HP230C | Mini-Splits | ACIQ-18CD-HH-MC |  |  |  | 12 | 18.4 | 11.1 | TRUE | TRUE |  | 17500 | 15000 | 2.89 | 20000 | 2.5
216032347 | 12/13/24 | Live | Midea Electric Trading | ACIQ | Singlezone Ducted, Compact Ducted | 216032347 |  | HRCU-A-CB | ACIQ-24ZPL-HP230C | Mini-Splits | ACIQ-24CD-HH-MC |  |  |  | 12 | 19 | 11.7 | TRUE | TRUE |  | 24000 | 21600 | 2.71 | 23600 | 2.48
216032348 | 12/13/24 | Live | Midea Electric Trading | ACIQ | Singlezone Ducted, Compact Ducted | 216032348 |  | HRCU-A-CB | ACIQ-36ZPL-HP230C | Mini-Splits | ACIQ-36CD-HH-MC |  |  |  | 12 | 17.7 | 11.1 | TRUE | TRUE |  | 36000 | 31600 | 2.73 | 40000 | 2.29
216032349 | 12/13/24 | Live | Midea Electric Trading | ACIQ | Singlezone Ducted, Compact Ducted | 216032349 |  | HRCU-A-CB | ACIQ-48ZPL-HP230C | Mini-Splits | ACIQ-48CD-HH-MC |  |  |  | 10.4 | 16.7 | 10.8 | TRUE | TRUE |  | 48000 | 45000 | 2.61 | 45500 | 2.4
216032350 | 12/13/24 | Live | Midea Electric Trading | ACIQ | Singlezone Ducted, Compact Ducted | 216032350 |  | HRCU-A-CB | ACIQ-60ZPL-HP230C | Mini-Splits | ACIQ-60CD-HH-MC |  |  |  | 10.2 | 15.8 | 10.4 | TRUE | TRUE |  | 55000 | 45000 | 2.72 | 52000 | 2.41
216032351 | 12/13/24 | Live | Midea Electric Trading | ACIQ | Singlezone Non-Ducted, Wall Placement | 216032351 |  | HRCU-A-CB-O | ACIQ-09ZPL-HP230C | Mini-Splits | ACIQ-09FM-HH-MD |  |  |  | 15.1 | 27.2 | 10.9 | TRUE | TRUE |  | 9000 | 9800 | 2.71 | 12200 | 2.17
216032353 | 12/13/24 | Live | Midea Electric Trading | ACIQ | Singlezone Non-Ducted, Floor Placement | 216032353 |  | HRCU-A-CB-O | ACIQ-18ZPL-HP230C | Mini-Splits | ACIQ-18FM-HH-MD |  |  |  | 12.5 | 20.4 | 10.3 | TRUE | TRUE |  | 17000 | 14400 | 2.54 | 20200 | 2.24
216032354 | 12/13/24 | Live | Midea Electric Trading | ACIQ | Singlezone Non-Ducted, Floor Placement | 216032354 |  | HRCU-A-CB-O | ACIQ-24ZPL-HP230C | Mini-Splits | ACIQ-24FM-HH-MD |  |  |  | 12 | 20.4 | 12.1 | TRUE | TRUE |  | 22000 | 20200 | 2.74 | 23300 | 2.38
216032355 | 12/13/24 | Live | Midea Electric Trading | ACIQ | Singlezone Non-Ducted, Floor Placement | 216032355 |  | HRCU-A-CB-O | ACIQ-36ZPL-HP230C | Mini-Splits | ACIQ-36FM-HH-MD |  |  |  | 12 | 20 | 10.8 | TRUE | TRUE |  | 36400 | 30200 | 2.58 | 42400 | 2.16
216032356 | 12/13/24 | Live | Midea Electric Trading | ACIQ | Singlezone Non-Ducted, Floor Placement | 216032356 |  | HRCU-A-CB-O | ACIQ-48ZPL-HP230C | Mini-Splits | ACIQ-48FM-HH-MD |  |  |  | 9.4 | 18.5 | 10.1 | TRUE | TRUE |  | 48000 | 38500 | 2.38 | 44500 | 2.23
216032357 | 12/13/24 | Live | Midea Electric Trading | ACIQ | Singlezone Non-Ducted, Floor Placement | 216032357 |  | HRCU-A-CB-O | ACIQ-60ZPL-HP230C | Mini-Splits | ACIQ-60FM-HH-MD |  |  |  | 9 | 18 | 10.7 | TRUE | TRUE |  | 54000 | 41000 | 2.33 | 58000 | 2.17
216032358 | 12/13/24 | Live | Midea Electric Trading | ACIQ | Singlezone Non-Ducted, Ceiling Placement | 216032358 |  | HRCU-A-CB-O | ACIQ-06ZPL-HP230C | Mini-Splits | SCC-0609-HH-MB |  |  |  | 15 | 22 | 12 | TRUE | TRUE |  | 6500 | 7000 | 2.66 | 9500 | 2.53
216032359 | 12/13/24 | Live | Midea Electric Trading | ACIQ | Singlezone Non-Ducted, Ceiling Placement | 216032359 |  | HRCU-A-CB-O | ACIQ-09ZPL-HP230C | Mini-Splits | SCC-0609-HH-MB |  |  |  | 14.6 | 24 | 12.1 | TRUE | TRUE |  | 9000 | 9000 | 2.44 | 11900 | 2
216032360 | 12/13/24 | Live | Midea Electric Trading | ACIQ | Singlezone Non-Ducted, Ceiling Placement | 216032360 |  | HRCU-A-CB-O | ACIQ-18ZPL-HP230C | Mini-Splits | SCC-1218-HH-MB |  |  |  | 12.5 | 20.6 | 12.2 | TRUE | TRUE |  | 16700 | 14500 | 2.5 | 18800 | 2.05
216032361 | 12/13/24 | Live | Midea Electric Trading | ACIQ | Multizone All Non-Ducted | 216032361 |  | HMSR-A-CB-O | ACIQ-18Z-HH-M3C | Non-Ducted Indoor Units |  |  |  |  | 15 | 25 | 10.4 | TRUE | TRUE |  | 19000 | 17600 | 2.7 | 19000 | 2.2
216032362 | 12/13/24 | Live | Midea Electric Trading | ACIQ | Multizone All Ducted | 216032362 |  | HMSV-A-CB | ACIQ-18Z-HH-M3C | Ducted Indoor Units |  |  |  |  | 13 | 20 | 10 | TRUE | TRUE |  | 19000 | 17000 | 2.59 | 22000 | 2.5
216032363 | 12/13/24 | Live | Midea Electric Trading | ACIQ | Multizone Mix of Ducted and Non-Ducted | 216032363 |  | HMSV-A-CB | ACIQ-18Z-HH-M3C | Mixed Ducted and Non-Ducted Indoor Units |  |  |  |  | 14 | 22.5 | 10.2 | TRUE | TRUE |  | 19000 | 17300 | 2.65 | 20500 | 2.36
216032364 | 12/13/24 | Live | Midea Electric Trading | ACIQ | Multizone All Non-Ducted | 216032364 |  | HMSR-A-CB-O | ACIQ-27Z-HH-M4C | Non-Ducted Indoor Units |  |  |  |  | 12.5 | 23 | 10.5 | TRUE | TRUE |  | 27000 | 25000 | 2.6 | 28000 | 2.2
216032365 | 12/13/24 | Live | Midea Electric Trading | ACIQ | Multizone All Ducted | 216032365 |  | HMSV-A-CB | ACIQ-27Z-HH-M4C | Ducted Indoor Units |  |  |  |  | 12 | 19 | 9.5 | TRUE | TRUE |  | 28000 | 23000 | 2.4 | 27000 | 2.1
216032366 | 12/13/24 | Live | Midea Electric Trading | ACIQ | Multizone Mix of Ducted and Non-Ducted | 216032366 |  | HMSV-A-CB | ACIQ-27Z-HH-M4C | Mixed Ducted and Non-Ducted Indoor Units |  |  |  |  | 12.25 | 21 | 10 | TRUE | TRUE |  | 27400 | 24000 | 2.5 | 27500 | 2.15
216032367 | 12/13/24 | Live | Midea Electric Trading | ACIQ | Multizone All Non-Ducted | 216032367 |  | HMSR-A-CB-O | ACIQ-36Z-HH-M5C | Non-Ducted Indoor Units |  |  |  |  | 13 | 23 | 10.7 | TRUE | TRUE |  | 36000 | 30000 | 2.4 | 42000 | 2.6
216032368 | 12/13/24 | Live | Midea Electric Trading | ACIQ | Multizone All Ducted | 216032368 |  | HMSV-A-CB | ACIQ-36Z-HH-M5C | Ducted Indoor Units |  |  |  |  | 12 | 19.4 | 10.4 | TRUE | TRUE |  | 36000 | 33000 | 2.4 | 34000 | 2.2
216032369 | 12/13/24 | Live | Midea Electric Trading | ACIQ | Multizone Mix of Ducted and Non-Ducted | 216032369 |  | HMSV-A-CB | ACIQ-36Z-HH-M5C | Mixed Ducted and Non-Ducted Indoor Units |  |  |  |  | 12.5 | 21.2 | 10.55 | TRUE | TRUE |  | 36000 | 31400 | 2.4 | 38000 | 2.41
216032370 | 12/13/24 | Live | Midea Electric Trading | ACIQ | Multizone All Non-Ducted | 216032370 |  | HMSR-A-CB-O | ACIQ-48Z-HH-M6C | Non-Ducted Indoor Units |  |  |  |  | 12 | 23 | 11 | TRUE | TRUE |  | 47000 | 44000 | 2.6 | 45000 | 2
216032371 | 12/13/24 | Live | Midea Electric Trading | ACIQ | Multizone All Ducted | 216032371 |  | HMSV-A-CB | ACIQ-48Z-HH-M6C | Ducted Indoor Units |  |  |  |  | 11.7 | 20.4 | 11 | TRUE | TRUE |  | 47000 | 44500 | 2.6 | 46000 | 2.2
216032372 | 12/13/24 | Live | Midea Electric Trading | ACIQ | Multizone Mix of Ducted and Non-Ducted | 216032372 |  | HMSV-A-CB | ACIQ-48Z-HH-M6C | Mixed Ducted and Non-Ducted Indoor Units |  |  |  |  | 11.85 | 21.7 | 11 | TRUE | TRUE |  | 47000 | 44000 | 2.6 | 45500 | 2.1
216032373 | 12/13/24 | Live | Midea Electric Trading | ACIQ | Multizone All Non-Ducted | 216032373 |  | HMSR-A-CB-O | ACIQ-55Z-HH-M6C | Non-Ducted Indoor Units |  |  |  |  | 12 | 22.2 | 10.5 | TRUE | TRUE |  | 51000 | 44000 | 2.6 | 47000 | 2.5
216032374 | 12/13/24 | Live | Midea Electric Trading | ACIQ | Multizone All Ducted | 216032374 |  | HMSV-A-CB | ACIQ-55Z-HH-M6C | Ducted Indoor Units |  |  |  |  | 11.7 | 20 | 10.7 | TRUE | TRUE |  | 53000 | 45000 | 2.7 | 52000 | 2.3
216032375 | 12/13/24 | Live | Midea Electric Trading | ACIQ | Multizone Mix of Ducted and Non-Ducted | 216032375 |  | HMSV-A-CB | ACIQ-55Z-HH-M6C | Mixed Ducted and Non-Ducted Indoor Units |  |  |  |  | 11.85 | 21.1 | 10.6 | TRUE | TRUE |  | 52000 | 44500 | 2.65 | 49500 | 2.39
216032376 | 12/13/24 | Live | Midea Electric Trading | ACIQ | Multizone All Non-Ducted | 216032376 |  | HMSR-A-CB-O | ES-18Z-M3C | Non-Ducted Indoor Units |  |  |  |  | 14 | 25.1 | 9.8 | TRUE | TRUE |  | 18000 | 13600 | 2.81 | 14000 | 2.5
216032377 | 12/13/24 | Live | Midea Electric Trading | ACIQ | Multizone All Ducted | 216032377 |  | HMSV-A-CB | ES-18Z-M3C | Ducted Indoor Units |  |  |  |  | 12 | 20 | 10 | TRUE | TRUE |  | 18000 | 14600 | 2.3 | 14600 | 2.3
216032378 | 12/13/24 | Live | Midea Electric Trading | ACIQ | Multizone Mix of Ducted and Non-Ducted | 216032378 |  | HMSV-A-CB | ES-18Z-M3C | Mixed Ducted and Non-Ducted Indoor Units |  |  |  |  | 13 | 22.55 | 9.9 | TRUE | TRUE |  | 18000 | 14100 | 2.55 | 14300 | 2.39
216032379 | 12/13/24 | Live | Midea Electric Trading | ACIQ | Multizone All Non-Ducted | 216032379 |  | HMSR-A-CB-O | ES-27Z-M4C | Non-Ducted Indoor Units |  |  |  |  | 13 | 25 | 9.5 | TRUE | TRUE |  | 27000 | 18400 | 2.61 | 19000 | 2.3
216032380 | 12/13/24 | Live | Midea Electric Trading | ACIQ | Multizone All Ducted | 216032380 |  | HMSV-A-CB | ES-27Z-M4C | Ducted Indoor Units |  |  |  |  | 12 | 21 | 9 | TRUE | TRUE |  | 26600 | 18400 | 2.5 | 18600 | 2.3
216032381 | 12/13/24 | Live | Midea Electric Trading | ACIQ | Multizone Mix of Ducted and Non-Ducted | 216032381 |  | HMSV-A-CB | ES-27Z-M4C | Mixed Ducted and Non-Ducted Indoor Units |  |  |  |  | 12.5 | 23 | 9.25 | TRUE | TRUE |  | 26800 | 18400 | 2.56 | 18800 | 2.3
216032383 | 12/13/24 | Live | Midea Electric Trading | ACIQ | Multizone All Ducted | 216032383 |  | HMSV-A-CB | ES-36Z-M5C | Ducted Indoor Units |  |  |  |  | 11.7 | 20 | 9.2 | TRUE | TRUE |  | 35000 | 26400 | 2.3 | 28000 | 2.2
216032384 | 12/13/24 | Live | Midea Electric Trading | ACIQ | Multizone Mix of Ducted and Non-Ducted | 216032384 |  | HMSV-A-CB | ES-36Z-M5C | Mixed Ducted and Non-Ducted Indoor Units |  |  |  |  | 11.85 | 22 | 9.35 | TRUE | TRUE |  | 35400 | 26400 | 2.35 | 27300 | 2.15
216032385 | 12/13/24 | Live | Midea Electric Trading | ACIQ | Multizone All Non-Ducted | 216032385 |  | HMSR-A-CB-O | ES-48Z-M6C | Non-Ducted Indoor Units |  |  |  |  | 12.5 | 24 | 10.3 | TRUE | TRUE |  | 47000 | 38000 | 2.5 | 38500 | 2
216032386 | 12/13/24 | Live | Midea Electric Trading | ACIQ | Multizone All Ducted | 216032386 |  | HMSV-A-CB | ES-48Z-M6C | Ducted Indoor Units |  |  |  |  | 12 | 20.4 | 10.6 | TRUE | TRUE |  | 45000 | 37000 | 2.5 | 41000 | 2.4
216032387 | 12/13/24 | Live | Midea Electric Trading | ACIQ | Multizone Mix of Ducted and Non-Ducted | 216032387 |  | HMSV-A-CB | ES-48Z-M6C | Mixed Ducted and Non-Ducted Indoor Units |  |  |  |  | 12.25 | 22.2 | 10.45 | TRUE | TRUE |  | 46000 | 37400 | 2.5 | 39750 | 2.19
216032388 | 12/13/24 | Live | Midea Electric Trading | ACIQ | Multizone All Non-Ducted | 216032388 |  | HMSR-A-CB-O | ES-55Z-M6C | Non-Ducted Indoor Units |  |  |  |  | 10 | 22 | 9.5 | FALSE | FALSE |  | 60000 | 39000 | 2.8 | 42000 | 2.4
216032389 | 12/13/24 | Live | Midea Electric Trading | ACIQ | Multizone All Ducted | 216032389 |  | HMSV-A-CB | ES-55Z-M6C | Ducted Indoor Units |  |  |  |  | 10 | 18 | 9.2 | FALSE | FALSE |  | 60000 | 39000 | 2.6 | 41000 | 2.3
216032390 | 12/13/24 | Live | Midea Electric Trading | ACIQ | Multizone Mix of Ducted and Non-Ducted | 216032390 |  | HMSV-A-CB | ES-55Z-M6C | Mixed Ducted and Non-Ducted Indoor Units |  |  |  |  | 10 | 20 | 9.35 | FALSE | FALSE |  | 60000 | 39000 | 2.7 | 41500 | 2.35
216032543 | 12/13/24 | Live | Midea Electric Trading | MRCOOL | Singlezone Non-Ducted, Wall Placement | 216032543 |  | HRCU-A-CB-O | DIY-09-HP-C-115D25-O | Mini-Splits | DIY-09-HP-WMAH-115D25-O |  |  |  | 14 | 23.6 | 11.5 | TRUE | TRUE |  | 9000 | 7500 | 2.53 | 7800 | 2.38
216032545 | 12/13/24 | Live | Midea Electric Trading | MRCOOL | Singlezone Non-Ducted, Wall Placement | 216032545 |  | HRCU-A-CB-O | DIY-18-HP-C-230D25-O | Mini-Splits | DIY-18-HP-WMAH-230D25-O |  |  |  | 13.7 | 22.5 | 11.5 | TRUE | TRUE |  | 18000 | 15200 | 2.75 | 20300 | 2.38
216032544 | 12/12/24 | Live | Midea Electric Trading | MRCOOL | Singlezone Non-Ducted, Wall Placement | 216032544 |  | HRCU-A-CB-O | DIY-12-HP-C-115D25-O | Mini-Splits | DIY-12-HP-WMAH-115D25-O |  |  |  | 12.5 | 23.5 | 10.2 | TRUE | TRUE |  | 12000 | 8500 | 2.4 | 8500 | 2.4
216032549 | 12/13/24 | Live | Midea Electric Trading | MRCOOL | Singlezone Non-Ducted, Wall Placement | 216032549 |  | HRCU-A-CB-O | DIYHH-12-HP-C-230D25-O | Mini-Splits | DIY-12-HP-WMAH-230D25-O |  |  |  | 12.8 | 23.5 | 10 | TRUE | TRUE |  | 12000 | 8900 | 2.23 | 12500 | 2.02
216032550 | 12/13/24 | Live | Midea Electric Trading | MRCOOL | Singlezone Non-Ducted, Wall Placement | 216032550 |  | HRCU-A-CB-O | DIYHH-12-HP-C-230D25-O | Mini-Splits | DIYCASSETTE12HP-230D25-O |  |  |  | 12.5 | 22.2 | 10.8 | TRUE | TRUE |  | 12000 | 9100 | 2.59 | 11900 | 1.95
216032551 | 12/13/24 | Live | Midea Electric Trading | MRCOOL | Singlezone Non-Ducted, Wall Placement | 216032551 |  | HRCU-A-CB-O | DIYHH-18-HP-C-230D25-O | Mini-Splits | DIY-18-HP-WMAH-230D25-O |  |  |  | 12.5 | 21.2 | 11 | TRUE | TRUE |  | 18000 | 15200 | 2.72 | 20300 | 2.38
216032553 | 12/13/24 | Live | Midea Electric Trading | MRCOOL | Singlezone Non-Ducted, Wall Placement | 216032553 |  | HRCU-A-CB-O | EZPRO-09-HP-C-11516D-O | Mini-Splits | EZPRO-09-HP-WMAH-115D-O |  |  |  | 11.3 | 20.2 | 9.2 | FALSE | FALSE |  | 9000 | 7000 | 2.56 | 7200 | 2.22
216032552 | 12/13/24 | Live | Midea Electric Trading | MRCOOL | Singlezone Non-Ducted, Wall Placement | 216032552 |  | HRCU-A-CB-O | DIYHH-18-HP-C-230D25-O | Mini-Splits | DIYCASSETTE18HP-230D25-O |  |  |  | 12.5 | 19.8 | 12.2 | TRUE | TRUE |  | 16700 | 14800 | 2.69 | 18800 | 2.05
216032555 | 12/13/24 | Live | Midea Electric Trading | MRCOOL | Singlezone Non-Ducted, Wall Placement | 216032555 |  | HRCU-A-CB-O | EZPRO-18-HP-C-23016D-O | Mini-Splits | EZPRO-18-HP-WMAH-230D-O |  |  |  | 9.8 | 20 | 8.5 | FALSE | FALSE |  | 17000 | 11500 | 2.48 | 18700 | 1.71
216032556 | 12/13/24 | Live | Midea Electric Trading | MRCOOL | Singlezone Non-Ducted, Wall Placement | 216032556 |  | HRCU-A-CB-O | EZPRO-24-HP-C-23016D-O | Mini-Splits | EZPRO-24-HP-WMAH-230D-O |  |  |  | 9.7 | 18.9 | 8.7 | FALSE | FALSE |  | 24000 | 16300 | 2.46 | 19700 | 2.33
216032558 | 12/13/24 | Live | Midea Electric Trading | MRCOOL | Singlezone Non-Ducted, Ceiling Placement | 216032558 |  | HRCU-A-CB-O | O-HH-09-HP-C-230C-O | Mini-Splits | CASSETTE09HP-230C-O |  |  |  | 14 | 22.6 | 12.1 | TRUE | TRUE |  | 9000 | 9700 | 2.63 | 12600 | 2.1
216032559 | 12/13/24 | Live | Midea Electric Trading | MRCOOL | Singlezone Ducted, Compact Ducted | 216032559 |  | HRCU-A-CB | O-HH-09-HP-C-230C-O | Mini-Splits | DUCT-09HP-230B-O |  |  |  | 13.4 | 21.4 | 12.5 | TRUE | TRUE |  | 9000 | 9600 | 2.49 | 12600 | 1.99
216032561 | 12/13/24 | Live | Midea Electric Trading | MRCOOL | Singlezone Non-Ducted, Ceiling Placement | 216032561 |  | HRCU-A-CB-O | O-HH-12-HP-C-230C-O | Mini-Splits | CASSETTE12HP-230C-O |  |  |  | 12.5 | 22.2 | 11.6 | TRUE | TRUE |  | 12000 | 10000 | 2.74 | 12900 | 2.14
216032562 | 12/13/24 | Live | Midea Electric Trading | MRCOOL | Singlezone Ducted, Compact Ducted | 216032562 |  | HRCU-A-CB | O-HH-12-HP-C-230C-O | Mini-Splits | DUCT-12HP-230B-O |  |  |  | 12 | 20 | 10 | TRUE | TRUE |  | 12000 | 9600 | 2.49 | 13100 | 1.99
216032564 | 12/13/24 | Live | Midea Electric Trading | MRCOOL | Singlezone Non-Ducted, Ceiling Placement | 216032564 |  | HRCU-A-CB-O | O-HH-18-HP-C-230C-O | Mini-Splits | CASSETTE18HP-230C-O |  |  |  | 12.5 | 20 | 12.3 | TRUE | TRUE |  | 16000 | 14900 | 2.7 | 18000 | 2.1
216032565 | 12/13/24 | Live | Midea Electric Trading | MRCOOL | Singlezone Ducted, Compact Ducted | 216032565 |  | HRCU-A-CB | O-HH-18-HP-C-230C-O | Mini-Splits | DUCT-18HP-230B-O |  |  |  | 12 | 18 | 10.5 | TRUE | TRUE |  | 17000 | 15000 | 2.7 | 19000 | 2.23
216032566 | 12/13/24 | Live | Midea Electric Trading | MRCOOL | Singlezone Non-Ducted, Wall Placement | 216032566 |  | HRCU-A-CB-O | O-HH-24-HP-C-230C-O | Mini-Splits | O-24-HP-WMAH-230C-O |  |  |  | 13 | 21 | 13.5 | TRUE | TRUE |  | 24000 | 21000 | 2.88 | 23200 | 2.35
216032567 | 12/13/24 | Live | Midea Electric Trading | MRCOOL | Singlezone Non-Ducted, Wall Placement | 216032567 |  | HRCU-A-CB-O | O-HH-24-HP-C-230C-O | Mini-Splits | CASSETTE24HP-230C-O |  |  |  | 12 | 20.7 | 11.6 | TRUE | TRUE |  | 23400 | 20400 | 2.78 | 23900 | 2.48
216032568 | 12/13/24 | Live | Midea Electric Trading | MRCOOL | Singlezone Ducted, Compact Ducted | 216032568 |  | HRCU-A-CB | O-HH-24-HP-C-230C-O | Mini-Splits | DUCT-24HP-230B-O |  |  |  | 12 | 19 | 11.7 | TRUE | TRUE |  | 24000 | 21600 | 2.71 | 23600 | 2.48
216032569 | 12/13/24 | Live | Midea Electric Trading | MRCOOL | Singlezone Non-Ducted, Wall Placement | 216032569 |  | HRCU-A-CB-O | O-ES-09-HP-C-230C-O | Mini-Splits | O-09-HP-WMAH-230C-O |  |  |  | 14.9 | 25.8 | 12.5 | TRUE | TRUE |  | 9000 | 8100 | 2.83 | 9400 | 2.37
216032570 | 12/13/24 | Live | Midea Electric Trading | MRCOOL | Singlezone Non-Ducted, Ceiling Placement | 216032570 |  | HRCU-A-CB-O | O-ES-09-HP-C-230C-O | Mini-Splits | CASSETTE09HP-230C-O |  |  |  | 14.3 | 21.6 | 11.3 | TRUE | TRUE |  | 9000 | 8500 | 2.8 | 9300 | 2.55
216032571 | 12/13/24 | Live | Midea Electric Trading | MRCOOL | Singlezone Ducted, Compact Ducted | 216032571 |  | HRCU-A-CB | O-ES-09-HP-C-230C-O | Mini-Splits | DUCT-09HP-230B-O |  |  |  | 12.8 | 19.5 | 11 | TRUE | TRUE |  | 9000 | 8900 | 2.61 | 9600 | 2.45
216032572 | 12/13/24 | Live | Midea Electric Trading | MRCOOL | Singlezone Non-Ducted, Wall Placement | 216032572 |  | HRCU-A-CB-O | O-ES-12-HP-C-230C-O | Mini-Splits | O-12-HP-WMAH-230C-O |  |  |  | 13 | 25.5 | 10.6 | TRUE | TRUE |  | 12000 | 9300 | 2.84 | 9600 | 2.38
216032573 | 12/13/24 | Live | Midea Electric Trading | MRCOOL | Singlezone Non-Ducted, Ceiling Placement | 216032573 |  | HRCU-A-CB-O | O-ES-12-HP-C-230C-O | Mini-Splits | CASSETTE12HP-230C-O |  |  |  | 12.5 | 21.1 | 10.4 | TRUE | TRUE |  | 12000 | 8500 | 2.8 | 9300 | 2.55
216032574 | 12/13/24 | Live | Midea Electric Trading | MRCOOL | Singlezone Ducted, Compact Ducted | 216032574 |  | HRCU-A-CB | O-ES-12-HP-C-230C-O | Mini-Splits | DUCT-12HP-230B-O |  |  |  | 11.7 | 19 | 10.2 | TRUE | TRUE |  | 11500 | 9500 | 2.58 | 10300 | 2.58
216032575 | 12/13/24 | Live | Midea Electric Trading | MRCOOL | Singlezone Non-Ducted, Wall Placement | 216032575 |  | HRCU-A-CB-O | O-ES-18-HP-C-230C-O | Mini-Splits | O-18-HP-WMAH-230C-O |  |  |  | 12.7 | 23.5 | 10.8 | TRUE | TRUE |  | 18000 | 13600 | 2.73 | 14900 | 2.43
216032576 | 12/13/24 | Live | Midea Electric Trading | MRCOOL | Singlezone Non-Ducted, Ceiling Placement | 216032576 |  | HRCU-A-CB-O | O-ES-18-HP-C-230C-O | Mini-Splits | CASSETTE18HP-230C-O |  |  |  | 12.5 | 20.7 | 11.4 | TRUE | TRUE |  | 16800 | 13900 | 2.66 | 14800 | 2.36
216032577 | 12/13/24 | Live | Midea Electric Trading | MRCOOL | Singlezone Ducted, Compact Ducted | 216032577 |  | HRCU-A-CB | O-ES-18-HP-C-230C-O | Mini-Splits | DUCT-18HP-230B-O |  |  |  | 12.5 | 20 | 10.5 | TRUE | TRUE |  | 17000 | 14000 | 2.6 | 14100 | 2.4
216032578 | 12/13/24 | Live | Midea Electric Trading | MRCOOL | Singlezone Non-Ducted, Wall Placement | 216032578 |  | HRCU-A-CB-O | O-ES-24-HP-C-230C-O | Mini-Splits | O-24-HP-WMAH-230C-O |  |  |  | 14 | 23 | 11.7 | TRUE | TRUE |  | 24000 | 18800 | 2.65 | 19300 | 2.33
216032579 | 12/12/24 | Live | Midea Electric Trading | MRCOOL | Singlezone Non-Ducted, Wall Placement | 216032579 |  | HRCU-A-CB-O | O-ES-24-HP-C-230C-O | Mini-Splits | CASSETTE24HP-230C-O |  |  |  | 12 | 22 | 10.5 | TRUE | TRUE |  | 24000 | 20400 | 2.73 | 20500 | 2.55
216032580 | 12/13/24 | Live | Midea Electric Trading | MRCOOL | Singlezone Ducted, Compact Ducted | 216032580 |  | HRCU-A-CB | O-ES-24-HP-C-230C-O | Mini-Splits | DUCT-24HP-230B-O |  |  |  | 12.5 | 19 | 11 | TRUE | TRUE |  | 24000 | 21200 | 2.6 | 21600 | 2.56
216032581 | 12/13/24 | Live | Midea Electric Trading | MRCOOL | Singlezone Non-Ducted, Wall Placement | 216032581 |  | HRCU-A-CB-O | A-09-HP-C-115D-O | Mini-Splits | A-09-HP-WMAH-115D-O |  |  |  | 12.5 | 21.5 | 9 | TRUE | FALSE |  | 9000 | 6500 | 2.3 | 8000 | 2.13
216032582 | 12/13/24 | Live | Midea Electric Trading | MRCOOL | Singlezone Non-Ducted, Wall Placement | 216032582 |  | HRCU-A-CB-O | A-12-HP-C-115D-O | Mini-Splits | A-12-HP-WMAH-115D-O |  |  |  | 10.1 | 21.2 | 8.7 | FALSE | FALSE |  | 12000 | 7300 | 2.23 | 8000 | 2.19
216032583 | 12/13/24 | Live | Midea Electric Trading | MRCOOL | Singlezone Non-Ducted, Wall Placement | 216032583 |  | HRCU-A-CB-O | A-09-HP-C-230D-O | Mini-Splits | A-09-HP-WMAH-230D-O |  |  |  | 12.6 | 21.2 | 9.1 | TRUE | TRUE |  | 9000 | 6800 | 2.46 | 8300 | 2.23
216032584 | 12/13/24 | Live | Midea Electric Trading | MRCOOL | Singlezone Non-Ducted, Wall Placement | 216032584 |  | HRCU-A-CB-O | A-12-HP-C-230D-O | Mini-Splits | A-12-HP-WMAH-230D-O |  |  |  | 10.8 | 21.3 | 9.1 | FALSE | FALSE |  | 12000 | 8700 | 2.41 | 9200 | 2.16
216032585 | 12/13/24 | Live | Midea Electric Trading | MRCOOL | Singlezone Non-Ducted, Wall Placement | 216032585 |  | HRCU-A-CB-O | A-18-HP-C-230D-O | Mini-Splits | A-18-HP-WMAH-230D-O |  |  |  | 10.8 | 19.2 | 9.6 | FALSE | FALSE |  | 18000 | 12300 | 2.63 | 14800 | 2.58
216032586 | 12/13/24 | Live | Midea Electric Trading | MRCOOL | Singlezone Non-Ducted, Wall Placement | 216032586 |  | HRCU-A-CB-O | A-24-HP-C-230D-O | Mini-Splits | A-24-HP-WMAH-230D-O |  |  |  | 10 | 18.7 | 9.3 | TRUE | TRUE |  | 24000 | 16900 | 2.53 | 18700 | 2.18
216032587 | 12/13/24 | Live | Midea Electric Trading | MRCOOL | Singlezone Non-Ducted, Wall Placement | 216032587 |  | HRCU-A-CB-O | A-36-HP-C-230D-O | Mini-Splits | A-36-HP-WMAH-230D-O |  |  |  | 9 | 18 | 8.5 | FALSE | FALSE |  | 36000 | 24600 | 2.25 | 25000 | 2.14
216032588 | 12/13/24 | Live | Midea Electric Trading | MRCOOL | Multizone All Non-Ducted | 216032588 |  | HMSR-A-CB-O | DIY-MULTI3-18HP230D-O | Non-Ducted Indoor Units |  |  |  |  | 13 | 23.9 | 10 | TRUE | TRUE |  | 18000 | 13400 | 2.71 | 14000 | 2.28
216032589 | 12/13/24 | Live | Midea Electric Trading | MRCOOL | Multizone All Non-Ducted | 216032589 |  | HMSR-A-CB-O | DIY-MULTI4-27HP230D-O | Non-Ducted Indoor Units |  |  |  |  | 12 | 23 | 9 | TRUE | TRUE |  | 26000 | 16200 | 2.4 | 16200 | 2
216032590 | 12/13/24 | Live | Midea Electric Trading | MRCOOL | Multizone All Ducted | 216032590 |  | HMSV-A-CB | DIY-MULTI4-27HP230D-O | Ducted Indoor Units |  |  |  |  | 12 | 20 | 9.5 | TRUE | TRUE |  | 26000 | 19000 | 2.7 | 19000 | 2.2
216032591 | 12/13/24 | Live | Midea Electric Trading | MRCOOL | Multizone Mix of Ducted and Non-Ducted | 216032591 |  | HMSV-A-CB | DIY-MULTI4-27HP230D-O | Mixed Ducted and Non-Ducted Indoor Units |  |  |  |  | 12 | 21.5 | 9.25 | TRUE | TRUE |  | 26000 | 17600 | 2.55 | 17600 | 2.11
216032592 | 12/13/24 | Live | Midea Electric Trading | MRCOOL | Multizone All Non-Ducted | 216032592 |  | HMSR-A-CB-O | DIY-MULTI5-36HP230D-O | Non-Ducted Indoor Units |  |  |  |  | 12 | 23 | 9.9 | TRUE | TRUE |  | 34000 | 24000 | 2.4 | 24000 | 2.1
216032593 | 12/13/24 | Live | Midea Electric Trading | MRCOOL | Multizone All Ducted | 216032593 |  | HMSV-A-CB | DIY-MULTI5-36HP230D-O | Ducted Indoor Units |  |  |  |  | 11.7 | 19 | 9.5 | TRUE | TRUE |  | 33000 | 25400 | 2.3 | 26000 | 2.1
216032594 | 12/13/24 | Live | Midea Electric Trading | MRCOOL | Multizone Mix of Ducted and Non-Ducted | 216032594 |  | HMSV-A-CB | DIY-MULTI5-36HP230D-O | Mixed Ducted and Non-Ducted Indoor Units |  |  |  |  | 11.85 | 21 | 9.7 | TRUE | TRUE |  | 33500 | 24700 | 2.35 | 25000 | 2.1
216032595 | 12/13/24 | Live | Midea Electric Trading | MRCOOL | Multizone All Non-Ducted | 216032595 |  | HMSR-A-CB-O | DIY-MULTI6-48HP230D-O | Non-Ducted Indoor Units |  |  |  |  | 12 | 21.8 | 10 | TRUE | TRUE |  | 43000 | 35200 | 2.5 | 35200 | 2
216032596 | 12/13/24 | Live | Midea Electric Trading | MRCOOL | Multizone All Ducted | 216032596 |  | HMSV-A-CB | DIY-MULTI6-48HP230D-O | Ducted Indoor Units |  |  |  |  | 12 | 20 | 10.5 | TRUE | TRUE |  | 43000 | 37800 | 2.6 | 37800 | 2.2
216032597 | 12/13/24 | Live | Midea Electric Trading | MRCOOL | Multizone Mix of Ducted and Non-Ducted | 216032597 |  | HMSV-A-CB | DIY-MULTI6-48HP230D-O | Mixed Ducted and Non-Ducted Indoor Units |  |  |  |  | 12 | 20.9 | 10.25 | TRUE | TRUE |  | 43000 | 36500 | 2.55 | 36500 | 2.1
216032598 | 12/13/24 | Live | Midea Electric Trading | MRCOOL | Multizone All Non-Ducted | 216032598 |  | HMSR-A-CB-O | DIY-MULTI6-55HP230D-O | Non-Ducted Indoor Units |  |  |  |  | 12 | 22 | 10.6 | TRUE | TRUE |  | 47000 | 44000 | 2.6 | 45000 | 1.9
216032599 | 12/13/24 | Live | Midea Electric Trading | MRCOOL | Multizone All Ducted | 216032599 |  | HMSV-A-CB | DIY-MULTI6-55HP230D-O | Ducted Indoor Units |  |  |  |  | 12 | 20 | 10.5 | TRUE | TRUE |  | 47000 | 42500 | 2.7 | 42500 | 2
216032600 | 12/13/24 | Live | Midea Electric Trading | MRCOOL | Multizone Mix of Ducted and Non-Ducted | 216032600 |  | HMSV-A-CB | DIY-MULTI6-55HP230D-O | Mixed Ducted and Non-Ducted Indoor Units |  |  |  |  | 12 | 21 | 10.55 | TRUE | TRUE |  | 47000 | 43250 | 2.65 | 43750 | 1.95
216046608 | 12/13/24 | Live | Midea Electric Trading | ELIOS | Singlezone Non-Ducted, Wall Placement | 216046608 |  | HRCU-A-CB-O | ESHBA12C2AN1 | Mini-Splits | EWHBA12C2AN1 |  |  |  | 10.8 | 21.3 | 9.2 | FALSE | FALSE |  | 12000 | 8300 | 2.32 | 9300 | 2.11
216046607 | 12/13/24 | Live | Midea Electric Trading | ELIOS | Singlezone Non-Ducted, Wall Placement | 216046607 |  | HRCU-A-CB-O | ESHBA09C2AN1 | Mini-Splits | EWHBA09C2AN1 |  |  |  | 12.6 | 21.6 | 9.4 | TRUE | TRUE |  | 9000 | 6600 | 2.45 | 7500 | 2
216046606 | 12/13/24 | Live | Midea Electric Trading | ELIOS | Singlezone Non-Ducted, Wall Placement | 216046606 |  | HRCU-A-CB-O | ESHBA12C1AN1 | Mini-Splits | EWHBA12C1AN1 |  |  |  | 10 | 21.3 | 8.7 | FALSE | FALSE |  | 12000 | 7800 | 2.31 | 8100 | 1.99
216046610 | 12/13/24 | Live | Midea Electric Trading | ELIOS | Singlezone Non-Ducted, Wall Placement | 216046610 |  | HRCU-A-CB-O | ESHBA24C2AN1 | Mini-Splits | EWHBA24C2AN1 |  |  |  | 9.6 | 18.5 | 9 | TRUE | TRUE |  | 24000 | 17200 | 2.46 | 20200 | 2.26
216046609 | 12/13/24 | Live | Midea Electric Trading | ELIOS | Singlezone Non-Ducted, Wall Placement | 216046609 |  | HRCU-A-CB-O | ESHBA18C2AN1 | Mini-Splits | EWHBA18C2AN1 |  |  |  | 11.5 | 20.2 | 9.1 | FALSE | FALSE |  | 18000 | 11700 | 2.62 | 13300 | 2.41
216046612 | 12/13/24 | Live | Midea Electric Trading | ELIOS | Singlezone Non-Ducted, Wall Placement | 216046612 |  | HRCU-A-CB-O | ESHBA36C2AN1 | Mini-Splits | EWHBA36C2AS1 |  |  |  | 9.3 | 19.5 | 9.1 | FALSE | FALSE |  | 36000 | 25600 | 2.3 | 25600 | 2.27
216046611 | 12/13/24 | Live | Midea Electric Trading | ELIOS | Singlezone Non-Ducted, Wall Placement | 216046611 |  | HRCU-A-CB-O | ESHBA30C2AN1 | Mini-Splits | EWHBA30C2AS1 |  |  |  | 12 | 22.3 | 9 | TRUE | FALSE |  | 30000 | 20000 | 2.4 | 21500 | 2.2
216046614 | 12/13/24 | Live | Midea Electric Trading | ELIOS | Singlezone Non-Ducted, Wall Placement | 216046614 |  | HRCU-A-CB-O | ESHMA12C2AN1 | Mini-Splits | EWHMA12C2AS1 |  |  |  | 13.2 | 24 | 10.5 | TRUE | TRUE |  | 12000 | 10000 | 2.59 | 12800 | 1.75
216046613 | 12/13/24 | Live | Midea Electric Trading | ELIOS | Singlezone Non-Ducted, Wall Placement | 216046613 |  | HRCU-A-CB-O | ESHMA09C2AN1 | Mini-Splits | EWHMA09C2AS1 |  |  |  | 15 | 26 | 12.5 | TRUE | TRUE |  | 9000 | 10000 | 2.59 | 12800 | 1.75
216046615 | 12/13/24 | Live | Midea Electric Trading | ELIOS | Singlezone Non-Ducted, Wall Placement | 216046615 |  | HRCU-A-CB-O | ESHMA18C2AN1 | Mini-Splits | EWHMA18C2AS1 |  |  |  | 13 | 21.7 | 10.8 | TRUE | TRUE |  | 18000 | 14400 | 2.61 | 19800 | 2.49
216046616 | 12/13/24 | Live | Midea Electric Trading | ELIOS | Singlezone Non-Ducted, Wall Placement | 216046616 |  | HRCU-A-CB-O | ESHMA24C2AN1 | Mini-Splits | EWHMA24C2AS1 |  |  |  | 12.5 | 22.3 | 13.3 | TRUE | TRUE |  | 23000 | 21600 | 2.61 | 23400 | 2.33
216046617 | 12/13/24 | Live | Midea Electric Trading | ELIOS | Singlezone Non-Ducted, Wall Placement | 216046617 |  | HRCU-A-CB-O | ESHMA33C2AN1 | Mini-Splits | EWHMA33C2AS1 |  |  |  | 11.7 | 20 | 10.5 | TRUE | TRUE |  | 33000 | 29600 | 2.61 | 30200 | 2
216046619 | 12/13/24 | Live | Midea Electric Trading | ELIOS | Singlezone Non-Ducted, Ceiling Placement | 216046619 |  | HRCU-A-CB-O | ESHEA12C2AN1 | Mini-Splits | GKHRA12C2AS1 |  |  |  | 12.5 | 21.1 | 10.4 | TRUE | TRUE |  | 12000 | 8500 | 2.8 | 9300 | 2.55
216046618 | 12/13/24 | Live | Midea Electric Trading | ELIOS | Singlezone Non-Ducted, Ceiling Placement | 216046618 |  | HRCU-A-CB-O | ESHEA09C2AN1 | Mini-Splits | GKHRA09C2AS1 |  |  |  | 14.3 | 21.6 | 11.3 | TRUE | TRUE |  | 9000 | 8500 | 2.8 | 9300 | 2.55
216046620 | 12/13/24 | Live | Midea Electric Trading | ELIOS | Singlezone Non-Ducted, Ceiling Placement | 216046620 |  | HRCU-A-CB-O | ESHEA18C2AN1 | Mini-Splits | GKHRA18C2AS1 |  |  |  | 12.5 | 20.7 | 11.4 | TRUE | TRUE |  | 16800 | 13900 | 2.66 | 14800 | 2.36
216046622 | 12/13/24 | Live | Midea Electric Trading | ELIOS | Singlezone Non-Ducted, Wall Placement | 216046622 |  | HRCU-A-CB-O | ESHUA36R2AN1 | Mini-Splits | GQHLA36R2AS1 |  |  |  | 9.6 | 20 | 10.3 | TRUE | TRUE |  | 36000 | 26800 | 2.68 | 28100 | 2.22
216046621 | 12/12/24 | Live | Midea Electric Trading | ELIOS | Singlezone Non-Ducted, Wall Placement | 216046621 |  | HRCU-A-CB-O | ESHEA24C2AN1 | Mini-Splits | GQHRA24C2AS1 |  |  |  | 12 | 22 | 10.5 | TRUE | TRUE |  | 24000 | 20400 | 2.73 | 20500 | 2.55
216046625 | 12/13/24 | Live | Midea Electric Trading | ELIOS | Singlezone Non-Ducted, Ceiling Placement | 216046625 |  | HRCU-A-CB-O | ESHEA18C2AN1 | Mini-Splits | GOHRA18C2AS1 |  |  |  | 12.5 | 22.2 | 12.2 | TRUE | TRUE |  | 18000 | 14000 | 2.77 | 15200 | 2.47
216046628 | 11/27/24 | Live | Midea Electric Trading | ELIOS | Singlezone Ducted, Compact Ducted | 216046628 |  | HRCU-A-CB | ESHEA18C2AN1 | Mini-Splits | GDHRA18C2AS1 |  |  |  | 13.3 | 20 | 11.3 | TRUE | TRUE |  | 17500 | 14900 | 2.89 | 15900 | 2.65
216046629 | 11/27/24 | Live | Midea Electric Trading | ELIOS | Singlezone Ducted, Compact Ducted | 216046629 |  | HRCU-A-CB | ESHEA24C2AN1 | Mini-Splits | GDHRA24C2AS1 |  |  |  | 12.5 | 19 | 11 | TRUE | TRUE |  | 24000 | 21200 | 2.6 | 21600 | 2.56
216046630 | 11/27/24 | Live | Midea Electric Trading | ELIOS | Singlezone Ducted, Compact Ducted | 216046630 |  | HRCU-A-CB | ESHUA36R2AN1 | Mini-Splits | GDHLA36R2AS1 |  |  |  | 10.1 | 18.7 | 10.2 | FALSE | FALSE |  | 36000 | 27400 | 2.73 | 31000 | 2.39
216046631 | 11/27/24 | Live | Midea Electric Trading | ELIOS | Singlezone Ducted, Compact Ducted | 216046631 |  | HRCU-A-CB | ESHUA48R2AN1 | Mini-Splits | GDHLA48R2AS1 |  |  |  | 10 | 17.1 | 9.8 | TRUE | TRUE |  | 48000 | 39000 | 2.48 | 46500 | 2.35
216046632 | 11/27/24 | Live | Midea Electric Trading | ELIOS | Singlezone Ducted, Compact Ducted | 216046632 |  | HRCU-A-CB | ESHUA60R2AN1 | Mini-Splits | GDHLA60R2AS1 |  |  |  | 10 | 17 | 9.7 | FALSE | FALSE |  | 58000 | 40000 | 2.66 | 41500 | 2.45
216046633 | 11/27/24 | Live | Midea Electric Trading | ELIOS | Singlezone Non-Ducted, Wall Placement | 216046633 |  | HRCU-A-CB-O | ESHEA12C2AN1 | Mini-Splits | GFHRA12C2AS1 |  |  |  | 12.7 | 24.6 | 11 | TRUE | TRUE |  | 12000 | 9000 | 2.87 | 9600 | 2.49
216046634 | 11/27/24 | Live | Midea Electric Trading | ELIOS | Singlezone Non-Ducted, Floor Placement | 216046634 |  | HRCU-A-CB-O | ESHUA36R2AN1 | Mini-Splits | GVHLA36R2AS1 |  |  |  | 10.1 | 20 | 10 | FALSE | FALSE |  | 36000 | 26400 | 2.68 | 30900 | 2.36
216046635 | 11/27/24 | Live | Midea Electric Trading | ELIOS | Singlezone Non-Ducted, Floor Placement | 216046635 |  | HRCU-A-CB-O | ESHUA48R2AN1 | Mini-Splits | GVHLA48R2AS1 |  |  |  | 9.5 | 19.8 | 10.2 | TRUE | TRUE |  | 48000 | 39500 | 2.4 | 45100 | 2.13
216046639 | 11/27/24 | Live | Midea Electric Trading | ELIOS | Multizone All Non-Ducted | 216046639 |  | HMSR-A-CB-O | EXHSA2742AV1 | Non-Ducted Indoor Units |  |  |  |  | 12.2 | 23 | 9.5 | TRUE | TRUE |  | 26000 | 18000 | 2.5 | 18000 | 1.9
216046640 | 11/27/24 | Live | Midea Electric Trading | ELIOS | Multizone All Ducted | 216046640 |  | HMSV-A-CB | EXHSA2742AV1 | Ducted Indoor Units |  |  |  |  | 12 | 21 | 9 | TRUE | TRUE |  | 26600 | 18400 | 2.5 | 18600 | 2.3
216046641 | 11/27/24 | Live | Midea Electric Trading | ELIOS | Multizone Mix of Ducted and Non-Ducted | 216046641 |  | HMSV-A-CB | EXHSA2742AV1 | Mixed Ducted and Non-Ducted Indoor Units |  |  |  |  | 12.1 | 22 | 9.25 | TRUE | TRUE |  | 26200 | 18200 | 2.5 | 18300 | 2.09
216046642 | 11/27/24 | Live | Midea Electric Trading | ELIOS | Multizone All Non-Ducted | 216046642 |  | HMSR-A-CB-O | EXHSA3652AV1 | Non-Ducted Indoor Units |  |  |  |  | 12 | 23.1 | 10 | TRUE | TRUE |  | 35000 | 27000 | 2.4 | 30000 | 2.18
216046643 | 11/27/24 | Live | Midea Electric Trading | ELIOS | Multizone All Ducted | 216046643 |  | HMSV-A-CB | EXHSA3652AV1 | Ducted Indoor Units |  |  |  |  | 11.7 | 20 | 9.2 | TRUE | TRUE |  | 35000 | 26400 | 2.3 | 28000 | 2.2
216046644 | 11/27/24 | Live | Midea Electric Trading | ELIOS | Multizone Mix of Ducted and Non-Ducted | 216046644 |  | HMSV-A-CB | EXHSA3652AV1 | Mixed Ducted and Non-Ducted Indoor Units |  |  |  |  | 11.85 | 21.55 | 9.6 | TRUE | TRUE |  | 35000 | 26600 | 2.35 | 29000 | 2.19
216046645 | 11/27/24 | Live | Midea Electric Trading | ELIOS | Multizone All Non-Ducted | 216046645 |  | HMSR-A-CB-O | EXHSA4862AV1 | Non-Ducted Indoor Units |  |  |  |  | 11.7 | 21.3 | 10 | TRUE | TRUE |  | 45000 | 34000 | 2.4 | 34000 | 1.9
216046646 | 11/27/24 | Live | Midea Electric Trading | ELIOS | Multizone All Ducted | 216046646 |  | HMSV-A-CB | EXHSA4862AV1 | Ducted Indoor Units |  |  |  |  | 12 | 20.4 | 10.6 | TRUE | TRUE |  | 45000 | 37000 | 2.5 | 41000 | 2.4
216046647 | 11/27/24 | Live | Midea Electric Trading | ELIOS | Multizone Mix of Ducted and Non-Ducted | 216046647 |  | HMSV-A-CB | EXHSA4862AV1 | Mixed Ducted and Non-Ducted Indoor Units |  |  |  |  | 11.85 | 20.85 | 10.3 | TRUE | TRUE |  | 45000 | 35400 | 2.45 | 37500 | 2.15
216051351 | 11/27/24 | Live | Midea Electric Trading | KEPLER | Multizone All Non-Ducted | 216051351 |  | HMSR-A-CB-O | ODUM3OK-27HFN1-M* | Non-Ducted Indoor Units |  | 12.5 | 22.5 | 11.3 | 12.5 | 23 | 10.6 | TRUE | TRUE |  | 28000 | 26600 | 2.3 | 27200 | 2.21
216051353 | 11/27/24 | Live | Midea Electric Trading | KEPLER | Multizone Mix of Ducted and Non-Ducted | 216051353 |  | HMSV-A-CB | ODUM3OK-27HFN1-M* | Mixed Ducted and Non-Ducted Indoor Units |  | 12 | 21.25 | 10.7 | 12.1 | 21.5 | 10.05 | TRUE | TRUE |  | 28000 | 26800 | 2.3 | 27200 | 2.21
216051352 | 11/27/24 | Live | Midea Electric Trading | KEPLER | Multizone All Ducted | 216051352 |  | HMSV-A-CB | ODUM3OK-27HFN1-M* | Ducted Indoor Units |  | 11.5 | 20 | 10.1 | 11.7 | 20 | 9.5 | TRUE | TRUE |  | 28000 | 27000 | 2.3 | 27200 | 2.21
215864294 | 11/27/24 | Live | Midea Electric Trading | MAINLINE | Singlezone Ducted, Centrally Ducted | 215864294 |  | HRCU-A-CB | ML36HP230GEN-O |  | ML36HP230AHU-I |  |  |  | 8.5 | 16 | 7.7 | FALSE | FALSE |  | 36000 | 17900 | 2.04 | 22400 | 2.04
215864293 | 11/27/24 | Live | Midea Electric Trading | MAINLINE | Singlezone Ducted, Centrally Ducted | 215864293 |  | HRCU-A-CB | ML30HP230GEN-O |  | ML30HP230AHU-I |  |  |  | 11 | 17 | 8.7 | FALSE | FALSE |  | 30000 | 19400 | 2.4 | 23600 | 2.23
215864292 | 11/27/24 | Live | Midea Electric Trading | MAINLINE | Singlezone Ducted, Centrally Ducted | 215864292 |  | HRCU-A-CB | ML24HP230NEX-O |  | ML24HP230AHU-I |  |  |  | 11.7 | 19.7 | 9 | FALSE | FALSE |  | 24000 | 17600 | 2.4 | 23200 | 2.55
215864291 | 11/27/24 | Live | Midea Electric Trading | MAINLINE | Singlezone Ducted, Centrally Ducted | 215864291 |  | HRCU-A-CB | ML18HP230NEX-O |  | ML18HP230AHU-I |  |  |  | 12.1 | 18.5 | 9.8 | FALSE | FALSE |  | 18000 | 13200 | 2.6 | 14800 | 2.48
215864295 | 11/27/24 | Live | Midea Electric Trading | MAINLINE | Singlezone Ducted, Centrally Ducted | 215864295 |  | HRCU-A-CB | ML18HP230NEXH-O |  | ML18HP230AHU-I |  |  |  | 12 | 18 | 10 | FALSE | FALSE |  | 18000 | 14000 | 2.6 | 19800 | 2.38
215864299 | 11/27/24 | Live | Midea Electric Trading | MAINLINE | Singlezone Ducted, Centrally Ducted | 215864299 |  | HRCU-A-CB | ML48HP230LCM-O |  | ML48HP230RS485AHU-I |  |  |  | 10 | 17.7 | 10 | FALSE | FALSE |  | 48000 | 40000 | 2.6 | 41000 | 2.28
215864298 | 11/27/24 | Live | Midea Electric Trading | MAINLINE | Singlezone Ducted, Centrally Ducted | 215864298 |  | HRCU-A-CB | ML36HP230LCM-O |  | ML36HP230RS485AHU-I |  |  |  | 9 | 15.8 | 9.3 | FALSE | FALSE |  | 36000 | 25000 | 2.4 | 27000 | 2.15
215864297 | 11/27/24 | Live | Midea Electric Trading | MAINLINE | Singlezone Ducted, Centrally Ducted | 215864297 |  | HRCU-A-CB | ML33HP230NEXH-O |  | ML36HP230AHU-I |  |  |  | 11.7 | 16.5 | 10 | FALSE | FALSE |  | 33000 | 27400 | 2.58 | 33400 | 2.62
215864296 | 11/27/24 | Live | Midea Electric Trading | MAINLINE | Singlezone Ducted, Centrally Ducted | 215864296 |  | HRCU-A-CB | ML24HP230NEXH-O |  | ML24HP230AHU-I |  |  |  | 12 | 18.7 | 10 | FALSE | FALSE |  | 23000 | 16900 | 2.4 | 24000 | 2.39
215864304 | 11/27/24 | Live | Midea Electric Trading | MAINLINE | Singlezone Ducted, Centrally Ducted | 215864304 |  | HRCU-A-CB | ML18HP230LMNT-O |  | ML18HP230LMNTAHU-I |  |  |  | 11 | 18.8 | 9.1 | FALSE | FALSE |  | 18000 | 12600 | 2.6 | 12600 | 2.2
215864300 | 11/27/24 | Live | Midea Electric Trading | MAINLINE | Singlezone Ducted, Centrally Ducted | 215864300 |  | HRCU-A-CB | ML60HP230LCM-O |  | ML60HP230RS485AHU-I |  |  |  | 9.5 | 16 | 9.1 | FALSE | FALSE |  | 55000 | 40500 | 2.6 | 41500 | 2.2
215864303 | 11/27/24 | Live | Midea Electric Trading | MAINLINE | Singlezone Ducted, Centrally Ducted | 215864303 |  | HRCU-A-CB | ML60HP230LCMH-O |  | ML60HP230RS485AHU-I |  |  |  | 10 | 15.2 | 9.2 | FALSE | FALSE |  | 54000 | 41000 | 2.6 | 51500 | 2.2
215864302 | 11/27/24 | Live | Midea Electric Trading | MAINLINE | Singlezone Ducted, Centrally Ducted | 215864302 |  | HRCU-A-CB | ML48HP230LCMH-O |  | ML48HP230RS485AHU-I |  |  |  | 10 | 17 | 10.2 | FALSE | FALSE |  | 48000 | 40000 | 2.5 | 42000 | 2.16
215864301 | 11/27/24 | Live | Midea Electric Trading | MAINLINE | Singlezone Ducted, Centrally Ducted | 215864301 |  | HRCU-A-CB | ML36HP230LCMH-O |  | ML36HP230RS485AHU-I |  |  |  | 11.7 | 17.2 | 9.5 | FALSE | FALSE |  | 36000 | 28000 | 2.2 | 38000 | 2.11
215864308 | 11/27/24 | Live | Midea Electric Trading | MAINLINE | Singlezone Ducted, Centrally Ducted | 215864308 |  | HRCU-A-CB | ML48HP230LMNT-O |  | ML48HP230LMNTAHU-I |  |  |  | 10 | 16 | 8.5 | FALSE | FALSE |  | 48000 | 32400 | 2.46 | 35400 | 2
215864307 | 11/27/24 | Live | Midea Electric Trading | MAINLINE | Singlezone Ducted, Centrally Ducted | 215864307 |  | HRCU-A-CB | ML36HP230LMNT-O |  | ML36HP230LMNTAHU-I |  |  |  | 10 | 16.1 | 8.7 | FALSE | FALSE |  | 36000 | 25600 | 2.6 | 26200 | 2.19
215864306 | 11/27/24 | Live | Midea Electric Trading | MAINLINE | Singlezone Ducted, Centrally Ducted | 215864306 |  | HRCU-A-CB | ML30HP230LMNT-O |  | ML30HP230LMNTAHU-I |  |  |  | 10.7 | 17 | 8.5 | FALSE | FALSE |  | 30000 | 18500 | 2.4 | 20200 | 2.26
215864305 | 11/27/24 | Live | Midea Electric Trading | MAINLINE | Singlezone Ducted, Centrally Ducted | 215864305 |  | HRCU-A-CB | ML24HP230LMNT-O |  | ML24HP230LMNTAHU-I |  |  |  | 11 | 18.1 | 9.7 | FALSE | FALSE |  | 24000 | 20000 | 2.42 | 22200 | 2.24
215864313 | 11/27/24 | Live | Midea Electric Trading | MAINLINE | Singlezone Ducted, Centrally Ducted | 215864313 |  | HRCU-A-CB | ML33HP230LMNTH-O |  | ML36HP230LMNTAHU-I |  |  |  | 10 | 16.5 | 8.2 | FALSE | FALSE |  | 36000 | 23200 | 2.34 | 31900 | 2.09
215864309 | 11/27/24 | Live | Midea Electric Trading | MAINLINE | Singlezone Ducted, Centrally Ducted | 215864309 |  | HRCU-A-CB | ML60HP230LMNT-O |  | ML60HP230LMNTAHU-I |  |  |  | 8.6 | 15.2 | 8.4 | FALSE | FALSE |  | 54000 | 33000 | 2.34 | 35800 | 1.96
215864312 | 11/27/24 | Live | Midea Electric Trading | MAINLINE | Singlezone Ducted, Centrally Ducted | 215864312 |  | HRCU-A-CB | ML30HP230LMNTH-O |  | ML30HP230LMNTAHU-I |  |  |  | 11.7 | 16.8 | 10 | FALSE | FALSE |  | 30000 | 23800 | 2.76 | 37800 | 2.39
215864317 | 11/27/24 | Live | Midea Electric Trading | MAINLINE | Singlezone Ducted, Centrally Ducted | 215864317 |  | HRCU-A-CB | ML50HP230LMNTH-O |  | ML50HP230LMNTAHU-I |  |  |  | 11.7 | 16.3 | 9 | FALSE | FALSE |  | 48000 | 45000 | 2.4 | 50400 | 2.3
215864316 | 11/27/24 | Live | Midea Electric Trading | MAINLINE | Singlezone Ducted, Centrally Ducted | 215864316 |  | HRCU-A-CB | ML48HP230LMNTH-O |  | ML48HP230LMNTAHU-I |  |  |  | 10.5 | 16.5 | 9.5 | FALSE | FALSE |  | 48000 | 37000 | 2.7 | 38300 | 2.02
215864315 | 11/27/24 | Live | Midea Electric Trading | MAINLINE | Singlezone Ducted, Centrally Ducted | 215864315 |  | HRCU-A-CB | ML42HP230LMNTH-O |  | ML42HP230LMNTAHU-I |  |  |  | 11.7 | 16.7 | 9.5 | FALSE | FALSE |  | 42000 | 37000 | 2.7 | 38300 | 2.02
215864318 | 11/27/24 | Live | Midea Electric Trading | MAINLINE | Singlezone Ducted, Centrally Ducted | 215864318 |  | HRCU-A-CB | ML60HP230LMNTH-O |  | ML60HP230LMNTAHU-I |  |  |  | 10 | 16 | 9 | FALSE | FALSE |  | 54000 | 45000 | 2.4 | 50400 | 2.3
216025752 | 11/27/24 | Live | Midea Electric Trading | STAR AIR KONTROL | Singlezone Ducted, Centrally Ducted | 216025752 |  | HRCU-A-CB | SAK-24ADN2-M18M |  | SAK-24GN1-M18 | 11.3 | 19.4 | 11.3 | 10.5 | 17 | 9.2 | FALSE | FALSE |  | 24000 | 21000 | 2.8 | 22000 | 2.8
216025751 | 11/27/24 | Live | Midea Electric Trading | STAR AIR KONTROL | Singlezone Ducted, Centrally Ducted | 216025751 |  | HRCU-A-CB | SAK-18ADN2-M18M |  | SAK-18GN1-M18 | 11.1 | 19 | 10.8 | 10.9 | 17 | 8.8 | FALSE | FALSE |  | 18000 | 12000 | 2.71 | 12000 | 2.71
216027608 | 11/27/24 | Live | Midea Electric Trading | INNOVAIR | Singlezone Ducted, Centrally Ducted | 216027608 |  | HRCU-A-CB | SOV18H2BA |  | SWV18BDA |  |  |  | 11.5 | 18.5 | 9.4 | FALSE | FALSE |  | 18000 | 12600 | 2.7 | 12600 | 2.34
216027612 | 11/27/24 | Live | Midea Electric Trading | INNOVAIR | Singlezone Ducted, Centrally Ducted | 216027612 |  | HRCU-A-CB | SHV18H2BA |  | SWV18BDA |  |  |  | 12.1 | 19.3 | 10.8 | TRUE | TRUE |  | 18000 | 15300 | 2.72 | 19600 | 2.4
216027610 | 11/27/24 | Live | Midea Electric Trading | INNOVAIR | Singlezone Ducted, Centrally Ducted | 216027610 |  | HRCU-A-CB | SOV30H2BA |  | SWV30BDA |  |  |  | 11 | 18.6 | 8.7 | FALSE | FALSE |  | 30000 | 18200 | 2.42 | 23900 | 2.61
216027611 | 11/27/24 | Live | Midea Electric Trading | INNOVAIR | Singlezone Ducted, Centrally Ducted | 216027611 |  | HRCU-A-CB | SOV36H2BA |  | SWV36BDA |  |  |  | 10.2 | 16.7 | 9.3 | TRUE | TRUE |  | 36000 | 24800 | 2.64 | 31400 | 2.2
216027609 | 11/27/24 | Live | Midea Electric Trading | INNOVAIR | Singlezone Ducted, Centrally Ducted | 216027609 |  | HRCU-A-CB | SOV24H2BA |  | SWV24BDA |  |  |  | 10.8 | 17.4 | 10.4 | TRUE | TRUE |  | 24000 | 20800 | 2.8 | 21800 | 2.34
216027613 | 11/27/24 | Live | Midea Electric Trading | INNOVAIR | Singlezone Ducted, Centrally Ducted | 216027613 |  | HRCU-A-CB | SHV24H2BA |  | SWV24BDA |  |  |  | 10.8 | 17.5 | 10.5 | TRUE | TRUE |  | 24000 | 20800 | 2.8 | 21800 | 2.34
216027615 | 11/27/24 | Live | Midea Electric Trading | INNOVAIR | Singlezone Ducted, Centrally Ducted | 216027615 |  | HRCU-A-CB | SHV36H2BB |  | SWV36BDA |  |  |  | 11.2 | 16.8 | 9.6 | FALSE | FALSE |  | 36000 | 30200 | 1.86 | 40000 | 2.17
216027614 | 11/27/24 | Live | Midea Electric Trading | INNOVAIR | Singlezone Ducted, Centrally Ducted | 216027614 |  | HRCU-A-CB | SHV30H2BA |  | SWV30BDA |  |  |  | 11.7 | 17.5 | 10.2 | TRUE | TRUE |  | 30000 | 23200 | 2.6 | 31900 | 2.25
216027663 | 11/27/24 | Live | Midea Electric Trading | CAPELLA | Singlezone Ducted, Centrally Ducted | 216027663 |  | HRCU-A-CB | CCB1-H30A-O |  | CAHB1-H30A-I |  |  |  | 11.7 | 16.8 | 10 | TRUE | TRUE |  | 30000 | 23800 | 2.76 | 37800 | 2.39
216027666 | 11/27/24 | Live | Midea Electric Trading | CAPELLA | Singlezone Ducted, Centrally Ducted | 216027666 |  | HRCU-A-CB | CCB1-H60A-O |  | CAHB1-H60A-I |  |  |  | 10 | 16 | 9 | TRUE | TRUE |  | 54000 | 45000 | 2.4 | 50400 | 2.3
216027665 | 11/27/24 | Live | Midea Electric Trading | CAPELLA | Singlezone Ducted, Centrally Ducted | 216027665 |  | HRCU-A-CB | CCB1-H48A-O |  | CAHB1-H48A-I |  |  |  | 10.5 | 16.5 | 9.5 | TRUE | TRUE |  | 48000 | 37000 | 2.7 | 38300 | 2.02
216030969 | 11/27/24 | Live | Midea Electric Trading | MOOVAIR | Singlezone Ducted, Centrally Ducted | 216030969 |  | HRCU-A-CB | MSHMA48R2AN1 |  | MAHMA48R4AS1 |  |  |  | 10.5 | 16.5 | 9.5 | TRUE | TRUE |  | 48000 | 37000 | 2.7 | 38300 | 2.02
216030966 | 11/27/24 | Live | Midea Electric Trading | MOOVAIR | Singlezone Ducted, Centrally Ducted | 216030966 |  | HRCU-A-CB | MSHMA30R2AN1 |  | MAHMA30R4AS1 |  |  |  | 11.7 | 16.8 | 10 | TRUE | TRUE |  | 30000 | 23800 | 2.76 | 37800 | 2.39
216030970 | 11/27/24 | Live | Midea Electric Trading | MOOVAIR | Singlezone Ducted, Centrally Ducted | 216030970 |  | HRCU-A-CB | MSHMA60R2AN1 |  | MAHMA60R4AS1 |  |  |  | 10 | 16 | 9 | TRUE | TRUE |  | 54000 | 45000 | 2.4 | 50400 | 2.3
216032221 | 11/27/24 | Live | Midea Electric Trading | 1HVAC | Singlezone Ducted, Centrally Ducted | 216032221 |  | HRCU-A-CB | ACIQ-18-EHPD |  | ACIQ-18-AHD |  |  |  | 11 | 18.8 | 9.1 | FALSE | FALSE |  | 18000 | 12600 | 2.6 | 12600 | 2.2
216032225 | 11/27/24 | Live | Midea Electric Trading | 1HVAC | Singlezone Ducted, Centrally Ducted | 216032225 |  | HRCU-A-CB | ACIQ-48-EHPD |  | ACIQ-48-AHD |  |  |  | 10 | 16 | 8.5 | TRUE | TRUE |  | 48000 | 32400 | 2.46 | 35400 | 2
216032224 | 11/27/24 | Live | Midea Electric Trading | 1HVAC | Singlezone Ducted, Centrally Ducted | 216032224 |  | HRCU-A-CB | ACIQ-36-EHPD |  | ACIQ-36-AHD |  |  |  | 10 | 16.1 | 8.7 | TRUE | TRUE |  | 36000 | 25600 | 2.6 | 26200 | 2.19
216032223 | 11/27/24 | Live | Midea Electric Trading | 1HVAC | Singlezone Ducted, Centrally Ducted | 216032223 |  | HRCU-A-CB | ACIQ-30-EHPD |  | ACIQ-30-AHD |  |  |  | 10.7 | 17 | 8.5 | FALSE | FALSE |  | 30000 | 18500 | 2.4 | 20200 | 2.26
216032222 | 11/27/24 | Live | Midea Electric Trading | 1HVAC | Singlezone Ducted, Centrally Ducted | 216032222 |  | HRCU-A-CB | ACIQ-24-EHPD |  | ACIQ-24-AHD |  |  |  | 11 | 18.1 | 9.7 | TRUE | TRUE |  | 24000 | 20000 | 2.42 | 22200 | 2.24
216032226 | 11/27/24 | Live | Midea Electric Trading | 1HVAC | Singlezone Ducted, Centrally Ducted | 216032226 |  | HRCU-A-CB | ACIQ-60-EHPD |  | ACIQ-60-AHD |  |  |  | 8.6 | 15.2 | 8.4 | TRUE | TRUE |  | 54000 | 33000 | 2.34 | 35800 | 1.96
216032229 | 11/27/24 | Live | Midea Electric Trading | 1HVAC | Singlezone Ducted, Centrally Ducted | 216032229 |  | HRCU-A-CB | ACIQ-30-HPD |  | ACIQ-30-AHD |  |  |  | 11.7 | 16.8 | 10 | TRUE | TRUE |  | 30000 | 23800 | 2.76 | 37800 | 2.39
216032233 | 11/27/24 | Live | Midea Electric Trading | 1HVAC | Singlezone Ducted, Centrally Ducted | 216032233 |  | HRCU-A-CB | ACIQ-60-HPD |  | ACIQ-60-AHD |  |  |  | 10 | 16 | 9 | TRUE | TRUE |  | 54000 | 45000 | 2.4 | 50400 | 2.3
216032232 | 11/27/24 | Live | Midea Electric Trading | 1HVAC | Singlezone Ducted, Centrally Ducted | 216032232 |  | HRCU-A-CB | ACIQ-48-HPD |  | ACIQ-48-AHD |  |  |  | 10.5 | 16.5 | 9.5 | TRUE | TRUE |  | 48000 | 37000 | 2.7 | 38300 | 2.02
216032231 | 11/27/24 | Live | Midea Electric Trading | 1HVAC | Singlezone Ducted, Centrally Ducted | 216032231 |  | HRCU-A-CB | ACIQ-42-HPD |  | ACIQ-42-AHD |  |  |  | 11.7 | 16.7 | 9.5 | TRUE | TRUE |  | 42000 | 37000 | 2.7 | 38300 | 2.02
216032234 | 11/27/24 | Live | Midea Electric Trading | 1HVAC | Singlezone Ducted, Centrally Ducted | 216032234 |  | HRCU-A-CB | ACIQ-18-HPD |  | ACIQ-18-PAH |  |  |  | 12.5 | 19 | 10.1 | TRUE | TRUE |  | 18000 | 14700 | 2.66 | 19000 | 2.37
216032237 | 11/27/24 | Live | Midea Electric Trading | 1HVAC | Singlezone Ducted, Centrally Ducted | 216032237 |  | HRCU-A-CB | ACIQ-36-HPD |  | ACIQ-36-PAH |  |  |  | 12 | 18 | 10 | TRUE | TRUE |  | 36000 | 31000 | 2.5 | 41500 | 2.21
216032238 | 11/27/24 | Live | Midea Electric Trading | 1HVAC | Singlezone Ducted, Centrally Ducted | 216032238 |  | HRCU-A-CB | ACIQ-48-HPD |  | ACIQ-48-PAH |  |  |  | 12 | 17.5 | 9.5 | TRUE | TRUE |  | 48000 | 34000 | 2.56 | 48000 | 2.13
216032236 | 11/27/24 | Live | Midea Electric Trading | 1HVAC | Singlezone Ducted, Centrally Ducted | 216032236 |  | HRCU-A-CB | ACIQ-30-HPD |  | ACIQ-30-PAH |  |  |  | 12 | 17.2 | 10.8 | TRUE | TRUE |  | 30000 | 24000 | 2.69 | 24600 | 1.94
216032235 | 11/27/24 | Live | Midea Electric Trading | 1HVAC | Singlezone Ducted, Centrally Ducted | 216032235 |  | HRCU-A-CB | ACIQ-24-HPD |  | ACIQ-24-PAH |  |  |  | 12 | 18.6 | 10 | TRUE | TRUE |  | 24000 | 19000 | 2.64 | 20200 | 2.24
216032239 | 11/27/24 | Live | Midea Electric Trading | 1HVAC | Singlezone Ducted, Centrally Ducted | 216032239 |  | HRCU-A-CB | ACIQ-60-HPD |  | ACIQ-60-PAH |  |  |  | 12 | 17.5 | 9.5 | TRUE | TRUE |  | 54000 | 35000 | 2.5 | 54000 | 2.29
216032244 | 11/27/24 | Live | Midea Electric Trading | ACIQ | Singlezone Ducted, Centrally Ducted | 216032244 |  | HRCU-A-CB | ACIQ-48-EHPD |  | ACIQ-48-AHD |  |  |  | 10 | 16 | 8.5 | TRUE | TRUE |  | 48000 | 32400 | 2.46 | 35400 | 2
216032243 | 11/27/24 | Live | Midea Electric Trading | ACIQ | Singlezone Ducted, Centrally Ducted | 216032243 |  | HRCU-A-CB | ACIQ-36-EHPD |  | ACIQ-36-AHD |  |  |  | 10 | 16.1 | 8.7 | TRUE | TRUE |  | 36000 | 25600 | 2.6 | 26200 | 2.19
216032242 | 11/27/24 | Live | Midea Electric Trading | ACIQ | Singlezone Ducted, Centrally Ducted | 216032242 |  | HRCU-A-CB | ACIQ-30-EHPD |  | ACIQ-30-AHD |  |  |  | 10.7 | 17 | 8.5 | FALSE | FALSE |  | 30000 | 18500 | 2.4 | 20200 | 2.26
216032241 | 11/27/24 | Live | Midea Electric Trading | ACIQ | Singlezone Ducted, Centrally Ducted | 216032241 |  | HRCU-A-CB | ACIQ-24-EHPD |  | ACIQ-24-AHD |  |  |  | 11 | 18.1 | 9.7 | TRUE | TRUE |  | 24000 | 20000 | 2.42 | 22200 | 2.24
216032240 | 11/27/24 | Live | Midea Electric Trading | ACIQ | Singlezone Ducted, Centrally Ducted | 216032240 |  | HRCU-A-CB | ACIQ-18-EHPD |  | ACIQ-18-AHD |  |  |  | 11 | 18.8 | 9.1 | FALSE | FALSE |  | 18000 | 12600 | 2.6 | 12600 | 2.2
216032245 | 11/27/24 | Live | Midea Electric Trading | ACIQ | Singlezone Ducted, Centrally Ducted | 216032245 |  | HRCU-A-CB | ACIQ-60-EHPD |  | ACIQ-60-AHD |  |  |  | 8.6 | 15.2 | 8.4 | TRUE | TRUE |  | 54000 | 33000 | 2.34 | 35800 | 1.96
216032248 | 11/27/24 | Live | Midea Electric Trading | ACIQ | Singlezone Ducted, Centrally Ducted | 216032248 |  | HRCU-A-CB | ACIQ-30-HPD |  | ACIQ-30-AHD |  |  |  | 11.7 | 16.8 | 10 | TRUE | TRUE |  | 30000 | 23800 | 2.76 | 37800 | 2.39
216032252 | 11/27/24 | Live | Midea Electric Trading | ACIQ | Singlezone Ducted, Centrally Ducted | 216032252 |  | HRCU-A-CB | ACIQ-60-HPD |  | ACIQ-60-AHD |  |  |  | 10 | 16 | 9 | TRUE | TRUE |  | 54000 | 45000 | 2.4 | 50400 | 2.3
216032251 | 11/27/24 | Live | Midea Electric Trading | ACIQ | Singlezone Ducted, Centrally Ducted | 216032251 |  | HRCU-A-CB | ACIQ-48-HPD |  | ACIQ-48-AHD |  |  |  | 10.5 | 16.5 | 9.5 | TRUE | TRUE |  | 48000 | 37000 | 2.7 | 38300 | 2.02
216032250 | 11/27/24 | Live | Midea Electric Trading | ACIQ | Singlezone Ducted, Centrally Ducted | 216032250 |  | HRCU-A-CB | ACIQ-42-HPD |  | ACIQ-42-AHD |  |  |  | 11.7 | 16.7 | 9.5 | TRUE | TRUE |  | 42000 | 37000 | 2.7 | 38300 | 2.02
216032255 | 11/27/24 | Live | Midea Electric Trading | ACIQ | Singlezone Ducted, Centrally Ducted | 216032255 |  | HRCU-A-CB | ACIQ-30-HPD |  | ACIQ-30-PAH |  |  |  | 12 | 17.2 | 10.8 | TRUE | TRUE |  | 30000 | 24000 | 2.69 | 24600 | 1.94
216032254 | 11/27/24 | Live | Midea Electric Trading | ACIQ | Singlezone Ducted, Centrally Ducted | 216032254 |  | HRCU-A-CB | ACIQ-24-HPD |  | ACIQ-24-PAH |  |  |  | 12 | 18.6 | 10 | TRUE | TRUE |  | 24000 | 19000 | 2.64 | 20200 | 2.24
216032253 | 11/27/24 | Live | Midea Electric Trading | ACIQ | Singlezone Ducted, Centrally Ducted | 216032253 |  | HRCU-A-CB | ACIQ-18-HPD |  | ACIQ-18-PAH |  |  |  | 12.5 | 19 | 10.1 | TRUE | TRUE |  | 18000 | 14700 | 2.66 | 19000 | 2.37
216032256 | 11/27/24 | Live | Midea Electric Trading | ACIQ | Singlezone Ducted, Centrally Ducted | 216032256 |  | HRCU-A-CB | ACIQ-36-HPD |  | ACIQ-36-PAH |  |  |  | 12 | 18 | 10 | TRUE | TRUE |  | 36000 | 31000 | 2.5 | 41500 | 2.21
216032258 | 11/27/24 | Live | Midea Electric Trading | ACIQ | Singlezone Ducted, Centrally Ducted | 216032258 |  | HRCU-A-CB | ACIQ-60-HPD |  | ACIQ-60-PAH |  |  |  | 12 | 17.5 | 9.5 | TRUE | TRUE |  | 54000 | 35000 | 2.5 | 54000 | 2.29
216032257 | 11/27/24 | Live | Midea Electric Trading | ACIQ | Singlezone Ducted, Centrally Ducted | 216032257 |  | HRCU-A-CB | ACIQ-48-HPD |  | ACIQ-48-PAH |  |  |  | 12 | 17.5 | 9.5 | TRUE | TRUE |  | 48000 | 34000 | 2.56 | 48000 | 2.13
216032531 | 11/27/24 | Live | Midea Electric Trading | MRCOOL | Singlezone Ducted, Centrally Ducted | 216032531 |  | HRCU-A-CB | CENTRAL-30-HP-C-230B00-O |  | MVP-30-HP-MUAH-230A00-O |  |  |  | 11.7 | 16.8 | 10 | TRUE | TRUE |  | 30000 | 23800 | 2.76 | 37800 | 2.39
216032533 | 11/27/24 | Live | Midea Electric Trading | MRCOOL | Singlezone Ducted, Centrally Ducted | 216032533 |  | HRCU-A-CB | CENTRAL-48-HP-C-230B00-O |  | MVP-48-HP-MUAH-230A00-O |  |  |  | 10.5 | 16.5 | 9.5 | TRUE | TRUE |  | 48000 | 37000 | 2.7 | 38300 | 2.02
216032532 | 11/27/24 | Live | Midea Electric Trading | MRCOOL | Singlezone Ducted, Centrally Ducted | 216032532 |  | HRCU-A-CB | CENTRAL-36-HP-C-230B00-O |  | MVP-36-HP-MUAH-230A00-O |  |  |  | 11.7 | 17.4 | 10.3 | TRUE | TRUE |  | 36000 | 31800 | 2.56 | 47500 | 2.36
216032530 | 11/27/24 | Live | Midea Electric Trading | MRCOOL | Singlezone Ducted, Centrally Ducted | 216032530 |  | HRCU-A-CB | CENTRAL-24-HP-C-230B00-O |  | MVP-24-HP-MUAH-230A00-O |  |  |  | 11.7 | 18.4 | 10 | TRUE | TRUE |  | 23000 | 20000 | 2.42 | 22200 | 2.24
216032534 | 11/27/24 | Live | Midea Electric Trading | MRCOOL | Singlezone Ducted, Centrally Ducted | 216032534 |  | HRCU-A-CB | CENTRAL-60-HP-C-230B00-O |  | MVP-60-HP-MUAH-230A00-O |  |  |  | 10 | 16 | 9 | TRUE | TRUE |  | 54000 | 45000 | 2.4 | 50400 | 2.3
216032536 | 11/27/24 | Live | Midea Electric Trading | MRCOOL | Singlezone Ducted, Centrally Ducted | 216032536 |  | HRCU-A-CB | MVP-24-HP-C-230A00-O |  | MVP-24-HP-MUAH-230A00-O |  |  |  | 11 | 18.1 | 9.7 | TRUE | TRUE |  | 24000 | 20000 | 2.42 | 22200 | 2.24
216032537 | 11/27/24 | Live | Midea Electric Trading | MRCOOL | Singlezone Ducted, Centrally Ducted | 216032537 |  | HRCU-A-CB | MVP-30-HP-C-230A00-O |  | MVP-30-HP-MUAH-230A00-O |  |  |  | 10.7 | 17 | 8.5 | FALSE | FALSE |  | 30000 | 18500 | 2.4 | 20200 | 2.26
216032535 | 11/27/24 | Live | Midea Electric Trading | MRCOOL | Singlezone Ducted, Centrally Ducted | 216032535 |  | HRCU-A-CB | MVP-18-HP-C-230A00-O |  | MVP-18-HP-MUAH-230A00-O |  |  |  | 11 | 18.8 | 9.1 | FALSE | FALSE |  | 18000 | 12600 | 2.6 | 12600 | 2.2
216032541 | 11/27/24 | Live | Midea Electric Trading | MRCOOL | Singlezone Ducted, Centrally Ducted | 216032541 |  | HRCU-A-CB | DIY-24-HP-C-230D25-O |  | DIY-24-HP-MUAH-230D00-O |  |  |  | 11.7 | 19.4 | 9.1 | TRUE | TRUE |  | 24000 | 17800 | 2.44 | 23200 | 2.55
216032540 | 11/27/24 | Live | Midea Electric Trading | MRCOOL | Singlezone Ducted, Centrally Ducted | 216032540 |  | HRCU-A-CB | MVP-60-HP-C-230A00-O |  | MVP-60-HP-MUAH-230A00-O |  |  |  | 8.6 | 15.2 | 8.4 | TRUE | TRUE |  | 54000 | 33000 | 2.34 | 35800 | 1.96
216032539 | 11/27/24 | Live | Midea Electric Trading | MRCOOL | Singlezone Ducted, Centrally Ducted | 216032539 |  | HRCU-A-CB | MVP-48-HP-C-230A00-O |  | MVP-48-HP-MUAH-230A00-O |  |  |  | 10 | 16 | 8.5 | TRUE | TRUE |  | 48000 | 32400 | 2.46 | 35400 | 2
216032538 | 11/27/24 | Live | Midea Electric Trading | MRCOOL | Singlezone Ducted, Centrally Ducted | 216032538 |  | HRCU-A-CB | MVP-36-HP-C-230A00-O |  | MVP-36-HP-MUAH-230A00-O |  |  |  | 10 | 16.2 | 8.7 | TRUE | TRUE |  | 36000 | 24800 | 2.52 | 26200 | 2.19
216046600 | 11/27/24 | Live | Midea Electric Trading | ELIOS | Singlezone Ducted, Centrally Ducted | 216046600 |  | HRCU-A-CB | ESHMA48R2AN1 |  | EAHMA48R4AS1 |  |  |  | 10.5 | 16.5 | 9.5 | TRUE | TRUE |  | 48000 | 37000 | 2.7 | 38300 | 2.02
216046598 | 11/27/24 | Live | Midea Electric Trading | ELIOS | Singlezone Ducted, Centrally Ducted | 216046598 |  | HRCU-A-CB | ESHMA30R2AN1 |  | EAHMA30R4AS1 |  |  |  | 11.7 | 16.8 | 10 | TRUE | TRUE |  | 30000 | 23800 | 2.76 | 37800 | 2.39
216046601 | 11/27/24 | Live | Midea Electric Trading | ELIOS | Singlezone Ducted, Centrally Ducted | 216046601 |  | HRCU-A-CB | ESHMA60R2AN1 |  | EAHMA60R4AS1 |  |  |  | 10 | 16 | 9 | TRUE | TRUE |  | 54000 | 45000 | 2.4 | 50400 | 2.3
216369225 | 12/12/24 | Live | Midea Electric Trading | STAR AIR KONTROL | Singlezone Non-Ducted, Wall Placement | 216369225 |  | HRCU-A-CB-O | SAK-24-CT2/220V | Mini-Splits | SAK-24-CT1/220V |  |  |  | 12 | 22 | 10.5 | TRUE | TRUE |  | 24000 | 20400 | 2.73 | 20500 | 2.55
216497925 | 12/12/24 | Live | Midea Electric Trading | AC PRO | Singlezone Non-Ducted, Wall Placement | 216497925 |  | HRCU-A-CB-O | MHPC-H-024BSB | Mini-Splits | M4CS-H-024BBB |  |  |  | 12 | 22 | 10.5 | TRUE | TRUE |  | 24000 | 20400 | 2.73 | 20500 | 2.55
215832434 | 12/12/24 | Live | Gree | APOWER | Singlezone Non-Ducted, Ceiling Placement | 215832434 |  | HRCU-A-CB-O | AP36HP230VAO | Mini-Splits | AP36HP230VFCI |  |  |  | 11.25 | 21 | 8.5 | FALSE | FALSE |  | 33600 | 18800 | 2.11 | 26600 | 2.68
215832433 | 12/12/24 | Live | Gree | APOWER | Singlezone Non-Ducted, Ceiling Placement | 215832433 |  | HRCU-A-CB-O | AP36HP230VAO | Mini-Splits | AP36HP230VCASI |  |  |  | 11.95 | 21 | 8.5 | FALSE | FALSE |  | 33600 | 22000 | 2.07 | 27000 | 2.26
215832432 | 12/12/24 | Live | Gree | APOWER | Singlezone Ducted, Compact Ducted | 215832432 |  | HRCU-A-CB | AP36HP230VAO | Mini-Splits | AP36HP230VDAI |  |  |  | 11.95 | 20 | 8.5 | FALSE | FALSE |  | 33600 | 23400 | 2.53 | 27600 | 2.64
215832407 | 12/12/24 | Live | Gree | APOWER | Singlezone Non-Ducted, Wall Placement | 215832407 |  | HRCU-A-CB-O | AP24HP230VAO | Mini-Splits | AP24HP230VASI |  |  |  | 11.9 | 19 | 8.5 | FALSE | FALSE |  | 24000 | 15200 | 1.78 | 18800 | 1.78
215832406 | 12/12/24 | Live | Gree | APOWER | Singlezone Non-Ducted, Wall Placement | 215832406 |  | HRCU-A-CB-O | AP18HP230VAO | Mini-Splits | AP18HP230VASI |  |  |  | 12.35 | 20 | 8.5 | FALSE | FALSE |  | 18000 | 11200 | 2.76 | 11200 | 2.76
215832404 | 12/12/24 | Live | Gree | APOWER | Singlezone Non-Ducted, Wall Placement | 215832404 |  | HRCU-A-CB-O | AP12HP230VAO | Mini-Splits | AP12HP230VASI |  |  |  | 9.75 | 19 | 8.5 | FALSE | FALSE |  | 12000 | 7000 | 2.7 | 11500 | 2.2
215832402 | 12/12/24 | Live | Gree | APOWER | Singlezone Non-Ducted, Wall Placement | 215832402 |  | HRCU-A-CB-O | AP12HP115VAO | Mini-Splits | AP12HP115VAI |  |  |  | 9.3 | 19 | 8.5 | FALSE | FALSE |  | 12000 | 7000 | 2.7 | 10000 | 2.36
210278987 | 12/12/24 | Live | Gree | GREE | Multizone Mix of Ducted and Non-Ducted | 210278987 |  | HMSV-A-CB | MULTI42HP230V1EO | Mixed Ducted and Non-Ducted Indoor Units |  | 11.5 | 18.5 | 9.25 | 11.5 | 18.5 | 9 | FALSE | FALSE |  | 36000 | 34000 | 2.29 | 38200 | 2.19
210278986 | 12/12/24 | Live | Gree | GREE | Multizone Mix of Ducted and Non-Ducted | 210278986 |  | HMSV-A-CB | MULTI36HP230V1EO | Mixed Ducted and Non-Ducted Indoor Units |  | 11.5 | 18.5 | 9.25 | 11.5 | 18.5 | 9 | FALSE | FALSE |  | 34000 | 30400 | 2.02 | 37720 | 2.16
210278985 | 12/12/24 | Live | Gree | GREE | Multizone Mix of Ducted and Non-Ducted | 210278985 |  | HMSV-A-CB | MULTI30HP230V1EO | Mixed Ducted and Non-Ducted Indoor Units |  | 11.75 | 18.5 | 9.25 | 11.75 | 18.5 | 9 | FALSE | FALSE |  | 28400 | 27000 | 2.31 | 31860 | 2.29
210278984 | 12/12/24 | Live | Gree | GREE | Multizone Mix of Ducted and Non-Ducted | 210278984 |  | HMSV-A-CB | MULTI24HP230V1EO | Mixed Ducted and Non-Ducted Indoor Units |  | 11.75 | 18.5 | 9.25 | 11.75 | 18.5 | 9 | FALSE | FALSE |  | 23200 | 23200 | 2.22 | 26600 | 2.38
210278983 | 12/12/24 | Live | Gree | GREE | Multizone Mix of Ducted and Non-Ducted | 210278983 |  | HMSV-A-CB | MULTI18HP230V1EO | Mixed Ducted and Non-Ducted Indoor Units |  | 11.5 | 18.5 | 9.25 | 11.5 | 18.5 | 9 | FALSE | FALSE |  | 17000 | 14300 | 2.54 | 16400 | 2.52
215222787 | 08/27/24 | Live | Samsung Electronics | SAMSUNG | Singlezone Non-Ducted, Wall Placement | 215222787 |  | HRCU-A-CB-O | AR18DXDABWKX | Mini-Splits | AR18DXDABWKN |  |  |  | 13.2 | 21 | 9.7 | TRUE | TRUE | TRUE | 18500 | 17500 | 2.33 | 25000 | 1.98
215222779 | 08/27/24 | Live | Samsung Electronics | SAMSUNG | Singlezone Non-Ducted, Wall Placement | 215222779 |  | HRCU-A-CB-O | AR15DXDABWKX | Mini-Splits | AR15DXDABWKN |  |  |  | 14.55 | 23 | 11 | TRUE | TRUE | TRUE | 15000 | 14000 | 2.93 | 20000 | 2.44
215399293 | 08/27/24 | Live | Samsung Electronics | SAMSUNG | Singlezone Non-Ducted, Wall Placement | 215399293 |  | HRCU-A-CB-O | AR12DXDABWKX | Mini-Splits | AR12DXDABWKN |  |  |  | 14.1 | 24 | 10.5 | TRUE | TRUE | TRUE | 12000 | 10600 | 2.82 | 17000 | 2.26
215399294 | 08/27/24 | Live | Samsung Electronics | SAMSUNG | Singlezone Non-Ducted, Wall Placement | 215399294 |  | HRCU-A-CB-O | AR09DXDABWKX | Mini-Splits | AR09DXDABWKN |  |  |  | 16.35 | 25 | 10.5 | TRUE | TRUE | TRUE | 9000 | 9900 | 2.64 | 16000 | 2.23
216379010 | 12/12/24 | Live | Lennox Industries | Lennox | Singlezone Ducted, Centrally Ducted | 216379010 |  | HRCU-A-CB | SL22KLV-024-230A** | Ducted Indoor Units | CBK48MVT-042-230-** |  |  |  | 13 | 20 | 10.5 | TRUE | TRUE |  | 22600 | 24000 | 2.65 | 24000 | 2.65
216368960 | 12/12/24 | Live | LG | LG | Singlezone Non-Ducted, Wall Placement | 216368960 |  | HRCU-A-CB-O | KUSAL121A | Mini-Splits | KNSAL121A |  |  |  | 13.8 | 25.5 | 11.2 | TRUE | TRUE |  | 12000 | 8400 | 2.71 | 16820 | 2.14
216368959 | 12/12/24 | Live | LG | LG | Singlezone Non-Ducted, Wall Placement | 216368959 |  | HRCU-A-CB-O | KUSAL091A | Mini-Splits | KNSAL091A |  |  |  | 15.8 | 27 | 13.5 | TRUE | TRUE |  | 9000 | 7000 | 2.7 | 13730 | 2.14
211497047 | 12/06/23 | Live | Mitsubishi Electric Trane | TRANE / MITSUBISHI ELECTRIC | Singlezone Ducted, Centrally Ducted | 211497047 |  | HRCU-A-CB | TRUZH0421KA10NA | Mini-Splits | TPVA0A0421AA*** | 10.6 | 15.4 | 10 | 9.8 | 15.4 | 9.3 | TRUE | TRUE | FALSE | 42000 | 38500 | 2.2 | 48000 | 2.1
211497076 | 12/06/23 | Live | Mitsubishi Electric Trane | TRANE / MITSUBISHI ELECTRIC | Singlezone Non-Ducted, Ceiling Placement | 211497076 |  | HRCU-A-CB-O | TRUZH0361KA00NA | Mini-Splits | TPLA0A0361EA*** | 13 | 20 | 10.4 | 13 | 20 | 9 | TRUE | TRUE | FALSE | 36000 | 24200 | 2.62 | 38000 | 2.32
211150932 | 04/13/23 | Live | Mitsubishi Electric Trane | TRANE / MITSUBISHI ELECTRIC | Singlezone Ducted, Centrally Ducted | 211150932 |  | HRCU-A-C | TRUZH0361KA00NA | Mini-Splits | PAA-A36CA* | 11 | 15.5 | 10 | 10.5 | 15.3 | 9.5 | FALSE | FALSE | TRUE | 36000 | 28400 | 2.24 | 38000 | 1.97
211497056 | 12/06/23 | Live | Mitsubishi Electric Trane | TRANE / MITSUBISHI ELECTRIC | Singlezone Non-Ducted, Ceiling Placement | 211497056 |  | HRCU-A-CB-O | TRUZH0361KA00NA | Mini-Splits | TPCA0A0361KA*** | 12.5 | 18 | 10.3 | 12.5 | 18 | 9.2 | TRUE | TRUE | FALSE | 34000 | 25400 | 2.39 | 38000 | 2.11
211497058 | 12/06/23 | Live | Mitsubishi Electric Trane | TRANE / MITSUBISHI ELECTRIC | Singlezone Ducted, Centrally Ducted | 211497058 |  | HRCU-A-CB | TRUZH0361KA00NA | Mini-Splits | TPVA0A0361AA*** | 13 | 18.2 | 11.2 | 13.2 | 18.2 | 10 | TRUE | TRUE | TRUE | 33000 | 24600 | 2.55 | 38000 | 2.28
211150931 | 04/13/23 | Live | Mitsubishi Electric Trane | TRANE / MITSUBISHI ELECTRIC | Singlezone Ducted, Centrally Ducted | 211150931 |  | HRCU-A-C | TRUZH0361KA00NA | Mini-Splits | PAA-A36BA* | 11 | 15.5 | 10 | 10.5 | 15.3 | 9.5 | FALSE | FALSE | TRUE | 36000 | 28400 | 2.24 | 38000 | 1.97
211497055 | 12/06/23 | Live | Mitsubishi Electric Trane | MITSUBISHI ELECTRIC | Singlezone Non-Ducted, Wall Placement | 211497055 |  | HRCU-A-CB-O | TRUZH0361KA00NA | Mini-Splits | TPKA0A0361KA*** | 11.6 | 18.5 | 10 | 12.3 | 18.7 | 9 | TRUE | TRUE | FALSE | 33600 | 25400 | 2.39 | 38000 | 2.09
206720353 | 04/04/24 | Live | Mitsubishi Electric Trane | TRANE / MITSUBISHI ELECTRIC | Singlezone Ducted, Compact Ducted | 206720353 |  | HRCU-A-CB | TRUZH0361KA00** | Mini-Splits | PEAD-A36AA**** | 12.6 | 17.1 | 10.4 | 12.2 | 16.5 | 8.7 | TRUE | TRUE | TRUE | 36000 | 24800 | 2.46 | 38000 | 2.23
206720354 | 04/04/24 | Live | Mitsubishi Electric Trane | TRANE / MITSUBISHI ELECTRIC | Singlezone Non-Ducted, Wall Placement | 206720354 |  | HRCU-A-CB-O | TRUZH0361KA00** | Mini-Splits | PKA-A36KA**** | 11.6 | 18.5 | 10 | 12.3 | 18.7 | 9 | TRUE | TRUE | FALSE | 33600 | 25400 | 2.39 | 38000 | 2.09
206720352 | 04/04/24 | Live | Mitsubishi Electric Trane | TRANE / MITSUBISHI ELECTRIC | Singlezone Non-Ducted, Ceiling Placement | 206720352 |  | HRCU-A-CB-O | TRUZH0361KA00** | Mini-Splits | PCA-A36KA**** | 12.5 | 18 | 10.3 | 12.5 | 18 | 9.2 | TRUE | TRUE | FALSE | 34000 | 25400 | 2.39 | 38000 | 2.11
206720355 | 04/04/24 | Live | Mitsubishi Electric Trane | TRANE / MITSUBISHI ELECTRIC | Singlezone Non-Ducted, Ceiling Placement | 206720355 |  | HRCU-A-CB-O | TRUZH0361KA00** | Mini-Splits | PLA-A36EA**** | 13 | 20 | 10.4 | 13 | 20 | 9 | TRUE | TRUE | FALSE | 36000 | 24200 | 2.62 | 38000 | 2.32
206720356 | 04/04/24 | Live | Mitsubishi Electric Trane | TRANE / MITSUBISHI ELECTRIC | Singlezone Ducted, Centrally Ducted | 206720356 |  | HRCU-A-CB | TRUZH0361KA00** | Mini-Splits | PVA-A36AA**** | 13 | 18.2 | 11.2 | 13.2 | 18.2 | 10 | TRUE | TRUE | TRUE | 33000 | 24600 | 2.55 | 38000 | 2.28
207702852 | 12/06/23 | Live | Mitsubishi Electric Trane | TRANE / MITSUBISHI ELECTRIC | Singlezone Ducted, Compact Ducted | 207702852 |  | HRCU-A-CB | TRUZH0361KA00** | Mini-Splits | TPEADA0361AA*** | 12.6 | 17.1 | 10.4 | 12.2 | 16.5 | 8.7 | TRUE | TRUE | TRUE | 36000 | 24800 | 2.46 | 38000 | 2.23
211150930 | 04/13/23 | Live | Mitsubishi Electric Trane | TRANE / MITSUBISHI ELECTRIC | Singlezone Ducted, Centrally Ducted | 211150930 |  | HRCU-A-C | TRUZH0301KA00NA | Mini-Splits | PAA-A30BA* | 12.5 | 16 | 10 | 12 | 18 | 8.9 | TRUE | TRUE | TRUE | 30000 | 23200 | 2.3 | 32000 | 2.05
211497057 | 12/06/23 | Live | Mitsubishi Electric Trane | TRANE / MITSUBISHI ELECTRIC | Singlezone Ducted, Centrally Ducted | 211497057 |  | HRCU-A-CB | TRUZH0301KA00NA | Mini-Splits | TPVA0A0301AA*** | 13 | 18 | 9.8 | 13 | 18 | 8.7 | TRUE | TRUE | TRUE | 30000 | 21000 | 2.44 | 32000 | 2.27
211150929 | 04/13/23 | Live | Mitsubishi Electric Trane | TRANE / MITSUBISHI ELECTRIC | Singlezone Ducted, Centrally Ducted | 211150929 |  | HRCU-A-C | TRUZH0301KA00NA | Mini-Splits | PAA-A30AA* | 12.5 | 16 | 10 | 12 | 18 | 8.9 | TRUE | TRUE | TRUE | 30000 | 23200 | 2.3 | 32000 | 2.05
206717875 | 04/04/24 | Live | Mitsubishi Electric Trane | TRANE / MITSUBISHI ELECTRIC | Singlezone Ducted, Compact Ducted | 206717875 |  | HRCU-A-CB | TRUZH0301KA00** | Mini-Splits | PEAD-A30AA**** | 12.7 | 18.1 | 9.6 | 12.1 | 17.4 | 8.3 | TRUE | TRUE | TRUE | 30000 | 21000 | 2.35 | 32000 | 2.11
206717887 | 04/04/24 | Live | Mitsubishi Electric Trane | TRANE / MITSUBISHI ELECTRIC | Singlezone Ducted, Centrally Ducted | 206717887 |  | HRCU-A-CB | TRUZH0301KA00** | Mini-Splits | PVA-A30AA**** | 13 | 18 | 9.8 | 13 | 18 | 8.7 | TRUE | TRUE | TRUE | 30000 | 21000 | 2.44 | 32000 | 2.27
207702850 | 12/06/23 | Live | Mitsubishi Electric Trane | TRANE / MITSUBISHI ELECTRIC | Singlezone Ducted, Compact Ducted | 207702850 |  | HRCU-A-CB | TRUZH0301KA00** | Mini-Splits | TPEADA0301AA*** | 12.7 | 18.1 | 9.6 | 12.1 | 17.4 | 8.3 | FALSE | FALSE | TRUE | 30000 | 21000 | 2.35 | 32000 | 2.11
211150928 | 04/13/23 | Live | Mitsubishi Electric Trane | TRANE / MITSUBISHI ELECTRIC | Singlezone Ducted, Centrally Ducted | 211150928 |  | HRCU-A-C | TRUZH0241HA10NA | Mini-Splits | PAA-A24BA* | 11 | 15 | 9.5 | 10.5 | 15.6 | 9.3 | FALSE | FALSE | TRUE | 24000 | 16000 | 2.31 | 26000 | 2.03
211497053 | 12/06/23 | Live | Mitsubishi Electric Trane | TRANE / MITSUBISHI ELECTRIC | Singlezone Non-Ducted, Ceiling Placement | 211497053 |  | HRCU-A-CB-O | TRUZH0241HA10NA | Mini-Splits | TPCA0A0241KA*** | 12.5 | 18.5 | 10.3 | 12.5 | 18.7 | 9.5 | TRUE | TRUE | TRUE | 23000 | 17700 | 2.41 | 26000 | 2.03
211497074 | 12/06/23 | Live | Mitsubishi Electric Trane | TRANE / MITSUBISHI ELECTRIC | Singlezone Non-Ducted, Ceiling Placement | 211497074 |  | HRCU-A-CB-O | TRUZH0241HA10NA | Mini-Splits | TPLA0A0241EA*** | 14.05 | 21.5 | 11.3 | 14 | 21.6 | 10 | TRUE | TRUE | TRUE | 24000 | 17300 | 2.79 | 26000 | 2.54
211150927 | 04/13/23 | Live | Mitsubishi Electric Trane | TRANE / MITSUBISHI ELECTRIC | Singlezone Ducted, Centrally Ducted | 211150927 |  | HRCU-A-C | TRUZH0241HA10NA | Mini-Splits | PAA-A24AA* | 11 | 15 | 9.5 | 10.5 | 15.6 | 9.3 | FALSE | FALSE | TRUE | 24000 | 16000 | 2.31 | 26000 | 2.03
211497046 | 12/06/23 | Live | Mitsubishi Electric Trane | TRANE / MITSUBISHI ELECTRIC | Singlezone Ducted, Centrally Ducted | 211497046 |  | HRCU-A-CB | TRUZH0241HA10NA | Mini-Splits | TPVA0A0241AA*** | 11.4 | 19 | 10.4 | 11.4 | 19 | 9.4 | TRUE | TRUE | TRUE | 24000 | 17500 | 2.41 | 26000 | 2.15
206720368 | 04/04/24 | Live | Mitsubishi Electric Trane | TRANE / MITSUBISHI ELECTRIC | Singlezone Ducted, Compact Ducted | 206720368 |  | HRCU-A-CB | TRUZH0241HA10** | Mini-Splits | PEAD-A24AA**** | 11.5 | 16.6 | 10.4 | 11.3 | 16.2 | 9.2 | FALSE | FALSE | TRUE | 24000 | 18000 | 2.51 | 25000 | 2.12
206720351 | 04/04/24 | Live | Mitsubishi Electric Trane | TRANE / MITSUBISHI ELECTRIC | Singlezone Ducted, Centrally Ducted | 206720351 |  | HRCU-A-CB | TRUZH0241HA10** | Mini-Splits | PVA-A24AA**** | 11.4 | 19 | 10.4 | 11.4 | 19 | 9.4 | TRUE | TRUE | TRUE | 24000 | 17500 | 2.41 | 26000 | 2.15
206720348 | 04/04/24 | Live | Mitsubishi Electric Trane | TRANE / MITSUBISHI ELECTRIC | Singlezone Non-Ducted, Ceiling Placement | 206720348 |  | HRCU-A-CB-O | TRUZH0241HA10** | Mini-Splits | PCA-A24KA**** | 12.5 | 18.5 | 10.3 | 12.5 | 18.7 | 9.5 | TRUE | TRUE | TRUE | 23000 | 17700 | 2.41 | 26000 | 2.03
206720350 | 04/04/24 | Live | Mitsubishi Electric Trane | TRANE / MITSUBISHI ELECTRIC | Singlezone Non-Ducted, Ceiling Placement | 206720350 |  | HRCU-A-CB-O | TRUZH0241HA10** | Mini-Splits | PLA-A24EA**** | 14 | 21.5 | 11.3 | 14 | 21.6 | 10 | TRUE | TRUE | TRUE | 24000 | 17300 | 2.79 | 26000 | 2.54
207702848 | 12/06/23 | Live | Mitsubishi Electric Trane | TRANE / MITSUBISHI ELECTRIC | Singlezone Ducted, Compact Ducted | 207702848 |  | HRCU-A-CB | TRUZH0241HA10** | Mini-Splits | TPEADA0241AA*** | 11.5 | 16.6 | 10.4 | 11.3 | 16.2 | 9.2 | TRUE | TRUE | TRUE | 24000 | 18000 | 2.51 | 25000 | 2.12
207702823 | 04/04/24 | Live | Mitsubishi Electric Trane | TRANE / MITSUBISHI ELECTRIC | Singlezone Ducted, Compact Ducted | 207702823 |  | HRCU-A-CB | SUZ-KA36NAHZ | Mini-Splits | TPEADA0361AA*** | 12.5 | 15 | 9 | 12.5 | 15.2 | 8.9 | FALSE | FALSE | TRUE | 33000 | 24800 | 2.46 | 37000 | 2.17
207702726 | 05/13/23 | Live | Mitsubishi Electric Trane | MITSUBISHI ELECTRIC | Singlezone Ducted, Compact Ducted | 207702726 |  | HRCU-A-CB | SUZ-KA36NAHZ | Mini-Splits | PEAD-A36AA* | 12.5 | 15 | 9 | 12.5 | 15.2 | 8.9 | TRUE | TRUE | TRUE | 33000 | 24800 | 2.46 | 37000 | 2.17
213617714 | 07/31/24 | Live | Mitsubishi Electric Trane | MITSUBISHI ELECTRIC | Singlezone Ducted, Centrally Ducted | 213617714 |  | HRCU-A-CB | SUZ-KA30NAHZ1*** | Mini-Splits | SVZ-KP30NA* |  |  |  | 12.8 | 15.2 | 8.5 | FALSE | FALSE | TRUE | 27000 | 21400 | 2.28 | 32000 | 2.36
207702820 | 04/04/24 | Live | Mitsubishi Electric Trane | TRANE / MITSUBISHI ELECTRIC | Singlezone Ducted, Compact Ducted | 207702820 |  | HRCU-A-CB | SUZ-KA30NAHZ | Mini-Splits | TPEADA0301AA*** | 12.5 | 15 | 9 | 12.1 | 17.4 | 8.3 | FALSE | FALSE | TRUE | 30000 | 21000 | 2.35 | 32000 | 2.11
206331446 | 04/04/24 | Live | Mitsubishi Electric Trane | MITSUBISHI ELECTRIC | Singlezone Ducted, Centrally Ducted | 206331446 |  | HRCU-A-CB | SUZ-KA30NAHZ | Mini-Splits | NAXAMT30A112AA | 12.5 | 15 | 9 | 12.8 | 15.2 | 8.5 | TRUE | TRUE | TRUE | 27000 | 21400 | 2.28 | 32000 | 2.36
206331452 | 04/04/24 | Live | Mitsubishi Electric Trane | MITSUBISHI ELECTRIC | Singlezone Ducted, Centrally Ducted | 206331452 |  | HRCU-A-CB | SUZ-KA30NAHZ | Mini-Splits | NTXAMT30A112AA | 12.5 | 15 | 9 | 12.8 | 15.2 | 8.5 | TRUE | TRUE | TRUE | 27000 | 21400 | 2.28 | 32000 | 2.36
211273652 | 05/13/23 | Live | Mitsubishi Electric Trane | MITSUBISHI ELECTRIC | Singlezone Ducted, Centrally Ducted | 211273652 |  | HRCU-A-CB | SUZ-KA30NAHZ | Mini-Splits | SVZ-KP30NA* | 12.5 | 15 | 9 | 12.8 | 15.2 | 8.5 | TRUE | TRUE | TRUE | 27000 | 21400 | 2.28 | 32000 | 2.36
207702722 | 05/13/23 | Live | Mitsubishi Electric Trane | MITSUBISHI ELECTRIC | Singlezone Ducted, Compact Ducted | 207702722 |  | HRCU-A-CB | SUZ-KA30NAHZ | Mini-Splits | PEAD-A30AA* | 12.5 | 15 | 9 | 12.1 | 17.4 | 8.3 | TRUE | TRUE | TRUE | 30000 | 21000 | 2.35 | 32000 | 2.11
207702816 | 04/04/24 | Live | Mitsubishi Electric Trane | TRANE / MITSUBISHI ELECTRIC | Singlezone Ducted, Compact Ducted | 207702816 |  | HRCU-A-CB | SUZ-KA24NAHZ | Mini-Splits | TPEADA0241AA*** | 10.3 | 15 | 9 | 11.3 | 16.2 | 9.2 | FALSE | FALSE | TRUE | 24000 | 18000 | 2.51 | 25000 | 2.12
207702716 | 05/13/23 | Live | Mitsubishi Electric Trane | MITSUBISHI ELECTRIC | Singlezone Ducted, Compact Ducted | 207702716 |  | HRCU-A-CB | SUZ-KA24NAHZ | Mini-Splits | PEAD-A24AA* | 10.3 | 15 | 9 | 11.3 | 16.2 | 9.2 | TRUE | TRUE | TRUE | 24000 | 18000 | 2.51 | 25000 | 2.12
206328102 | 01/20/21 | Live | Mitsubishi Electric Trane | MITSUBISHI ELECTRIC | Singlezone Ducted, Centrally Ducted | 206328102 |  | HRCU-A-CB | SUZ-KA18NAHZ | Mini-Splits | NTXAMT18A112AA | 12.5 | 18.4 | 10.4 | 12.4 | 18.7 | 9.2 | TRUE | TRUE | TRUE | 18000 | 14300 | 2.32 | 21600 | 2.31
206328121 | 01/20/21 | Live | Mitsubishi Electric Trane | MITSUBISHI ELECTRIC | Singlezone Ducted, Centrally Ducted | 206328121 |  | HRCU-A-CB | SUZ-KA18NAHZ | Mini-Splits | NAXAMT18A112AA | 12.5 | 18.4 | 10.4 | 12.4 | 18.7 | 9.2 | TRUE | TRUE | TRUE | 18000 | 14300 | 2.32 | 21600 | 2.31
211289256 | 04/15/20 | Live | Mitsubishi Electric Trane | MITSUBISHI ELECTRIC | Singlezone Ducted, Centrally Ducted | 211289256 |  | HRCU-A-CB | SUZ-KA18NAHZ | Mini-Splits | SVZ-KP18NA* | 12.5 | 18.4 | 10.4 | 12.4 | 18.7 | 9.2 | TRUE | FALSE | TRUE | 18000 | 14300 | 2.32 | 21600 | 2.31
206328096 | 01/20/21 | Live | Mitsubishi Electric Trane | MITSUBISHI ELECTRIC | Singlezone Non-Ducted, Ceiling Placement | 206328096 |  | HRCU-A-CB-O | SUZ-KA12NAHZ | Mini-Splits | NTXCKS12A112AA | 12.7 | 20.3 | 10 | 12.7 | 20.8 | 9 | TRUE | TRUE | FALSE | 12000 | 8300 | 2.38 | 13800 | 2.38
207702807 | 04/04/24 | Live | Mitsubishi Electric Trane | TRANE / MITSUBISHI ELECTRIC | Singlezone Ducted, Compact Ducted | 207702807 |  | HRCU-A-CB | SUZ-KA12NAHZ | Mini-Splits | TPEADA0121AA*** | 14.1 | 19.3 | 11 | 12.9 | 19.3 | 9.4 | TRUE | TRUE | TRUE | 12000 | 8800 | 2.66 | 15000 | 2.71
211289249 | 05/13/23 | Live | Mitsubishi Electric Trane | MITSUBISHI ELECTRIC | Singlezone Non-Ducted, Ceiling Placement | 211289249 |  | HRCU-A-CB-O | SUZ-KA12NAHZ | Mini-Splits | SLZ-KF12NA* | 12.7 | 20.3 | 10 | 12.7 | 20.8 | 9 | TRUE | TRUE | FALSE | 12000 | 8300 | 2.38 | 13800 | 2.38
207702706 | 05/13/23 | Live | Mitsubishi Electric Trane | MITSUBISHI ELECTRIC | Singlezone Ducted, Compact Ducted | 207702706 |  | HRCU-A-CB | SUZ-KA12NAHZ | Mini-Splits | PEAD-A12AA* | 14.1 | 19.3 | 11 | 12.9 | 19.3 | 9.4 | TRUE | TRUE | TRUE | 12000 | 8800 | 2.66 | 15000 | 2.71
213617713 | 08/20/24 | Live | Mitsubishi Electric Trane | MITSUBISHI ELECTRIC | Singlezone Ducted, Centrally Ducted | 213617713 |  | HRCU-A-CB | PUZ-HA42NKA2*** | Mini-Splits | PVA-A42AA* |  |  |  | 10.6 | 15.4 | 9.3 | TRUE | TRUE | TRUE | 42000 | 38500 | 2.2 | 48000 | 2.1
206717860 | 04/04/24 | Live | Mitsubishi Electric Trane | TRANE / MITSUBISHI ELECTRIC | Singlezone Non-Ducted, Ceiling Placement | 206717860 |  | HRCU-A-CB-O | PUZ-HA42NKA1 | Mini-Splits | TPCA0A0421KA70A | 10.3 | 15.5 | 10 | 10 | 15.5 | 9 | TRUE | TRUE | FALSE | 42000 | 38500 | 1.9 | 48000 | 1.93
211259280 | 05/13/23 | Live | Mitsubishi Electric Trane | MITSUBISHI ELECTRIC | Singlezone Non-Ducted, Ceiling Placement | 211259280 |  | HRCU-A-CB-O | PUZ-HA42NKA1 | Mini-Splits | PCA-A42KA* | 10.3 | 15.5 | 10 | 10 | 15.5 | 9 | TRUE | TRUE | FALSE | 42000 | 38500 | 1.9 | 48000 | 1.93
206717863 | 04/04/24 | Live | Mitsubishi Electric Trane | TRANE / MITSUBISHI ELECTRIC | Singlezone Ducted, Centrally Ducted | 206717863 |  | HRCU-A-CB | PUZ-HA42NKA1 | Mini-Splits | TPVA0A0421AA70A | 10.6 | 15.3 | 11 | 9.8 | 15.4 | 9.3 | TRUE | TRUE | FALSE | 42000 | 38500 | 2.2 | 48000 | 2.1
211259282 | 02/02/22 | Live | Mitsubishi Electric Trane | MITSUBISHI ELECTRIC | Singlezone Ducted, Centrally Ducted | 211259282 |  | HRCU-A-CB | PUZ-HA42NKA1 | Mini-Splits | PVA-A42AA* | 10.6 | 15.4 | 10 | 9.8 | 15.4 | 9.3 | TRUE | TRUE | FALSE | 42000 | 38500 | 2.2 | 48000 | 2.1
207702694 | 05/13/23 | Live | Mitsubishi Electric Trane | MITSUBISHI ELECTRIC | Singlezone Ducted, Compact Ducted | 207702694 |  | HRCU-A-CB | PUZ-HA42NKA1 | Mini-Splits | PEAD-A42AA* | 10.7 | 15 | 9.8 | 10.4 | 15.5 | 8.9 | TRUE | TRUE | TRUE | 42000 | 39500 | 2.27 | 48000 | 2.1
213617710 | 08/20/24 | Live | Mitsubishi Electric Trane | MITSUBISHI ELECTRIC | Singlezone Ducted, Centrally Ducted | 213617710 |  | HRCU-A-CB | PUZ-HA36NKA1*** | Mini-Splits | PVA-A36AA* |  |  |  | 13.2 | 18.2 | 10 | FALSE | FALSE | TRUE | 33000 | 24600 | 2.55 | 38000 | 2.28
209484153 | 05/13/23 | Live | Mitsubishi Electric Trane | MITSUBISHI ELECTRIC | Singlezone Ducted, Centrally Ducted | 209484153 |  | HRCU-A-C | PUZ-HA36NKA* | Mini-Splits | PAA-A36BA1 | 11 | 15.5 | 10 | 10.5 | 15.3 | 9.5 | TRUE | TRUE | TRUE | 36000 | 28400 | 2.24 | 38000 | 1.97
210435439 | 05/13/23 | Live | Mitsubishi Electric Trane | MITSUBISHI ELECTRIC | Singlezone Ducted, Centrally Ducted | 210435439 |  | HRCU-A-C | PUZ-HA36NKA* | Mini-Splits | PAA-A36CA1 | 11 | 15.5 | 10 | 10.5 | 15.3 | 9.5 | TRUE | TRUE | TRUE | 36000 | 28400 | 2.24 | 38000 | 1.97
207702795 | 04/04/24 | Live | Mitsubishi Electric Trane | TRANE / MITSUBISHI ELECTRIC | Singlezone Ducted, Compact Ducted | 207702795 |  | HRCU-A-CB | PUZ-HA36NKA | Mini-Splits | TPEADA0361AA*** | 12.6 | 17.1 | 10.4 | 12.2 | 16.5 | 8.7 | TRUE | TRUE | TRUE | 36000 | 24800 | 2.46 | 38000 | 2.23
206717853 | 04/04/24 | Live | Mitsubishi Electric Trane | TRANE / MITSUBISHI ELECTRIC | Singlezone Non-Ducted, Wall Placement | 206717853 |  | HRCU-A-CB-O | PUZ-HA36NKA | Mini-Splits | TPKA0A0361KA70A | 11.6 | 18.5 | 10 | 12.3 | 18.7 | 9 | TRUE | TRUE | FALSE | 33600 | 25400 | 2.39 | 38000 | 2.09
206717851 | 04/04/24 | Live | Mitsubishi Electric Trane | TRANE / MITSUBISHI ELECTRIC | Singlezone Non-Ducted, Ceiling Placement | 206717851 |  | HRCU-A-CB-O | PUZ-HA36NKA | Mini-Splits | TPCA0A0361KA70A | 12.5 | 18 | 10.3 | 12.5 | 18 | 9.2 | TRUE | TRUE | FALSE | 34000 | 25400 | 2.39 | 38000 | 2.11
206717854 | 04/04/24 | Live | Mitsubishi Electric Trane | TRANE / MITSUBISHI ELECTRIC | Singlezone Non-Ducted, Ceiling Placement | 206717854 |  | HRCU-A-CB-O | PUZ-HA36NKA | Mini-Splits | TPLA0A0361EA70A | 13 | 20 | 10.4 | 13 | 20 | 9 | TRUE | TRUE | FALSE | 36000 | 24200 | 2.62 | 38000 | 2.32
206717855 | 04/04/24 | Live | Mitsubishi Electric Trane | TRANE / MITSUBISHI ELECTRIC | Singlezone Ducted, Centrally Ducted | 206717855 |  | HRCU-A-CB | PUZ-HA36NKA | Mini-Splits | TPVA0A0361AA70A | 13 | 18.2 | 11.2 | 13.2 | 18.2 | 10 | TRUE | TRUE | TRUE | 33000 | 24600 | 2.55 | 38000 | 2.28
207702691 | 05/13/23 | Live | Mitsubishi Electric Trane | MITSUBISHI ELECTRIC | Singlezone Ducted, Compact Ducted | 207702691 |  | HRCU-A-CB | PUZ-HA36NKA | Mini-Splits | PEAD-A36AA* | 12.6 | 17.1 | 10.4 | 12.2 | 16.5 | 8.7 | TRUE | TRUE | TRUE | 36000 | 24800 | 2.46 | 38000 | 2.23
211259275 | 01/20/21 | Live | Mitsubishi Electric Trane | MITSUBISHI ELECTRIC | Singlezone Non-Ducted, Ceiling Placement | 211259275 |  | HRCU-A-CB-O | PUZ-HA36NKA | Mini-Splits | PLA-A36EA* | 13 | 20 | 10.4 | 13 | 20 | 9 | TRUE | TRUE | FALSE | 36000 | 24200 | 2.62 | 38000 | 2.32
211259276 | 01/20/21 | Live | Mitsubishi Electric Trane | MITSUBISHI ELECTRIC | Singlezone Non-Ducted, Wall Placement | 211259276 |  | HRCU-A-CB-O | PUZ-HA36NKA | Mini-Splits | PKA-A36KA* | 11.6 | 18.5 | 10 | 12.3 | 18.7 | 9 | TRUE | TRUE | FALSE | 33600 | 25400 | 2.39 | 38000 | 2.09
211259278 | 01/20/21 | Live | Mitsubishi Electric Trane | MITSUBISHI ELECTRIC | Singlezone Non-Ducted, Ceiling Placement | 211259278 |  | HRCU-A-CB-O | PUZ-HA36NKA | Mini-Splits | PCA-A36KA* | 12.5 | 18 | 10.3 | 12.5 | 18 | 9.2 | TRUE | TRUE | FALSE | 34000 | 25400 | 2.39 | 38000 | 2.11
211259279 | 01/20/21 | Live | Mitsubishi Electric Trane | MITSUBISHI ELECTRIC | Singlezone Ducted, Centrally Ducted | 211259279 |  | HRCU-A-CB | PUZ-HA36NKA | Mini-Splits | PVA-A36AA* | 13 | 18.2 | 11.2 | 13.2 | 18.2 | 10 | TRUE | TRUE | TRUE | 33000 | 24600 | 2.55 | 38000 | 2.28
210435437 | 05/13/23 | Live | Mitsubishi Electric Trane | MITSUBISHI ELECTRIC | Singlezone Ducted, Centrally Ducted | 210435437 |  | HRCU-A-C | PUZ-HA30NKA* | Mini-Splits | PAA-A30AA1 | 12.5 | 16 | 10 | 12 | 18 | 8.9 | TRUE | TRUE | TRUE | 30000 | 23200 | 2.3 | 32000 | 2.05
210435438 | 05/13/23 | Live | Mitsubishi Electric Trane | MITSUBISHI ELECTRIC | Singlezone Ducted, Centrally Ducted | 210435438 |  | HRCU-A-C | PUZ-HA30NKA* | Mini-Splits | PAA-A30BA1 | 12.5 | 16 | 10 | 12 | 18 | 8.9 | TRUE | TRUE | TRUE | 30000 | 23200 | 2.3 | 32000 | 2.05
207702792 | 04/04/24 | Live | Mitsubishi Electric Trane | TRANE / MITSUBISHI ELECTRIC | Singlezone Ducted, Compact Ducted | 207702792 |  | HRCU-A-CB | PUZ-HA30NKA | Mini-Splits | TPEADA0301AA*** | 12.7 | 18.1 | 9.6 | 12.1 | 17.4 | 8.3 | TRUE | TRUE | TRUE | 30000 | 21000 | 2.35 | 32000 | 2.11
206717846 | 04/04/24 | Live | Mitsubishi Electric Trane | TRANE / MITSUBISHI ELECTRIC | Singlezone Ducted, Centrally Ducted | 206717846 |  | HRCU-A-CB | PUZ-HA30NKA | Mini-Splits | TPVA0A0301AA70A | 13 | 18 | 9.8 | 13 | 18 | 8.7 | TRUE | TRUE | TRUE | 30000 | 21000 | 2.44 | 32000 | 2.27
207702688 | 01/20/21 | Live | Mitsubishi Electric Trane | MITSUBISHI ELECTRIC | Singlezone Ducted, Compact Ducted | 207702688 |  | HRCU-A-CB | PUZ-HA30NKA | Mini-Splits | PEAD-A30AA* | 12.7 | 18.1 | 9.6 | 12.1 | 17.4 | 8.3 | FALSE | FALSE | TRUE | 30000 | 21000 | 2.35 | 32000 | 2.11
211259274 | 01/20/21 | Live | Mitsubishi Electric Trane | MITSUBISHI ELECTRIC | Singlezone Ducted, Centrally Ducted | 211259274 |  | HRCU-A-CB | PUZ-HA30NKA | Mini-Splits | PVA-A30AA* | 13 | 18 | 9.8 | 13 | 18 | 8.7 | TRUE | TRUE | TRUE | 30000 | 21000 | 2.44 | 32000 | 2.27
206717835 | 04/04/24 | Live | Mitsubishi Electric Trane | TRANE / MITSUBISHI ELECTRIC | Singlezone Non-Ducted, Wall Placement | 206717835 |  | HRCU-A-CB-O | PUZ-HA24NHA1 | Mini-Splits | TPKA0A0241KA70A | 12.65 | 19.5 | 10.6 | 12.6 | 19.5 | 9.5 | TRUE | TRUE | TRUE | 24000 | 17200 | 2.51 | 26000 | 2.14
207702789 | 04/04/24 | Live | Mitsubishi Electric Trane | TRANE / MITSUBISHI ELECTRIC | Singlezone Ducted, Compact Ducted | 207702789 |  | HRCU-A-CB | PUZ-HA24NHA1 | Mini-Splits | TPEADA0241AA*** | 11.5 | 16.6 | 10.4 | 11.3 | 16.2 | 9.2 | FALSE | FALSE | TRUE | 24000 | 18000 | 2.51 | 25000 | 2.12
206717837 | 04/04/24 | Live | Mitsubishi Electric Trane | TRANE / MITSUBISHI ELECTRIC | Singlezone Ducted, Centrally Ducted | 206717837 |  | HRCU-A-CB | PUZ-HA24NHA1 | Mini-Splits | TPVA0A0241AA70A | 11.4 | 19 | 10.4 | 11.4 | 19 | 9.4 | TRUE | TRUE | TRUE | 24000 | 17500 | 2.41 | 26000 | 2.15
206717833 | 04/04/24 | Live | Mitsubishi Electric Trane | TRANE / MITSUBISHI ELECTRIC | Singlezone Non-Ducted, Ceiling Placement | 206717833 |  | HRCU-A-CB-O | PUZ-HA24NHA1 | Mini-Splits | TPCA0A0241KA70A | 12.5 | 18.5 | 10.3 | 12.5 | 18.7 | 9.5 | TRUE | TRUE | TRUE | 23000 | 17700 | 2.41 | 26000 | 2.03
206717836 | 04/04/24 | Live | Mitsubishi Electric Trane | TRANE / MITSUBISHI ELECTRIC | Singlezone Non-Ducted, Ceiling Placement | 206717836 |  | HRCU-A-CB-O | PUZ-HA24NHA1 | Mini-Splits | TPLA0A0241EA70A | 14 | 21.5 | 11.3 | 14 | 21.6 | 10 | TRUE | TRUE | TRUE | 24000 | 17300 | 2.79 | 26000 | 2.54
207702686 | 05/13/23 | Live | Mitsubishi Electric Trane | MITSUBISHI ELECTRIC | Singlezone Ducted, Compact Ducted | 207702686 |  | HRCU-A-CB | PUZ-HA24NHA1 | Mini-Splits | PEAD-A24AA* | 11.5 | 16.6 | 10.4 | 11.3 | 16.2 | 9.2 | FALSE | FALSE | TRUE | 24000 | 18000 | 2.51 | 25000 | 2.12
211273264 | 01/20/21 | Live | Mitsubishi Electric Trane | MITSUBISHI ELECTRIC | Singlezone Non-Ducted, Ceiling Placement | 211273264 |  | HRCU-A-CB-O | PUZ-HA24NHA1 | Mini-Splits | PLA-A24EA* | 14 | 21.5 | 11.3 | 14 | 21.6 | 10 | TRUE | TRUE | TRUE | 24000 | 17300 | 2.79 | 26000 | 2.54
211259269 | 01/20/21 | Live | Mitsubishi Electric Trane | MITSUBISHI ELECTRIC | Singlezone Non-Ducted, Wall Placement | 211259269 |  | HRCU-A-CB-O | PUZ-HA24NHA1 | Mini-Splits | PKA-A24KA* | 12.65 | 19.5 | 10.6 | 12.6 | 19.5 | 9.5 | TRUE | TRUE | TRUE | 24000 | 17200 | 2.51 | 26000 | 2.14
211259270 | 01/20/21 | Live | Mitsubishi Electric Trane | MITSUBISHI ELECTRIC | Singlezone Non-Ducted, Ceiling Placement | 211259270 |  | HRCU-A-CB-O | PUZ-HA24NHA1 | Mini-Splits | PCA-A24KA* | 12.5 | 18.5 | 10.3 | 12.5 | 18.7 | 9.5 | TRUE | TRUE | TRUE | 23000 | 17700 | 2.41 | 26000 | 2.03
209447988 | 05/13/23 | Live | Mitsubishi Electric Trane | MITSUBISHI ELECTRIC | Singlezone Ducted, Centrally Ducted | 209447988 |  | HRCU-A-C | PUZ-HA24NHA* | Mini-Splits | PAA-A24AA1 | 11 | 15 | 9.5 | 10.5 | 15.6 | 9.3 | TRUE | TRUE | TRUE | 24000 | 16000 | 2.31 | 26000 | 2.03
209447989 | 05/13/23 | Live | Mitsubishi Electric Trane | MITSUBISHI ELECTRIC | Singlezone Ducted, Centrally Ducted | 209447989 |  | HRCU-A-C | PUZ-HA24NHA* | Mini-Splits | PAA-A24BA1 | 11 | 15 | 9.5 | 10.5 | 15.6 | 9.3 | TRUE | TRUE | TRUE | 24000 | 16000 | 2.31 | 26000 | 2.03
207705510 | 04/13/23 | Live | Mitsubishi Electric Trane | TRANE / MITSUBISHI ELECTRIC | Singlezone Non-Ducted, Wall Placement | 207705510 |  | HRCU-A-CB-O | NTXSST24B112** | Mini-Splits | MSZ-GS24NA*** | 12.6 | 20.5 | 11.3 | 12.6 | 21.5 | 10.3 | TRUE | TRUE | TRUE | 22400 | 17600 | 2.67 | 24600 | 2.44
207705516 | 04/13/23 | Live | Mitsubishi Electric Trane | TRANE / MITSUBISHI ELECTRIC | Singlezone Non-Ducted, Wall Placement | 207705516 |  | HRCU-A-CB-O | NTXSST24B112** | Mini-Splits | NTXWST24B112** | 12.6 | 20.5 | 11.3 | 12.6 | 21.5 | 10.3 | TRUE | TRUE | TRUE | 22400 | 17600 | 2.67 | 24600 | 2.44
207705522 | 04/13/23 | Live | Mitsubishi Electric Trane | TRANE / MITSUBISHI ELECTRIC | Singlezone Non-Ducted, Wall Placement | 207705522 |  | HRCU-A-CB-O | NTXSST24B112** | Mini-Splits | NAXWST24B112** | 12.6 | 20.5 | 11.3 | 12.6 | 21.5 | 10.3 | TRUE | TRUE | TRUE | 22400 | 17600 | 2.67 | 24600 | 2.44
207705508 | 04/13/23 | Live | Mitsubishi Electric Trane | TRANE / MITSUBISHI ELECTRIC | Singlezone Non-Ducted, Wall Placement | 207705508 |  | HRCU-A-CB-O | NTXSST15B112** | Mini-Splits | MSZ-GS15NA*** | 12.8 | 21.6 | 11.7 | 12.75 | 21 | 11 | TRUE | TRUE | TRUE | 14000 | 12100 | 2.67 | 16400 | 2.38
207705513 | 04/13/23 | Live | Mitsubishi Electric Trane | TRANE / MITSUBISHI ELECTRIC | Singlezone Non-Ducted, Wall Placement | 207705513 |  | HRCU-A-CB-O | NTXSST15B112** | Mini-Splits | NTXWST15B112** | 12.8 | 21.6 | 11.7 | 12.75 | 21 | 11 | TRUE | TRUE | TRUE | 14000 | 12100 | 2.67 | 16400 | 2.38
207705520 | 04/13/23 | Live | Mitsubishi Electric Trane | TRANE / MITSUBISHI ELECTRIC | Singlezone Non-Ducted, Wall Placement | 207705520 |  | HRCU-A-CB-O | NTXSST15B112** | Mini-Splits | NAXWST15B112** | 12.8 | 21.6 | 11.7 | 12.75 | 21 | 11 | TRUE | TRUE | TRUE | 14000 | 12100 | 2.67 | 16400 | 2.38
207705506 | 04/13/23 | Live | Mitsubishi Electric Trane | TRANE / MITSUBISHI ELECTRIC | Singlezone Non-Ducted, Wall Placement | 207705506 |  | HRCU-A-CB-O | NTXSST12B112** | Mini-Splits | MSZ-GS12NA*** | 13.1 | 23.1 | 13.2 | 13.05 | 25.6 | 10.7 | TRUE | TRUE | TRUE | 12000 | 9000 | 2.64 | 12000 | 2.11
207705512 | 04/13/23 | Live | Mitsubishi Electric Trane | TRANE / MITSUBISHI ELECTRIC | Singlezone Non-Ducted, Wall Placement | 207705512 |  | HRCU-A-CB-O | NTXSST12B112** | Mini-Splits | NTXWST12B112** | 13.1 | 23.1 | 13.2 | 13.05 | 25.6 | 10.7 | TRUE | TRUE | TRUE | 12000 | 9000 | 2.64 | 12000 | 2.11
207705519 | 04/13/23 | Live | Mitsubishi Electric Trane | TRANE / MITSUBISHI ELECTRIC | Singlezone Non-Ducted, Wall Placement | 207705519 |  | HRCU-A-CB-O | NTXSST12B112** | Mini-Splits | NAXWST12B112** | 13.1 | 23.1 | 13.2 | 13.05 | 25.6 | 10.7 | TRUE | TRUE | TRUE | 12000 | 9000 | 2.64 | 12000 | 2.11
207705505 | 04/13/23 | Live | Mitsubishi Electric Trane | TRANE / MITSUBISHI ELECTRIC | Singlezone Non-Ducted, Wall Placement | 207705505 |  | HRCU-A-CB-O | NTXSST09B112** | Mini-Splits | MSZ-GS09NA*** | 15.4 | 27 | 12.8 | 15.4 | 28.4 | 10.9 | TRUE | TRUE | TRUE | 9000 | 6500 | 2.61 | 10200 | 2.43
207705511 | 04/13/23 | Live | Mitsubishi Electric Trane | TRANE / MITSUBISHI ELECTRIC | Singlezone Non-Ducted, Wall Placement | 207705511 |  | HRCU-A-CB-O | NTXSST09B112** | Mini-Splits | NTXWST09B112** | 15.4 | 27 | 12.8 | 15.4 | 28.4 | 10.9 | TRUE | TRUE | TRUE | 9000 | 6500 | 2.61 | 10200 | 2.43
207705517 | 04/13/23 | Live | Mitsubishi Electric Trane | TRANE / MITSUBISHI ELECTRIC | Singlezone Non-Ducted, Wall Placement | 207705517 |  | HRCU-A-CB-O | NTXSST09B112** | Mini-Splits | NAXWST09B112** | 15.4 | 27 | 12.8 | 15.4 | 28.4 | 10.9 | TRUE | TRUE | TRUE | 9000 | 6500 | 2.61 | 10200 | 2.43
207705541 | 05/02/23 | Live | Mitsubishi Electric Trane | TRANE / MITSUBISHI ELECTRIC | Singlezone Non-Ducted, Wall Placement | 207705541 |  | HRCU-A-CB-O | NTXSSH24A112** | Mini-Splits | NAXWST24B112** | 12.55 | 20.5 | 12 | 12.6 | 21.5 | 9 | TRUE | TRUE | FALSE | 22400 | 13300 | 2.78 | 25400 | 2.22
207705535 | 05/02/23 | Live | Mitsubishi Electric Trane | TRANE / MITSUBISHI ELECTRIC | Singlezone Non-Ducted, Wall Placement | 207705535 |  | HRCU-A-CB-O | NTXSSH24A112** | Mini-Splits | NTXWST24B112** | 12.55 | 20.5 | 12 | 12.6 | 21.5 | 9 | TRUE | TRUE | FALSE | 22400 | 13300 | 2.78 | 25400 | 2.22
207705528 | 05/02/23 | Live | Mitsubishi Electric Trane | TRANE / MITSUBISHI ELECTRIC | Singlezone Non-Ducted, Wall Placement | 207705528 |  | HRCU-A-CB-O | NTXSSH24A112** | Mini-Splits | MSZ-GS24NA*** | 12.55 | 20.5 | 12 | 12.6 | 21.5 | 9 | TRUE | TRUE | FALSE | 22400 | 13300 | 2.78 | 25400 | 2.22
207705539 | 05/02/23 | Live | Mitsubishi Electric Trane | TRANE / MITSUBISHI ELECTRIC | Singlezone Non-Ducted, Wall Placement | 207705539 |  | HRCU-A-CB-O | NTXSSH15A112** | Mini-Splits | NAXWST15B112** | 12.75 | 21.6 | 11.5 | 12.75 | 21 | 9.4 | TRUE | TRUE | FALSE | 14000 | 8700 | 2.68 | 16800 | 2.44
207705532 | 05/02/23 | Live | Mitsubishi Electric Trane | TRANE / MITSUBISHI ELECTRIC | Singlezone Non-Ducted, Wall Placement | 207705532 |  | HRCU-A-CB-O | NTXSSH15A112** | Mini-Splits | NTXWST15B112** | 12.75 | 21.6 | 11.5 | 12.75 | 21 | 9.4 | TRUE | TRUE | FALSE | 14000 | 8700 | 2.68 | 16800 | 2.44
207705526 | 05/02/23 | Live | Mitsubishi Electric Trane | TRANE / MITSUBISHI ELECTRIC | Singlezone Non-Ducted, Wall Placement | 207705526 |  | HRCU-A-CB-O | NTXSSH15A112** | Mini-Splits | MSZ-GS15NA*** | 12.75 | 21.6 | 11.5 | 12.75 | 21 | 9.4 | TRUE | TRUE | FALSE | 14000 | 8700 | 2.68 | 16800 | 2.44
207705537 | 05/02/23 | Live | Mitsubishi Electric Trane | TRANE / MITSUBISHI ELECTRIC | Singlezone Non-Ducted, Wall Placement | 207705537 |  | HRCU-A-CB-O | NTXSSH12A112** | Mini-Splits | NAXWST12B112** | 13.05 | 23.1 | 12.4 | 13.05 | 21.7 | 9.6 | TRUE | TRUE | TRUE | 12000 | 7600 | 2.72 | 14700 | 2.37
207705531 | 05/02/23 | Live | Mitsubishi Electric Trane | TRANE / MITSUBISHI ELECTRIC | Singlezone Non-Ducted, Wall Placement | 207705531 |  | HRCU-A-CB-O | NTXSSH12A112** | Mini-Splits | NTXWST12B112** | 13.05 | 23.1 | 12.4 | 13.05 | 21.7 | 9.6 | TRUE | TRUE | TRUE | 12000 | 7600 | 2.72 | 14700 | 2.37
207705525 | 05/02/23 | Live | Mitsubishi Electric Trane | TRANE / MITSUBISHI ELECTRIC | Singlezone Non-Ducted, Wall Placement | 207705525 |  | HRCU-A-CB-O | NTXSSH12A112** | Mini-Splits | MSZ-GS12NA*** | 13.05 | 23.1 | 12.4 | 13.05 | 21.7 | 9.6 | TRUE | TRUE | TRUE | 12000 | 7600 | 2.72 | 14700 | 2.37
207705536 | 05/02/23 | Live | Mitsubishi Electric Trane | TRANE / MITSUBISHI ELECTRIC | Singlezone Non-Ducted, Wall Placement | 207705536 |  | HRCU-A-CB-O | NTXSSH09A112** | Mini-Splits | NAXWST09B112** | 15.4 | 27 | 11.8 | 15.4 | 28.4 | 9.6 | TRUE | TRUE | TRUE | 9000 | 5700 | 2.57 | 11500 | 2.39
207705529 | 05/02/23 | Live | Mitsubishi Electric Trane | TRANE / MITSUBISHI ELECTRIC | Singlezone Non-Ducted, Wall Placement | 207705529 |  | HRCU-A-CB-O | NTXSSH09A112** | Mini-Splits | NTXWST09B112** | 15.4 | 27 | 11.8 | 15.4 | 28.4 | 9.6 | TRUE | TRUE | TRUE | 9000 | 5700 | 2.57 | 11500 | 2.39
207705524 | 05/02/23 | Live | Mitsubishi Electric Trane | TRANE / MITSUBISHI ELECTRIC | Singlezone Non-Ducted, Wall Placement | 207705524 |  | HRCU-A-CB-O | NTXSSH09A112** | Mini-Splits | MSZ-GS09NA*** | 15.4 | 27 | 11.8 | 15.4 | 28.4 | 9.6 | TRUE | TRUE | TRUE | 9000 | 5700 | 2.57 | 11500 | 2.39
209833002 | 03/22/23 | Live | Mitsubishi Electric Trane | TRANE / MITSUBISHI ELECTRIC | Singlezone Non-Ducted, Wall Placement | 209833002 |  | HRCU-A-CB-O | NTXSPH18B112A* | Mini-Splits | NAXWPH18B112A* | 12.5 | 21 | 12.5 | 12.5 | 21 | 10.7 | TRUE | TRUE | TRUE | 17200 | 12800 | 3.23 | 27000 | 2.14
209833001 | 03/22/23 | Live | Mitsubishi Electric Trane | TRANE / MITSUBISHI ELECTRIC | Singlezone Non-Ducted, Wall Placement | 209833001 |  | HRCU-A-CB-O | NTXSPH18B112A* | Mini-Splits | MSZ-FS18NA*** | 12.5 | 21 | 12.5 | 12.5 | 21 | 10.7 | TRUE | TRUE | TRUE | 17200 | 12800 | 3.23 | 27000 | 2.14
209832262 | 03/22/23 | Live | Mitsubishi Electric Trane | TRANE / MITSUBISHI ELECTRIC | Singlezone Non-Ducted, Wall Placement | 209832262 |  | HRCU-A-CB-O | NTXSPH18B112A* | Mini-Splits | NTXWPH18B112A* | 12.5 | 21 | 12.5 | 12.5 | 21 | 10.7 | TRUE | TRUE | TRUE | 17200 | 12800 | 3.23 | 27000 | 2.14
209832997 | 03/22/23 | Live | Mitsubishi Electric Trane | TRANE / MITSUBISHI ELECTRIC | Singlezone Non-Ducted, Wall Placement | 209832997 |  | HRCU-A-CB-O | NTXSPH15B112A* | Mini-Splits | NAXWPH15B112A* | 14 | 22.2 | 12.5 | 14 | 22.3 | 10.4 | TRUE | TRUE | TRUE | 14000 | 10000 | 3.53 | 22730 | 2.16
209832996 | 03/22/23 | Live | Mitsubishi Electric Trane | TRANE / MITSUBISHI ELECTRIC | Singlezone Non-Ducted, Wall Placement | 209832996 |  | HRCU-A-CB-O | NTXSPH15B112A* | Mini-Splits | MSZ-FS15NA*** | 14 | 22.2 | 12.5 | 14 | 22.3 | 10.4 | TRUE | TRUE | TRUE | 14000 | 10000 | 3.53 | 22730 | 2.16
209832261 | 03/22/23 | Live | Mitsubishi Electric Trane | TRANE / MITSUBISHI ELECTRIC | Singlezone Non-Ducted, Wall Placement | 209832261 |  | HRCU-A-CB-O | NTXSPH15B112A* | Mini-Splits | NTXWPH15B112A* | 14 | 22.2 | 12.5 | 14 | 22.3 | 10.4 | TRUE | TRUE | TRUE | 14000 | 10000 | 3.53 | 22730 | 2.16
209832992 | 03/22/23 | Live | Mitsubishi Electric Trane | TRANE / MITSUBISHI ELECTRIC | Singlezone Non-Ducted, Wall Placement | 209832992 |  | HRCU-A-CB-O | NTXSPH12B112A* | Mini-Splits | NAXWPH12B112A* | 13.8 | 26.1 | 12.5 | 13.8 | 26.3 | 11.1 | TRUE | TRUE | TRUE | 12000 | 8400 | 4.04 | 17410 | 2.74
209832991 | 03/22/23 | Live | Mitsubishi Electric Trane | TRANE / MITSUBISHI ELECTRIC | Singlezone Non-Ducted, Wall Placement | 209832991 |  | HRCU-A-CB-O | NTXSPH12B112A* | Mini-Splits | MSZ-FS12NA*** | 13.8 | 26.1 | 12.5 | 13.8 | 26.3 | 11.1 | TRUE | TRUE | TRUE | 12000 | 8400 | 4.04 | 17410 | 2.74
209832260 | 03/22/23 | Live | Mitsubishi Electric Trane | TRANE / MITSUBISHI ELECTRIC | Singlezone Non-Ducted, Wall Placement | 209832260 |  | HRCU-A-CB-O | NTXSPH12B112A* | Mini-Splits | NTXWPH12B112A* | 13.8 | 26.1 | 12.5 | 13.8 | 26.3 | 11.1 | TRUE | TRUE | TRUE | 12000 | 8400 | 4.04 | 17410 | 2.74
209832987 | 03/22/23 | Live | Mitsubishi Electric Trane | TRANE / MITSUBISHI ELECTRIC | Singlezone Non-Ducted, Wall Placement | 209832987 |  | HRCU-A-CB-O | NTXSPH09B112A* | Mini-Splits | NAXWPH09B112A* | 16.05 | 30.5 | 13.5 | 16.05 | 29.8 | 10.9 | TRUE | TRUE | TRUE | 9000 | 5900 | 3.84 | 14170 | 2.63
209832986 | 03/22/23 | Live | Mitsubishi Electric Trane | TRANE / MITSUBISHI ELECTRIC | Singlezone Non-Ducted, Wall Placement | 209832986 |  | HRCU-A-CB-O | NTXSPH09B112A* | Mini-Splits | MSZ-FS09NA*** | 16.05 | 30.5 | 13.5 | 16.05 | 29.8 | 10.9 | TRUE | TRUE | TRUE | 9000 | 5900 | 3.84 | 14170 | 2.63
209832259 | 03/22/23 | Live | Mitsubishi Electric Trane | TRANE / MITSUBISHI ELECTRIC | Singlezone Non-Ducted, Wall Placement | 209832259 |  | HRCU-A-CB-O | NTXSPH09B112A* | Mini-Splits | NTXWPH09B112A* | 16.05 | 30.5 | 13.5 | 16.05 | 29.8 | 10.9 | TRUE | TRUE | TRUE | 9000 | 5900 | 3.84 | 14170 | 2.63
209832982 | 03/22/23 | Live | Mitsubishi Electric Trane | TRANE / MITSUBISHI ELECTRIC | Singlezone Non-Ducted, Wall Placement | 209832982 |  | HRCU-A-CB-O | NTXSPH06B112A* | Mini-Splits | NAXWPH06B112A* | 19.05 | 33.1 | 13.5 | 19.05 | 32.2 | 11.9 | TRUE | TRUE | TRUE | 6000 | 5900 | 4.43 | 12840 | 2.69
209832981 | 03/22/23 | Live | Mitsubishi Electric Trane | TRANE / MITSUBISHI ELECTRIC | Singlezone Non-Ducted, Wall Placement | 209832981 |  | HRCU-A-CB-O | NTXSPH06B112A* | Mini-Splits | MSZ-FS06NA*** | 19.05 | 33.1 | 13.5 | 19.05 | 32.2 | 11.9 | TRUE | TRUE | TRUE | 6000 | 5900 | 4.43 | 12840 | 2.69
209832258 | 03/22/23 | Live | Mitsubishi Electric Trane | TRANE / MITSUBISHI ELECTRIC | Singlezone Non-Ducted, Wall Placement | 209832258 |  | HRCU-A-CB-O | NTXSPH06B112A* | Mini-Splits | NTXWPH06B112A* | 19.05 | 33.1 | 13.5 | 19.05 | 32.2 | 11.9 | TRUE | TRUE | TRUE | 6000 | 5900 | 4.43 | 12840 | 2.69
209833003 | 03/22/23 | Live | Mitsubishi Electric Trane | TRANE / MITSUBISHI ELECTRIC | Singlezone Non-Ducted, Wall Placement | 209833003 |  | HRCU-A-CB-O | NTXSPB18B112A* | Mini-Splits | MSZ-FS18NA*** | 12.5 | 21 | 12 | 12.5 | 21 | 10.3 | TRUE | TRUE | TRUE | 17200 | 12800 | 2.93 | 27000 | 2.07
213361522 | 10/23/23 | Live | Mitsubishi Electric Trane | TRANE / MITSUBISHI ELECTRIC | Singlezone Non-Ducted, Wall Placement | 213361522 |  | HRCU-A-CB-O | NTXSPB18B112A* | Mini-Splits | NTXWPH18B112A* |  |  |  | 12.5 | 21 | 10.3 | TRUE | TRUE | TRUE | 17200 | 12800 | 2.93 | 27000 | 2.07
213361523 | 10/23/23 | Live | Mitsubishi Electric Trane | TRANE / MITSUBISHI ELECTRIC | Singlezone Non-Ducted, Wall Placement | 213361523 |  | HRCU-A-CB-O | NTXSPB18B112A* | Mini-Splits | NAXWPH18B112A* |  |  |  | 12.5 | 21 | 10.3 | TRUE | TRUE | TRUE | 17200 | 12800 | 2.93 | 27000 | 2.07
209832998 | 03/22/23 | Live | Mitsubishi Electric Trane | TRANE / MITSUBISHI ELECTRIC | Singlezone Non-Ducted, Wall Placement | 209832998 |  | HRCU-A-CB-O | NTXSPB15B112A* | Mini-Splits | MSZ-FS15NA*** | 14 | 22.2 | 12 | 14 | 22.3 | 9.9 | TRUE | TRUE | TRUE | 14000 | 10000 | 3.08 | 22730 | 2.08
213361520 | 10/23/23 | Live | Mitsubishi Electric Trane | TRANE / MITSUBISHI ELECTRIC | Singlezone Non-Ducted, Wall Placement | 213361520 |  | HRCU-A-CB-O | NTXSPB15B112A* | Mini-Splits | NTXWPH15B112A* |  |  |  | 14 | 22.3 | 9.9 | TRUE | TRUE | TRUE | 14000 | 10000 | 3.08 | 22730 | 2.08
213361521 | 10/23/23 | Live | Mitsubishi Electric Trane | TRANE / MITSUBISHI ELECTRIC | Singlezone Non-Ducted, Wall Placement | 213361521 |  | HRCU-A-CB-O | NTXSPB15B112A* | Mini-Splits | NAXWPH15B112A* |  |  |  | 14 | 22.3 | 9.9 | TRUE | TRUE | TRUE | 14000 | 10000 | 3.08 | 22730 | 2.08
213361518 | 10/23/23 | Live | Mitsubishi Electric Trane | TRANE / MITSUBISHI ELECTRIC | Singlezone Non-Ducted, Wall Placement | 213361518 |  | HRCU-A-CB-O | NTXSPB12B112A* | Mini-Splits | NTXWPH12B112A* |  |  |  | 13.8 | 26.3 | 10.4 | TRUE | TRUE | TRUE | 12000 | 8400 | 3.33 | 17410 | 2.56
213361519 | 10/23/23 | Live | Mitsubishi Electric Trane | TRANE / MITSUBISHI ELECTRIC | Singlezone Non-Ducted, Wall Placement | 213361519 |  | HRCU-A-CB-O | NTXSPB12B112A* | Mini-Splits | NAXWPH12B112A* |  |  |  | 13.8 | 26.3 | 10.4 | TRUE | TRUE | TRUE | 12000 | 8400 | 3.33 | 17410 | 2.56
209832993 | 03/22/23 | Live | Mitsubishi Electric Trane | TRANE / MITSUBISHI ELECTRIC | Singlezone Non-Ducted, Wall Placement | 209832993 |  | HRCU-A-CB-O | NTXSPB12B112A* | Mini-Splits | MSZ-FS12NA*** | 13.8 | 26.1 | 12 | 13.8 | 26.3 | 10.4 | TRUE | TRUE | TRUE | 12000 | 8400 | 3.33 | 17410 | 2.56
213361516 | 10/23/23 | Live | Mitsubishi Electric Trane | TRANE / MITSUBISHI ELECTRIC | Singlezone Non-Ducted, Wall Placement | 213361516 |  | HRCU-A-CB-O | NTXSPB09B112A* | Mini-Splits | NTXWPH09B112A* |  |  |  | 16.05 | 29.8 | 10 | TRUE | TRUE | TRUE | 9000 | 5900 | 2.98 | 14170 | 2.43
213361517 | 10/23/23 | Live | Mitsubishi Electric Trane | TRANE / MITSUBISHI ELECTRIC | Singlezone Non-Ducted, Wall Placement | 213361517 |  | HRCU-A-CB-O | NTXSPB09B112A* | Mini-Splits | NAXWPH09B112A* |  |  |  | 16.05 | 29.8 | 10 | TRUE | TRUE | TRUE | 9000 | 5900 | 2.98 | 14170 | 2.43
213361514 | 10/23/23 | Live | Mitsubishi Electric Trane | TRANE / MITSUBISHI ELECTRIC | Singlezone Non-Ducted, Wall Placement | 213361514 |  | HRCU-A-CB-O | NTXSPB06B112A* | Mini-Splits | NTXWPH06B112A* |  |  |  | 19.05 | 32.2 | 10.9 | TRUE | TRUE | TRUE | 6000 | 5900 | 3.33 | 12840 | 2.46
213361515 | 10/23/23 | Live | Mitsubishi Electric Trane | TRANE / MITSUBISHI ELECTRIC | Singlezone Non-Ducted, Wall Placement | 213361515 |  | HRCU-A-CB-O | NTXSPB06B112A* | Mini-Splits | NAXWPH06B112A* |  |  |  | 19.05 | 32.2 | 10.9 | TRUE | TRUE | TRUE | 6000 | 5900 | 3.33 | 12840 | 2.46
209832983 | 03/22/23 | Live | Mitsubishi Electric Trane | TRANE / MITSUBISHI ELECTRIC | Singlezone Non-Ducted, Wall Placement | 209832983 |  | HRCU-A-CB-O | NTXSPB06B112A* | Mini-Splits | MSZ-FS06NA*** | 19 | 33.1 | 12.5 | 19.05 | 32.2 | 10.9 | TRUE | TRUE | TRUE | 6000 | 5900 | 3.33 | 12840 | 2.46
207702753 | 04/04/24 | Live | Mitsubishi Electric Trane | TRANE / MITSUBISHI ELECTRIC | Singlezone Ducted, Compact Ducted | 207702753 |  | HRCU-A-CB | NTXSKH36A112** | Mini-Splits | PEAD-A36AA* | 12.5 | 15 | 9 | 12.5 | 15.2 | 8.5 | TRUE | TRUE | TRUE | 33000 | 24800 | 2.46 | 37000 | 2.17
207702754 | 04/15/22 | Live | Mitsubishi Electric Trane | TRANE / MITSUBISHI ELECTRIC | Singlezone Ducted, Compact Ducted | 207702754 | 206223066 | HRCU-A-CB | NTXSKH36A112** | Mini-Splits | TPEADA0361AA*** | 12.5 | 15 | 9 | 12.5 | 15.2 | 8.9 | TRUE | TRUE | TRUE | 33000 | 24800 | 2.46 | 37000 | 2.17
206331458 | 04/04/24 | Live | Mitsubishi Electric Trane | TRANE / MITSUBISHI ELECTRIC | Singlezone Ducted, Centrally Ducted | 206331458 |  | HRCU-A-CB | NTXSKH30A112AA | Mini-Splits | SVZ-KP30NA | 12.5 | 15 | 9 | 12.8 | 15.2 | 8.5 | TRUE | TRUE | TRUE | 27000 | 21400 | 2.28 | 32000 | 3.13
211497077 | 12/06/23 | Live | Mitsubishi Electric Trane | TRANE / MITSUBISHI ELECTRIC | Singlezone Ducted, Centrally Ducted | 211497077 |  | HRCU-A-CB | NTXSKH30A112AA | Mini-Splits | NTXAMT30A112** | 12.5 | 15 | 9 | 12.8 | 15.2 | 8.5 | TRUE | TRUE | TRUE | 27000 | 21400 | 2.28 | 32000 | 3.13
211497073 | 12/06/23 | Live | Mitsubishi Electric Trane | TRANE / MITSUBISHI ELECTRIC | Singlezone Ducted, Centrally Ducted | 211497073 |  | HRCU-A-CB | NTXSKH30A112AA | Mini-Splits | NAXAMT30A112** | 12.5 | 15 | 9 | 12.8 | 15.2 | 8.5 | TRUE | TRUE | TRUE | 27000 | 21400 | 2.28 | 32000 | 3.13
207702751 | 12/06/23 | Live | Mitsubishi Electric Trane | TRANE / MITSUBISHI ELECTRIC | Singlezone Ducted, Compact Ducted | 207702751 |  | HRCU-A-CB | NTXSKH30A112** | Mini-Splits | PEAD-A30AA* | 12.5 | 15 | 9 | 12.1 | 17.4 | 8.3 | FALSE | FALSE | TRUE | 30000 | 21000 | 2.35 | 32000 | 2.11
207702752 | 12/06/23 | Live | Mitsubishi Electric Trane | TRANE / MITSUBISHI ELECTRIC | Singlezone Ducted, Compact Ducted | 207702752 |  | HRCU-A-CB | NTXSKH30A112** | Mini-Splits | TPEADA0301AA*** | 12.5 | 15 | 9 | 12.1 | 17.4 | 8.3 | TRUE | TRUE | TRUE | 30000 | 21000 | 2.35 | 32000 | 2.11
207702749 | 02/02/22 | Live | Mitsubishi Electric Trane | TRANE / MITSUBISHI ELECTRIC | Singlezone Ducted, Compact Ducted | 207702749 | 207702749 | HRCU-A-CB | NTXSKH24A112** | Mini-Splits | TPEADA0241AA*** | 10.3 | 15 | 9 | 11.3 | 16.2 | 9.2 | TRUE | TRUE | TRUE | 24000 | 18000 | 2.51 | 25000 | 2.12
206331357 | 04/04/24 | Live | Mitsubishi Electric Trane | TRANE / MITSUBISHI ELECTRIC | Singlezone Ducted, Centrally Ducted | 206331357 |  | HRCU-A-CB | NTXSKH18A112AA | Mini-Splits | SVZ-KP18NA | 12.5 | 18.4 | 10.4 | 12.4 | 18.7 | 9.2 | TRUE | TRUE | TRUE | 18000 | 14300 | 2.32 | 21600 | 2.31
211497072 | 12/06/23 | Live | Mitsubishi Electric Trane | TRANE / MITSUBISHI ELECTRIC | Singlezone Ducted, Centrally Ducted | 211497072 |  | HRCU-A-CB | NTXSKH18A112AA | Mini-Splits | NAXAMT18A112** | 12.5 | 18.4 | 10.4 | 12.4 | 18.7 | 9.2 | FALSE | FALSE | TRUE | 18000 | 14300 | 2.32 | 21600 | 2.31
204793353 | 04/24/20 | Live | Mitsubishi Electric Trane | TRANE / MITSUBISHI ELECTRIC | Singlezone Ducted, Centrally Ducted | 204793353 |  | HRCU-A-CB | NTXSKH18A112AA | Mini-Splits | NTXAMT18A112AA | 12.5 | 18.4 | 10.4 | 12.4 | 18.7 | 9.2 | TRUE | TRUE | TRUE | 18000 | 14300 | 2.32 | 21600 | 2.31
206328151 | 04/04/24 | Live | Mitsubishi Electric Trane | TRANE / MITSUBISHI ELECTRIC | Singlezone Non-Ducted, Ceiling Placement | 206328151 |  | HRCU-A-CB-O | NTXSKH12A112AA | Mini-Splits | SLZ-KF12NA | 12.7 | 20.3 | 10 | 12.7 | 20.8 | 9 | TRUE | TRUE | FALSE | 12000 | 8300 | 2.38 | 13800 | 2.38
207702736 | 04/24/20 | Live | Mitsubishi Electric Trane | TRANE / MITSUBISHI ELECTRIC | Singlezone Ducted, Compact Ducted | 207702736 | 204793344 | HRCU-A-CB | NTXSKH12A112** | Mini-Splits | TPEADA0121AA*** | 14.1 | 19.3 | 11 | 12.9 | 19.3 | 9.4 | TRUE | TRUE | TRUE | 12000 | 8800 | 2.66 | 15000 | 2.71
207702735 | 12/06/23 | Live | Mitsubishi Electric Trane | TRANE / MITSUBISHI ELECTRIC | Singlezone Ducted, Compact Ducted | 207702735 |  | HRCU-A-CB | NTXSKH12A112** | Mini-Splits | PEAD-A12AA* | 14.1 | 19.3 | 11 | 12.9 | 19.3 | 9.4 | TRUE | TRUE | TRUE | 12000 | 8800 | 2.66 | 15000 | 2.71
211016478 | 07/26/23 | Live | Mitsubishi Electric Trane | Trane / Mitsubishi Electric | Multizone All Ducted | 211016478 |  | HMSV-A-CB | NTXMSM60A182B* | Ducted Indoor Units |  | 11.1 | 17.8 | 10.7 | 10.6 | 17 | 9 | TRUE | TRUE | TRUE | 60000 | 40500 | 2.5 | 65000 | 2
211016473 | 07/26/23 | Live | Mitsubishi Electric Trane | Trane / Mitsubishi Electric | Multizone All Ducted | 211016473 |  | HMSV-A-CB | NTXMSM48A182B* | Ducted Indoor Units |  | 11.3 | 16.5 | 11 | 10.5 | 16 | 8.9 | TRUE | TRUE | TRUE | 48000 | 35000 | 2.4 | 43000 | 2.2
211016465 | 07/26/23 | Live | Mitsubishi Electric Trane | Trane / Mitsubishi Electric | Multizone All Ducted | 211016465 |  | HMSV-A-CB | NTXMSM36A142B* | Ducted Indoor Units |  | 12.6 | 18.3 | 11.2 | 12 | 18.5 | 10 | TRUE | TRUE | TRUE | 36000 | 26600 | 2.7 | 36000 | 2.3
211016475 | 07/26/23 | Live | Mitsubishi Electric Trane | Trane / Mitsubishi Electric | Multizone All Ducted | 211016475 |  | HMSV-A-CB | NTXMSH48A182B* | Ducted Indoor Units |  | 11.3 | 16.5 | 11 | 10.5 | 16 | 9.5 | TRUE | TRUE | TRUE | 48000 | 41000 | 2.2 | 54000 | 1.96
211016476 | 07/26/23 | Live | Mitsubishi Electric Trane | Trane / Mitsubishi Electric | Multizone Mix of Ducted and Non-Ducted | 211016476 |  | HMSV-A-CB | NTXMSH48A182B* | Mixed Ducted and Non-Ducted Indoor Units |  | 12.2 | 19.8 | 11.5 | 11.8 | 19.5 | 10.5 | TRUE | TRUE | TRUE | 48000 | 40000 | 2.44 | 54000 | 2.18
211016471 | 07/26/23 | Live | Mitsubishi Electric Trane | Trane / Mitsubishi Electric | Multizone All Ducted | 211016471 |  | HMSV-A-CB | NTXMSH42A152B* | Ducted Indoor Units |  | 11 | 18 | 11 | 10.6 | 18 | 10 | TRUE | TRUE | TRUE | 42000 | 32000 | 2.5 | 48000 | 1.9
211016468 | 07/26/23 | Live | Mitsubishi Electric Trane | Trane / Mitsubishi Electric | Multizone All Ducted | 211016468 |  | HMSV-A-CB | NTXMSH36A142B* | Ducted Indoor Units |  | 12.6 | 18.3 | 11.7 | 12 | 18.5 | 11 | TRUE | TRUE | TRUE | 36000 | 26600 | 2.7 | 42000 | 2
212925539 | 12/19/23 | Live | Mitsubishi Electric Trane | TRANE / MITSUBISHI ELECTRIC | Multizone Mix of Ducted and Non-Ducted | 212925539 |  | HMSV-A-CB | NTXMPH30A132C** | Mixed Ducted and Non-Ducted Indoor Units |  |  |  |  | 11.4 | 17 | 9.25 | FALSE | FALSE | TRUE | 27800 | 18500 | 2.55 | 28100 | 1.95
212925519 | 12/19/23 | Live | Mitsubishi Electric Trane | AMERICAN STANDARD / MITSUBISHI ELECTRIC | Multizone Mix of Ducted and Non-Ducted | 212925519 |  | HMSV-A-CB | NTXMPH30A132C** | Mixed Ducted and Non-Ducted Indoor Units |  |  |  |  | 11.4 | 17 | 9.25 | FALSE | FALSE | TRUE | 27800 | 18500 | 2.55 | 28100 | 1.95
212925481 | 11/13/23 | Live | Mitsubishi Electric Trane | AMERICAN STANDARD / MITSUBISHI ELECTRIC | Multizone All Ducted | 212925481 |  | HMSV-A-CB | NTXMPH30A132C** | Ducted Indoor Units |  |  |  |  | 10.3 | 16 | 8.5 | FALSE | FALSE | TRUE | 27400 | 19000 | 2.44 | 27600 | 1.9
212925485 | 11/13/23 | Live | Mitsubishi Electric Trane | TRANE / MITSUBISHI ELECTRIC | Multizone All Ducted | 212925485 |  | HMSV-A-CB | NTXMPH30A132C** | Ducted Indoor Units |  |  |  |  | 10.3 | 16 | 8.5 | FALSE | FALSE | TRUE | 27400 | 19000 | 2.44 | 27600 | 1.9
212925515 | 11/10/23 | Live | Mitsubishi Electric Trane | AMERICAN STANDARD / MITSUBISHI ELECTRIC | Multizone All Non-Ducted | 212925515 |  | HMSR-A-CB-O | NTXMPH30A132C** | Non-Ducted Indoor Units |  |  |  |  | 12.5 | 18 | 10 | TRUE | TRUE | TRUE | 28400 | 18000 | 2.65 | 28600 | 2
212925516 | 11/10/23 | Live | Mitsubishi Electric Trane | TRANE / MITSUBISHI ELECTRIC | Multizone All Non-Ducted | 212925516 |  | HMSR-A-CB-O | NTXMPH30A132C** | Non-Ducted Indoor Units |  |  |  |  | 12.5 | 18 | 10 | TRUE | TRUE | TRUE | 28400 | 18000 | 2.65 | 28600 | 2
212925536 | 12/19/23 | Live | Mitsubishi Electric Trane | TRANE / MITSUBISHI ELECTRIC | Multizone Mix of Ducted and Non-Ducted | 212925536 |  | HMSV-A-CB | NTXMPH24A132C** | Mixed Ducted and Non-Ducted Indoor Units |  |  |  |  | 11.75 | 16.7 | 8.95 | TRUE | FALSE | TRUE | 22800 | 14700 | 2.41 | 24800 | 1.98
212925518 | 12/19/23 | Live | Mitsubishi Electric Trane | AMERICAN STANDARD / MITSUBISHI ELECTRIC | Multizone Mix of Ducted and Non-Ducted | 212925518 |  | HMSV-A-CB | NTXMPH24A132C** | Mixed Ducted and Non-Ducted Indoor Units |  |  |  |  | 11.75 | 16.7 | 8.95 | TRUE | FALSE | TRUE | 22800 | 14700 | 2.41 | 24800 | 1.98
212925480 | 11/13/23 | Live | Mitsubishi Electric Trane | AMERICAN STANDARD / MITSUBISHI ELECTRIC | Multizone All Ducted | 212925480 |  | HMSV-A-CB | NTXMPH24A132C** | Ducted Indoor Units |  |  |  |  | 10 | 14.4 | 7.9 | FALSE | FALSE | FALSE | 23600 | 15000 | 2.24 | 24600 | 1.9
212925484 | 11/13/23 | Live | Mitsubishi Electric Trane | TRANE / MITSUBISHI ELECTRIC | Multizone All Ducted | 212925484 |  | HMSV-A-CB | NTXMPH24A132C** | Ducted Indoor Units |  |  |  |  | 10 | 14.4 | 7.9 | FALSE | FALSE | FALSE | 23600 | 15000 | 2.24 | 24600 | 1.9
212925533 | 11/10/23 | Live | Mitsubishi Electric Trane | TRANE / MITSUBISHI ELECTRIC | Multizone All Non-Ducted | 212925533 |  | HMSR-A-CB-O | NTXMPH24A132C** | Non-Ducted Indoor Units |  |  |  |  | 13.5 | 19 | 10 | TRUE | TRUE | TRUE | 22000 | 14500 | 2.62 | 25000 | 2.06
212925514 | 11/10/23 | Live | Mitsubishi Electric Trane | AMERICAN STANDARD / MITSUBISHI ELECTRIC | Multizone All Non-Ducted | 212925514 |  | HMSR-A-CB-O | NTXMPH24A132C** | Non-Ducted Indoor Units |  |  |  |  | 13.5 | 19 | 10 | TRUE | TRUE | TRUE | 22000 | 14500 | 2.62 | 25000 | 2.06
212925520 | 12/19/23 | Live | Mitsubishi Electric Trane | TRANE / MITSUBISHI ELECTRIC | Multizone Mix of Ducted and Non-Ducted | 212925520 |  | HMSV-A-CB | NTXMPH20A122C** | Mixed Ducted and Non-Ducted Indoor Units |  |  |  |  | 12.25 | 15.65 | 8.95 | TRUE | FALSE | TRUE | 19000 | 13700 | 2.43 | 22000 | 1.95
212925517 | 12/19/23 | Live | Mitsubishi Electric Trane | AMERICAN STANDARD / MITSUBISHI ELECTRIC | Multizone Mix of Ducted and Non-Ducted | 212925517 |  | HMSV-A-CB | NTXMPH20A122C** | Mixed Ducted and Non-Ducted Indoor Units |  |  |  |  | 12.25 | 15.65 | 8.95 | TRUE | FALSE | TRUE | 19000 | 13700 | 2.43 | 22000 | 1.95
212925479 | 11/13/23 | Live | Mitsubishi Electric Trane | AMERICAN STANDARD / MITSUBISHI ELECTRIC | Multizone All Ducted | 212925479 |  | HMSV-A-CB | NTXMPH20A122C** | Ducted Indoor Units |  |  |  |  | 11 | 14.3 | 7.9 | FALSE | FALSE | FALSE | 20000 | 13700 | 2.17 | 22000 | 1.82
212925483 | 11/13/23 | Live | Mitsubishi Electric Trane | TRANE / MITSUBISHI ELECTRIC | Multizone All Ducted | 212925483 |  | HMSV-A-CB | NTXMPH20A122C** | Ducted Indoor Units |  |  |  |  | 11 | 14.3 | 7.9 | FALSE | FALSE | FALSE | 20000 | 13700 | 2.17 | 22000 | 1.82
212925513 | 11/10/23 | Live | Mitsubishi Electric Trane | TRANE / MITSUBISHI ELECTRIC | Multizone All Non-Ducted | 212925513 |  | HMSR-A-CB-O | NTXMPH20A122C** | Non-Ducted Indoor Units |  |  |  |  | 13.5 | 17 | 10 | TRUE | TRUE | TRUE | 18000 | 13700 | 2.77 | 22000 | 2.1
212925512 | 11/10/23 | Live | Mitsubishi Electric Trane | AMERICAN STANDARD / MITSUBISHI ELECTRIC | Multizone All Non-Ducted | 212925512 |  | HMSR-A-CB-O | NTXMPH20A122C** | Non-Ducted Indoor Units |  |  |  |  | 13.5 | 17 | 10 | TRUE | TRUE | TRUE | 18000 | 13700 | 2.77 | 22000 | 2.1
212925491 | 12/19/23 | Live | Mitsubishi Electric Trane | TRANE / MITSUBISHI ELECTRIC | Multizone All Non-Ducted | 212925491 |  | HMSR-A-CB-O | NTXMMX24A132C** | Non-Ducted Indoor Units |  |  |  |  | 13.6 | 20 | 10 | TRUE | TRUE | FALSE | 22000 | 14300 | 3.02 | 19600 | 2.01
212925490 | 12/19/23 | Live | Mitsubishi Electric Trane | AMERICAN STANDARD / MITSUBISHI ELECTRIC | Multizone All Non-Ducted | 212925490 |  | HMSR-A-CB-O | NTXMMX24A132C** | Non-Ducted Indoor Units |  |  |  |  | 13.6 | 20 | 10 | TRUE | TRUE | FALSE | 22000 | 14300 | 3.02 | 19600 | 2.01
211016462 | 07/26/23 | Live | Mitsubishi Electric Trane | Mitsubishi Electric | Multizone All Ducted | 211016462 |  | HMSV-A-CB | MXZ-SM60NAM2 | Ducted Indoor Units |  | 11.1 | 17.8 | 10.7 | 10.6 | 17 | 9 | TRUE | TRUE | TRUE | 60000 | 40500 | 2.5 | 65000 | 2
211016460 | 07/26/23 | Live | Mitsubishi Electric Trane | Mitsubishi Electric | Multizone Mix of Ducted and Non-Ducted | 211016460 |  | HMSV-A-CB | MXZ-SM48NAMHZ2 | Mixed Ducted and Non-Ducted Indoor Units |  | 12.2 | 19.8 | 11.5 | 11.8 | 19.5 | 10.5 | TRUE | TRUE | TRUE | 48000 | 40000 | 2.44 | 54000 | 2.18
211016459 | 07/26/23 | Live | Mitsubishi Electric Trane | Mitsubishi Electric | Multizone All Ducted | 211016459 |  | HMSV-A-CB | MXZ-SM48NAMHZ2 | Ducted Indoor Units |  | 11.3 | 16.5 | 11 | 10.5 | 16 | 9.5 | TRUE | TRUE | TRUE | 48000 | 41000 | 2.2 | 54000 | 1.96
211016456 | 07/26/23 | Live | Mitsubishi Electric Trane | Mitsubishi Electric | Multizone All Ducted | 211016456 |  | HMSV-A-CB | MXZ-SM48NAM2 | Ducted Indoor Units |  | 11.3 | 16.5 | 11 | 10.5 | 16 | 8.9 | TRUE | TRUE | TRUE | 48000 | 35000 | 2.4 | 43000 | 2.2
211016453 | 07/26/23 | Live | Mitsubishi Electric Trane | Mitsubishi Electric | Multizone All Ducted | 211016453 |  | HMSV-A-CB | MXZ-SM42NAMHZ2 | Ducted Indoor Units |  | 11 | 18 | 11 | 10.6 | 18 | 10 | TRUE | TRUE | TRUE | 42000 | 32000 | 2.5 | 48000 | 1.9
211016450 | 07/26/23 | Live | Mitsubishi Electric Trane | Mitsubishi Electric | Multizone All Ducted | 211016450 |  | HMSV-A-CB | MXZ-SM36NAMHZ2 | Ducted Indoor Units |  | 12.6 | 18.3 | 11.7 | 12 | 18.5 | 11 | FALSE | FALSE | TRUE | 36000 | 26600 | 2.7 | 42000 | 2
210540182 | 07/26/23 | Live | Mitsubishi Electric Trane | Mitsubishi Electric | Multizone All Ducted | 210540182 |  | HMSV-A-CB | MXZ-SM36NAM2 | Ducted Indoor Units |  | 12.6 | 18.3 | 11.2 | 12 | 18.5 | 10 | FALSE | FALSE | TRUE | 36000 | 26600 | 2.7 | 36000 | 2.3
212925868 | 11/10/23 | Live | Mitsubishi Electric Trane | MITSUBISHI ELECTRIC | Multizone All Non-Ducted | 212925868 |  | HMSR-A-CB-O | MXZ-3C30NAHZ4-** | Non-Ducted Indoor Units |  |  |  |  | 12.5 | 18 | 10 | TRUE | TRUE | TRUE | 28400 | 18000 | 2.65 | 28600 | 2
212925475 | 11/13/23 | Live | Mitsubishi Electric Trane | MITSUBISHI ELECTRIC | Multizone All Ducted | 212925475 |  | HMSV-A-CB | MXZ-3C30NAHZ4-** | Ducted Indoor Units |  |  |  |  | 10.3 | 16 | 8.5 | TRUE | TRUE | TRUE | 27400 | 19000 | 2.44 | 27600 | 1.9
212925882 | 12/19/23 | Live | Mitsubishi Electric Trane | MITSUBISHI ELECTRIC | Multizone Mix of Ducted and Non-Ducted | 212925882 |  | HMSV-A-CB | MXZ-3C30NAHZ4-** | Mixed Ducted and Non-Ducted Indoor Units |  |  |  |  | 11.4 | 17 | 9.25 | FALSE | FALSE | TRUE | 27800 | 18500 | 2.55 | 28100 | 1.95
209836204 | 05/13/23 | Live | Mitsubishi Electric Trane | MITSUBISHI ELECTRIC | Multizone All Non-Ducted | 209836204 |  | HMSR-A-CB-O | MXZ-3C30NAHZ3*** | Non-Ducted Indoor Units |  | 12.5 | 18 | 11 | 12.5 | 18 | 9.7 | TRUE | TRUE | TRUE | 28400 | 18000 | 2.65 | 28600 | 2
212925537 | 11/10/23 | Live | Mitsubishi Electric Trane | MITSUBISHI ELECTRIC | Multizone All Non-Ducted | 212925537 |  | HMSR-A-CB-O | MXZ-3C24NAHZ4-** | Non-Ducted Indoor Units |  |  |  |  | 13.5 | 19 | 10 | TRUE | TRUE | TRUE | 22000 | 14000 | 2.53 | 25000 | 2.06
212925474 | 11/13/23 | Live | Mitsubishi Electric Trane | MITSUBISHI ELECTRIC | Multizone All Ducted | 212925474 |  | HMSV-A-CB | MXZ-3C24NAHZ4-** | Ducted Indoor Units |  |  |  |  | 10 | 14.4 | 7.9 | FALSE | FALSE | FALSE | 23600 | 15000 | 2.24 | 24600 | 1.9
212925538 | 12/19/23 | Live | Mitsubishi Electric Trane | MITSUBISHI ELECTRIC | Multizone Mix of Ducted and Non-Ducted | 212925538 |  | HMSV-A-CB | MXZ-3C24NAHZ4-** | Mixed Ducted and Non-Ducted Indoor Units |  |  |  |  | 11.75 | 16.7 | 8.95 | TRUE | FALSE | TRUE | 22800 | 14700 | 2.41 | 24800 | 1.98
209836203 | 05/13/23 | Live | Mitsubishi Electric Trane | MITSUBISHI ELECTRIC | Multizone All Non-Ducted | 209836203 |  | HMSR-A-CB-O | MXZ-3C24NAHZ3*** | Non-Ducted Indoor Units |  | 13.5 | 19 | 10 | 13.5 | 19 | 9 | TRUE | TRUE | FALSE | 22000 | 14000 | 2.53 | 25000 | 2.06
212925880 | 12/19/23 | Live | Mitsubishi Electric Trane | MITSUBISHI ELECTRIC | Multizone All Non-Ducted | 212925880 |  | HMSR-A-CB-O | MXZ-3C24NA4-** | Non-Ducted Indoor Units |  |  |  |  | 13.6 | 20 | 10 | TRUE | TRUE | FALSE | 22000 | 14300 | 3.02 | 19600 | 2.01
212925867 | 11/10/23 | Live | Mitsubishi Electric Trane | MITSUBISHI ELECTRIC | Multizone All Non-Ducted | 212925867 |  | HMSR-A-CB-O | MXZ-2C20NAHZ4-** | Non-Ducted Indoor Units |  |  |  |  | 13.5 | 17 | 10 | TRUE | TRUE | TRUE | 18000 | 13700 | 2.77 | 22000 | 2.1
212925473 | 11/13/23 | Live | Mitsubishi Electric Trane | MITSUBISHI ELECTRIC | Multizone All Ducted | 212925473 |  | HMSV-A-CB | MXZ-2C20NAHZ4-** | Ducted Indoor Units |  |  |  |  | 11 | 14.3 | 7.9 | FALSE | FALSE | FALSE | 20000 | 13700 | 2.17 | 22000 | 1.82
212925881 | 12/19/23 | Live | Mitsubishi Electric Trane | MITSUBISHI ELECTRIC | Multizone Mix of Ducted and Non-Ducted | 212925881 |  | HMSV-A-CB | MXZ-2C20NAHZ4-** | Mixed Ducted and Non-Ducted Indoor Units |  |  |  |  | 12.25 | 15.65 | 8.95 | TRUE | FALSE | TRUE | 19000 | 13700 | 2.43 | 22000 | 1.95
209836186 | 05/13/23 | Live | Mitsubishi Electric Trane | MITSUBISHI ELECTRIC | Multizone All Non-Ducted | 209836186 |  | HMSR-A-CB-O | MXZ-2C20NAHZ3*** | Non-Ducted Indoor Units |  | 13.5 | 17 | 10 | 13.5 | 16.5 | 9.2 | TRUE | TRUE | FALSE | 18000 | 13000 | 2.89 | 22000 | 2.1
207705497 | 05/02/23 | Live | Mitsubishi Electric Trane | TRANE / MITSUBISHI ELECTRIC | Singlezone Non-Ducted, Wall Placement | 207705497 |  | HRCU-A-CB-O | MUZ-GS24NAHZ*** | Mini-Splits | NTXWST24B112** | 12.55 | 20.5 | 12 | 12.6 | 21.5 | 9 | TRUE | TRUE | FALSE | 22400 | 13300 | 2.78 | 25400 | 2.22
207705504 | 05/02/23 | Live | Mitsubishi Electric Trane | AMERICAN STANDARD / MITSUBISHI ELECTRIC | Singlezone Non-Ducted, Wall Placement | 207705504 |  | HRCU-A-CB-O | MUZ-GS24NAHZ*** | Mini-Splits | NAXWST24B112** | 12.55 | 20.5 | 12 | 12.6 | 21.5 | 9 | TRUE | TRUE | FALSE | 22400 | 13300 | 2.78 | 25400 | 2.22
207679256 | 04/26/23 | Live | Mitsubishi Electric Trane | MITSUBISHI ELECTRIC | Singlezone Non-Ducted, Wall Placement | 207679256 |  | HRCU-A-CB-O | MUZ-GS24NAHZ*** | Mini-Splits | MSZ-GS24NA*** | 12.55 | 20.5 | 12 | 12.6 | 21.5 | 9 | TRUE | TRUE | FALSE | 22400 | 13300 | 2.78 | 25400 | 2.22
207679251 | 09/11/23 | Live | Mitsubishi Electric Trane | Mitsubishi Electric | Singlezone Non-Ducted, Wall Placement | 207679251 |  | HRCU-A-CB-O | MUZ-GS24NAH*** | Mini-Splits | MSZ-GS24NA*** | 12.55 | 20.5 | 11 | 12.6 | 21.5 | 10.1 | TRUE | TRUE | TRUE | 22400 | 17600 | 2.67 | 24600 | 2.44
207705484 | 04/13/23 | Live | Mitsubishi Electric Trane | TRANE / MITSUBISHI ELECTRIC | Singlezone Non-Ducted, Wall Placement | 207705484 |  | HRCU-A-CB-O | MUZ-GS24NA*** | Mini-Splits | NTXWST24B112** | 12.55 | 20.5 | 11.3 | 12.6 | 21.5 | 10.3 | TRUE | TRUE | TRUE | 22400 | 17600 | 2.67 | 24600 | 2.44
207705491 | 04/13/23 | Live | Mitsubishi Electric Trane | AMERICAN STANDARD / MITSUBISHI ELECTRIC | Singlezone Non-Ducted, Wall Placement | 207705491 |  | HRCU-A-CB-O | MUZ-GS24NA*** | Mini-Splits | NAXWST24B112** | 12.55 | 20.5 | 11.3 | 12.6 | 21.5 | 10.3 | TRUE | TRUE | TRUE | 22400 | 17600 | 2.67 | 24600 | 2.44
207679246 | 04/13/23 | Live | Mitsubishi Electric Trane | MITSUBISHI ELECTRIC | Singlezone Non-Ducted, Wall Placement | 207679246 |  | HRCU-A-CB-O | MUZ-GS24NA*** | Mini-Splits | MSZ-GS24NA*** | 12.55 | 20.5 | 11.3 | 12.6 | 21.5 | 10.3 | TRUE | TRUE | TRUE | 22400 | 17600 | 2.67 | 24600 | 2.44
207705495 | 05/02/23 | Live | Mitsubishi Electric Trane | TRANE / MITSUBISHI ELECTRIC | Singlezone Non-Ducted, Wall Placement | 207705495 |  | HRCU-A-CB-O | MUZ-GS15NAHZ*** | Mini-Splits | NTXWST15B112** | 12.75 | 21.6 | 11.5 | 12.75 | 21 | 9.4 | TRUE | TRUE | FALSE | 14000 | 8700 | 2.68 | 16800 | 2.44
207705501 | 05/02/23 | Live | Mitsubishi Electric Trane | AMERICAN STANDARD / MITSUBISHI ELECTRIC | Singlezone Non-Ducted, Wall Placement | 207705501 |  | HRCU-A-CB-O | MUZ-GS15NAHZ*** | Mini-Splits | NAXWST15B112** | 12.75 | 21.6 | 11.5 | 12.75 | 21 | 9.4 | TRUE | TRUE | FALSE | 14000 | 8700 | 2.68 | 16800 | 2.44
207679254 | 04/26/23 | Live | Mitsubishi Electric Trane | MITSUBISHI ELECTRIC | Singlezone Non-Ducted, Wall Placement | 207679254 |  | HRCU-A-CB-O | MUZ-GS15NAHZ*** | Mini-Splits | MSZ-GS15NA*** | 12.75 | 21.6 | 11.5 | 12.75 | 21 | 9.4 | TRUE | TRUE | FALSE | 14000 | 8700 | 2.68 | 16800 | 2.44
207705494 | 05/02/23 | Live | Mitsubishi Electric Trane | TRANE / MITSUBISHI ELECTRIC | Singlezone Non-Ducted, Wall Placement | 207705494 |  | HRCU-A-CB-O | MUZ-GS12NAHZ*** | Mini-Splits | NTXWST12B112** | 13.05 | 23.1 | 12.4 | 13.05 | 21.7 | 9.6 | TRUE | TRUE | TRUE | 12000 | 7600 | 2.72 | 14700 | 2.37
207705500 | 05/02/23 | Live | Mitsubishi Electric Trane | AMERICAN STANDARD / MITSUBISHI ELECTRIC | Singlezone Non-Ducted, Wall Placement | 207705500 |  | HRCU-A-CB-O | MUZ-GS12NAHZ*** | Mini-Splits | NAXWST12B112** | 13.05 | 23.1 | 12.4 | 13.05 | 21.7 | 9.6 | TRUE | TRUE | TRUE | 12000 | 7600 | 2.72 | 14700 | 2.37
207679253 | 04/26/23 | Live | Mitsubishi Electric Trane | MITSUBISHI ELECTRIC | Singlezone Non-Ducted, Wall Placement | 207679253 |  | HRCU-A-CB-O | MUZ-GS12NAHZ*** | Mini-Splits | MSZ-GS12NA*** | 13.05 | 23.1 | 12.4 | 13.05 | 21.7 | 9.6 | TRUE | TRUE | TRUE | 12000 | 7600 | 2.72 | 14700 | 2.37
207705492 | 05/02/23 | Live | Mitsubishi Electric Trane | TRANE / MITSUBISHI ELECTRIC | Singlezone Non-Ducted, Wall Placement | 207705492 |  | HRCU-A-CB-O | MUZ-GS09NAHZ*** | Mini-Splits | NTXWST09B112** | 15.4 | 27 | 11.8 | 15.4 | 28.4 | 9.6 | TRUE | TRUE | TRUE | 9000 | 5700 | 2.57 | 11500 | 2.39
207705499 | 05/02/23 | Live | Mitsubishi Electric Trane | AMERICAN STANDARD / MITSUBISHI ELECTRIC | Singlezone Non-Ducted, Wall Placement | 207705499 |  | HRCU-A-CB-O | MUZ-GS09NAHZ*** | Mini-Splits | NAXWST09B112** | 15.4 | 27 | 11.8 | 15.4 | 28.4 | 9.6 | TRUE | TRUE | TRUE | 9000 | 5700 | 2.57 | 11500 | 2.39
207679252 | 04/26/23 | Live | Mitsubishi Electric Trane | MITSUBISHI ELECTRIC | Singlezone Non-Ducted, Wall Placement | 207679252 |  | HRCU-A-CB-O | MUZ-GS09NAHZ*** | Mini-Splits | MSZ-GS09NA*** | 15.4 | 27 | 11.8 | 15.4 | 28.4 | 9.6 | TRUE | TRUE | TRUE | 9000 | 5700 | 2.57 | 11500 | 2.39
207679247 | 09/11/23 | Live | Mitsubishi Electric Trane | Mitsubishi Electric | Singlezone Non-Ducted, Wall Placement | 207679247 |  | HRCU-A-CB-O | MUZ-GS09NAH*** | Mini-Splits | MSZ-GS09NA*** | 15.4 | 27 | 11.9 | 15.4 | 28.4 | 10.2 | TRUE | TRUE | TRUE | 9000 | 6500 | 2.61 | 10200 | 2.43
207679242 | 04/13/23 | Live | Mitsubishi Electric Trane | MITSUBISHI ELECTRIC | Singlezone Non-Ducted, Wall Placement | 207679242 |  | HRCU-A-CB-O | MUZ-GS09NA*** | Mini-Splits | MSZ-GS09NA*** | 15.4 | 27 | 12.8 | 15.4 | 28.4 | 10.9 | TRUE | TRUE | TRUE | 9000 | 6500 | 2.61 | 10200 | 2.43
207705479 | 04/13/23 | Live | Mitsubishi Electric Trane | TRANE / MITSUBISHI ELECTRIC | Singlezone Non-Ducted, Wall Placement | 207705479 |  | HRCU-A-CB-O | MUZ-GS09NA*** | Mini-Splits | NTXWST09B112** | 15.4 | 27 | 12.8 | 15.4 | 28.4 | 10.9 | TRUE | TRUE | TRUE | 9000 | 6500 | 2.61 | 10200 | 2.43
207705485 | 04/13/23 | Live | Mitsubishi Electric Trane | AMERICAN STANDARD / MITSUBISHI ELECTRIC | Singlezone Non-Ducted, Wall Placement | 207705485 |  | HRCU-A-CB-O | MUZ-GS09NA*** | Mini-Splits | NAXWST09B112** | 15.4 | 27 | 12.8 | 15.4 | 28.4 | 10.9 | TRUE | TRUE | TRUE | 9000 | 6500 | 2.61 | 10200 | 2.43
211626455 | 04/28/24 | Live | Mitsubishi Electric Trane | MITSUBISHI ELECTRIC | Singlezone Non-Ducted, Wall Placement | 211626455 |  | HRCU-A-CB-O | MUZ-FW09NAHZ*** | Mini-Splits | MSZ-FW09NA*** |  |  |  | 18.35 | 33 | 13.29 | TRUE | TRUE | TRUE | 9000 | 7500 | 3.49 | 18100 | 2.56
211626454 | 04/28/24 | Live | Mitsubishi Electric Trane | MITSUBISHI ELECTRIC | Singlezone Non-Ducted, Wall Placement | 211626454 |  | HRCU-A-CB-O | MUZ-FW06NAHZ*** | Mini-Splits | MSZ-FW06NA*** |  |  |  | 21.4 | 35 | 13.3 | TRUE | TRUE | TRUE | 6000 | 6100 | 3.58 | 15500 | 2.54
213879424 | 04/04/24 | Live | Mitsubishi Electric Trane | AMERICAN STANDARD / MITSUBISHI ELECTRIC | Singlezone Non-Ducted, Wall Placement | 213879424 |  | HRCU-A-CB-O | MUZ-FS18NAH*** | Mini-Splits | NAXWPH18B112A* |  |  |  | 12.5 | 21 | 10.3 | TRUE | TRUE | TRUE | 17200 | 12800 | 2.93 | 27000 | 2.07
213879429 | 04/04/24 | Live | Mitsubishi Electric Trane | TRANE / MITSUBISHI ELECTRIC | Singlezone Non-Ducted, Wall Placement | 213879429 |  | HRCU-A-CB-O | MUZ-FS18NAH*** | Mini-Splits | NTXWPH18B112A* |  |  |  | 12.5 | 21 | 10.3 | TRUE | TRUE | TRUE | 17200 | 12800 | 2.93 | 27000 | 2.07
209832208 | 03/22/23 | Live | Mitsubishi Electric Trane | MITSUBISHI ELECTRIC | Singlezone Non-Ducted, Wall Placement | 209832208 |  | HRCU-A-CB-O | MUZ-FS18NAH*** | Mini-Splits | MSZ-FS18NA*** | 12.5 | 21 | 12 | 12.5 | 21 | 10.3 | TRUE | TRUE | TRUE | 17200 | 12800 | 2.93 | 27000 | 2.07
209832207 | 03/22/23 | Live | Mitsubishi Electric Trane | MITSUBISHI ELECTRIC | Singlezone Non-Ducted, Wall Placement | 209832207 |  | HRCU-A-CB-O | MUZ-FS18NA*** | Mini-Splits | MSZ-FS18NA*** | 12.5 | 21 | 12.5 | 12.5 | 21 | 10.7 | TRUE | TRUE | TRUE | 17200 | 12800 | 3.23 | 27000 | 2.14
209832999 | 03/22/23 | Live | Mitsubishi Electric Trane | AMERICAN STANDARD / MITSUBISHI ELECTRIC | Singlezone Non-Ducted, Wall Placement | 209832999 |  | HRCU-A-CB-O | MUZ-FS18NA*** | Mini-Splits | NAXWPH18B112A* | 12.5 | 21 | 12.5 | 12.5 | 21 | 10.7 | TRUE | TRUE | TRUE | 17200 | 12800 | 3.23 | 27000 | 2.14
209833000 | 03/22/23 | Live | Mitsubishi Electric Trane | TRANE / MITSUBISHI ELECTRIC | Singlezone Non-Ducted, Wall Placement | 209833000 |  | HRCU-A-CB-O | MUZ-FS18NA*** | Mini-Splits | NTXWPH18B112A* | 12.5 | 21 | 12.5 | 12.5 | 21 | 10.7 | TRUE | TRUE | TRUE | 17200 | 12800 | 3.23 | 27000 | 2.14
213879423 | 04/04/24 | Live | Mitsubishi Electric Trane | AMERICAN STANDARD / MITSUBISHI ELECTRIC | Singlezone Non-Ducted, Wall Placement | 213879423 |  | HRCU-A-CB-O | MUZ-FS15NAH*** | Mini-Splits | NAXWPH15B112A* |  |  |  | 14 | 22.3 | 9.9 | TRUE | TRUE | TRUE | 14000 | 10000 | 3.08 | 22730 | 2.08
213879428 | 04/04/24 | Live | Mitsubishi Electric Trane | TRANE / MITSUBISHI ELECTRIC | Singlezone Non-Ducted, Wall Placement | 213879428 |  | HRCU-A-CB-O | MUZ-FS15NAH*** | Mini-Splits | NTXWPH15B112A* |  |  |  | 14 | 22.3 | 9.9 | TRUE | TRUE | TRUE | 14000 | 10000 | 3.08 | 22730 | 2.08
209832206 | 03/22/23 | Live | Mitsubishi Electric Trane | MITSUBISHI ELECTRIC | Singlezone Non-Ducted, Wall Placement | 209832206 |  | HRCU-A-CB-O | MUZ-FS15NAH*** | Mini-Splits | MSZ-FS15NA*** | 14 | 22.2 | 12 | 14 | 22.3 | 9.9 | TRUE | TRUE | TRUE | 14000 | 10000 | 3.08 | 22730 | 2.08
209832205 | 03/22/23 | Live | Mitsubishi Electric Trane | MITSUBISHI ELECTRIC | Singlezone Non-Ducted, Wall Placement | 209832205 |  | HRCU-A-CB-O | MUZ-FS15NA*** | Mini-Splits | MSZ-FS15NA*** | 14 | 22.2 | 12.5 | 14 | 22.3 | 10.4 | TRUE | TRUE | TRUE | 14000 | 10000 | 3.53 | 22730 | 2.16
209832994 | 03/22/23 | Live | Mitsubishi Electric Trane | AMERICAN STANDARD / MITSUBISHI ELECTRIC | Singlezone Non-Ducted, Wall Placement | 209832994 |  | HRCU-A-CB-O | MUZ-FS15NA*** | Mini-Splits | NAXWPH15B112A* | 14 | 22.2 | 12.5 | 14 | 22.3 | 10.4 | TRUE | TRUE | TRUE | 14000 | 10000 | 3.53 | 22730 | 2.16
209832995 | 03/22/23 | Live | Mitsubishi Electric Trane | TRANE / MITSUBISHI ELECTRIC | Singlezone Non-Ducted, Wall Placement | 209832995 |  | HRCU-A-CB-O | MUZ-FS15NA*** | Mini-Splits | NTXWPH15B112A* | 14 | 22.2 | 12.5 | 14 | 22.3 | 10.4 | TRUE | TRUE | TRUE | 14000 | 10000 | 3.53 | 22730 | 2.16
213879422 | 04/04/24 | Live | Mitsubishi Electric Trane | AMERICAN STANDARD / MITSUBISHI ELECTRIC | Singlezone Non-Ducted, Wall Placement | 213879422 |  | HRCU-A-CB-O | MUZ-FS12NAH*** | Mini-Splits | NAXWPH12B112A* |  |  |  | 13.8 | 26.3 | 10.4 | TRUE | TRUE | TRUE | 12000 | 8400 | 3.33 | 17410 | 2.56
213879427 | 04/04/24 | Live | Mitsubishi Electric Trane | TRANE / MITSUBISHI ELECTRIC | Singlezone Non-Ducted, Wall Placement | 213879427 |  | HRCU-A-CB-O | MUZ-FS12NAH*** | Mini-Splits | NTXWPH12B112A* |  |  |  | 13.8 | 26.3 | 10.4 | TRUE | TRUE | TRUE | 12000 | 8400 | 3.33 | 17410 | 2.56
209832204 | 03/22/23 | Live | Mitsubishi Electric Trane | MITSUBISHI ELECTRIC | Singlezone Non-Ducted, Wall Placement | 209832204 |  | HRCU-A-CB-O | MUZ-FS12NAH*** | Mini-Splits | MSZ-FS12NA*** | 13.8 | 26.1 | 12 | 13.8 | 26.3 | 10.4 | TRUE | TRUE | TRUE | 12000 | 8400 | 3.33 | 17410 | 2.56
209832203 | 03/22/23 | Live | Mitsubishi Electric Trane | MITSUBISHI ELECTRIC | Singlezone Non-Ducted, Wall Placement | 209832203 |  | HRCU-A-CB-O | MUZ-FS12NA*** | Mini-Splits | MSZ-FS12NA*** | 13.8 | 26.1 | 12.5 | 13.8 | 26.3 | 11.1 | TRUE | TRUE | TRUE | 12000 | 8400 | 4.04 | 17410 | 2.74
209832989 | 03/22/23 | Live | Mitsubishi Electric Trane | AMERICAN STANDARD / MITSUBISHI ELECTRIC | Singlezone Non-Ducted, Wall Placement | 209832989 |  | HRCU-A-CB-O | MUZ-FS12NA*** | Mini-Splits | NAXWPH12B112A* | 13.8 | 26.1 | 12.5 | 13.8 | 26.3 | 11.1 | TRUE | TRUE | TRUE | 12000 | 8400 | 4.04 | 17410 | 2.74
209832990 | 03/22/23 | Live | Mitsubishi Electric Trane | TRANE / MITSUBISHI ELECTRIC | Singlezone Non-Ducted, Wall Placement | 209832990 |  | HRCU-A-CB-O | MUZ-FS12NA*** | Mini-Splits | NTXWPH12B112A* | 13.8 | 26.1 | 12.5 | 13.8 | 26.3 | 11.1 | TRUE | TRUE | TRUE | 12000 | 8400 | 4.04 | 17410 | 2.74
213879421 | 04/04/24 | Live | Mitsubishi Electric Trane | AMERICAN STANDARD / MITSUBISHI ELECTRIC | Singlezone Non-Ducted, Wall Placement | 213879421 |  | HRCU-A-CB-O | MUZ-FS09NAH*** | Mini-Splits | NAXWPH09B112A* |  |  |  | 16.05 | 29.8 | 10 | TRUE | TRUE | TRUE | 9000 | 5900 | 2.98 | 14170 | 2.43
213879426 | 04/04/24 | Live | Mitsubishi Electric Trane | TRANE / MITSUBISHI ELECTRIC | Singlezone Non-Ducted, Wall Placement | 213879426 |  | HRCU-A-CB-O | MUZ-FS09NAH*** | Mini-Splits | NTXWPH09B112A* |  |  |  | 16.05 | 29.8 | 10 | TRUE | TRUE | TRUE | 9000 | 5900 | 2.98 | 14170 | 2.43
209832202 | 03/22/23 | Live | Mitsubishi Electric Trane | MITSUBISHI ELECTRIC | Singlezone Non-Ducted, Wall Placement | 209832202 |  | HRCU-A-CB-O | MUZ-FS09NAH*** | Mini-Splits | MSZ-FS09NA*** | 16.05 | 30.5 | 12.5 | 16.05 | 29.8 | 10 | TRUE | TRUE | TRUE | 9000 | 5900 | 2.98 | 14170 | 2.43
209832201 | 03/22/23 | Live | Mitsubishi Electric Trane | MITSUBISHI ELECTRIC | Singlezone Non-Ducted, Wall Placement | 209832201 |  | HRCU-A-CB-O | MUZ-FS09NA*** | Mini-Splits | MSZ-FS09NA*** | 16.05 | 30.5 | 13.5 | 16.05 | 29.8 | 10.9 | TRUE | TRUE | TRUE | 9000 | 5900 | 3.84 | 14170 | 2.63
209832984 | 03/22/23 | Live | Mitsubishi Electric Trane | AMERICAN STANDARD / MITSUBISHI ELECTRIC | Singlezone Non-Ducted, Wall Placement | 209832984 |  | HRCU-A-CB-O | MUZ-FS09NA*** | Mini-Splits | NAXWPH09B112A* | 16.05 | 30.5 | 13.5 | 16.05 | 29.8 | 10.9 | TRUE | TRUE | TRUE | 9000 | 5900 | 3.84 | 14170 | 2.63
209832985 | 03/22/23 | Live | Mitsubishi Electric Trane | TRANE / MITSUBISHI ELECTRIC | Singlezone Non-Ducted, Wall Placement | 209832985 |  | HRCU-A-CB-O | MUZ-FS09NA*** | Mini-Splits | NTXWPH09B112A* | 16.05 | 30.5 | 13.5 | 16.05 | 29.8 | 10.9 | TRUE | TRUE | TRUE | 9000 | 5900 | 3.84 | 14170 | 2.63
213879420 | 04/04/24 | Live | Mitsubishi Electric Trane | AMERICAN STANDARD / MITSUBISHI ELECTRIC | Singlezone Non-Ducted, Wall Placement | 213879420 |  | HRCU-A-CB-O | MUZ-FS06NAH*** | Mini-Splits | NAXWPH06B112A* |  |  |  | 19.05 | 32.2 | 10.9 | FALSE | FALSE | TRUE | 6000 | 5900 | 3.33 | 12840 | 2.46
213879425 | 04/04/24 | Live | Mitsubishi Electric Trane | TRANE / MITSUBISHI ELECTRIC | Singlezone Non-Ducted, Wall Placement | 213879425 |  | HRCU-A-CB-O | MUZ-FS06NAH*** | Mini-Splits | NTXWPH06B112A* |  |  |  | 19.05 | 32.2 | 10.9 | TRUE | TRUE | TRUE | 6000 | 5900 | 3.33 | 12840 | 2.46
209832200 | 03/22/23 | Live | Mitsubishi Electric Trane | MITSUBISHI ELECTRIC | Singlezone Non-Ducted, Wall Placement | 209832200 |  | HRCU-A-CB-O | MUZ-FS06NAH*** | Mini-Splits | MSZ-FS06NA*** | 19.05 | 33.1 | 12.5 | 19.05 | 32.2 | 10.9 | TRUE | TRUE | TRUE | 6000 | 5900 | 3.33 | 12840 | 2.46
209832199 | 03/22/23 | Live | Mitsubishi Electric Trane | MITSUBISHI ELECTRIC | Singlezone Non-Ducted, Wall Placement | 209832199 |  | HRCU-A-CB-O | MUZ-FS06NA*** | Mini-Splits | MSZ-FS06NA*** | 19.05 | 33.1 | 13.49 | 19.05 | 32.2 | 11.9 | TRUE | TRUE | TRUE | 6000 | 5900 | 4.43 | 12840 | 2.69
209832980 | 03/22/23 | Live | Mitsubishi Electric Trane | TRANE / MITSUBISHI ELECTRIC | Singlezone Non-Ducted, Wall Placement | 209832980 |  | HRCU-A-CB-O | MUZ-FS06NA*** | Mini-Splits | NTXWPH06B112A* | 19.05 | 33.1 | 13.49 | 19.05 | 32.2 | 11.9 | TRUE | TRUE | TRUE | 6000 | 5900 | 4.43 | 12840 | 2.69
209832979 | 03/22/23 | Live | Mitsubishi Electric Trane | AMERICAN STANDARD / MITSUBISHI ELECTRIC | Singlezone Non-Ducted, Wall Placement | 209832979 |  | HRCU-A-CB-O | MUZ-FS06NA*** | Mini-Splits | NAXWPH06B112A* | 19.05 | 33.1 | 13.49 | 19.05 | 32.2 | 11.9 | TRUE | TRUE | TRUE | 6000 | 5900 | 4.43 | 12840 | 2.69
215359291 | 08/22/24 | Live | Midea Electric Trading | DURASTAR | Singlezone Non-Ducted, Wall Placement | 215359291 |  | HRCU-A-CB-O | DRA1U24S2A | Mini-Splits | DRAC24F2A |  |  |  | 12 | 22 | 10.5 | TRUE | TRUE | TRUE | 24000 | 20400 | 2.73 | 20500 | 2.55
215471392 | 09/17/24 | Live | Midea Electric Trading | MIDEA | Singlezone Non-Ducted, Wall Placement | 215471392 |  | HRCU-A-CB-O | MO1ES-H24B-2A | Mini-Splits | MCDHU-H24B-2A |  |  |  | 12 | 22 | 10.5 | TRUE | TRUE | TRUE | 24000 | 20400 | 2.73 | 20500 | 2.55
215725450 | 09/30/24 | Live | Midea Electric Trading | INNOVAIR | Singlezone Non-Ducted, Wall Placement | 215725450 |  | HRCU-A-CB-O | MOS24H2BM0A | Mini-Splits | MCS24H2BHRB |  |  |  | 12 | 22 | 10.5 | TRUE | TRUE | TRUE | 24000 | 20400 | 2.73 | 20500 | 2.55
215853914 | 10/30/24 | Live | Midea Electric Trading | BLUERIDGE | Singlezone Non-Ducted, Wall Placement | 215853914 |  | HRCU-A-CB-O | BMS2423YC | Mini-Splits | BMC24CC |  |  |  | 12 | 22 | 10.5 | TRUE | TRUE |  | 24000 | 20400 | 2.73 | 20500 | 2.55
215864053 | 10/30/24 | Live | Midea Electric Trading | WELLS | Singlezone Non-Ducted, Wall Placement | 215864053 |  | HRCU-A-CB-O | WOS-24QUA/230 | Mini-Splits | WI4C-24MOC/230 |  |  |  | 12 | 22 | 10.5 | TRUE | TRUE |  | 24000 | 20400 | 2.73 | 20500 | 2.55
215864197 | 12/12/24 | Live | Midea Electric Trading | COOPER&HUNTER | Singlezone Non-Ducted, Wall Placement | 215864197 |  | HRCU-A-CB-O | CH-RES24-230VO | Mini-Splits | CH-RSH24MCT |  |  |  | 12 | 22 | 10.5 | TRUE | TRUE |  | 24000 | 20400 | 2.73 | 20500 | 2.55
215864209 | 12/12/24 | Live | Midea Electric Trading | COOPER&HUNTER | Singlezone Non-Ducted, Wall Placement | 215864209 |  | HRCU-A-CB-O | CH-RES24-230VO | Mini-Splits | CH-RH24MCT |  |  |  | 12 | 22 | 10.5 | TRUE | TRUE |  | 24000 | 20400 | 2.73 | 20500 | 2.55
215864353 | 11/27/24 | Live | Midea Electric Trading | MAINLINE | Singlezone Non-Ducted, Wall Placement | 215864353 |  | HRCU-A-CB-O | ML24HP230NEX-O | Mini-Splits | ML24HP230STDCAS-I |  |  |  | 12 | 22 | 10.5 | FALSE | FALSE |  | 24000 | 20400 | 2.73 | 20500 | 2.55
215866648 | 10/30/24 | Live | Midea Electric Trading | KADEN | Singlezone Non-Ducted, Wall Placement | 215866648 |  | HRCU-A-CB-O | KOB-PSX24HP-2AAMA | Mini-Splits | KIB-PSX24CT-2AAMA |  |  |  | 12 | 22 | 10.5 | FALSE | FALSE |  | 24000 | 20400 | 2.73 | 20500 | 2.55
215866747 | 10/30/24 | Live | Midea Electric Trading | AI AIR CONDITIONING | Singlezone Non-Ducted, Wall Placement | 215866747 |  | HRCU-A-CB-O | AO24-24N2-M1 | Mini-Splits | AC-24N2-M1 |  |  |  | 12 | 22 | 10.5 | TRUE | TRUE |  | 24000 | 20400 | 2.73 | 20500 | 2.55
216014114 | 11/18/24 | Live | Midea Electric Trading | SEA BREEZE+ | Singlezone Non-Ducted, Wall Placement | 216014114 |  | HRCU-A-CB-O | SZ24H525ZMO | Mini-Splits | CA24H525ZMI |  |  |  | 12 | 22 | 10.5 | FALSE | FALSE |  | 24000 | 20400 | 2.73 | 20500 | 2.55
216031037 | 11/27/24 | Live | Midea Electric Trading | MOOVAIR | Singlezone Non-Ducted, Wall Placement | 216031037 |  | HRCU-A-CB-O | MSHEA24C2AN1 | Mini-Splits | GQHRA24C2AS1 |  |  |  | 12 | 22 | 10.5 | TRUE | TRUE |  | 24000 | 20400 | 2.73 | 20500 | 2.55
214855530 | 07/29/24 | Live | Midea Electric Trading | MDV | Singlezone Non-Ducted, Wall Placement | 214855530 |  | HRCU-A-CB-O | MOD30-24HFN10-M1 | Mini-Splits | MCD-24HRFN10-M1-D |  |  |  | 12 | 22 | 10.5 | TRUE | TRUE | TRUE | 24000 | 20400 | 2.73 | 20500 | 2.55
216082314 | 12/12/24 | Live | Midea Electric Trading | STELPRO | Singlezone Non-Ducted, Wall Placement | 216082314 |  | HRCU-A-CB-O | SINB-H09A-O | Mini-Splits | SINB-H09A-I |  |  |  | 12.6 | 21.6 | 9.4 | TRUE | TRUE |  | 9000 | 6600 | 2.45 | 7500 | 2
216082318 | 12/12/24 | Live | Midea Electric Trading | STELPRO | Singlezone Non-Ducted, Wall Placement | 216082318 |  | HRCU-A-CB-O | SINB-H18A-O | Mini-Splits | SINB-H18A-I |  |  |  | 11.5 | 20.2 | 9.1 | FALSE | FALSE |  | 18000 | 11700 | 2.62 | 13300 | 2.41
216082316 | 12/12/24 | Live | Midea Electric Trading | STELPRO | Singlezone Non-Ducted, Wall Placement | 216082316 |  | HRCU-A-CB-O | SINB-H12A-O | Mini-Splits | SINB-H12A-I |  |  |  | 10.8 | 21.3 | 9.2 | FALSE | FALSE |  | 12000 | 8300 | 2.32 | 9300 | 2.11
216082319 | 12/12/24 | Live | Midea Electric Trading | STELPRO | Singlezone Non-Ducted, Wall Placement | 216082319 |  | HRCU-A-CB-O | SINB-H24A-O | Mini-Splits | SINB-H24A-I |  |  |  | 9.6 | 18.5 | 9 | TRUE | TRUE |  | 24000 | 17200 | 2.46 | 20200 | 2.26
216082326 | 12/12/24 | Live | Midea Electric Trading | STELPRO | Singlezone Non-Ducted, Wall Placement | 216082326 |  | HRCU-A-CB-O | SEPB-H24A-O | Mini-Splits | SEPB-H24A-I |  |  |  | 13 | 21 | 13.5 | TRUE | TRUE |  | 24000 | 21000 | 2.88 | 23200 | 2.35
216082327 | 12/12/24 | Live | Midea Electric Trading | STELPRO | Singlezone Non-Ducted, Ceiling Placement | 216082327 |  | HRCU-A-CB-O | SEPB-H09A-O | Mini-Splits | SICB1-H09A-I |  |  |  | 14 | 22.6 | 12.1 | TRUE | TRUE |  | 9000 | 9700 | 2.63 | 12600 | 2.1
216082329 | 12/12/24 | Live | Midea Electric Trading | STELPRO | Singlezone Non-Ducted, Ceiling Placement | 216082329 |  | HRCU-A-CB-O | SEPB-H12A-O | Mini-Splits | SICB1-H12A-I |  |  |  | 12.5 | 22.2 | 11.6 | TRUE | TRUE |  | 12000 | 10000 | 2.74 | 12900 | 2.14
216082331 | 12/12/24 | Live | Midea Electric Trading | STELPRO | Singlezone Non-Ducted, Ceiling Placement | 216082331 |  | HRCU-A-CB-O | SEPB-H18A-O | Mini-Splits | SICB1-H18A-I |  |  |  | 12.5 | 20 | 12.3 | TRUE | TRUE |  | 16000 | 14900 | 2.7 | 18000 | 2.1
216082332 | 12/12/24 | Live | Midea Electric Trading | STELPRO | Singlezone Non-Ducted, Wall Placement | 216082332 |  | HRCU-A-CB-O | SEPB-H24A-O | Mini-Splits | SICB1-H24A-I |  |  |  | 12 | 20.7 | 11.6 | TRUE | TRUE |  | 23400 | 20400 | 2.78 | 23900 | 2.48
216082334 | 12/12/24 | Live | Midea Electric Trading | STELPRO | Singlezone Ducted, Compact Ducted | 216082334 |  | HRCU-A-CB | SEPB-H09A-O | Mini-Splits | SFCB1-H09A-I |  |  |  | 14 | 20.5 | 13.8 | TRUE | TRUE |  | 9000 | 10200 | 2.45 | 12600 | 1.94
216082335 | 12/12/24 | Live | Midea Electric Trading | STELPRO | Singlezone Ducted, Compact Ducted | 216082335 |  | HRCU-A-CB | SEPB-H12A-O | Mini-Splits | SFCB1-H12A-I |  |  |  | 12 | 20 | 10.6 | TRUE | TRUE |  | 12000 | 10200 | 2.6 | 14000 | 2.31
216082337 | 12/12/24 | Live | Midea Electric Trading | STELPRO | Singlezone Ducted, Compact Ducted | 216082337 |  | HRCU-A-CB | SEPB-H18A-O | Mini-Splits | SFCB1-H18A-I |  |  |  | 12 | 18.4 | 11.1 | TRUE | TRUE |  | 17500 | 15000 | 2.89 | 20000 | 2.5
216082339 | 12/12/24 | Live | Midea Electric Trading | STELPRO | Singlezone Ducted, Compact Ducted | 216082339 |  | HRCU-A-CB | SEPB-H24A-O | Mini-Splits | SFCB1-H24A-I |  |  |  | 12 | 19 | 11.7 | TRUE | TRUE |  | 24000 | 21600 | 2.71 | 23600 | 2.48
216093978 | 12/12/24 | Live | Midea Electric Trading | MIDEA | Singlezone Non-Ducted, Wall Placement | 216093978 |  | HRCU-A-CB-O | MOX3-12HFN10AE | Mini-Splits | MSEP-12HFN10AE |  |  |  | 13 | 25.5 | 10.6 | TRUE | TRUE |  | 12000 | 9300 | 2.84 | 9600 | 2.38
216093979 | 12/12/24 | Live | Midea Electric Trading | MIDEA | Singlezone Non-Ducted, Wall Placement | 216093979 |  | HRCU-A-CB-O | MOX4-18HFN10AE | Mini-Splits | MSEP-18HFN10AE |  |  |  | 12.7 | 23.5 | 10.8 | TRUE | TRUE |  | 18000 | 13600 | 2.73 | 14900 | 2.43
216093980 | 12/12/24 | Live | Midea Electric Trading | MIDEA | Singlezone Non-Ducted, Wall Placement | 216093980 |  | HRCU-A-CB-O | MOD-24HFN10AE | Mini-Splits | MSEP-24HFN10AE |  |  |  | 14 | 23 | 11.7 | TRUE | TRUE |  | 24000 | 18800 | 2.65 | 19300 | 2.33
216097092 | 12/12/24 | Live | Midea Electric Trading | COMFORT-AIRE | Singlezone Non-Ducted, Wall Placement | 216097092 |  | HRCU-A-CB-O | A-SSP09SA-0 | Mini-Splits | B-SSP09SA-0 |  |  |  | 10.1 | 18 | 9 | FALSE | FALSE |  | 9000 | 6900 | 2.32 | 7200 | 2.03
216097094 | 12/12/24 | Live | Midea Electric Trading | COMFORT-AIRE | Singlezone Non-Ducted, Wall Placement | 216097094 |  | HRCU-A-CB-O | A-SSP09SA-1 | Mini-Splits | B-SSP09SA-1 |  |  |  | 10.9 | 19 | 9.7 | TRUE | TRUE |  | 9000 | 8000 | 2.58 | 8300 | 2.41
216097093 | 12/12/24 | Live | Midea Electric Trading | COMFORT-AIRE | Singlezone Non-Ducted, Wall Placement | 216097093 |  | HRCU-A-CB-O | A-SSP12SA-0 | Mini-Splits | B-SSP12SA-0 |  |  |  | 8.8 | 19 | 9.2 | FALSE | FALSE |  | 12000 | 7700 | 2.59 | 7900 | 2.41
216097095 | 12/12/24 | Live | Midea Electric Trading | COMFORT-AIRE | Singlezone Non-Ducted, Wall Placement | 216097095 |  | HRCU-A-CB-O | A-SSP12SA-1 | Mini-Splits | B-SSP12SA-1 |  |  |  | 8.8 | 18 | 8.8 | FALSE | FALSE |  | 12000 | 8000 | 2.58 | 8300 | 2.41
216097096 | 12/12/24 | Live | Midea Electric Trading | COMFORT-AIRE | Singlezone Non-Ducted, Wall Placement | 216097096 |  | HRCU-A-CB-O | A-SSP18SA-1 | Mini-Splits | B-SSP18SA-1 |  |  |  | 9.9 | 18.3 | 8.7 | FALSE | FALSE |  | 17000 | 11200 | 2.41 | 11200 | 2.2
216097097 | 12/12/24 | Live | Midea Electric Trading | COMFORT-AIRE | Singlezone Non-Ducted, Wall Placement | 216097097 |  | HRCU-A-CB-O | A-SSP24SA-1 | Mini-Splits | B-SSP24SA-1 |  |  |  | 9 | 17 | 8.5 | TRUE | TRUE |  | 24000 | 17100 | 2.29 | 18400 | 2.17
216097098 | 12/12/24 | Live | Midea Electric Trading | KERR | Singlezone Non-Ducted, Wall Placement | 216097098 |  | HRCU-A-CB-O | A-KSP09SA-0 | Mini-Splits | B-KSP09SA-0 |  |  |  | 10.1 | 18 | 9 | FALSE | FALSE |  | 9000 | 6900 | 2.32 | 7200 | 2.03
216097099 | 12/12/24 | Live | Midea Electric Trading | KERR | Singlezone Non-Ducted, Wall Placement | 216097099 |  | HRCU-A-CB-O | A-KSP12SA-0 | Mini-Splits | B-KSP12SA-0 |  |  |  | 8.8 | 19 | 9.2 | FALSE | FALSE |  | 12000 | 7700 | 2.59 | 7900 | 2.41
216097100 | 12/12/24 | Live | Midea Electric Trading | KERR | Singlezone Non-Ducted, Wall Placement | 216097100 |  | HRCU-A-CB-O | A-KSP09SA-1 | Mini-Splits | B-KSP09SA-1 |  |  |  | 10.9 | 19 | 9.7 | TRUE | TRUE |  | 9000 | 8000 | 2.58 | 8300 | 2.41
216097101 | 12/12/24 | Live | Midea Electric Trading | KERR | Singlezone Non-Ducted, Wall Placement | 216097101 |  | HRCU-A-CB-O | A-KSP12SA-1 | Mini-Splits | B-KSP12SA-1 |  |  |  | 8.8 | 18 | 8.8 | FALSE | FALSE |  | 12000 | 8000 | 2.58 | 8300 | 2.41
216097102 | 12/12/24 | Live | Midea Electric Trading | KERR | Singlezone Non-Ducted, Wall Placement | 216097102 |  | HRCU-A-CB-O | A-KSP18SA-1 | Mini-Splits | B-KSP18SA-1 |  |  |  | 9.9 | 18.3 | 8.7 | FALSE | FALSE |  | 17000 | 11200 | 2.41 | 11200 | 2.2
216097103 | 12/12/24 | Live | Midea Electric Trading | KERR | Singlezone Non-Ducted, Wall Placement | 216097103 |  | HRCU-A-CB-O | A-KSP24SA-1 | Mini-Splits | B-KSP24SA-1 |  |  |  | 9 | 17 | 8.5 | TRUE | TRUE |  | 24000 | 17100 | 2.29 | 18400 | 2.17
216097104 | 12/12/24 | Live | Midea Electric Trading | COMFORT-AIRE | Singlezone Non-Ducted, Wall Placement | 216097104 |  | HRCU-A-CB-O | A-VHP06SA-1 | Mini-Splits | B-VHP06SA-1 |  |  |  | 18 | 25.5 | 14.8 | TRUE | TRUE |  | 6000 | 7900 | 2.79 | 8600 | 2.38
216097108 | 12/12/24 | Live | Midea Electric Trading | COMFORT-AIRE | Singlezone Non-Ducted, Wall Placement | 216097108 |  | HRCU-A-CB-O | A-VHP24SA-1 | Mini-Splits | B-VHP24SA-1 |  |  |  | 13 | 21 | 13.5 | TRUE | TRUE |  | 24000 | 21000 | 2.88 | 23200 | 2.35
216097109 | 12/12/24 | Live | Midea Electric Trading | COMFORT-AIRE | Singlezone Non-Ducted, Wall Placement | 216097109 |  | HRCU-A-CB-O | A-VHP33SA-1 | Mini-Splits | B-VHP33SA-1 |  |  |  | 12 | 19.5 | 10.5 | TRUE | TRUE |  | 33000 | 30000 | 2.69 | 30200 | 2.02
216097110 | 12/12/24 | Live | Midea Electric Trading | KERR | Singlezone Non-Ducted, Wall Placement | 216097110 |  | HRCU-A-CB-O | A-KHP06SA-1 | Mini-Splits | B-KHP06SA-1 |  |  |  | 18 | 25.5 | 14.8 | TRUE | TRUE |  | 6000 | 7900 | 2.79 | 8600 | 2.38
216097114 | 12/12/24 | Live | Midea Electric Trading | KERR | Singlezone Non-Ducted, Wall Placement | 216097114 |  | HRCU-A-CB-O | A-KHP24SA-1 | Mini-Splits | B-KHP24SA-1 |  |  |  | 13 | 21 | 13.5 | TRUE | TRUE |  | 24000 | 21000 | 2.88 | 23200 | 2.35
216097115 | 12/12/24 | Live | Midea Electric Trading | KERR | Singlezone Non-Ducted, Wall Placement | 216097115 |  | HRCU-A-CB-O | A-KHP33SA-1 | Mini-Splits | B-KHP33SA-1 |  |  |  | 12 | 19.5 | 10.5 | TRUE | TRUE |  | 33000 | 30000 | 2.69 | 30200 | 2.02
216097116 | 12/12/24 | Live | Midea Electric Trading | COMFORT-AIRE | Singlezone Non-Ducted, Wall Placement | 216097116 |  | HRCU-A-CB-O | A-ZHP06SA-1 | Mini-Splits | B-ZHP06SA-1 |  |  |  | 17.4 | 35 | 30 | TRUE | TRUE |  | 6000 | 11000 | 2.41 | 14600 | 2.26
216097117 | 12/12/24 | Live | Midea Electric Trading | COMFORT-AIRE | Singlezone Non-Ducted, Wall Placement | 216097117 |  | HRCU-A-CB-O | A-ZHPO9SA-1 | Mini-Splits | B-ZHPO9SA-1 |  |  |  | 17 | 33.3 | 22 | TRUE | TRUE |  | 9000 | 11000 | 2.41 | 14600 | 2.26
216097118 | 12/12/24 | Live | Midea Electric Trading | COMFORT-AIRE | Singlezone Non-Ducted, Wall Placement | 216097118 |  | HRCU-A-CB-O | A-ZHP12SA-1 | Mini-Splits | B-ZHP12SA-1 |  |  |  | 14.2 | 29.4 | 14.5 | TRUE | TRUE |  | 12000 | 11000 | 2.41 | 14600 | 2.26
216097119 | 12/12/24 | Live | Midea Electric Trading | COMFORT-AIRE | Singlezone Non-Ducted, Wall Placement | 216097119 |  | HRCU-A-CB-O | A-ZHP18SA-1 | Mini-Splits | B-ZHP18SA-1 |  |  |  | 15 | 25.6 | 16.2 | TRUE | TRUE |  | 18000 | 19300 | 3.01 | 23200 | 2.35
216097120 | 12/12/24 | Live | Midea Electric Trading | KERR | Singlezone Non-Ducted, Wall Placement | 216097120 |  | HRCU-A-CB-O | A-KZP06SA-1 | Mini-Splits | B-ZKP06SA-1 |  |  |  | 17.4 | 35 | 30 | TRUE | TRUE |  | 6000 | 11000 | 2.41 | 14600 | 2.26
216097121 | 12/12/24 | Live | Midea Electric Trading | KERR | Singlezone Non-Ducted, Wall Placement | 216097121 |  | HRCU-A-CB-O | A-KZPO9SA-1 | Mini-Splits | B-ZKPO9SA-1 |  |  |  | 17 | 33.3 | 22 | TRUE | TRUE |  | 9000 | 11000 | 2.41 | 14600 | 2.26
216097122 | 12/12/24 | Live | Midea Electric Trading | KERR | Singlezone Non-Ducted, Wall Placement | 216097122 |  | HRCU-A-CB-O | A-KZP12SA-1 | Mini-Splits | B-ZKP12SA-1 |  |  |  | 14.2 | 29.4 | 14.5 | TRUE | TRUE |  | 12000 | 11000 | 2.41 | 14600 | 2.26
216097123 | 12/12/24 | Live | Midea Electric Trading | KERR | Singlezone Non-Ducted, Wall Placement | 216097123 |  | HRCU-A-CB-O | A-KZP18SA-1 | Mini-Splits | B-ZKP18SA-1 |  |  |  | 15 | 25.6 | 16.2 | TRUE | TRUE |  | 18000 | 19300 | 3.01 | 23200 | 2.35
216097124 | 12/12/24 | Live | Midea Electric Trading | COMFORT-AIRE | Multizone All Non-Ducted | 216097124 |  | HMSR-A-CB-O | A-VHP183A-1 | Non-Ducted Indoor Units |  |  |  |  | 15 | 25 | 10.4 | TRUE | TRUE |  | 19000 | 17600 | 2.7 | 19000 | 2.2
216097125 | 12/12/24 | Live | Midea Electric Trading | COMFORT-AIRE | Multizone All Ducted | 216097125 |  | HMSV-A-CB | A-VHP183A-1 | Ducted Indoor Units |  |  |  |  | 13 | 20 | 10 | TRUE | TRUE |  | 19000 | 17000 | 2.59 | 22000 | 2.5
216097126 | 12/12/24 | Live | Midea Electric Trading | COMFORT-AIRE | Multizone Mix of Ducted and Non-Ducted | 216097126 |  | HMSV-A-CB | A-VHP183A-1 | Mixed Ducted and Non-Ducted Indoor Units |  |  |  |  | 14 | 22.5 | 10.2 | TRUE | TRUE |  | 19000 | 17300 | 2.65 | 20500 | 2.36
216097127 | 12/12/24 | Live | Midea Electric Trading | COMFORT-AIRE | Multizone All Non-Ducted | 216097127 |  | HMSR-A-CB-O | A-VHP284A-1 | Non-Ducted Indoor Units |  |  |  |  | 12.5 | 23 | 10.5 | TRUE | TRUE |  | 27000 | 25000 | 2.6 | 28000 | 2.2
216097128 | 12/12/24 | Live | Midea Electric Trading | COMFORT-AIRE | Multizone All Ducted | 216097128 |  | HMSV-A-CB | A-VHP284A-1 | Ducted Indoor Units |  |  |  |  | 12 | 19 | 9.5 | TRUE | TRUE |  | 28000 | 23000 | 2.4 | 27000 | 2.1
216097129 | 12/12/24 | Live | Midea Electric Trading | COMFORT-AIRE | Multizone Mix of Ducted and Non-Ducted | 216097129 |  | HMSV-A-CB | A-VHP284A-1 | Mixed Ducted and Non-Ducted Indoor Units |  |  |  |  | 12.25 | 21 | 10 | TRUE | TRUE |  | 27400 | 24000 | 2.5 | 27500 | 2.15
216097130 | 12/12/24 | Live | Midea Electric Trading | COMFORT-AIRE | Multizone All Non-Ducted | 216097130 |  | HMSR-A-CB-O | A-VHP365A-1 | Non-Ducted Indoor Units |  |  |  |  | 13 | 23 | 10.7 | TRUE | TRUE |  | 36000 | 30000 | 2.4 | 42000 | 2.6
216097131 | 12/12/24 | Live | Midea Electric Trading | COMFORT-AIRE | Multizone All Ducted | 216097131 |  | HMSV-A-CB | A-VHP365A-1 | Ducted Indoor Units |  |  |  |  | 12 | 19.4 | 10.4 | TRUE | TRUE |  | 36000 | 33000 | 2.4 | 34000 | 2.2
216097132 | 12/12/24 | Live | Midea Electric Trading | COMFORT-AIRE | Multizone Mix of Ducted and Non-Ducted | 216097132 |  | HMSV-A-CB | A-VHP365A-1 | Mixed Ducted and Non-Ducted Indoor Units |  |  |  |  | 12.5 | 21.2 | 10.55 | TRUE | TRUE |  | 36000 | 31400 | 2.4 | 38000 | 2.41
216097133 | 12/12/24 | Live | Midea Electric Trading | COMFORT-AIRE | Multizone All Non-Ducted | 216097133 |  | HMSR-A-CB-O | A-VHP486A-1 | Non-Ducted Indoor Units |  |  |  |  | 12 | 23 | 11 | TRUE | TRUE |  | 47000 | 44000 | 2.6 | 45000 | 2
216097134 | 12/12/24 | Live | Midea Electric Trading | COMFORT-AIRE | Multizone All Ducted | 216097134 |  | HMSV-A-CB | A-VHP486A-1 | Ducted Indoor Units |  |  |  |  | 11.7 | 20.4 | 11 | TRUE | TRUE |  | 47000 | 44500 | 2.6 | 46000 | 2.2
216097135 | 12/12/24 | Live | Midea Electric Trading | COMFORT-AIRE | Multizone Mix of Ducted and Non-Ducted | 216097135 |  | HMSV-A-CB | A-VHP486A-1 | Mixed Ducted and Non-Ducted Indoor Units |  |  |  |  | 11.85 | 21.7 | 11 | TRUE | TRUE |  | 47000 | 44000 | 2.6 | 45500 | 2.1
216097136 | 12/12/24 | Live | Midea Electric Trading | COMFORT-AIRE | Multizone All Non-Ducted | 216097136 |  | HMSR-A-CB-O | A-VHP556A-1 | Non-Ducted Indoor Units |  |  |  |  | 12 | 22.2 | 10.5 | TRUE | TRUE |  | 51000 | 44000 | 2.6 | 47000 | 2.5
216097137 | 12/12/24 | Live | Midea Electric Trading | COMFORT-AIRE | Multizone All Ducted | 216097137 |  | HMSV-A-CB | A-VHP556A-1 | Ducted Indoor Units |  |  |  |  | 11.7 | 20 | 10.7 | TRUE | TRUE |  | 53000 | 45000 | 2.7 | 52000 | 2.3
216097138 | 12/12/24 | Live | Midea Electric Trading | COMFORT-AIRE | Multizone Mix of Ducted and Non-Ducted | 216097138 |  | HMSV-A-CB | A-VHP556A-1 | Mixed Ducted and Non-Ducted Indoor Units |  |  |  |  | 11.85 | 21.1 | 10.6 | TRUE | TRUE |  | 52000 | 44500 | 2.65 | 49500 | 2.39
216097139 | 12/12/24 | Live | Midea Electric Trading | KERR | Multizone All Non-Ducted | 216097139 |  | HMSR-A-CB-O | A-KHP183A-1 | Non-Ducted Indoor Units |  |  |  |  | 15 | 25 | 10.4 | TRUE | TRUE |  | 19000 | 17600 | 2.7 | 19000 | 2.2
216097140 | 12/12/24 | Live | Midea Electric Trading | KERR | Multizone All Ducted | 216097140 |  | HMSV-A-CB | A-KHP183A-1 | Ducted Indoor Units |  |  |  |  | 13 | 20 | 10 | TRUE | TRUE |  | 19000 | 17000 | 2.59 | 22000 | 2.5
216097141 | 12/12/24 | Live | Midea Electric Trading | KERR | Multizone Mix of Ducted and Non-Ducted | 216097141 |  | HMSV-A-CB | A-KHP183A-1 | Mixed Ducted and Non-Ducted Indoor Units |  |  |  |  | 14 | 22.5 | 10.2 | TRUE | TRUE |  | 19000 | 17300 | 2.65 | 20500 | 2.36
216097142 | 12/12/24 | Live | Midea Electric Trading | KERR | Multizone All Non-Ducted | 216097142 |  | HMSR-A-CB-O | A-KHP284A-1 | Non-Ducted Indoor Units |  |  |  |  | 12.5 | 23 | 10.5 | TRUE | TRUE |  | 27000 | 25000 | 2.6 | 28000 | 2.2
216097143 | 12/12/24 | Live | Midea Electric Trading | KERR | Multizone All Ducted | 216097143 |  | HMSV-A-CB | A-KHP284A-1 | Ducted Indoor Units |  |  |  |  | 12 | 19 | 9.5 | TRUE | TRUE |  | 28000 | 23000 | 2.4 | 27000 | 2.1
216097144 | 12/12/24 | Live | Midea Electric Trading | KERR | Multizone Mix of Ducted and Non-Ducted | 216097144 |  | HMSV-A-CB | A-KHP284A-1 | Mixed Ducted and Non-Ducted Indoor Units |  |  |  |  | 12.25 | 21 | 10 | TRUE | TRUE |  | 27400 | 24000 | 2.5 | 27500 | 2.15
216097145 | 12/12/24 | Live | Midea Electric Trading | KERR | Multizone All Non-Ducted | 216097145 |  | HMSR-A-CB-O | A-KHP365A-1 | Non-Ducted Indoor Units |  |  |  |  | 13 | 23 | 10.7 | TRUE | TRUE |  | 36000 | 30000 | 2.4 | 42000 | 2.6
216097146 | 12/12/24 | Live | Midea Electric Trading | KERR | Multizone All Ducted | 216097146 |  | HMSV-A-CB | A-KHP365A-1 | Ducted Indoor Units |  |  |  |  | 12 | 19.4 | 10.4 | TRUE | TRUE |  | 36000 | 33000 | 2.4 | 34000 | 2.2
216097148 | 12/12/24 | Live | Midea Electric Trading | KERR | Multizone Mix of Ducted and Non-Ducted | 216097148 |  | HMSV-A-CB | A-KHP365A-1 | Mixed Ducted and Non-Ducted Indoor Units |  |  |  |  | 12.5 | 21.2 | 10.55 | TRUE | TRUE |  | 36000 | 31400 | 2.4 | 38000 | 2.41
216097149 | 12/12/24 | Live | Midea Electric Trading | KERR | Multizone All Non-Ducted | 216097149 |  | HMSR-A-CB-O | A-KHP486A-1 | Non-Ducted Indoor Units |  |  |  |  | 12 | 23 | 11 | TRUE | TRUE |  | 47000 | 44000 | 2.6 | 45000 | 2
216097150 | 12/12/24 | Live | Midea Electric Trading | KERR | Multizone All Ducted | 216097150 |  | HMSV-A-CB | A-KHP486A-1 | Ducted Indoor Units |  |  |  |  | 11.7 | 20.4 | 11 | TRUE | TRUE |  | 47000 | 44500 | 2.6 | 46000 | 2.2
216097152 | 12/12/24 | Live | Midea Electric Trading | KERR | Multizone Mix of Ducted and Non-Ducted | 216097152 |  | HMSV-A-CB | A-KHP486A-1 | Mixed Ducted and Non-Ducted Indoor Units |  |  |  |  | 11.85 | 21.7 | 11 | TRUE | TRUE |  | 47000 | 44000 | 2.6 | 45500 | 2.1
216097153 | 12/12/24 | Live | Midea Electric Trading | KERR | Multizone All Non-Ducted | 216097153 |  | HMSR-A-CB-O | A-KHP556A-1 | Non-Ducted Indoor Units |  |  |  |  | 12 | 22.2 | 10.5 | TRUE | TRUE |  | 51000 | 44000 | 2.6 | 47000 | 2.5
216097154 | 12/12/24 | Live | Midea Electric Trading | KERR | Multizone All Ducted | 216097154 |  | HMSV-A-CB | A-KHP556A-1 | Ducted Indoor Units |  |  |  |  | 11.7 | 20 | 10.7 | TRUE | TRUE |  | 53000 | 45000 | 2.7 | 52000 | 2.3
216097155 | 12/12/24 | Live | Midea Electric Trading | KERR | Multizone Mix of Ducted and Non-Ducted | 216097155 |  | HMSV-A-CB | A-KHP556A-1 | Mixed Ducted and Non-Ducted Indoor Units |  |  |  |  | 11.85 | 21.1 | 10.6 | TRUE | TRUE |  | 52000 | 44500 | 2.65 | 49500 | 2.39
216097673 | 12/12/24 | Live | Midea Electric Trading | ZERO | Singlezone Non-Ducted, Wall Placement | 216097673 |  | HRCU-A-CB-O | ZMSB-09HV-USHHCR2-O | Mini-Splits | ZMSB-09HV-USHHCR2-I |  |  |  | 15 | 26 | 12.5 | TRUE | TRUE |  | 9000 | 10000 | 2.59 | 12800 | 1.75
216097675 | 12/12/24 | Live | Midea Electric Trading | ZERO | Singlezone Non-Ducted, Wall Placement | 216097675 |  | HRCU-A-CB-O | ZMSB-18HV-USHHCR2-O | Mini-Splits | ZMSB-18HV-USHHCR2-I |  |  |  | 13 | 21.7 | 10.8 | TRUE | TRUE |  | 18000 | 14400 | 2.61 | 19800 | 2.49
216097674 | 12/12/24 | Live | Midea Electric Trading | ZERO | Singlezone Non-Ducted, Wall Placement | 216097674 |  | HRCU-A-CB-O | ZMSB-12HV-USHHCR2-O | Mini-Splits | ZMSB-12HV-USHHCR2-I |  |  |  | 13.2 | 24 | 10.5 | TRUE | TRUE |  | 12000 | 10000 | 2.59 | 12800 | 1.75
216097677 | 12/12/24 | Live | Midea Electric Trading | ZERO | Singlezone Non-Ducted, Wall Placement | 216097677 |  | HRCU-A-CB-O | ZMSB-33HV-USHHCR2-O | Mini-Splits | ZMSB-33HV-USHHCR2-I |  |  |  | 11.7 | 20 | 10.5 | TRUE | TRUE |  | 33000 | 29600 | 2.61 | 30200 | 2
216097676 | 12/12/24 | Live | Midea Electric Trading | ZERO | Singlezone Non-Ducted, Wall Placement | 216097676 |  | HRCU-A-CB-O | ZMSB-24HV-USHHCR2-O | Mini-Splits | ZMSB-24HV-USHHCR2-I |  |  |  | 12.5 | 22.3 | 13.3 | TRUE | TRUE |  | 23000 | 21600 | 2.61 | 23400 | 2.33
216097679 | 12/12/24 | Live | Midea Electric Trading | ZERO | Singlezone Non-Ducted, Wall Placement | 216097679 |  | HRCU-A-CB-O | ZMSB-09HV-USHHR2-O | Mini-Splits | ZMSB-09HV-USHHR2-I |  |  |  | 14.7 | 24.6 | 13 | TRUE | TRUE |  | 9000 | 8600 | 2.8 | 10200 | 2.47
216097678 | 12/12/24 | Live | Midea Electric Trading | ZERO | Singlezone Non-Ducted, Wall Placement | 216097678 |  | HRCU-A-CB-O | ZMSB-12HV110-USHHR2-O | Mini-Splits | ZMSB-12HV110-USHHR2-I |  |  |  | 12.5 | 23.2 | 10.4 | TRUE | FALSE |  | 12000 | 8800 | 2.77 | 8800 | 2.77
216097681 | 12/12/24 | Live | Midea Electric Trading | ZERO | Singlezone Non-Ducted, Wall Placement | 216097681 |  | HRCU-A-CB-O | ZMSB-18HV-USHHR2-O | Mini-Splits | ZMSB-18HV-USHHR2-I |  |  |  | 13.5 | 24 | 11.1 | TRUE | TRUE |  | 18000 | 13000 | 2.59 | 15000 | 2.43
216097680 | 12/12/24 | Live | Midea Electric Trading | ZERO | Singlezone Non-Ducted, Wall Placement | 216097680 |  | HRCU-A-CB-O | ZMSB-12HV-USHHR2-O | Mini-Splits | ZMSB-12HV-USHHR2-I |  |  |  | 12.2 | 23.1 | 11.5 | TRUE | TRUE |  | 12000 | 9600 | 2.84 | 9900 | 2.57
216097682 | 12/12/24 | Live | Midea Electric Trading | ZERO | Singlezone Non-Ducted, Wall Placement | 216097682 |  | HRCU-A-CB-O | ZMSB-24HV-USHHR2-O | Mini-Splits | ZMSB-24HV-USHHR2-I |  |  |  | 13 | 23.5 | 10 | TRUE | TRUE |  | 24000 | 19500 | 2.5 | 21300 | 2.42
216097684 | 12/12/24 | Live | Midea Electric Trading | ZERO | Singlezone Non-Ducted, Wall Placement | 216097684 |  | HRCU-A-CB-O | ZMSB-12HV110-USR2-O | Mini-Splits | ZMSB-12HV110-USR2-I |  |  |  | 10 | 21.3 | 8.7 | FALSE | FALSE |  | 12000 | 7800 | 2.31 | 8100 | 1.99
216097683 | 12/12/24 | Live | Midea Electric Trading | ZERO | Singlezone Non-Ducted, Wall Placement | 216097683 |  | HRCU-A-CB-O | ZMSB-09HV110-USR2-O | Mini-Splits | ZMSB-09HV110-USR2-I |  |  |  | 12.5 | 21.5 | 9 | TRUE | TRUE |  | 9000 | 6600 | 2.33 | 7600 | 1.9
216097685 | 12/12/24 | Live | Midea Electric Trading | ZERO | Singlezone Non-Ducted, Wall Placement | 216097685 |  | HRCU-A-CB-O | ZMSB-09HV-USR2-O | Mini-Splits | ZMSB-09HV-USR2-I |  |  |  | 12.6 | 21.6 | 9.4 | TRUE | TRUE |  | 9000 | 6600 | 2.45 | 7500 | 2
216097686 | 12/12/24 | Live | Midea Electric Trading | ZERO | Singlezone Non-Ducted, Wall Placement | 216097686 |  | HRCU-A-CB-O | ZMSB-12HV-USR2-O | Mini-Splits | ZMSB-12HV-USR2-I |  |  |  | 10.8 | 21.3 | 9.2 | FALSE | FALSE |  | 12000 | 8300 | 2.32 | 9300 | 2.11
216097687 | 12/12/24 | Live | Midea Electric Trading | ZERO | Singlezone Non-Ducted, Wall Placement | 216097687 |  | HRCU-A-CB-O | ZMSB-18HV-USR2-O | Mini-Splits | ZMSB-18HV-USR2-I |  |  |  | 11.5 | 20.2 | 9.1 | FALSE | FALSE |  | 18000 | 11700 | 2.62 | 13300 | 2.41
216097688 | 12/12/24 | Live | Midea Electric Trading | ZERO | Singlezone Non-Ducted, Wall Placement | 216097688 |  | HRCU-A-CB-O | ZMSB-24HV-USR2-O | Mini-Splits | ZMSB-24HV-USR2-I |  |  |  | 9.6 | 18.5 | 9 | TRUE | TRUE |  | 24000 | 17200 | 2.46 | 20200 | 2.26
216097689 | 12/12/24 | Live | Midea Electric Trading | ZERO | Singlezone Non-Ducted, Wall Placement | 216097689 |  | HRCU-A-CB-O | ZMSB-30HV-USR2-O | Mini-Splits | ZMSB-30HV-USR2-I |  |  |  | 12 | 22.3 | 9 | TRUE | FALSE |  | 30000 | 20000 | 2.4 | 21500 | 2.2
216097690 | 12/12/24 | Live | Midea Electric Trading | ZERO | Singlezone Non-Ducted, Wall Placement | 216097690 |  | HRCU-A-CB-O | ZMSB-36HV-USR2-O | Mini-Splits | ZMSB-36HV-USR2-I |  |  |  | 9.3 | 19.5 | 9.1 | FALSE | FALSE |  | 36000 | 25600 | 2.3 | 25600 | 2.27
216369208 | 12/12/24 | Live | Midea Electric Trading | STAR AIR KONTROL | Singlezone Non-Ducted, Wall Placement | 216369208 |  | HRCU-A-CB-O | SAK-09-WM2/220V | Mini-Splits | SAK-09-WM1/220V |  |  |  | 12.6 | 21.2 | 9.1 | TRUE | TRUE |  | 9000 | 6800 | 2.46 | 8300 | 2.23
216369207 | 12/12/24 | Live | Midea Electric Trading | STAR AIR KONTROL | Singlezone Non-Ducted, Wall Placement | 216369207 |  | HRCU-A-CB-O | SAK-12-WM2/115V | Mini-Splits | SAK-12-WM1/115V |  |  |  | 10.1 | 21.2 | 8.7 | FALSE | FALSE |  | 12000 | 7300 | 2.23 | 8000 | 2.19
216369206 | 12/12/24 | Live | Midea Electric Trading | STAR AIR KONTROL | Singlezone Non-Ducted, Wall Placement | 216369206 |  | HRCU-A-CB-O | SAK-09-WM2/115V | Mini-Splits | SAK-09-WM1/115V |  |  |  | 12.5 | 21.5 | 9 | TRUE | FALSE |  | 9000 | 6500 | 2.3 | 8000 | 2.13
216369211 | 12/12/24 | Live | Midea Electric Trading | STAR AIR KONTROL | Singlezone Non-Ducted, Wall Placement | 216369211 |  | HRCU-A-CB-O | SAK-24-WM2/220V | Mini-Splits | SAK-24-WM1/220V |  |  |  | 10 | 18.7 | 9.3 | TRUE | TRUE |  | 24000 | 16900 | 2.53 | 18700 | 2.18
216369210 | 12/12/24 | Live | Midea Electric Trading | STAR AIR KONTROL | Singlezone Non-Ducted, Wall Placement | 216369210 |  | HRCU-A-CB-O | SAK-18-WM2/220V | Mini-Splits | SAK-18-WM1/220V |  |  |  | 10.8 | 19.2 | 9.6 | FALSE | FALSE |  | 18000 | 12300 | 2.63 | 14800 | 2.58
216369209 | 12/12/24 | Live | Midea Electric Trading | STAR AIR KONTROL | Singlezone Non-Ducted, Wall Placement | 216369209 |  | HRCU-A-CB-O | SAK-12-WM2/220V | Mini-Splits | SAK-12-WM1/220V |  |  |  | 10.8 | 21.3 | 9.1 | FALSE | FALSE |  | 12000 | 8700 | 2.41 | 9200 | 2.16
216369214 | 12/12/24 | Live | Midea Electric Trading | STAR AIR KONTROL | Singlezone Ducted, Compact Ducted | 216369214 |  | HRCU-A-CB | SAK-06-DT2/220V | Mini-Splits | SAK-06-DT1/220V |  |  |  | 14.4 | 21.4 | 13.8 | TRUE | TRUE |  | 6500 | 8000 | 2.69 | 9100 | 2.52
216369213 | 12/12/24 | Live | Midea Electric Trading | STAR AIR KONTROL | Singlezone Non-Ducted, Wall Placement | 216369213 |  | HRCU-A-CB-O | SAK-36-WM2/220V | Mini-Splits | SAK-36-WM1/220V |  |  |  | 9 | 18 | 8.5 | FALSE | FALSE |  | 36000 | 24600 | 2.25 | 25000 | 2.14
216369212 | 12/12/24 | Live | Midea Electric Trading | STAR AIR KONTROL | Singlezone Non-Ducted, Wall Placement | 216369212 |  | HRCU-A-CB-O | SAK-30-WM2/220V | Mini-Splits | SAK-30-WM1/220V |  |  |  | 11 | 20 | 9.2 | FALSE | FALSE |  | 30000 | 19000 | 2.26 | 19800 | 1.99
216369217 | 12/12/24 | Live | Midea Electric Trading | STAR AIR KONTROL | Singlezone Ducted, Compact Ducted | 216369217 |  | HRCU-A-CB | SAK-18-DT2/220V | Mini-Splits | SAK-18-DT1/220V |  |  |  | 12.5 | 20 | 10.5 | TRUE | TRUE |  | 17000 | 14000 | 2.6 | 14100 | 2.4
216369216 | 12/12/24 | Live | Midea Electric Trading | STAR AIR KONTROL | Singlezone Ducted, Compact Ducted | 216369216 |  | HRCU-A-CB | SAK-12-DT2/220V | Mini-Splits | SAK-12-DT1/220V |  |  |  | 11.7 | 19 | 10.2 | TRUE | TRUE |  | 11500 | 9500 | 2.58 | 10300 | 2.58
216369215 | 12/12/24 | Live | Midea Electric Trading | STAR AIR KONTROL | Singlezone Ducted, Compact Ducted | 216369215 |  | HRCU-A-CB | SAK-09-DT2/220V | Mini-Splits | SAK-09-DT1/220V |  |  |  | 12.8 | 19.5 | 11 | TRUE | TRUE |  | 9000 | 8900 | 2.61 | 9600 | 2.45
216369219 | 12/12/24 | Live | Midea Electric Trading | STAR AIR KONTROL | Singlezone Ducted, Compact Ducted | 216369219 |  | HRCU-A-CB | SAK-36-DT2/220V | Mini-Splits | SAK-36-DT1/220V |  |  |  | 10.1 | 18.7 | 10.2 | FALSE | FALSE |  | 36000 | 27400 | 2.73 | 31000 | 2.39
216369218 | 12/12/24 | Live | Midea Electric Trading | STAR AIR KONTROL | Singlezone Ducted, Compact Ducted | 216369218 |  | HRCU-A-CB | SAK-24-DT2/220V | Mini-Splits | SAK-24-DT1/220V |  |  |  | 12.5 | 19 | 11 | TRUE | TRUE |  | 24000 | 21200 | 2.6 | 21600 | 2.56
216369221 | 12/12/24 | Live | Midea Electric Trading | STAR AIR KONTROL | Singlezone Ducted, Compact Ducted | 216369221 |  | HRCU-A-CB | SAK-60-DT2/220V | Mini-Splits | SAK-60-DT1/220V |  |  |  | 10 | 17 | 9.7 | FALSE | FALSE |  | 58000 | 40000 | 2.66 | 41500 | 2.45
216369220 | 12/12/24 | Live | Midea Electric Trading | STAR AIR KONTROL | Singlezone Ducted, Compact Ducted | 216369220 |  | HRCU-A-CB | SAK-48-DT2/220V | Mini-Splits | SAK-48-DT1/220V |  |  |  | 10 | 17.1 | 9.8 | TRUE | TRUE |  | 48000 | 39000 | 2.48 | 46500 | 2.35
216369222 | 12/12/24 | Live | Midea Electric Trading | STAR AIR KONTROL | Singlezone Non-Ducted, Ceiling Placement | 216369222 |  | HRCU-A-CB-O | SAK-09-CT2/220V | Mini-Splits | SAK-09-CT1/220V |  |  |  | 14.3 | 21.6 | 11.3 | TRUE | TRUE |  | 9000 | 8500 | 2.8 | 9300 | 2.55
216369224 | 12/12/24 | Live | Midea Electric Trading | STAR AIR KONTROL | Singlezone Non-Ducted, Ceiling Placement | 216369224 |  | HRCU-A-CB-O | SAK-18-CT2/220V | Mini-Splits | SAK-18-CT1/220V |  |  |  | 12.5 | 20.7 | 11.4 | TRUE | TRUE |  | 16800 | 13900 | 2.66 | 14800 | 2.36
216369223 | 12/12/24 | Live | Midea Electric Trading | STAR AIR KONTROL | Singlezone Non-Ducted, Ceiling Placement | 216369223 |  | HRCU-A-CB-O | SAK-12-CT2/220V | Mini-Splits | SAK-12-CT1/220V |  |  |  | 12.5 | 21.1 | 10.4 | TRUE | TRUE |  | 12000 | 8500 | 2.8 | 9300 | 2.55
216369226 | 12/12/24 | Live | Midea Electric Trading | STAR AIR KONTROL | Singlezone Non-Ducted, Wall Placement | 216369226 |  | HRCU-A-CB-O | SAK-36-CT2/220V | Mini-Splits | SAK-36-CT1/220V |  |  |  | 9.6 | 20 | 10.3 | TRUE | TRUE |  | 36000 | 26800 | 2.68 | 28100 | 2.22
216369228 | 12/12/24 | Live | Midea Electric Trading | STAR AIR KONTROL | Singlezone Non-Ducted, Ceiling Placement | 216369228 |  | HRCU-A-CB-O | SAK-06-OCT2/220V | Mini-Splits | SAK-06-OCT1/220V |  |  |  | 15 | 22 | 12 | TRUE | TRUE |  | 6500 | 7000 | 2.66 | 9500 | 2.53
216369229 | 12/12/24 | Live | Midea Electric Trading | STAR AIR KONTROL | Singlezone Non-Ducted, Ceiling Placement | 216369229 |  | HRCU-A-CB-O | SAK-09-OCT2/220V | Mini-Splits | SAK-09-OCT1/220V |  |  |  | 14.4 | 22.1 | 11.8 | TRUE | TRUE |  | 9000 | 7900 | 2.69 | 9900 | 2.59
216369231 | 12/12/24 | Live | Midea Electric Trading | STAR AIR KONTROL | Singlezone Non-Ducted, Ceiling Placement | 216369231 |  | HRCU-A-CB-O | SAK-18-OCT2/220V | Mini-Splits | SAK-18-OCT1/220V |  |  |  | 12.5 | 22.2 | 12.2 | TRUE | TRUE |  | 18000 | 14000 | 2.77 | 15200 | 2.47
216369230 | 12/12/24 | Live | Midea Electric Trading | STAR AIR KONTROL | Singlezone Non-Ducted, Ceiling Placement | 216369230 |  | HRCU-A-CB-O | SAK-12-OCT2/220V | Mini-Splits | SAK-12-OCT1/220V |  |  |  | 12.3 | 22.1 | 10 | TRUE | TRUE |  | 12000 | 8600 | 2.77 | 10000 | 2.59
216369232 | 12/12/24 | Live | Midea Electric Trading | STAR AIR KONTROL | Multizone All Non-Ducted | 216369232 |  | HMSR-A-CB-O | SAK-18-DZ/220V | Non-Ducted Indoor Units |  |  |  |  | 12.5 | 23 | 10 | TRUE | TRUE |  | 18000 | 13500 | 2.6 | 14000 | 2.21
216369234 | 12/12/24 | Live | Midea Electric Trading | STAR AIR KONTROL | Multizone Mix of Ducted and Non-Ducted | 216369234 |  | HMSV-A-CB | SAK-18-DZ/220V | Mixed Ducted and Non-Ducted Indoor Units |  |  |  |  | 12.25 | 21.5 | 10 | TRUE | TRUE |  | 18000 | 14000 | 2.46 | 14300 | 2.25
216369233 | 12/12/24 | Live | Midea Electric Trading | STAR AIR KONTROL | Multizone All Ducted | 216369233 |  | HMSV-A-CB | SAK-18-DZ/220V | Ducted Indoor Units |  |  |  |  | 12 | 20 | 10 | TRUE | TRUE |  | 18000 | 14600 | 2.3 | 14600 | 2.3
216369235 | 12/12/24 | Live | Midea Electric Trading | STAR AIR KONTROL | Multizone All Non-Ducted | 216369235 |  | HMSR-A-CB-O | SAK-27-TZ/220V | Non-Ducted Indoor Units |  |  |  |  | 12.2 | 23 | 9.5 | TRUE | TRUE |  | 26000 | 18000 | 2.5 | 18000 | 1.9
216369237 | 12/12/24 | Live | Midea Electric Trading | STAR AIR KONTROL | Multizone Mix of Ducted and Non-Ducted | 216369237 |  | HMSV-A-CB | SAK-27-TZ/220V | Mixed Ducted and Non-Ducted Indoor Units |  |  |  |  | 12.1 | 22 | 9.25 | TRUE | TRUE |  | 26200 | 18200 | 2.5 | 18300 | 2.09
216369236 | 12/12/24 | Live | Midea Electric Trading | STAR AIR KONTROL | Multizone All Ducted | 216369236 |  | HMSV-A-CB | SAK-27-TZ/220V | Ducted Indoor Units |  |  |  |  | 12 | 21 | 9 | TRUE | TRUE |  | 26600 | 18400 | 2.5 | 18600 | 2.3
216369238 | 12/12/24 | Live | Midea Electric Trading | STAR AIR KONTROL | Multizone All Non-Ducted | 216369238 |  | HMSR-A-CB-O | SAK-36-QZ/220V | Non-Ducted Indoor Units |  |  |  |  | 12 | 23.1 | 10 | TRUE | TRUE |  | 35000 | 27000 | 2.4 | 30000 | 2.18
216369239 | 12/12/24 | Live | Midea Electric Trading | STAR AIR KONTROL | Multizone All Ducted | 216369239 |  | HMSV-A-CB | SAK-36-QZ/220V | Ducted Indoor Units |  |  |  |  | 11.7 | 20 | 9.2 | TRUE | TRUE |  | 35000 | 26400 | 2.3 | 28000 | 2.2
216369240 | 12/12/24 | Live | Midea Electric Trading | STAR AIR KONTROL | Multizone Mix of Ducted and Non-Ducted | 216369240 |  | HMSV-A-CB | SAK-36-QZ/220V | Mixed Ducted and Non-Ducted Indoor Units |  |  |  |  | 11.85 | 21.55 | 9.6 | TRUE | TRUE |  | 35000 | 26600 | 2.35 | 29000 | 2.19
216369241 | 12/12/24 | Live | Midea Electric Trading | STAR AIR KONTROL | Multizone All Non-Ducted | 216369241 |  | HMSR-A-CB-O | SAK-48-QZ/220V | Non-Ducted Indoor Units |  |  |  |  | 11.7 | 21.3 | 10 | TRUE | TRUE |  | 45000 | 34000 | 2.4 | 34000 | 1.9
216369242 | 12/12/24 | Live | Midea Electric Trading | STAR AIR KONTROL | Multizone All Ducted | 216369242 |  | HMSV-A-CB | SAK-48-QZ/220V | Ducted Indoor Units |  |  |  |  | 12 | 20.4 | 10.6 | TRUE | TRUE |  | 45000 | 37000 | 2.5 | 41000 | 2.4
216369243 | 12/12/24 | Live | Midea Electric Trading | STAR AIR KONTROL | Multizone Mix of Ducted and Non-Ducted | 216369243 |  | HMSV-A-CB | SAK-48-QZ/220V | Mixed Ducted and Non-Ducted Indoor Units |  |  |  |  | 11.85 | 20.85 | 10.3 | TRUE | TRUE |  | 45000 | 35400 | 2.45 | 37500 | 2.15
216369245 | 12/12/24 | Live | Midea Electric Trading | STAR AIR KONTROL | Multizone All Ducted | 216369245 |  | HMSV-A-CB | SAK-60-QZ/220V | Ducted Indoor Units |  |  |  |  | 10 | 18 | 9.2 | FALSE | FALSE |  | 60000 | 39000 | 2.6 | 41000 | 2.3
216369244 | 12/12/24 | Live | Midea Electric Trading | STAR AIR KONTROL | Multizone All Non-Ducted | 216369244 |  | HMSR-A-CB-O | SAK-60-QZ/220V | Non-Ducted Indoor Units |  |  |  |  | 10 | 19.2 | 9.6 | FALSE | FALSE |  | 60000 | 39000 | 2.7 | 40000 | 2.3
216369246 | 12/12/24 | Live | Midea Electric Trading | STAR AIR KONTROL | Multizone Mix of Ducted and Non-Ducted | 216369246 |  | HMSV-A-CB | SAK-60-QZ/220V | Mixed Ducted and Non-Ducted Indoor Units |  |  |  |  | 10 | 18.6 | 9.4 | FALSE | FALSE |  | 60000 | 39000 | 2.65 | 40500 | 2.3
216497907 | 12/12/24 | Live | Midea Electric Trading | AC PRO | Singlezone Non-Ducted, Wall Placement | 216497907 |  | HRCU-A-CB-O | MHPC-J-009ASB | Mini-Splits | MWAL-J-009ASB |  |  |  | 12.5 | 21.5 | 9 | TRUE | FALSE |  | 9000 | 6500 | 2.3 | 8000 | 2.13
216497909 | 12/12/24 | Live | Midea Electric Trading | AC PRO | Singlezone Non-Ducted, Wall Placement | 216497909 |  | HRCU-A-CB-O | MHPC-J-009BSB | Mini-Splits | MWAL-J-009BSB |  |  |  | 12.6 | 21.2 | 9.1 | TRUE | TRUE |  | 9000 | 6800 | 2.46 | 8300 | 2.23
216497908 | 12/12/24 | Live | Midea Electric Trading | AC PRO | Singlezone Non-Ducted, Wall Placement | 216497908 |  | HRCU-A-CB-O | MHPC-J-012ASB | Mini-Splits | MWAL-J-012ASB |  |  |  | 10.1 | 21.2 | 8.7 | FALSE | FALSE |  | 12000 | 7300 | 2.23 | 8000 | 2.19
216497911 | 12/12/24 | Live | Midea Electric Trading | AC PRO | Singlezone Non-Ducted, Wall Placement | 216497911 |  | HRCU-A-CB-O | MHPC-J-018BSB | Mini-Splits | MWAL-J-018BSB |  |  |  | 10.8 | 19.2 | 9.6 | FALSE | FALSE |  | 18000 | 12300 | 2.63 | 14800 | 2.58
216497910 | 12/12/24 | Live | Midea Electric Trading | AC PRO | Singlezone Non-Ducted, Wall Placement | 216497910 |  | HRCU-A-CB-O | MHPC-J-012BSB | Mini-Splits | MWAL-J-012BSB |  |  |  | 10.8 | 21.3 | 9.1 | FALSE | FALSE |  | 12000 | 8700 | 2.41 | 9200 | 2.16
216497912 | 12/12/24 | Live | Midea Electric Trading | AC PRO | Singlezone Non-Ducted, Wall Placement | 216497912 |  | HRCU-A-CB-O | MHPC-J-024BSB | Mini-Splits | MWAL-J-024BSB |  |  |  | 10 | 18.7 | 9.3 | TRUE | TRUE |  | 24000 | 16900 | 2.53 | 18700 | 2.18
216497914 | 12/12/24 | Live | Midea Electric Trading | AC PRO | Singlezone Non-Ducted, Wall Placement | 216497914 |  | HRCU-A-CB-O | MHPC-J-036BSB | Mini-Splits | MWAL-J-036BSB |  |  |  | 9 | 18 | 8.5 | FALSE | FALSE |  | 36000 | 24600 | 2.25 | 25000 | 2.14
216497913 | 12/12/24 | Live | Midea Electric Trading | AC PRO | Singlezone Non-Ducted, Wall Placement | 216497913 |  | HRCU-A-CB-O | MHPC-J-030BSB | Mini-Splits | MWAL-J-030BSB |  |  |  | 11 | 20 | 9.2 | FALSE | FALSE |  | 30000 | 19000 | 2.26 | 19800 | 1.99
216497915 | 12/12/24 | Live | Midea Electric Trading | AC PRO | Singlezone Non-Ducted, Wall Placement | 216497915 |  | HRCU-A-CB-O | MHPC-H-012ASB | Mini-Splits | MWAL-H-012ASB |  |  |  | 13 | 23.4 | 9.5 | TRUE | FALSE |  | 12000 | 8700 | 2.68 | 8700 | 2.43
216497916 | 12/12/24 | Live | Midea Electric Trading | AC PRO | Singlezone Non-Ducted, Wall Placement | 216497916 |  | HRCU-A-CB-O | MHPC-H-009BSB | Mini-Splits | MWAL-H-009BBB |  |  |  | 14.9 | 25.8 | 12.5 | TRUE | TRUE |  | 9000 | 8100 | 2.83 | 9400 | 2.37
216497918 | 12/12/24 | Live | Midea Electric Trading | AC PRO | Singlezone Non-Ducted, Wall Placement | 216497918 |  | HRCU-A-CB-O | MHPC-H-018BSB | Mini-Splits | MWAL-H-018BBB |  |  |  | 12.7 | 23.5 | 10.8 | TRUE | TRUE |  | 18000 | 13600 | 2.73 | 14900 | 2.43
216497917 | 12/12/24 | Live | Midea Electric Trading | AC PRO | Singlezone Non-Ducted, Wall Placement | 216497917 |  | HRCU-A-CB-O | MHPC-H-012BSB | Mini-Splits | MWAL-H-012BBB |  |  |  | 13 | 25.5 | 10.6 | TRUE | TRUE |  | 12000 | 9300 | 2.84 | 9600 | 2.38
216497919 | 12/12/24 | Live | Midea Electric Trading | AC PRO | Singlezone Non-Ducted, Wall Placement | 216497919 |  | HRCU-A-CB-O | MHPC-H-024BSB | Mini-Splits | MWAL-H-024BBB |  |  |  | 14 | 23 | 11.7 | TRUE | TRUE |  | 24000 | 18800 | 2.65 | 19300 | 2.33
216497920 | 12/12/24 | Live | Midea Electric Trading | AC PRO | Singlezone Non-Ducted, Wall Placement | 216497920 |  | HRCU-A-CB-O | MHPC-H-030BSB | Mini-Splits | MWAL-H-030BBB |  |  |  | 12 | 20.5 | 9.5 | TRUE | FALSE |  | 30000 | 20400 | 2.52 | 21000 | 2.08
216497921 | 12/12/24 | Live | Midea Electric Trading | AC PRO | Singlezone Non-Ducted, Wall Placement | 216497921 |  | HRCU-A-CB-O | MHPC-H-036BSB | Mini-Splits | MWAL-H-036BBB |  |  |  | 8.6 | 19 | 8.5 | FALSE | FALSE |  | 36000 | 24200 | 2.28 | 25600 | 2.27
216497922 | 12/12/24 | Live | Midea Electric Trading | AC PRO | Singlezone Non-Ducted, Ceiling Placement | 216497922 |  | HRCU-A-CB-O | MHPC-H-009BSB | Mini-Splits | M4CS-H-009BBB |  |  |  | 14.3 | 21.6 | 11.3 | TRUE | TRUE |  | 9000 | 8500 | 2.8 | 9300 | 2.55
216497923 | 12/12/24 | Live | Midea Electric Trading | AC PRO | Singlezone Non-Ducted, Ceiling Placement | 216497923 |  | HRCU-A-CB-O | MHPC-H-012BSB | Mini-Splits | M4CS-H-012BBB |  |  |  | 12.5 | 21.1 | 10.4 | TRUE | TRUE |  | 12000 | 8500 | 2.8 | 9300 | 2.55
216497924 | 12/12/24 | Live | Midea Electric Trading | AC PRO | Singlezone Non-Ducted, Ceiling Placement | 216497924 |  | HRCU-A-CB-O | MHPC-H-018BSB | Mini-Splits | M4CS-H-018BBB |  |  |  | 12.5 | 20.7 | 11.4 | TRUE | TRUE |  | 16800 | 13900 | 2.66 | 14800 | 2.36
216497926 | 12/12/24 | Live | Midea Electric Trading | AC PRO | Singlezone Non-Ducted, Wall Placement | 216497926 |  | HRCU-A-CB-O | MHPC-H-036BSB | Mini-Splits | M4CS-H-036BSB |  |  |  | 9.6 | 20 | 10.3 | TRUE | TRUE |  | 36000 | 26800 | 2.68 | 28100 | 2.22
216497928 | 12/12/24 | Live | Midea Electric Trading | AC PRO | Singlezone Non-Ducted, Ceiling Placement | 216497928 |  | HRCU-A-CB-O | MHPC-H-009BSB | Mini-Splits | M1CS-H-009BBB |  |  |  | 14.4 | 22.1 | 11.8 | TRUE | TRUE |  | 9000 | 7900 | 2.69 | 9900 | 2.59
216497929 | 12/12/24 | Live | Midea Electric Trading | AC PRO | Singlezone Non-Ducted, Ceiling Placement | 216497929 |  | HRCU-A-CB-O | MHPC-H-012BSB | Mini-Splits | M1CS-H-012BBB |  |  |  | 12.3 | 22.1 | 10 | TRUE | TRUE |  | 12000 | 8600 | 2.77 | 10000 | 2.59
216497930 | 12/12/24 | Live | Midea Electric Trading | AC PRO | Singlezone Non-Ducted, Ceiling Placement | 216497930 |  | HRCU-A-CB-O | MHPC-H-018BSB | Mini-Splits | M1CS-H-018BBB |  |  |  | 12.5 | 22.2 | 12.2 | TRUE | TRUE |  | 18000 | 14000 | 2.77 | 15200 | 2.47
216497933 | 12/12/24 | Live | Midea Electric Trading | AC PRO | Singlezone Ducted, Compact Ducted | 216497933 |  | HRCU-A-CB | MHPC-H-018BSB | Mini-Splits | MDUC-H-018BBB |  |  |  | 13.3 | 20 | 11.3 | TRUE | TRUE |  | 17500 | 14900 | 2.89 | 15900 | 2.65
216497934 | 12/12/24 | Live | Midea Electric Trading | AC PRO | Singlezone Ducted, Compact Ducted | 216497934 |  | HRCU-A-CB | MHPC-H-024BSB | Mini-Splits | MDUC-H-024BBB |  |  |  | 12.5 | 19 | 11 | TRUE | TRUE |  | 24000 | 21200 | 2.6 | 21600 | 2.56
216497935 | 12/12/24 | Live | Midea Electric Trading | AC PRO | Singlezone Ducted, Compact Ducted | 216497935 |  | HRCU-A-CB | MHPC-H-036BSB | Mini-Splits | MDUC-H-036BSB |  |  |  | 10.1 | 18.7 | 10.2 | FALSE | FALSE |  | 36000 | 27400 | 2.73 | 31000 | 2.39
216497936 | 12/12/24 | Live | Midea Electric Trading | AC PRO | Singlezone Ducted, Compact Ducted | 216497936 |  | HRCU-A-CB | MHPC-H-048BSB | Mini-Splits | MDUC-H-048BSB |  |  |  | 10 | 17.1 | 9.8 | TRUE | TRUE |  | 48000 | 39000 | 2.48 | 46500 | 2.35
216497937 | 12/12/24 | Live | Midea Electric Trading | AC PRO | Singlezone Ducted, Compact Ducted | 216497937 |  | HRCU-A-CB | MHPC-H-060BSB | Mini-Splits | MDUC-H-060BSB |  |  |  | 10 | 17 | 9.7 | FALSE | FALSE |  | 58000 | 40000 | 2.66 | 41500 | 2.45
216497938 | 12/12/24 | Live | Midea Electric Trading | AC PRO | Singlezone Non-Ducted, Wall Placement | 216497938 |  | HRCU-A-CB-O | MHPC-H-009BSB | Mini-Splits | MCON-H-009BBB |  |  |  | 16.2 | 26 | 13.9 | TRUE | TRUE |  | 9000 | 9000 | 2.9 | 9600 | 2.49
216497939 | 12/12/24 | Live | Midea Electric Trading | AC PRO | Singlezone Non-Ducted, Wall Placement | 216497939 |  | HRCU-A-CB-O | MHPC-H-012BSB | Mini-Splits | MCON-O-012BBB |  |  |  | 12.7 | 24.6 | 11 | TRUE | TRUE |  | 12000 | 9000 | 2.87 | 9600 | 2.49
216497940 | 12/12/24 | Live | Midea Electric Trading | AC PRO | Singlezone Non-Ducted, Wall Placement | 216497940 |  | HRCU-A-CB-O | MHPC-H-018BSB | Mini-Splits | MCON-H-016BBB |  |  |  | 12.5 | 23.8 | 13.5 | TRUE | TRUE |  | 16000 | 14100 | 2.75 | 14600 | 2.58
216497941 | 12/12/24 | Live | Midea Electric Trading | AC PRO | Multizone All Non-Ducted | 216497941 |  | HMSR-A-CB-O | MHPC-H-018BMB | Non-Ducted Indoor Units |  |  |  |  | 14 | 25.1 | 9.8 | TRUE | TRUE |  | 18000 | 13600 | 2.81 | 14000 | 2.5
216497942 | 12/12/24 | Live | Midea Electric Trading | AC PRO | Multizone All Ducted | 216497942 |  | HMSV-A-CB | MHPC-H-018BMB | Ducted Indoor Units |  |  |  |  | 12 | 20 | 10 | TRUE | TRUE |  | 18000 | 14600 | 2.3 | 14600 | 2.3
216497943 | 12/12/24 | Live | Midea Electric Trading | AC PRO | Multizone Mix of Ducted and Non-Ducted | 216497943 |  | HMSV-A-CB | MHPC-H-018BMB | Mixed Ducted and Non-Ducted Indoor Units |  |  |  |  | 13 | 22.55 | 9.9 | TRUE | TRUE |  | 18000 | 14100 | 2.55 | 14300 | 2.39
216497944 | 12/12/24 | Live | Midea Electric Trading | AC PRO | Multizone All Non-Ducted | 216497944 |  | HMSR-A-CB-O | MHPC-H-027BMB | Non-Ducted Indoor Units |  |  |  |  | 13 | 25 | 9.5 | TRUE | TRUE |  | 27000 | 18400 | 2.61 | 19000 | 2.3
216497945 | 12/12/24 | Live | Midea Electric Trading | AC PRO | Multizone All Ducted | 216497945 |  | HMSV-A-CB | MHPC-H-027BMB | Ducted Indoor Units |  |  |  |  | 12 | 21 | 9 | TRUE | TRUE |  | 26600 | 18400 | 2.5 | 18600 | 2.3
216497946 | 12/12/24 | Live | Midea Electric Trading | AC PRO | Multizone Mix of Ducted and Non-Ducted | 216497946 |  | HMSV-A-CB | MHPC-H-027BMB | Mixed Ducted and Non-Ducted Indoor Units |  |  |  |  | 12.5 | 23 | 9.25 | TRUE | TRUE |  | 26800 | 18400 | 2.56 | 18800 | 2.3
216497947 | 12/12/24 | Live | Midea Electric Trading | AC PRO | Multizone All Non-Ducted | 216497947 |  | HMSR-A-CB-O | MHPC-H-036BMB | Non-Ducted Indoor Units |  |  |  |  | 12 | 24 | 9.5 | TRUE | TRUE |  | 36000 | 26600 | 2.4 | 26600 | 2.4
216497948 | 12/12/24 | Live | Midea Electric Trading | AC PRO | Multizone All Ducted | 216497948 |  | HMSV-A-CB | MHPC-H-036BMB | Ducted Indoor Units |  |  |  |  | 11.7 | 20 | 9.2 | TRUE | TRUE |  | 35000 | 26400 | 2.3 | 28000 | 2.2
216497949 | 12/12/24 | Live | Midea Electric Trading | AC PRO | Multizone Mix of Ducted and Non-Ducted | 216497949 |  | HMSV-A-CB | MHPC-H-036BMB | Mixed Ducted and Non-Ducted Indoor Units |  |  |  |  | 11.85 | 22 | 9.35 | TRUE | TRUE |  | 35400 | 26400 | 2.35 | 27300 | 2.15
216497950 | 12/12/24 | Live | Midea Electric Trading | AC PRO | Multizone All Non-Ducted | 216497950 |  | HMSR-A-CB-O | MHPC-H-048BMB | Non-Ducted Indoor Units |  |  |  |  | 12.5 | 24 | 10.3 | TRUE | TRUE |  | 47000 | 38000 | 2.5 | 38500 | 2
216497951 | 12/12/24 | Live | Midea Electric Trading | AC PRO | Multizone All Ducted | 216497951 |  | HMSV-A-CB | MHPC-H-048BMB | Ducted Indoor Units |  |  |  |  | 12 | 20.4 | 10.6 | TRUE | TRUE |  | 45000 | 37000 | 2.5 | 41000 | 2.4
216497952 | 12/12/24 | Live | Midea Electric Trading | AC PRO | Multizone Mix of Ducted and Non-Ducted | 216497952 |  | HMSV-A-CB | MHPC-H-048BMB | Mixed Ducted and Non-Ducted Indoor Units |  |  |  |  | 12.25 | 22.2 | 10.45 | TRUE | TRUE |  | 46000 | 37400 | 2.5 | 39750 | 2.19
216497953 | 12/12/24 | Live | Midea Electric Trading | AC PRO | Multizone All Non-Ducted | 216497953 |  | HMSR-A-CB-O | MHPC-H-060BMB | Non-Ducted Indoor Units |  |  |  |  | 10 | 22 | 9.5 | FALSE | FALSE |  | 60000 | 39000 | 2.8 | 42000 | 2.4
216497954 | 12/12/24 | Live | Midea Electric Trading | AC PRO | Multizone All Ducted | 216497954 |  | HMSV-A-CB | MHPC-H-060BMB | Ducted Indoor Units |  |  |  |  | 10 | 18 | 9.2 | FALSE | FALSE |  | 60000 | 39000 | 2.6 | 41000 | 2.3
216497955 | 12/12/24 | Live | Midea Electric Trading | AC PRO | Multizone Mix of Ducted and Non-Ducted | 216497955 |  | HMSV-A-CB | MHPC-H-060BMB | Mixed Ducted and Non-Ducted Indoor Units |  |  |  |  | 10 | 20 | 9.35 | FALSE | FALSE |  | 60000 | 39000 | 2.7 | 41500 | 2.35
216505487 | 12/12/24 | Live | Midea Electric Trading | KADEN | Singlezone Non-Ducted, Wall Placement | 216505487 |  | HRCU-A-CB-O | KOB-HH-PSX36HP-2AAMA | Mini-Splits | KIB-PSX36WM-2AAMA |  |  |  | 12 | 19.5 | 10.5 | FALSE | FALSE |  | 33000 | 30000 | 2.69 | 30200 | 2.02
216505499 | 12/12/24 | Live | Midea Electric Trading | MOOVAIR | Multizone Mix of Ducted and Non-Ducted | 216505499 |  | HMSV-A-CB | MXHSA1832AN1 | Mixed Ducted and Non-Ducted Indoor Units |  |  |  |  | 13 | 22.55 | 9.9 | TRUE | TRUE |  | 18000 | 14100 | 2.55 | 14300 | 2.39
216505498 | 12/12/24 | Live | Midea Electric Trading | MOOVAIR | Multizone All Ducted | 216505498 |  | HMSV-A-CB | MXHSA1832AN1 | Ducted Indoor Units |  |  |  |  | 12 | 20 | 10 | TRUE | TRUE |  | 18000 | 14600 | 2.3 | 14600 | 2.3
216505497 | 12/12/24 | Live | Midea Electric Trading | MOOVAIR | Multizone All Non-Ducted | 216505497 |  | HMSR-A-CB-O | MXHSA1832AN1 | Non-Ducted Indoor Units |  |  |  |  | 14 | 25.1 | 9.8 | TRUE | TRUE |  | 18000 | 13600 | 2.81 | 14000 | 2.5
216505501 | 12/12/24 | Live | Midea Electric Trading | ELIOS | Multizone All Ducted | 216505501 |  | HMSV-A-CB | EXHSA1832AN1 | Ducted Indoor Units |  |  |  |  | 12 | 20 | 10 | TRUE | TRUE |  | 18000 | 14600 | 2.3 | 14600 | 2.3
216505500 | 12/12/24 | Live | Midea Electric Trading | ELIOS | Multizone All Non-Ducted | 216505500 |  | HMSR-A-CB-O | EXHSA1832AN1 | Non-Ducted Indoor Units |  |  |  |  | 12.5 | 23 | 10 | TRUE | TRUE |  | 18000 | 13500 | 2.6 | 14000 | 2.21
216505503 | 12/12/24 | Live | Midea Electric Trading | MOOVAIR | Singlezone Non-Ducted, Wall Placement | 216505503 |  | HRCU-A-CB-O | MSHEA15C2AN1 | Mini-Splits | MWHEA15C2AN1* |  |  |  | 11.7 | 23.5 | 9.9 | TRUE | TRUE |  | 15000 | 10100 | 2.64 | 12500 | 2.12
216505502 | 12/12/24 | Live | Midea Electric Trading | ELIOS | Multizone Mix of Ducted and Non-Ducted | 216505502 |  | HMSV-A-CB | EXHSA1832AN1 | Mixed Ducted and Non-Ducted Indoor Units |  |  |  |  | 12.25 | 21.5 | 10 | TRUE | TRUE |  | 18000 | 14000 | 2.46 | 14300 | 2.25
216505506 | 12/12/24 | Live | Midea Electric Trading | MOOVAIR | Singlezone Non-Ducted, Ceiling Placement | 216505506 |  | HRCU-A-CB-O | MSHMA12C2AN1 | Mini-Splits | GOHRA12C2AS1 |  |  |  | 13 | 23 | 10 | TRUE | TRUE |  | 12000 | 9600 | 2.65 | 11900 | 1.95
216505505 | 12/12/24 | Live | Midea Electric Trading | MOOVAIR | Singlezone Non-Ducted, Ceiling Placement | 216505505 |  | HRCU-A-CB-O | MSHEA12C2AN1 | Mini-Splits | GOHRA12C2AS1 |  |  |  | 12.3 | 22.1 | 10 | TRUE | TRUE |  | 12000 | 8600 | 2.77 | 10000 | 2.59
216505507 | 12/12/24 | Live | Midea Electric Trading | ELIOS | Singlezone Non-Ducted, Ceiling Placement | 216505507 |  | HRCU-A-CB-O | ESHEA12C2AN1 | Mini-Splits | GOHRA12C2AS1 |  |  |  | 12.3 | 22.1 | 10 | TRUE | TRUE |  | 12000 | 8600 | 2.77 | 10000 | 2.59
216082174 | 12/12/24 | Live | Midea Electric Trading | STELPRO | Singlezone Ducted, Centrally Ducted | 216082174 |  | HRCU-A-CB | SDB1-H30A-O |  | SAHB1-H30A-I |  |  |  | 11.7 | 16.8 | 10 | TRUE | TRUE |  | 30000 | 23800 | 2.76 | 37800 | 2.39
216082179 | 12/12/24 | Live | Midea Electric Trading | STELPRO | Singlezone Ducted, Centrally Ducted | 216082179 |  | HRCU-A-CB | SDB1-H60A-O |  | SAHB1-H60A-I |  |  |  | 10 | 16 | 9 | TRUE | TRUE |  | 54000 | 45000 | 2.4 | 50400 | 2.3
216082177 | 12/12/24 | Live | Midea Electric Trading | STELPRO | Singlezone Ducted, Centrally Ducted | 216082177 |  | HRCU-A-CB | SDB1-H48A-O |  | SAHB1-H48A-I |  |  |  | 10.5 | 16.5 | 9.5 | TRUE | TRUE |  | 48000 | 37000 | 2.7 | 38300 | 2.02
216097079 | 12/12/24 | Live | Midea Electric Trading | COMFORT-AIRE | Singlezone Ducted, Centrally Ducted | 216097079 |  | HRCU-A-CB | A-VXP60TA-1 |  | B-VXP60TA-1 |  |  |  | 10 | 16 | 9 | TRUE | TRUE |  | 54000 | 45000 | 2.4 | 50400 | 2.3
216097078 | 12/12/24 | Live | Midea Electric Trading | COMFORT-AIRE | Singlezone Ducted, Centrally Ducted | 216097078 |  | HRCU-A-CB | A-VXP48TA-1 |  | B-VXP48TA-1 |  |  |  | 10.5 | 16.5 | 9.5 | TRUE | TRUE |  | 48000 | 37000 | 2.7 | 38300 | 2.02
216097076 | 12/12/24 | Live | Midea Electric Trading | COMFORT-AIRE | Singlezone Ducted, Centrally Ducted | 216097076 |  | HRCU-A-CB | A-VXP30TA-1 |  | B-VXP30TA-1 |  |  |  | 11.7 | 16.8 | 10 | TRUE | TRUE |  | 30000 | 23800 | 2.76 | 37800 | 2.39
216097080 | 12/12/24 | Live | Midea Electric Trading | COMFORT-AIRE | Singlezone Ducted, Centrally Ducted | 216097080 |  | HRCU-A-CB | A-VHP18SA-1 |  | B-VHP18AA-1 |  |  |  | 12 | 18 | 10 | TRUE | TRUE |  | 18000 | 14000 | 2.6 | 19800 | 2.38
216097085 | 12/12/24 | Live | Midea Electric Trading | KERR | Singlezone Ducted, Centrally Ducted | 216097085 |  | HRCU-A-CB | A-KXP30TA-1 |  | B-KXP30TA-1 |  |  |  | 11.7 | 16.8 | 10 | TRUE | TRUE |  | 30000 | 23800 | 2.76 | 37800 | 2.39
216097082 | 12/12/24 | Live | Midea Electric Trading | COMFORT-AIRE | Singlezone Ducted, Centrally Ducted | 216097082 |  | HRCU-A-CB | A-VHP33SA-1 |  | B-VHP30AA-1 |  |  |  | 11.7 | 16.5 | 10 | TRUE | TRUE |  | 33000 | 27400 | 2.58 | 33400 | 2.62
216097081 | 12/12/24 | Live | Midea Electric Trading | COMFORT-AIRE | Singlezone Ducted, Centrally Ducted | 216097081 |  | HRCU-A-CB | A-VHP24SA-1 |  | B-VHP24AA-1 |  |  |  | 12 | 18.7 | 10 | TRUE | TRUE |  | 23000 | 16900 | 2.4 | 24000 | 2.39
216097088 | 12/12/24 | Live | Midea Electric Trading | KERR | Singlezone Ducted, Centrally Ducted | 216097088 |  | HRCU-A-CB | A-KXP60TA-1 |  | B-KXP60TA-1 |  |  |  | 10 | 16 | 9 | TRUE | TRUE |  | 54000 | 45000 | 2.4 | 50400 | 2.3
216097087 | 12/12/24 | Live | Midea Electric Trading | KERR | Singlezone Ducted, Centrally Ducted | 216097087 |  | HRCU-A-CB | A-KXP48TA-1 |  | B-KXP48TA-1 |  |  |  | 10.5 | 16.5 | 9.5 | TRUE | TRUE |  | 48000 | 37000 | 2.7 | 38300 | 2.02
216097090 | 12/12/24 | Live | Midea Electric Trading | KERR | Singlezone Ducted, Centrally Ducted | 216097090 |  | HRCU-A-CB | A-KHP24SA-1 |  | B-KHP24AA-1 |  |  |  | 12 | 18.7 | 10 | TRUE | TRUE |  | 23000 | 16900 | 2.4 | 24000 | 2.39
216097089 | 12/12/24 | Live | Midea Electric Trading | KERR | Singlezone Ducted, Centrally Ducted | 216097089 |  | HRCU-A-CB | A-KHP18SA-1 |  | B-KHP18AA-1 |  |  |  | 12 | 18 | 10 | TRUE | TRUE |  | 18000 | 14000 | 2.6 | 19800 | 2.38
216097091 | 12/12/24 | Live | Midea Electric Trading | KERR | Singlezone Ducted, Centrally Ducted | 216097091 |  | HRCU-A-CB | A-KHP33SA-1 |  | B-KHP30AA-1 |  |  |  | 11.7 | 16.5 | 10 | TRUE | TRUE |  | 33000 | 27400 | 2.58 | 33400 | 2.62
216369247 | 12/12/24 | Live | Midea Electric Trading | STAR AIR KONTROL | Singlezone Ducted, Centrally Ducted | 216369247 |  | HRCU-A-CB | SAK-18FDN2-M18M |  | SAK-18FDN1-M18M |  |  |  | 11 | 18.8 | 9.1 | FALSE | FALSE |  | 18000 | 12600 | 2.6 | 12600 | 2.2
216369249 | 12/12/24 | Live | Midea Electric Trading | STAR AIR KONTROL | Singlezone Ducted, Centrally Ducted | 216369249 |  | HRCU-A-CB | SAK-36FDN2-M18M |  | SAK-36FDN1-M18M |  |  |  | 10.7 | 17 | 8.5 | FALSE | FALSE |  | 30000 | 18500 | 2.4 | 20200 | 2.26
216369248 | 12/12/24 | Live | Midea Electric Trading | STAR AIR KONTROL | Singlezone Ducted, Centrally Ducted | 216369248 |  | HRCU-A-CB | SAK-24FDN2-M18M |  | SAK-24FDN1-M18M |  |  |  | 11 | 18.1 | 9.7 | FALSE | FALSE |  | 24000 | 20000 | 2.42 | 22200 | 2.24
216369250 | 12/12/24 | Live | Midea Electric Trading | STAR AIR KONTROL | Singlezone Ducted, Centrally Ducted | 216369250 |  | HRCU-A-CB | SAK-48FDN2-M18M |  | SAK-48FDN1-M18M |  |  |  | 10 | 16 | 8.5 | TRUE | TRUE |  | 48000 | 32400 | 2.46 | 35400 | 2
216369251 | 12/12/24 | Live | Midea Electric Trading | STAR AIR KONTROL | Singlezone Ducted, Centrally Ducted | 216369251 |  | HRCU-A-CB | SAK-60FDN2-M18M |  | SAK-60FDN1-M18M |  |  |  | 8.6 | 15.2 | 8.4 | TRUE | TRUE |  | 54000 | 33000 | 2.34 | 35800 | 1.96
216372805 | 12/12/24 | Live | Midea Electric Trading | MIRAGE | Singlezone Ducted, Centrally Ducted | 216372805 |  | HRCU-A-CB | OVADH601B |  | IVADH601B |  |  |  | 8.6 | 15.2 | 8.4 | FALSE | FALSE |  | 54000 | 33000 | 2.34 | 35800 | 1.96
216372804 | 12/12/24 | Live | Midea Electric Trading | MIRAGE | Singlezone Ducted, Centrally Ducted | 216372804 |  | HRCU-A-CB | OVADH481B |  | IVADH481B |  |  |  | 10 | 16 | 8.5 | FALSE | FALSE |  | 48000 | 32400 | 2.46 | 35400 | 2
216372806 | 12/12/24 | Live | Midea Electric Trading | MIRAGE | Singlezone Ducted, Centrally Ducted | 216372806 |  | HRCU-A-CB | OVADH361B |  | IVADH361B |  |  |  | 10 | 16.1 | 8.7 | FALSE | FALSE |  | 36000 | 25600 | 2.6 | 26200 | 2.19
216372810 | 12/12/24 | Live | Midea Electric Trading | EMI | Singlezone Ducted, Centrally Ducted | 216372810 |  | HRCU-A-CB | MHSD136DACFC |  | MHAH136DACFC | 10.5 | 18 | 10.5 | 10 | 16 | 9.5 | TRUE | TRUE |  | 36000 | 30400 | 2.46 | 47000 | 1.9
216372809 | 12/12/24 | Live | Midea Electric Trading | EMI | Singlezone Ducted, Centrally Ducted | 216372809 |  | HRCU-A-CB | MHSD130DACFC |  | MHAH130DACFC | 11 | 18 | 10.5 | 10 | 16.2 | 8.9 | TRUE | TRUE |  | 30000 | 21000 | 2.34 | 28600 | 2.1
216372808 | 12/12/24 | Live | Midea Electric Trading | EMI | Singlezone Ducted, Centrally Ducted | 216372808 |  | HRCU-A-CB | MHSD124DACFC |  | MHAH124DACFC | 12.5 | 20 | 12 | 11.7 | 17.4 | 10 | TRUE | TRUE |  | 24000 | 19200 | 2.5 | 26400 | 2.14
216372807 | 12/12/24 | Live | Midea Electric Trading | EMI | Singlezone Ducted, Centrally Ducted | 216372807 |  | HRCU-A-CB | MHSD118DACFC |  | MHAH118DACFC | 12.5 | 20 | 11 | 12.4 | 18 | 9.3 | TRUE | TRUE |  | 18000 | 13500 | 2.6 | 21000 | 2.21
216372812 | 12/12/24 | Live | Midea Electric Trading | EMI | Singlezone Ducted, Centrally Ducted | 216372812 |  | HRCU-A-CB | MHSD160DACFC |  | MHAH160DACFC | 9 | 16.4 | 10.5 | 8.8 | 15.3 | 9.4 | TRUE | TRUE |  | 55000 | 42000 | 2.6 | 52500 | 2.3
216372811 | 12/12/24 | Live | Midea Electric Trading | EMI | Singlezone Ducted, Centrally Ducted | 216372811 |  | HRCU-A-CB | MHSD148DACFC |  | MHAH148DACFC | 8.5 | 16 | 10 | 8.2 | 15.6 | 9.4 | TRUE | TRUE |  | 47000 | 36000 | 2.36 | 48000 | 2.05
216497956 | 12/12/24 | Live | Midea Electric Trading | AC PRO | Singlezone Ducted, Centrally Ducted | 216497956 |  | HRCU-A-CB | SPHP-Y-V018BB |  | AIRH-Y-V01808CB |  |  |  | 11 | 18.8 | 9.1 | FALSE | FALSE |  | 18000 | 12600 | 2.6 | 12600 | 2.2
216497958 | 12/12/24 | Live | Midea Electric Trading | AC PRO | Singlezone Ducted, Centrally Ducted | 216497958 |  | HRCU-A-CB | SPHP-Y-V030BB |  | AIRH-Y-V03010CB |  |  |  | 10.7 | 17 | 8.5 | FALSE | FALSE |  | 30000 | 18500 | 2.4 | 20200 | 2.26
216497957 | 12/12/24 | Live | Midea Electric Trading | AC PRO | Singlezone Ducted, Centrally Ducted | 216497957 |  | HRCU-A-CB | SPHP-Y-V024BB |  | AIRH-Y-V02408CB |  |  |  | 11 | 18.1 | 9.7 | FALSE | FALSE |  | 24000 | 20000 | 2.42 | 22200 | 2.24
216497960 | 12/12/24 | Live | Midea Electric Trading | AC PRO | Singlezone Ducted, Centrally Ducted | 216497960 |  | HRCU-A-CB | SPHP-Y-V048BB |  | AIRH-Y-V04816CB |  |  |  | 10 | 16 | 8.5 | TRUE | TRUE |  | 48000 | 32400 | 2.46 | 35400 | 2
216497959 | 12/12/24 | Live | Midea Electric Trading | AC PRO | Singlezone Ducted, Centrally Ducted | 216497959 |  | HRCU-A-CB | SPHP-Y-V036BB |  | AIRH-Y-V03612CB |  |  |  | 10 | 16.1 | 8.7 | TRUE | TRUE |  | 36000 | 25600 | 2.6 | 26200 | 2.19
216497961 | 12/12/24 | Live | Midea Electric Trading | AC PRO | Singlezone Ducted, Centrally Ducted | 216497961 |  | HRCU-A-CB | SPHP-Y-V060BB |  | AIRH-Y-V06020CB |  |  |  | 8.6 | 15.2 | 8.4 | TRUE | TRUE |  | 54000 | 33000 | 2.34 | 35800 | 1.96
216497962 | 12/12/24 | Live | Midea Electric Trading | AC PRO | Singlezone Ducted, Centrally Ducted | 216497962 |  | HRCU-A-CB | SPHP-Z-V018BB |  | AIRH-Z-V018V06C |  |  |  | 12.5 | 19 | 10.1 | TRUE | TRUE |  | 18000 | 14700 | 2.66 | 19000 | 2.37
216497964 | 12/12/24 | Live | Midea Electric Trading | AC PRO | Singlezone Ducted, Centrally Ducted | 216497964 |  | HRCU-A-CB | SPHP-Z-V030BB |  | AIRH-Z-V030V10C |  |  |  | 12 | 17.2 | 10.8 | TRUE | TRUE |  | 30000 | 24000 | 2.69 | 24600 | 1.94
216497963 | 12/12/24 | Live | Midea Electric Trading | AC PRO | Singlezone Ducted, Centrally Ducted | 216497963 |  | HRCU-A-CB | SPHP-Z-V024BB |  | AIRH-Z-V024V08C |  |  |  | 12 | 18.6 | 10 | TRUE | TRUE |  | 24000 | 19000 | 2.64 | 20200 | 2.24
216497967 | 12/12/24 | Live | Midea Electric Trading | AC PRO | Singlezone Ducted, Centrally Ducted | 216497967 |  | HRCU-A-CB | SPHP-Z-V060BB |  | AIRH-Z-V060V18C |  |  |  | 12 | 17.5 | 9.5 | TRUE | TRUE |  | 54000 | 35000 | 2.5 | 54000 | 2.29
216497966 | 12/12/24 | Live | Midea Electric Trading | AC PRO | Singlezone Ducted, Centrally Ducted | 216497966 |  | HRCU-A-CB | SPHP-Z-V048BB |  | AIRH-Z-V048V16C |  |  |  | 12 | 17.5 | 9.5 | TRUE | TRUE |  | 48000 | 34000 | 2.56 | 48000 | 2.13
216497965 | 12/12/24 | Live | Midea Electric Trading | AC PRO | Singlezone Ducted, Centrally Ducted | 216497965 |  | HRCU-A-CB | SPHP-Z-V036BB |  | AIRH-Z-V036V12C |  |  |  | 12 | 17.7 | 10 | TRUE | TRUE |  | 36000 | 24600 | 2.68 | 33000 | 2.26
216497968 | 12/12/24 | Live | Midea Electric Trading | AC PRO | Singlezone Ducted, Centrally Ducted | 216497968 |  | HRCU-A-CB | MHPC-H-018BSB |  | MMUL-H-018BMB |  |  |  | 12.1 | 18.5 | 9.8 | TRUE | TRUE |  | 18000 | 13200 | 2.6 | 14800 | 2.48
216497969 | 12/12/24 | Live | Midea Electric Trading | AC PRO | Singlezone Ducted, Centrally Ducted | 216497969 |  | HRCU-A-CB | MHPC-H-024BSB |  | MMUL-H-024BMB |  |  |  | 11.7 | 19.7 | 9 | TRUE | TRUE |  | 24000 | 17600 | 2.4 | 23200 | 2.55
216497970 | 12/12/24 | Live | Midea Electric Trading | AC PRO | Singlezone Ducted, Centrally Ducted | 216497970 |  | HRCU-A-CB | MHPC-H-030BSB |  | MMUL-H-030BMB |  |  |  | 11 | 17 | 8.7 | FALSE | FALSE |  | 30000 | 19400 | 2.4 | 23600 | 2.23
216497971 | 12/12/24 | Live | Midea Electric Trading | AC PRO | Singlezone Ducted, Centrally Ducted | 216497971 |  | HRCU-A-CB | MHPC-H-036BSB |  | MMUL-H-036BMB |  |  |  | 8.5 | 16 | 7.7 | FALSE | FALSE |  | 36000 | 17900 | 2.04 | 22400 | 2.04
216505495 | 12/12/24 | Live | Midea Electric Trading | ELIOS | Singlezone Ducted, Centrally Ducted | 216505495 |  | HRCU-A-CB | ESHEA30R2AN1 |  | GGHLA30R2AS1 |  |  |  | 11 | 18.6 | 8.7 | FALSE | FALSE |  | 30000 | 18200 | 2.42 | 23900 | 2.61
216505493 | 12/12/24 | Live | Midea Electric Trading | ELIOS | Singlezone Ducted, Centrally Ducted | 216505493 |  | HRCU-A-CB | ESHEA18R2AN1 |  | GGHLA18R2AS1 |  |  |  | 11.5 | 18.5 | 9.4 | FALSE | FALSE |  | 18000 | 12600 | 2.7 | 12600 | 2.34
216505494 | 12/12/24 | Live | Midea Electric Trading | ELIOS | Singlezone Ducted, Centrally Ducted | 216505494 |  | HRCU-A-CB | ESHEA24R2AN1 |  | GGHLA24R2AS1 |  |  |  | 10.8 | 17.4 | 10.4 | TRUE | TRUE |  | 24000 | 20800 | 2.8 | 21800 | 2.34
216505496 | 12/12/24 | Live | Midea Electric Trading | ELIOS | Singlezone Ducted, Centrally Ducted | 216505496 |  | HRCU-A-CB | ESHEA36R2AN1 |  | GGHLA36R2AS1 |  |  |  | 10.2 | 16.7 | 9.3 | TRUE | TRUE |  | 36000 | 24800 | 2.64 | 31400 | 2.2
216505865 | 12/12/24 | Live | Midea Electric Trading | PANASONIC | Singlezone Ducted, Centrally Ducted | 216505865 |  | HRCU-A-CB | CU-M30BAHU |  | CS-HM30BAHU |  |  |  | 10.7 | 17 | 8.5 | FALSE | FALSE |  | 30000 | 18500 | 2.4 | 20200 | 2.26
216505864 | 12/12/24 | Live | Midea Electric Trading | PANASONIC | Singlezone Ducted, Centrally Ducted | 216505864 |  | HRCU-A-CB | CU-M18BAHU |  | CS-HM18BAHU |  |  |  | 11 | 18.8 | 9.1 | FALSE | FALSE |  | 18000 | 12600 | 2.6 | 12600 | 2.2
216505878 | 12/12/24 | Live | Midea Electric Trading | PANASONIC | Singlezone Ducted, Centrally Ducted | 216505878 |  | HRCU-A-CB | CU-M60BAHU |  | CS-HM60BAHU |  |  |  | 8.6 | 15.2 | 8.4 | TRUE | TRUE |  | 54000 | 33000 | 2.34 | 35800 | 1.96
216505877 | 12/12/24 | Live | Midea Electric Trading | PANASONIC | Singlezone Ducted, Centrally Ducted | 216505877 |  | HRCU-A-CB | CU-M48BAHU |  | CS-HM48BAHU |  |  |  | 10 | 16 | 8.5 | TRUE | TRUE |  | 48000 | 32400 | 2.46 | 35400 | 2
216505876 | 12/12/24 | Live | Midea Electric Trading | PANASONIC | Singlezone Ducted, Centrally Ducted | 216505876 |  | HRCU-A-CB | CU-M36BAHU |  | CS-HM36BAHU |  |  |  | 10 | 16.1 | 8.7 | TRUE | TRUE |  | 36000 | 25600 | 2.6 | 26200 | 2.19
216505875 | 12/12/24 | Live | Midea Electric Trading | PANASONIC | Singlezone Ducted, Centrally Ducted | 216505875 |  | HRCU-A-CB | CU-M24BAHU |  | CS-HM24BAHU |  |  |  | 11 | 18.1 | 9.7 | FALSE | FALSE |  | 24000 | 20000 | 2.42 | 22200 | 2.24
216505883 | 12/12/24 | Live | Midea Electric Trading | PANASONIC | Singlezone Ducted, Centrally Ducted | 216505883 |  | HRCU-A-CB | CU-HM48BAHU |  | CS-HM48BAHU |  |  |  | 10.5 | 16.5 | 9.5 | TRUE | TRUE |  | 48000 | 37000 | 2.7 | 38300 | 2.02
216505881 | 12/12/24 | Live | Midea Electric Trading | PANASONIC | Singlezone Ducted, Centrally Ducted | 216505881 |  | HRCU-A-CB | CU-HM30BAHU |  | CS-HM30BAHU |  |  |  | 11.7 | 16.8 | 10 | TRUE | TRUE |  | 30000 | 23800 | 2.76 | 37800 | 2.39
216505884 | 12/12/24 | Live | Midea Electric Trading | PANASONIC | Singlezone Ducted, Centrally Ducted | 216505884 |  | HRCU-A-CB | CU-HM55BAHU |  | CS-HM60BAHU |  |  |  | 10 | 16 | 9 | TRUE | TRUE |  | 54000 | 45000 | 2.4 | 50400 | 2.3
215864321 | 11/27/24 | Live | Midea Electric Trading | MAINLINE | Singlezone Non-Ducted, Wall Placement | 215864321 |  | HRCU-A-CB-O | ML09HP230WIN-O | Mini-Splits | ML09HP230WIN-I |  |  |  | 10.9 | 19 | 9.7 | FALSE | FALSE |  | 9000 | 8000 | 2.58 | 8300 | 2.41
215864320 | 11/27/24 | Live | Midea Electric Trading | MAINLINE | Singlezone Non-Ducted, Wall Placement | 215864320 |  | HRCU-A-CB-O | ML12HP115WIN-O | Mini-Splits | ML12HP115WIN-I |  |  |  | 8.8 | 19 | 9.2 | FALSE | FALSE |  | 12000 | 7700 | 2.59 | 7900 | 2.41
215864322 | 11/27/24 | Live | Midea Electric Trading | MAINLINE | Singlezone Non-Ducted, Wall Placement | 215864322 |  | HRCU-A-CB-O | ML12HP230WIN-O | Mini-Splits | ML12HP230WIN-I |  |  |  | 8.8 | 18 | 8.8 | FALSE | FALSE |  | 12000 | 8000 | 2.58 | 8300 | 2.41
215864324 | 11/27/24 | Live | Midea Electric Trading | MAINLINE | Singlezone Non-Ducted, Wall Placement | 215864324 |  | HRCU-A-CB-O | ML24HP230WIN-O | Mini-Splits | ML24HP230WIN-I |  |  |  | 9 | 17 | 8.5 | FALSE | FALSE |  | 24000 | 17100 | 2.29 | 18400 | 2.17
215864323 | 11/27/24 | Live | Midea Electric Trading | MAINLINE | Singlezone Non-Ducted, Wall Placement | 215864323 |  | HRCU-A-CB-O | ML18HP230WIN-O | Mini-Splits | ML18HP230WIN-I |  |  |  | 9.9 | 18.3 | 8.7 | FALSE | FALSE |  | 17000 | 11200 | 2.41 | 11200 | 2.2
215864328 | 11/27/24 | Live | Midea Electric Trading | MAINLINE | Singlezone Non-Ducted, Wall Placement | 215864328 |  | HRCU-A-CB-O | ML12HP230GEN-O | Mini-Splits | ML12HP230GEN-I |  |  |  | 10.8 | 21.3 | 9.1 | FALSE | FALSE |  | 12000 | 8700 | 2.41 | 9200 | 2.16
215864327 | 11/27/24 | Live | Midea Electric Trading | MAINLINE | Singlezone Non-Ducted, Wall Placement | 215864327 |  | HRCU-A-CB-O | ML09HP230GEN-O | Mini-Splits | ML09HP230GEN-I |  |  |  | 12.6 | 21.2 | 9.1 | FALSE | FALSE |  | 9000 | 6800 | 2.46 | 8300 | 2.23
215864326 | 11/27/24 | Live | Midea Electric Trading | MAINLINE | Singlezone Non-Ducted, Wall Placement | 215864326 |  | HRCU-A-CB-O | ML12HP115GEN-O | Mini-Splits | ML12HP115GEN-I |  |  |  | 10.1 | 21.2 | 8.7 | FALSE | FALSE |  | 12000 | 7300 | 2.23 | 8000 | 2.19
215864325 | 11/27/24 | Live | Midea Electric Trading | MAINLINE | Singlezone Non-Ducted, Wall Placement | 215864325 |  | HRCU-A-CB-O | ML09HP115GEN-O | Mini-Splits | ML09HP115GEN-I |  |  |  | 12.5 | 21.5 | 9 | FALSE | FALSE |  | 9000 | 6500 | 2.3 | 8000 | 2.13
215864331 | 11/27/24 | Live | Midea Electric Trading | MAINLINE | Singlezone Non-Ducted, Wall Placement | 215864331 |  | HRCU-A-CB-O | ML30HP230GEN-O | Mini-Splits | ML30HP230GEN-I |  |  |  | 11 | 20 | 9.2 | FALSE | FALSE |  | 30000 | 19000 | 2.26 | 19800 | 1.99
215864330 | 11/27/24 | Live | Midea Electric Trading | MAINLINE | Singlezone Non-Ducted, Wall Placement | 215864330 |  | HRCU-A-CB-O | ML24HP230GEN-O | Mini-Splits | ML24HP230GEN-I |  |  |  | 10 | 18.7 | 9.3 | FALSE | FALSE |  | 24000 | 16900 | 2.53 | 18700 | 2.18
215864329 | 11/27/24 | Live | Midea Electric Trading | MAINLINE | Singlezone Non-Ducted, Wall Placement | 215864329 |  | HRCU-A-CB-O | ML18HP230GEN-O | Mini-Splits | ML18HP230GEN-I |  |  |  | 10.8 | 19.2 | 9.6 | FALSE | FALSE |  | 18000 | 12300 | 2.63 | 14800 | 2.58
215864332 | 11/27/24 | Live | Midea Electric Trading | MAINLINE | Singlezone Non-Ducted, Wall Placement | 215864332 |  | HRCU-A-CB-O | ML36HP230GEN-O | Mini-Splits | ML36HP230GEN-I |  |  |  | 9 | 18 | 8.5 | FALSE | FALSE |  | 36000 | 24600 | 2.25 | 25000 | 2.14
215864333 | 11/27/24 | Live | Midea Electric Trading | MAINLINE | Singlezone Non-Ducted, Wall Placement | 215864333 |  | HRCU-A-CB-O | ML12HP115NEX-O | Mini-Splits | ML12HP115NEX-I |  |  |  | 12.5 | 23.2 | 10.4 | FALSE | FALSE |  | 12000 | 8800 | 2.77 | 8800 | 2.77
215864334 | 11/27/24 | Live | Midea Electric Trading | MAINLINE | Singlezone Non-Ducted, Wall Placement | 215864334 |  | HRCU-A-CB-O | ML09HP230NEX-O | Mini-Splits | ML09HP230NEX-I |  |  |  | 14.7 | 24.6 | 13 | FALSE | FALSE |  | 9000 | 8600 | 2.8 | 10200 | 2.47
215864338 | 11/27/24 | Live | Midea Electric Trading | MAINLINE | Singlezone Non-Ducted, Wall Placement | 215864338 |  | HRCU-A-CB-O | ML06HP230NEXH-O | Mini-Splits | ML06HP230NEX-I |  |  |  | 16 | 25.3 | 14.6 | FALSE | FALSE |  | 6000 | 7600 | 2.5 | 8700 | 2.04
215864339 | 11/27/24 | Live | Midea Electric Trading | MAINLINE | Singlezone Non-Ducted, Wall Placement | 215864339 |  | HRCU-A-CB-O | ML09HP230NEXH-O | Mini-Splits | ML09HP230NEX-I |  |  |  | 15 | 26 | 12.5 | FALSE | FALSE |  | 9000 | 10000 | 2.59 | 12800 | 1.75
215864342 | 11/27/24 | Live | Midea Electric Trading | MAINLINE | Singlezone Non-Ducted, Wall Placement | 215864342 |  | HRCU-A-CB-O | ML24HP230NEXH-O | Mini-Splits | ML24HP230NEX-I |  |  |  | 12.5 | 22.3 | 13.3 | FALSE | FALSE |  | 23000 | 21600 | 2.61 | 23400 | 2.33
215864341 | 11/27/24 | Live | Midea Electric Trading | MAINLINE | Singlezone Non-Ducted, Wall Placement | 215864341 |  | HRCU-A-CB-O | ML18HP230NEXH-O | Mini-Splits | ML18HP230NEX-I |  |  |  | 13 | 21.7 | 10.8 | FALSE | FALSE |  | 18000 | 14400 | 2.61 | 19800 | 2.49
215864340 | 11/27/24 | Live | Midea Electric Trading | MAINLINE | Singlezone Non-Ducted, Wall Placement | 215864340 |  | HRCU-A-CB-O | ML12HP230NEXH-O | Mini-Splits | ML12HP230NEX-I |  |  |  | 13.2 | 24 | 10.5 | FALSE | FALSE |  | 12000 | 10000 | 2.59 | 12800 | 1.75
215864343 | 11/27/24 | Live | Midea Electric Trading | MAINLINE | Singlezone Non-Ducted, Wall Placement | 215864343 |  | HRCU-A-CB-O | ML33HP230NEXH-O | Mini-Splits | ML33HP230NEX-I |  |  |  | 11.7 | 20 | 10.5 | FALSE | FALSE |  | 33000 | 29600 | 2.61 | 30200 | 2
215864344 | 11/27/24 | Live | Midea Electric Trading | MAINLINE | Singlezone Non-Ducted, Wall Placement | 215864344 |  | HRCU-A-CB-O | ML06HP230CALH-O | Mini-Splits | ML06HP230CALH-I |  |  |  | 17.4 | 35 | 30 | FALSE | FALSE |  | 6000 | 11000 | 2.41 | 14600 | 2.26
215864347 | 11/27/24 | Live | Midea Electric Trading | MAINLINE | Singlezone Non-Ducted, Wall Placement | 215864347 |  | HRCU-A-CB-O | ML18HP230CALH-O | Mini-Splits | ML18HP230CALH-I |  |  |  | 15 | 25.6 | 16.2 | FALSE | FALSE |  | 18000 | 19300 | 3.01 | 23200 | 2.35
215864346 | 11/27/24 | Live | Midea Electric Trading | MAINLINE | Singlezone Non-Ducted, Wall Placement | 215864346 |  | HRCU-A-CB-O | ML12HP230CALH-O | Mini-Splits | ML12HP230CALH-I |  |  |  | 14.2 | 29.4 | 14.5 | FALSE | FALSE |  | 12000 | 11000 | 2.41 | 14600 | 2.26
215864345 | 11/27/24 | Live | Midea Electric Trading | MAINLINE | Singlezone Non-Ducted, Wall Placement | 215864345 |  | HRCU-A-CB-O | ML09HP230CALH-O | Mini-Splits | ML09HP230CALH-I |  |  |  | 17 | 33.3 | 22 | FALSE | FALSE |  | 9000 | 11000 | 2.41 | 14600 | 2.26
215864349 | 11/27/24 | Live | Midea Electric Trading | MAINLINE | Singlezone Non-Ducted, Wall Placement | 215864349 |  | HRCU-A-CB-O | ML33HP230CALH-O | Mini-Splits | ML33HP230CALH-I |  |  |  | 12 | 19.5 | 10.5 | FALSE | FALSE |  | 33000 | 30000 | 2.69 | 30200 | 2.02
215864348 | 11/27/24 | Live | Midea Electric Trading | MAINLINE | Singlezone Non-Ducted, Wall Placement | 215864348 |  | HRCU-A-CB-O | ML24HP230CALH-O | Mini-Splits | ML24HP230CALH-I |  |  |  | 13 | 21 | 13.5 | FALSE | FALSE |  | 24000 | 21000 | 2.88 | 23200 | 2.35
215864352 | 11/27/24 | Live | Midea Electric Trading | MAINLINE | Singlezone Non-Ducted, Ceiling Placement | 215864352 |  | HRCU-A-CB-O | ML18HP230NEX-O | Mini-Splits | ML18HP230STDCAS-I |  |  |  | 12.5 | 20.7 | 11.4 | FALSE | FALSE |  | 16800 | 13900 | 2.66 | 14800 | 2.36
215864351 | 11/27/24 | Live | Midea Electric Trading | MAINLINE | Singlezone Non-Ducted, Ceiling Placement | 215864351 |  | HRCU-A-CB-O | ML12HP230NEX-O | Mini-Splits | ML12HP230STDCAS-I |  |  |  | 12.5 | 21.1 | 10.4 | FALSE | FALSE |  | 12000 | 8500 | 2.8 | 9300 | 2.55
215864350 | 11/27/24 | Live | Midea Electric Trading | MAINLINE | Singlezone Non-Ducted, Ceiling Placement | 215864350 |  | HRCU-A-CB-O | ML09HP230NEX-O | Mini-Splits | ML09HP230STDCAS-I |  |  |  | 14.3 | 21.6 | 11.3 | FALSE | FALSE |  | 9000 | 8500 | 2.8 | 9300 | 2.55
215864354 | 11/27/24 | Live | Midea Electric Trading | MAINLINE | Singlezone Ducted, Compact Ducted | 215864354 |  | HRCU-A-CB | ML09HP230NEX-O | Mini-Splits | ML09HP230LSDUC-I |  |  |  | 12.8 | 19.5 | 11 | FALSE | FALSE |  | 9000 | 8900 | 2.61 | 9600 | 2.45
215864356 | 11/27/24 | Live | Midea Electric Trading | MAINLINE | Singlezone Ducted, Compact Ducted | 215864356 |  | HRCU-A-CB | ML18HP230NEX-O | Mini-Splits | ML18HP230LSDUC-I |  |  |  | 12.5 | 20 | 10.5 | FALSE | FALSE |  | 17000 | 14000 | 2.6 | 14100 | 2.4
215864355 | 11/27/24 | Live | Midea Electric Trading | MAINLINE | Singlezone Ducted, Compact Ducted | 215864355 |  | HRCU-A-CB | ML12HP230NEX-O | Mini-Splits | ML12HP230LSDUC-I |  |  |  | 11.7 | 19 | 10.2 | FALSE | FALSE |  | 11500 | 9500 | 2.58 | 10300 | 2.58
215864360 | 11/27/24 | Live | Midea Electric Trading | MAINLINE | Singlezone Ducted, Compact Ducted | 215864360 |  | HRCU-A-CB | ML24HP230NEX-O | Mini-Splits | ML24HP230HSDUC-I |  |  |  | 12.5 | 19 | 11 | FALSE | FALSE |  | 24000 | 21200 | 2.6 | 21600 | 2.56
215864359 | 11/27/24 | Live | Midea Electric Trading | MAINLINE | Singlezone Ducted, Compact Ducted | 215864359 |  | HRCU-A-CB | ML18HP230NEX-O | Mini-Splits | ML18HP230HSDUC-I |  |  |  | 13.3 | 20 | 11.3 | FALSE | FALSE |  | 17500 | 14900 | 2.89 | 15900 | 2.65
215864362 | 11/27/24 | Live | Midea Electric Trading | MAINLINE | Singlezone Non-Ducted, Wall Placement | 215864362 |  | HRCU-A-CB-O | ML12HP230NEX-O | Mini-Splits | ML12HP230CON-I |  |  |  | 12.7 | 24.6 | 11 | FALSE | FALSE |  | 12000 | 9000 | 2.87 | 9600 | 2.49
215864361 | 11/27/24 | Live | Midea Electric Trading | MAINLINE | Singlezone Non-Ducted, Wall Placement | 215864361 |  | HRCU-A-CB-O | ML09HP230NEX-O | Mini-Splits | ML09HP230CON-I |  |  |  | 16.2 | 26 | 13.9 | FALSE | FALSE |  | 9000 | 9000 | 2.9 | 9600 | 2.49
215864364 | 11/27/24 | Live | Midea Electric Trading | MAINLINE | Singlezone Non-Ducted, Floor Placement | 215864364 |  | HRCU-A-CB-O | ML18HP230NEX-O | Mini-Splits | ML18HP230FLO-I |  |  |  | 12.5 | 22.3 | 10.4 | FALSE | FALSE |  | 18000 | 13700 | 2.51 | 15100 | 2.38
215864363 | 11/27/24 | Live | Midea Electric Trading | MAINLINE | Singlezone Non-Ducted, Wall Placement | 215864363 |  | HRCU-A-CB-O | ML18HP230NEX-O | Mini-Splits | ML16HP230CON-I |  |  |  | 12.5 | 23.8 | 13.5 | FALSE | FALSE |  | 16000 | 14100 | 2.75 | 14600 | 2.58
215864365 | 11/27/24 | Live | Midea Electric Trading | MAINLINE | Singlezone Non-Ducted, Floor Placement | 215864365 |  | HRCU-A-CB-O | ML24HP230NEX-O | Mini-Splits | ML24HP230FLO-I |  |  |  | 12.2 | 21.1 | 11.1 | FALSE | FALSE |  | 24000 | 20000 | 2.56 | 20000 | 2.31
215864367 | 11/27/24 | Live | Midea Electric Trading | MAINLINE | Singlezone Non-Ducted, Ceiling Placement | 215864367 |  | HRCU-A-CB-O | ML12HP230NEX-O | Mini-Splits | ML12HP2301WYCAS-I |  |  |  | 12.3 | 22.1 | 10 | FALSE | FALSE |  | 12000 | 8600 | 2.77 | 10000 | 2.59
215864366 | 11/27/24 | Live | Midea Electric Trading | MAINLINE | Singlezone Non-Ducted, Ceiling Placement | 215864366 |  | HRCU-A-CB-O | ML09HP230NEX-O | Mini-Splits | ML09HP2301WYCAS-I |  |  |  | 14.4 | 22.1 | 11.8 | FALSE | FALSE |  | 9000 | 7900 | 2.69 | 9900 | 2.59
215864368 | 11/27/24 | Live | Midea Electric Trading | MAINLINE | Singlezone Non-Ducted, Ceiling Placement | 215864368 |  | HRCU-A-CB-O | ML18HP230NEX-O | Mini-Splits | ML18HP2301WYCAS-I |  |  |  | 12.5 | 22.2 | 12.2 | FALSE | FALSE |  | 18000 | 14000 | 2.77 | 15200 | 2.47
215864369 | 11/27/24 | Live | Midea Electric Trading | MAINLINE | Singlezone Non-Ducted, Ceiling Placement | 215864369 |  | HRCU-A-CB-O | ML09HP230NEXH-O | Mini-Splits | ML09HP230STDCAS-I |  |  |  | 14 | 22.6 | 12.1 | FALSE | FALSE |  | 9000 | 9700 | 2.63 | 12600 | 2.1
215864371 | 11/27/24 | Live | Midea Electric Trading | MAINLINE | Singlezone Non-Ducted, Ceiling Placement | 215864371 |  | HRCU-A-CB-O | ML18HP230NEXH-O | Mini-Splits | ML18HP230STDCAS-I |  |  |  | 12.5 | 20 | 12.3 | FALSE | FALSE |  | 16000 | 14900 | 2.7 | 18000 | 2.1
215864370 | 11/27/24 | Live | Midea Electric Trading | MAINLINE | Singlezone Non-Ducted, Ceiling Placement | 215864370 |  | HRCU-A-CB-O | ML12HP230NEXH-O | Mini-Splits | ML12HP230STDCAS-I |  |  |  | 12.5 | 22.2 | 11.6 | FALSE | FALSE |  | 12000 | 10000 | 2.74 | 12900 | 2.14
215864372 | 11/27/24 | Live | Midea Electric Trading | MAINLINE | Singlezone Non-Ducted, Wall Placement | 215864372 |  | HRCU-A-CB-O | ML24HP230NEXH-O | Mini-Splits | ML24HP230STDCAS-I |  |  |  | 12 | 20.7 | 11.6 | FALSE | FALSE |  | 23400 | 20400 | 2.78 | 23900 | 2.48
215864375 | 11/27/24 | Live | Midea Electric Trading | MAINLINE | Singlezone Ducted, Compact Ducted | 215864375 |  | HRCU-A-CB | ML12HP230NEXH-O | Mini-Splits | ML12HP230LSDUC-I |  |  |  | 12 | 20 | 10 | FALSE | FALSE |  | 12000 | 9600 | 2.49 | 13100 | 1.99
215864374 | 11/27/24 | Live | Midea Electric Trading | MAINLINE | Singlezone Ducted, Compact Ducted | 215864374 |  | HRCU-A-CB | ML09HP230NEXH-O | Mini-Splits | ML09HP230LSDUC-I |  |  |  | 13.4 | 21.4 | 12.5 | FALSE | FALSE |  | 9000 | 9600 | 2.49 | 12600 | 1.99
215864373 | 11/27/24 | Live | Midea Electric Trading | MAINLINE | Singlezone Ducted, Compact Ducted | 215864373 |  | HRCU-A-CB | ML06HP230NEXH-O | Mini-Splits | ML06HP230LSDUC-I |  |  |  | 14.4 | 21.4 | 13.8 | FALSE | FALSE |  | 6500 | 8000 | 2.69 | 9100 | 2.52
215864376 | 11/27/24 | Live | Midea Electric Trading | MAINLINE | Singlezone Ducted, Compact Ducted | 215864376 |  | HRCU-A-CB | ML18HP230NEXH-O | Mini-Splits | ML18HP230LSDUC-I |  |  |  | 12 | 18 | 10.5 | FALSE | FALSE |  | 17000 | 15000 | 2.7 | 19000 | 2.23
215864377 | 11/27/24 | Live | Midea Electric Trading | MAINLINE | Singlezone Ducted, Compact Ducted | 215864377 |  | HRCU-A-CB | ML09HP230NEXH-O | Mini-Splits | ML09HP230HSDUC-I |  |  |  | 14 | 20.5 | 13.8 | FALSE | FALSE |  | 9000 | 10200 | 2.45 | 12600 | 1.94
215864379 | 11/27/24 | Live | Midea Electric Trading | MAINLINE | Singlezone Ducted, Compact Ducted | 215864379 |  | HRCU-A-CB | ML18HP230NEXH-O | Mini-Splits | ML18HP230HSDUC-I |  |  |  | 12 | 18.4 | 11.1 | FALSE | FALSE |  | 17500 | 15000 | 2.89 | 20000 | 2.5
215864378 | 11/27/24 | Live | Midea Electric Trading | MAINLINE | Singlezone Ducted, Compact Ducted | 215864378 |  | HRCU-A-CB | ML12HP230NEXH-O | Mini-Splits | ML12HP230HSDUC-I |  |  |  | 12 | 20 | 10.6 | FALSE | FALSE |  | 12000 | 10200 | 2.6 | 14000 | 2.31
215864380 | 11/27/24 | Live | Midea Electric Trading | MAINLINE | Singlezone Ducted, Compact Ducted | 215864380 |  | HRCU-A-CB | ML24HP230NEXH-O | Mini-Splits | ML24HP230HSDUC-I |  |  |  | 12 | 19 | 11.7 | FALSE | FALSE |  | 24000 | 21600 | 2.71 | 23600 | 2.48
215864381 | 11/27/24 | Live | Midea Electric Trading | MAINLINE | Singlezone Non-Ducted, Wall Placement | 215864381 |  | HRCU-A-CB-O | ML09HP230NEXH-O | Mini-Splits | ML09HP230CON-I |  |  |  | 15.1 | 27.2 | 10.9 | FALSE | FALSE |  | 9000 | 9800 | 2.71 | 12200 | 2.17
215864383 | 11/27/24 | Live | Midea Electric Trading | MAINLINE | Singlezone Non-Ducted, Wall Placement | 215864383 |  | HRCU-A-CB-O | ML18HP230NEXH-O | Mini-Splits | ML16HP230CON-I |  |  |  | 12.5 | 20 | 10.3 | FALSE | FALSE |  | 16000 | 14200 | 2.6 | 18800 | 2.13
215864385 | 11/27/24 | Live | Midea Electric Trading | MAINLINE | Singlezone Non-Ducted, Floor Placement | 215864385 |  | HRCU-A-CB-O | ML24HP230NEXH-O | Mini-Splits | ML24HP230FLO-I |  |  |  | 12 | 20.4 | 12.1 | FALSE | FALSE |  | 22000 | 20200 | 2.74 | 23300 | 2.38
215864384 | 11/27/24 | Live | Midea Electric Trading | MAINLINE | Singlezone Non-Ducted, Floor Placement | 215864384 |  | HRCU-A-CB-O | ML18HP230NEXH-O | Mini-Splits | ML18HP230FLO-I |  |  |  | 12.5 | 20.4 | 10.3 | FALSE | FALSE |  | 17000 | 14400 | 2.54 | 20200 | 2.24
215864386 | 11/27/24 | Live | Midea Electric Trading | MAINLINE | Singlezone Non-Ducted, Ceiling Placement | 215864386 |  | HRCU-A-CB-O | ML06HP230NEXH-O | Mini-Splits | ML06HP2301WYCAS-I |  |  |  | 15 | 22 | 12 | FALSE | FALSE |  | 6500 | 7000 | 2.66 | 9500 | 2.53
215864387 | 11/27/24 | Live | Midea Electric Trading | MAINLINE | Singlezone Non-Ducted, Ceiling Placement | 215864387 |  | HRCU-A-CB-O | ML09HP230NEXH-O | Mini-Splits | ML09HP2301WYCAS-I |  |  |  | 14.6 | 24 | 12.1 | FALSE | FALSE |  | 9000 | 9000 | 2.44 | 11900 | 2
215864389 | 11/27/24 | Live | Midea Electric Trading | MAINLINE | Singlezone Non-Ducted, Ceiling Placement | 215864389 |  | HRCU-A-CB-O | ML18HP230NEXH-O | Mini-Splits | ML18HP2301WYCAS-I |  |  |  | 12.5 | 20.6 | 12.2 | FALSE | FALSE |  | 16700 | 14500 | 2.5 | 18800 | 2.05
215864388 | 11/27/24 | Live | Midea Electric Trading | MAINLINE | Singlezone Non-Ducted, Ceiling Placement | 215864388 |  | HRCU-A-CB-O | ML12HP230NEXH-O | Mini-Splits | ML12HP2301WYCAS-I |  |  |  | 13 | 23 | 10 | FALSE | FALSE |  | 12000 | 9600 | 2.65 | 11900 | 1.95
215864390 | 11/27/24 | Live | Midea Electric Trading | MAINLINE | Singlezone Non-Ducted, Wall Placement | 215864390 |  | HRCU-A-CB-O | ML36HP230LCM-O | Mini-Splits | ML36HP230STDCAS-I |  |  |  | 9.6 | 20 | 10.3 | FALSE | FALSE |  | 36000 | 26800 | 2.68 | 28100 | 2.22
215864392 | 11/27/24 | Live | Midea Electric Trading | MAINLINE | Singlezone Ducted, Compact Ducted | 215864392 |  | HRCU-A-CB | ML36HP230LCM-O | Mini-Splits | ML36HP230HSDUC-I |  |  |  | 10.1 | 18.7 | 10.2 | FALSE | FALSE |  | 36000 | 27400 | 2.73 | 31000 | 2.39
215864393 | 11/27/24 | Live | Midea Electric Trading | MAINLINE | Singlezone Ducted, Compact Ducted | 215864393 |  | HRCU-A-CB | ML48HP230LCM-O | Mini-Splits | ML48HP230HSDUC-I |  |  |  | 10 | 17.1 | 9.8 | FALSE | FALSE |  | 48000 | 39000 | 2.48 | 46500 | 2.35
215864394 | 11/27/24 | Live | Midea Electric Trading | MAINLINE | Singlezone Ducted, Compact Ducted | 215864394 |  | HRCU-A-CB | ML60HP230LCM-O | Mini-Splits | ML60HP230HSDUC-I |  |  |  | 10 | 17 | 9.7 | FALSE | FALSE |  | 58000 | 40000 | 2.66 | 41500 | 2.45
215864395 | 11/27/24 | Live | Midea Electric Trading | MAINLINE | Singlezone Non-Ducted, Floor Placement | 215864395 |  | HRCU-A-CB-O | ML36HP230LCM-O | Mini-Splits | ML36HP230FLO-I |  |  |  | 10.1 | 20 | 10 | FALSE | FALSE |  | 36000 | 26400 | 2.68 | 30900 | 2.36
215864397 | 11/27/24 | Live | Midea Electric Trading | MAINLINE | Singlezone Non-Ducted, Floor Placement | 215864397 |  | HRCU-A-CB-O | ML60HP230LCM-O | Mini-Splits | ML60HP230FLO-I |  |  |  | 9.5 | 19.5 | 9.5 | FALSE | FALSE |  | 54000 | 37200 | 2.53 | 45300 | 2.22
215864396 | 11/27/24 | Live | Midea Electric Trading | MAINLINE | Singlezone Non-Ducted, Floor Placement | 215864396 |  | HRCU-A-CB-O | ML48HP230LCM-O | Mini-Splits | ML48HP230FLO-I |  |  |  | 9.5 | 19.8 | 10.2 | FALSE | FALSE |  | 48000 | 39500 | 2.4 | 45100 | 2.13
215864398 | 11/27/24 | Live | Midea Electric Trading | MAINLINE | Singlezone Non-Ducted, Wall Placement | 215864398 |  | HRCU-A-CB-O | ML36HP230LCMH-O | Mini-Splits | ML36HP230STDCAS-I |  |  |  | 12 | 21.2 | 10.6 | FALSE | FALSE |  | 36600 | 30600 | 2.56 | 46200 | 2.17
215864400 | 11/27/24 | Live | Midea Electric Trading | MAINLINE | Singlezone Ducted, Compact Ducted | 215864400 |  | HRCU-A-CB | ML36HP230LCMH-O | Mini-Splits | ML36HP230HSDUC-I |  |  |  | 12 | 17.7 | 11.1 | FALSE | FALSE |  | 36000 | 31600 | 2.73 | 40000 | 2.29
215864399 | 11/27/24 | Live | Midea Electric Trading | MAINLINE | Singlezone Non-Ducted, Wall Placement | 215864399 |  | HRCU-A-CB-O | ML48HP230LCMH-O | Mini-Splits | ML48HP230STDCAS-I |  |  |  | 10 | 18 | 11 | FALSE | FALSE |  | 48000 | 44000 | 2.44 | 48000 | 2.17
215864401 | 11/27/24 | Live | Midea Electric Trading | MAINLINE | Singlezone Ducted, Compact Ducted | 215864401 |  | HRCU-A-CB | ML48HP230LCMH-O | Mini-Splits | ML48HP230HSDUC-I |  |  |  | 10.4 | 16.7 | 10.8 | FALSE | FALSE |  | 48000 | 45000 | 2.61 | 45500 | 2.4
215864402 | 11/27/24 | Live | Midea Electric Trading | MAINLINE | Singlezone Ducted, Compact Ducted | 215864402 |  | HRCU-A-CB | ML60HP230LCMH-O | Mini-Splits | ML60HP230HSDUC-I |  |  |  | 10.2 | 15.8 | 10.4 | FALSE | FALSE |  | 55000 | 45000 | 2.72 | 52000 | 2.41
215864403 | 11/27/24 | Live | Midea Electric Trading | MAINLINE | Singlezone Non-Ducted, Floor Placement | 215864403 |  | HRCU-A-CB-O | ML36HP230LCMH-O | Mini-Splits | ML36HP230FLO-I |  |  |  | 12 | 20 | 10.8 | FALSE | FALSE |  | 36400 | 30200 | 2.58 | 42400 | 2.16
215864404 | 11/27/24 | Live | Midea Electric Trading | MAINLINE | Singlezone Non-Ducted, Floor Placement | 215864404 |  | HRCU-A-CB-O | ML48HP230LCMH-O | Mini-Splits | ML48HP230FLO-I |  |  |  | 9.4 | 18.5 | 10.1 | FALSE | FALSE |  | 48000 | 38500 | 2.38 | 44500 | 2.23
215864405 | 11/27/24 | Live | Midea Electric Trading | MAINLINE | Singlezone Non-Ducted, Floor Placement | 215864405 |  | HRCU-A-CB-O | ML60HP230LCMH-O | Mini-Splits | ML60HP230FLO-I |  |  |  | 9 | 18 | 10.7 | FALSE | FALSE |  | 54000 | 41000 | 2.33 | 58000 | 2.17
215864416 | 11/27/24 | Live | Midea Electric Trading | MAINLINE | Multizone All Ducted | 215864416 |  | HMSV-A-CB | ML48HP230MUL-O | Ducted Indoor Units |  |  |  |  | 12 | 20.4 | 10.6 | FALSE | FALSE |  | 45000 | 37000 | 2.5 | 41000 | 2.4
215864418 | 11/27/24 | Live | Midea Electric Trading | MAINLINE | Multizone All Non-Ducted | 215864418 |  | HMSR-A-CB-O | ML55HP230MUL-O | Non-Ducted Indoor Units |  |  |  |  | 10 | 19.2 | 9.6 | FALSE | FALSE |  | 60000 | 39000 | 2.7 | 40000 | 2.3
215864420 | 11/27/24 | Live | Midea Electric Trading | MAINLINE | Multizone Mix of Ducted and Non-Ducted | 215864420 |  | HMSV-A-CB | ML55HP230MUL-O | Mixed Ducted and Non-Ducted Indoor Units |  |  |  |  | 10 | 18.6 | 9.4 | FALSE | FALSE |  | 60000 | 39000 | 2.65 | 40500 | 2.3
215864419 | 11/27/24 | Live | Midea Electric Trading | MAINLINE | Multizone All Ducted | 215864419 |  | HMSV-A-CB | ML55HP230MUL-O | Ducted Indoor Units |  |  |  |  | 10 | 18 | 9.2 | FALSE | FALSE |  | 60000 | 39000 | 2.6 | 41000 | 2.3
215864421 | 11/27/24 | Live | Midea Electric Trading | MAINLINE | Multizone All Non-Ducted | 215864421 |  | HMSR-A-CB-O | ML18HP230MULH-O | Non-Ducted Indoor Units |  |  |  |  | 13 | 21 | 10 | FALSE | FALSE |  | 19000 | 16400 | 2.5 | 18000 | 2.1
215864423 | 11/27/24 | Live | Midea Electric Trading | MAINLINE | Multizone Mix of Ducted and Non-Ducted | 215864423 |  | HMSV-A-CB | ML18HP230MULH-O | Mixed Ducted and Non-Ducted Indoor Units |  |  |  |  | 13 | 20.5 | 10 | FALSE | FALSE |  | 19000 | 16700 | 2.55 | 20000 | 2.3
215864422 | 11/27/24 | Live | Midea Electric Trading | MAINLINE | Multizone All Ducted | 215864422 |  | HMSV-A-CB | ML18HP230MULH-O | Ducted Indoor Units |  |  |  |  | 13 | 20 | 10 | FALSE | FALSE |  | 19000 | 17000 | 2.59 | 22000 | 2.5
215864424 | 11/27/24 | Live | Midea Electric Trading | MAINLINE | Multizone All Non-Ducted | 215864424 |  | HMSR-A-CB-O | ML27HP230MULH-O | Non-Ducted Indoor Units |  |  |  |  | 12 | 21 | 10 | FALSE | FALSE |  | 27000 | 23600 | 2.4 | 27000 | 1.9
215864427 | 11/27/24 | Live | Midea Electric Trading | MAINLINE | Multizone All Non-Ducted | 215864427 |  | HMSR-A-CB-O | ML36HP230MULH-O | Non-Ducted Indoor Units |  |  |  |  | 12.2 | 21.5 | 11.3 | FALSE | FALSE |  | 36000 | 36600 | 2.37 | 43000 | 2.3
215864426 | 11/27/24 | Live | Midea Electric Trading | MAINLINE | Multizone Mix of Ducted and Non-Ducted | 215864426 |  | HMSV-A-CB | ML27HP230MULH-O | Mixed Ducted and Non-Ducted Indoor Units |  |  |  |  | 12 | 20 | 9.75 | FALSE | FALSE |  | 27400 | 23200 | 2.4 | 27000 | 1.99
215864425 | 11/27/24 | Live | Midea Electric Trading | MAINLINE | Multizone All Ducted | 215864425 |  | HMSV-A-CB | ML27HP230MULH-O | Ducted Indoor Units |  |  |  |  | 12 | 19 | 9.5 | FALSE | FALSE |  | 28000 | 23000 | 2.4 | 27000 | 2.1
215864428 | 11/27/24 | Live | Midea Electric Trading | MAINLINE | Multizone All Ducted | 215864428 |  | HMSV-A-CB | ML36HP230MULH-O | Ducted Indoor Units |  |  |  |  | 12 | 19.4 | 10.4 | FALSE | FALSE |  | 36000 | 33000 | 2.4 | 34000 | 2.2
215864430 | 11/27/24 | Live | Midea Electric Trading | MAINLINE | Multizone All Non-Ducted | 215864430 |  | HMSR-A-CB-O | ML48HP230MULH-O | Non-Ducted Indoor Units |  |  |  |  | 12 | 21.2 | 10.2 | FALSE | FALSE |  | 45000 | 40500 | 2.4 | 42000 | 2
215864429 | 11/27/24 | Live | Midea Electric Trading | MAINLINE | Multizone Mix of Ducted and Non-Ducted | 215864429 |  | HMSV-A-CB | ML36HP230MULH-O | Mixed Ducted and Non-Ducted Indoor Units |  |  |  |  | 12.1 | 20.45 | 10.85 | FALSE | FALSE |  | 36000 | 34800 | 2.39 | 38500 | 2.26
215864432 | 11/27/24 | Live | Midea Electric Trading | MAINLINE | Multizone Mix of Ducted and Non-Ducted | 215864432 |  | HMSV-A-CB | ML48HP230MULH-O | Mixed Ducted and Non-Ducted Indoor Units |  |  |  |  | 11.85 | 20.8 | 10.6 | FALSE | FALSE |  | 46000 | 42500 | 2.5 | 44000 | 2.1
215864431 | 11/27/24 | Live | Midea Electric Trading | MAINLINE | Multizone All Ducted | 215864431 |  | HMSV-A-CB | ML48HP230MULH-O | Ducted Indoor Units |  |  |  |  | 11.7 | 20.4 | 11 | FALSE | FALSE |  | 47000 | 44500 | 2.6 | 46000 | 2.2
215864434 | 11/27/24 | Live | Midea Electric Trading | MAINLINE | Multizone All Ducted | 215864434 |  | HMSV-A-CB | ML55HP230MULH-O | Ducted Indoor Units |  |  |  |  | 11.7 | 20 | 10.7 | FALSE | FALSE |  | 53000 | 45000 | 2.7 | 52000 | 2.3
215864433 | 11/27/24 | Live | Midea Electric Trading | MAINLINE | Multizone All Non-Ducted | 215864433 |  | HMSR-A-CB-O | ML55HP230MULH-O | Non-Ducted Indoor Units |  |  |  |  | 12 | 21.4 | 10.6 | FALSE | FALSE |  | 51000 | 45000 | 2.6 | 49000 | 2.2
215864435 | 11/27/24 | Live | Midea Electric Trading | MAINLINE | Multizone Mix of Ducted and Non-Ducted | 215864435 |  | HMSV-A-CB | ML55HP230MULH-O | Mixed Ducted and Non-Ducted Indoor Units |  |  |  |  | 11.85 | 20.7 | 10.65 | FALSE | FALSE |  | 52000 | 45000 | 2.65 | 50500 | 2.25
216011944 | 12/11/24 | Live | Johnson Controls Inc. (York International Norman) | HITACHI | Singlezone Non-Ducted, Wall Placement | 216011944 |  | HRCU-A-CB-O | RAC-XJ24WHAA | Mini-Splits | RAK-XJ24PHAA |  |  |  | 12.5 | 21 | 11 | TRUE | TRUE |  | 22000 | 16000 | 2.15 | 30000 | 2.2
215911632 | 12/11/24 | Live | Johnson Controls Inc. (York International Norman) | HITACHI | Singlezone Non-Ducted, Wall Placement | 215911632 |  | HRCU-A-CB-O | RAC-XJ18WHAA | Mini-Splits | RAK-XJ18PHAA |  |  |  | 14 | 21.5 | 11.5 | TRUE | TRUE |  | 18000 | 16000 | 2.15 | 27000 | 2.33
215911631 | 12/11/24 | Live | Johnson Controls Inc. (York International Norman) | HITACHI | Singlezone Non-Ducted, Wall Placement | 215911631 |  | HRCU-A-CB-O | RAC-XJ12WHAA | Mini-Splits | RAK-XJ12PHAA |  |  |  | 14.5 | 25 | 11.5 | TRUE | TRUE |  | 12500 | 11000 | 2.93 | 16800 | 2.15
215911630 | 12/11/24 | Live | Johnson Controls Inc. (York International Norman) | HITACHI | Singlezone Non-Ducted, Wall Placement | 215911630 |  | HRCU-A-CB-O | RAC-XJ09WHAA | Mini-Splits | RAK-XJ09PHAA |  |  |  | 16.1 | 26.5 | 12 | TRUE | TRUE |  | 9500 | 8000 | 2.93 | 15500 | 2.15
215413021 | 10/24/24 | Live | Johnson Controls Inc. (York International Norman) | HITACHI | Singlezone Non-Ducted, Wall Placement | 215413021 |  | HRCU-A-CB-O | RAC-GJ24WHAA | Mini-Splits | RAK-GJ24PHAA |  |  |  | 13 | 21 | 11 | TRUE | TRUE | TRUE | 22000 | 16700 | 2.88 | 28700 | 2.4
215413020 | 10/24/24 | Live | Johnson Controls Inc. (York International Norman) | HITACHI | Singlezone Non-Ducted, Wall Placement | 215413020 |  | HRCU-A-CB-O | RAC-GJ18WHAA | Mini-Splits | RAK-GJ18PHAA |  |  |  | 12.5 | 20 | 11.5 | TRUE | TRUE | TRUE | 18000 | 15000 | 2.93 | 25800 | 2.61
215413019 | 10/24/24 | Live | Johnson Controls Inc. (York International Norman) | HITACHI | Singlezone Non-Ducted, Wall Placement | 215413019 |  | HRCU-A-CB-O | RAC-GJ12WHAA | Mini-Splits | RAK-GJ12PHAA |  |  |  | 13 | 20 | 11.1 | TRUE | TRUE | TRUE | 12000 | 9400 | 2.75 | 16800 | 2.46
215413018 | 10/24/24 | Live | Johnson Controls Inc. (York International Norman) | HITACHI | Singlezone Non-Ducted, Wall Placement | 215413018 |  | HRCU-A-CB-O | RAC-GJ09WHAA | Mini-Splits | RAK-GJ09PHAA |  |  |  | 15 | 23 | 11.4 | TRUE | TRUE | TRUE | 9000 | 7500 | 3.01 | 13000 | 2.2
216411300 | 12/11/24 | Live | Johnson Controls Inc. (York International Norman) | HITACHI | Singlezone Non-Ducted, Wall Placement | 216411300 |  | HRCU-A-CB-O | RAC-DJ36WHAA | Mini-Splits | RAK-DJ36PHAA |  |  |  | 9.5 | 19 | 9.5 | FALSE | FALSE |  | 33000 | 25200 | 2.4 | 29000 | 2.2
215224720 | 10/24/24 | Live | Johnson Controls Inc. (York International Norman) | HITACHI | Singlezone Non-Ducted, Wall Placement | 215224720 |  | HRCU-A-CB-O | RAC-DJ12WHAA | Mini-Splits | RAK-DJ12PHAA |  |  |  | 12 | 19.5 | 9.2 | TRUE | TRUE | FALSE | 12000 | 8400 | 2.59 | 11700 | 2.2
215224719 | 10/24/24 | Live | Johnson Controls Inc. (York International Norman) | HITACHI | Singlezone Non-Ducted, Wall Placement | 215224719 |  | HRCU-A-CB-O | RAC-DJ09WHAA | Mini-Splits | RAK-DJ09PHAA |  |  |  | 13 | 20 | 9.2 | TRUE | FALSE | FALSE | 9000 | 6500 | 2.61 | 9000 | 2.61
216019258 | 12/05/24 | Live | ECOER INC. | ECOER | Singlezone Ducted, Centrally Ducted | 216019258 |  | HRCU-A-CB | EODA19H-4860AA* | Ducted Indoor Units | EAHAEC-36 |  |  |  | 12 | 18.2 | 9.5 | TRUE | TRUE |  | 34600 | 32000 | 2.4 | 36000 | 2.25
216019257 | 12/05/24 | Live | ECOER INC. | ECOER | Singlezone Ducted, Centrally Ducted | 216019257 |  | HRCU-A-CB | EODA19H-4860AA* | Ducted Indoor Units | EAHAEC-60 |  |  |  | 11 | 17 | 9.2 | TRUE | TRUE |  | 53000 | 43500 | 2.3 | 45000 | 2.21
215722680 | 12/05/24 | Live | ECOER INC. | ECOER | Singlezone Ducted, Centrally Ducted | 215722680 |  | HRCU-A-CB | EODA18H-2436BAA | Ducted Indoor Units | EAHAEC-36 |  |  |  | 10.8 | 17.2 | 9 | TRUE | TRUE |  | 33600 | 27000 | 2.34 | 29000 | 2.24
215722679 | 12/05/24 | Live | ECOER INC. | ECOER | Singlezone Ducted, Centrally Ducted | 215722679 |  | HRCU-A-CB | EODA18H-2436BAA | Ducted Indoor Units | EAHAEC-24 |  |  |  | 11.7 | 18.5 | 8.8 | TRUE | TRUE |  | 23000 | 21400 | 2.22 | 24000 | 2.18
215447639 | 12/05/24 | Live | ECOER INC. | ECOER | Singlezone Ducted, Centrally Ducted | 215447639 |  | HRCU-A-CB | EODA19H-2436AA* | Ducted Indoor Units | EAHAEC-36 |  |  |  | 11.7 | 18.2 | 9.5 | TRUE | TRUE |  | 33600 | 28000 | 2.26 | 29000 | 2.24
215447638 | 12/05/24 | Live | ECOER INC. | ECOER | Singlezone Ducted, Centrally Ducted | 215447638 |  | HRCU-A-CB | EODA19H-2436AA* | Ducted Indoor Units | EAHAEC-24 |  |  |  | 12.2 | 19.2 | 9.2 | TRUE | TRUE |  | 23000 | 21400 | 2.4 | 24000 | 2.18
215810041 | 11/27/24 | Live | Samsung Electronics | LENNOX | Singlezone Ducted, Centrally Ducted | 215810041 |  | HRCU-A-CB | MMPD048S6S-1P | Mini-Splits | MDDD048S6-1P |  |  |  | 8.7 | 17.3 | 8.7 | TRUE | TRUE |  | 48000 | 34000 | 2.5 | 54500 | 2.33
215810040 | 11/27/24 | Live | Samsung Electronics | LENNOX | Singlezone Ducted, Centrally Ducted | 215810040 |  | HRCU-A-CB | MMPD036S6S-1P | Mini-Splits | MDDD036S6-1P |  |  |  | 9.5 | 17.4 | 8.8 | TRUE | TRUE |  | 36000 | 27600 | 2.49 | 42400 | 2.61
215810039 | 11/27/24 | Live | Samsung Electronics | LENNOX | Singlezone Ducted, Centrally Ducted | 215810039 |  | HRCU-A-CB | MMPD030S6S-1P | Mini-Splits | MDDD030S6-1P |  |  |  | 11 | 19 | 9 | TRUE | TRUE |  | 30000 | 22800 | 2.59 | 38000 | 2.4
215810038 | 11/27/24 | Live | Samsung Electronics | LENNOX | Singlezone Ducted, Centrally Ducted | 215810038 |  | HRCU-A-CB | MMPD024S6S-1P | Mini-Splits | MDDD024S6-1P |  |  |  | 11 | 17.5 | 8.7 | TRUE | TRUE |  | 24000 | 15300 | 2.34 | 27500 | 1.81
215810037 | 11/27/24 | Live | Samsung Electronics | LENNOX | Singlezone Ducted, Centrally Ducted | 215810037 |  | HRCU-A-CB | MMPD018S6S-1P | Mini-Splits | MDDD018S6-1P |  |  |  | 10.5 | 18 | 8.5 | TRUE | TRUE |  | 18000 | 12400 | 2.29 | 25700 | 1.92
215810036 | 11/27/24 | Live | Samsung Electronics | LENNOX | Singlezone Non-Ducted, Ceiling Placement | 215810036 |  | HRCU-A-CB-O | MMPD030S6S-1P | Mini-Splits | M33D030S6-1P |  |  |  | 12 | 21.7 | 9.5 | TRUE | TRUE |  | 30000 | 22600 | 2.75 | 38000 | 2.61
215810035 | 11/27/24 | Live | Samsung Electronics | LENNOX | Singlezone Non-Ducted, Ceiling Placement | 215810035 |  | HRCU-A-CB-O | MMPD024S6S-1P | Mini-Splits | M33D024S6-1P |  |  |  | 12 | 21.6 | 9.6 | TRUE | TRUE |  | 24000 | 16800 | 2.68 | 27500 | 1.74
215810034 | 11/27/24 | Live | Samsung Electronics | LENNOX | Singlezone Non-Ducted, Ceiling Placement | 215810034 |  | HRCU-A-CB-O | MMPD018S6S-1P | Mini-Splits | M33D018S6-1P |  |  |  | 13 | 23.8 | 9.3 | TRUE | TRUE |  | 18000 | 11600 | 2.98 | 25700 | 2.23
215810033 | 11/27/24 | Live | Samsung Electronics | LENNOX | Singlezone Ducted, Centrally Ducted | 215810033 |  | HRCU-A-CB | MMLD048S6S-1P | Mini-Splits | MDDD048S6-1P |  |  |  | 11.7 | 18 | 9.5 | TRUE | TRUE |  | 47000 | 41000 | 2.48 | 57600 | 2.03
215810032 | 11/27/24 | Live | Samsung Electronics | LENNOX | Singlezone Ducted, Centrally Ducted | 215810032 |  | HRCU-A-CB | MMLD036S6S-1P | Mini-Splits | MDDD036S6-1P |  |  |  | 12.8 | 20 | 9.8 | TRUE | TRUE |  | 36000 | 30600 | 2.68 | 42700 | 2.49
215810031 | 11/27/24 | Live | Samsung Electronics | LENNOX | Singlezone Ducted, Centrally Ducted | 215810031 |  | HRCU-A-CB | MMLD030S6S-1P | Mini-Splits | MDDD030S6-1P |  |  |  | 13 | 20 | 10 | TRUE | TRUE |  | 30000 | 27000 | 2.76 | 38800 | 2.66
215810030 | 11/27/24 | Live | Samsung Electronics | LENNOX | Singlezone Non-Ducted, Ceiling Placement | 215810030 |  | HRCU-A-CB-O | MMLD030S6S-1P | Mini-Splits | M33D030S6-1P |  |  |  | 14.4 | 22.8 | 10.7 | TRUE | TRUE |  | 30000 | 27000 | 3.01 | 37700 | 3.02
215810026 | 11/27/24 | Live | Samsung Electronics | LENNOX | Singlezone Ducted, Compact Ducted | 215810026 |  | HRCU-A-CB | MMLD018S6S-1P | Mini-Splits | MMDD018S6-1P |  |  |  | 11.7 | 17 | 9 | TRUE | TRUE |  | 17500 | 16200 | 2.16 | 25300 | 2.05
215810029 | 11/27/24 | Live | Samsung Electronics | LENNOX | Singlezone Ducted, Centrally Ducted | 215810029 |  | HRCU-A-CB | MMLD024S6S-1P | Mini-Splits | MDDD024S6-1P |  |  |  | 12 | 18 | 9.5 | TRUE | TRUE |  | 23000 | 21600 | 2.25 | 34300 | 2.04
215810027 | 11/27/24 | Live | Samsung Electronics | LENNOX | Singlezone Non-Ducted, Ceiling Placement | 215810027 |  | HRCU-A-CB-O | MMLD018S6S-1P | Mini-Splits | M22D018S6-1P |  |  |  | 12.5 | 20.5 | 9.5 | TRUE | TRUE |  | 17000 | 15600 | 2.31 | 25300 | 2.05
215810025 | 11/27/24 | Live | Samsung Electronics | LENNOX | Singlezone Ducted, Centrally Ducted | 215810025 |  | HRCU-A-CB | MMLD018S6S-1P | Mini-Splits | MDDD018S6-1P |  |  |  | 12 | 18.3 | 8.9 | TRUE | TRUE |  | 18000 | 12800 | 2.7 | 28700 | 2.16
215810023 | 11/27/24 | Live | Samsung Electronics | LENNOX | Singlezone Non-Ducted, Ceiling Placement | 215810023 |  | HRCU-A-CB-O | MMLD018S6S-1P | Mini-Splits | M1WD018S6-1P |  |  |  | 12 | 20 | 9.5 | TRUE | TRUE |  | 17500 | 16000 | 2.21 | 25300 | 2.05
215810028 | 11/27/24 | Live | Samsung Electronics | LENNOX | Singlezone Non-Ducted, Ceiling Placement | 215810028 |  | HRCU-A-CB-O | MMLD024S6S-1P | Mini-Splits | M33D024S6-1P |  |  |  | 13 | 22 | 10.2 | TRUE | TRUE |  | 24000 | 18600 | 2.49 | 34300 | 2.17
215810024 | 11/27/24 | Live | Samsung Electronics | LENNOX | Singlezone Non-Ducted, Ceiling Placement | 215810024 |  | HRCU-A-CB-O | MMLD018S6S-1P | Mini-Splits | M33D018S6-1P |  |  |  | 14.5 | 23.8 | 9.6 | TRUE | TRUE |  | 18000 | 12400 | 2.98 | 28700 | 2.65
216411318 | 11/27/24 | Live | Samsung Electronics | LENNOX | Singlezone Non-Ducted, Wall Placement | 216411318 |  | HRCU-A-CB-O | MWHD018S6S-1P | Mini-Splits | MWHD018S6-1P |  |  |  | 12.85 | 21.5 | 9 | TRUE | FALSE |  | 18000 | 15000 | 2.31 | 16500 | 2.42
216411317 | 11/27/24 | Live | Samsung Electronics | LENNOX | Singlezone Non-Ducted, Wall Placement | 216411317 |  | HRCU-A-CB-O | MWHD015S6S-1P | Mini-Splits | MWHD015S6-1P |  |  |  | 12.95 | 21.5 | 10 | TRUE | FALSE |  | 15000 | 13000 | 2.72 | 16500 | 2.42
216411316 | 11/27/24 | Live | Samsung Electronics | LENNOX | Singlezone Non-Ducted, Wall Placement | 216411316 |  | HRCU-A-CB-O | MWHD012S6S-1P | Mini-Splits | MWHD012S6-1P |  |  |  | 13.25 | 24 | 9 | TRUE | FALSE |  | 12000 | 10900 | 2.46 | 15000 | 2
216411315 | 11/27/24 | Live | Samsung Electronics | LENNOX | Singlezone Non-Ducted, Wall Placement | 216411315 |  | HRCU-A-CB-O | MWHD009S6S-1P | Mini-Splits | MWHD009S6-1P |  |  |  | 15 | 25 | 9 | TRUE | FALSE |  | 9000 | 10000 | 2.44 | 14500 | 2.02
216411313 | 11/27/24 | Live | Samsung Electronics | LENNOX | Singlezone Non-Ducted, Wall Placement | 216411313 |  | HRCU-A-CB-O | MWPD018S6S-1P | Mini-Splits | MWMD018S6-1P |  |  |  | 13.2 | 21 | 9.7 | TRUE | TRUE |  | 18500 | 17500 | 2.33 | 25000 | 1.98
216411312 | 11/27/24 | Live | Samsung Electronics | LENNOX | Singlezone Non-Ducted, Wall Placement | 216411312 |  | HRCU-A-CB-O | MWPD015S6S-1P | Mini-Splits | MWMD015S6-1P |  |  |  | 14.55 | 23 | 11 | TRUE | TRUE |  | 15000 | 14000 | 2.93 | 20000 | 2.44
216411311 | 11/27/24 | Live | Samsung Electronics | LENNOX | Singlezone Non-Ducted, Wall Placement | 216411311 |  | HRCU-A-CB-O | MWPD012S6S-1P | Mini-Splits | MWMD012S6-1P |  |  |  | 14.1 | 24 | 10.5 | TRUE | TRUE |  | 12000 | 10600 | 2.82 | 17000 | 2.26
216411310 | 11/27/24 | Live | Samsung Electronics | LENNOX | Singlezone Non-Ducted, Wall Placement | 216411310 |  | HRCU-A-CB-O | MWPD009S6S-1P | Mini-Splits | MWMD009S6-1P |  |  |  | 16.35 | 25 | 10.5 | TRUE | TRUE |  | 9000 | 9900 | 2.64 | 16000 | 2.23
216025757 | 12/01/24 | Live | Midea Electric Trading | MDV | Singlezone Ducted, Centrally Ducted | 216025757 |  | HRCU-A-CB | MOD30-36HFPN10-M1 |  | MVBC-36HWFPN10-MC1 |  |  |  | 8.4 | 15.7 | 8.2 | FALSE | FALSE |  | 36000 | 24600 | 2.36 | 24600 | 2.36
216021107 | 12/01/24 | Live | Midea Electric Trading | MDV | Singlezone Non-Ducted, Wall Placement | 216021107 |  | HRCU-A-CB-O | MOD30-23HFPN10-M1 | Mini-Splits | MSAB3E-23HRFPN10-M1 |  |  |  | 12.7 | 22.7 | 9.5 | TRUE | FALSE |  | 24000 | 17900 | 2.37 | 17900 | 2.37
216021105 | 12/01/24 | Live | Midea Electric Trading | MDV | Singlezone Non-Ducted, Wall Placement | 216021105 |  | HRCU-A-CB-O | MOX230-12HFPN10-B1 | Mini-Splits | MSAB3B-12HRFPN10-B1 |  |  |  | 12.5 | 23.5 | 10.2 | TRUE | TRUE |  | 12000 | 8500 | 2.4 | 8500 | 2.4
216021103 | 12/01/24 | Live | Midea Electric Trading | MDV | Singlezone Non-Ducted, Wall Placement | 216021103 |  | HRCU-A-CB-O | MOX130-12HFPN10-B1E | Mini-Splits | MSAG11B-12HRFPN10-B1E |  |  |  | 9 | 19.5 | 9.3 | FALSE | FALSE |  | 12000 | 7400 | 2.64 | 7400 | 2.64
216021097 | 12/01/24 | Live | Midea Electric Trading | MDV | Multizone All Ducted | 216021097 |  | HMSV-A-CB | M6OE31-53HFPN10-M1XD | Ducted Indoor Units |  |  |  |  | 12 | 20 | 10.5 | TRUE | TRUE |  | 47000 | 42500 | 2.7 | 42500 | 2.7
216021108 | 12/01/24 | Live | Midea Electric Trading | MDV | Singlezone Non-Ducted, Wall Placement | 216021108 |  | HRCU-A-CB-O | MOD30-36HFPN10-M1 | Mini-Splits | MSAB3F-36HRFPN10-M1 |  |  |  | 8.5 | 18 | 8.5 | FALSE | FALSE |  | 36000 | 23400 | 2.03 | 26300 | 2
216021100 | 12/01/24 | Live | Midea Electric Trading | MDV | Singlezone Non-Ducted, Wall Placement | 216021100 |  | HRCU-A-CB-O | MOX430-24HFPN10-M1E | Mini-Splits | MSAG11D-24HRFPN10-M1E |  |  |  | 9.7 | 18.9 | 8.7 | FALSE | FALSE |  | 24000 | 16300 | 2.46 | 19700 | 2.33
216021088 | 12/01/24 | Live | Midea Electric Trading | MDV | Singlezone Non-Ducted, Wall Placement | 216021088 |  | HRCU-A-CB-O | MOX430-18HFPN10-M1 | Mini-Splits | MCB-18HRFPN10-M1 |  |  |  | 12.5 | 21.4 | 11.5 | TRUE | TRUE |  | 18000 | 13300 | 2.73 | 15200 | 2.47
215864319 | 11/27/24 | Live | Midea Electric Trading | MAINLINE | Singlezone Non-Ducted, Wall Placement | 215864319 |  | HRCU-A-CB-O | ML09HP115WIN-O | Mini-Splits | ML09HP115WIN-I |  |  |  | 10.1 | 18 | 9 | FALSE | FALSE |  | 9000 | 6900 | 2.32 | 7200 | 2.03
216032542 | 12/01/24 | Live | Midea Electric Trading | MRCOOL | Singlezone Ducted, Centrally Ducted | 216032542 |  | HRCU-A-CB | DIY-36-HP-C-230D25-O |  | DIY-36-HP-MUAH-230D00-O |  |  |  | 8.4 | 15.7 | 8.2 | FALSE | FALSE |  | 36000 | 24600 | 2.36 | 24600 | 2.36
216032382 | 12/01/24 | Live | Midea Electric Trading | ACIQ | Multizone All Non-Ducted | 216032382 |  | HMSR-A-CB-O | ES-36Z-M5C | Non-Ducted Indoor Units |  |  |  |  | 12 | 24 | 9.5 | TRUE | TRUE |  | 36000 | 26600 | 2.4 | 26600 | 2.4
216032547 | 12/01/24 | Live | Midea Electric Trading | MRCOOL | Singlezone Non-Ducted, Wall Placement | 216032547 |  | HRCU-A-CB-O | DIY-24-HP-C-230D25-O | Mini-Splits | DIY-24-HP-WMAH-230D25-O |  |  |  | 12.7 | 22.7 | 9.5 | TRUE | FALSE |  | 24000 | 17900 | 2.37 | 17900 | 2.37
216032554 | 12/01/24 | Live | Midea Electric Trading | MRCOOL | Singlezone Non-Ducted, Wall Placement | 216032554 |  | HRCU-A-CB-O | EZPRO-12-HP-C-11516D-O | Mini-Splits | EZPRO-12-HP-WMAH-115D-O |  |  |  | 9 | 19.5 | 9.3 | FALSE | FALSE |  | 12000 | 7400 | 2.64 | 7400 | 2.64
216032546 | 12/01/24 | Live | Midea Electric Trading | MRCOOL | Singlezone Non-Ducted, Wall Placement | 216032546 |  | HRCU-A-CB-O | DIY-18-HP-C-230D25-O | Mini-Splits | DIYCASSETTE18HP-230D25-O |  |  |  | 12.5 | 21.4 | 11.5 | TRUE | TRUE |  | 18000 | 13300 | 2.73 | 15200 | 2.47
216032548 | 12/01/24 | Live | Midea Electric Trading | MRCOOL | Singlezone Non-Ducted, Wall Placement | 216032548 |  | HRCU-A-CB-O | DIY-36-HP-C-230D25-O | Mini-Splits | DIY-36-HP-WMAH-230D25-O |  |  |  | 8.5 | 18 | 8.5 | FALSE | FALSE |  | 36000 | 23400 | 2.03 | 26300 | 2
215387256 | 11/27/24 | Live | TCL AIR CONDITIONER (ZHONGSHAN) CO.,LTD. | TCL | Singlezone Non-Ducted, Wall Placement | 215387256 |  | HRCU-A-CB-O | H36SEH19XAC | Mini-Splits | H36SEH19XAE |  |  |  | 9 | 19 | 9 | FALSE | FALSE |  | 36000 | 21800 | 2.55 | 22700 | 2.17
215387255 | 11/27/24 | Live | TCL AIR CONDITIONER (ZHONGSHAN) CO.,LTD. | TCL | Singlezone Non-Ducted, Wall Placement | 215387255 |  | HRCU-A-CB-O | H24SEH19XAC | Mini-Splits | H24SEH19XAE |  |  |  | 11 | 21 | 9.5 | FALSE | FALSE |  | 24000 | 15600 | 2.74 | 17000 | 2.21
215387254 | 11/27/24 | Live | TCL AIR CONDITIONER (ZHONGSHAN) CO.,LTD. | TCL | Singlezone Non-Ducted, Wall Placement | 215387254 |  | HRCU-A-CB-O | H18SEH19XAC | Mini-Splits | H18SEH19XAE |  |  |  | 11 | 21 | 9.5 | FALSE | FALSE |  | 18000 | 11000 | 2.44 | 12400 | 1.91
215387253 | 11/27/24 | Live | TCL AIR CONDITIONER (ZHONGSHAN) CO.,LTD. | TCL | Singlezone Non-Ducted, Wall Placement | 215387253 |  | HRCU-A-CB-O | H12SEH19XAC | Mini-Splits | H12SEH19XAE |  |  |  | 11 | 21 | 9.5 | FALSE | FALSE |  | 12000 | 7500 | 2.75 | 9700 | 2.2
215387252 | 11/27/24 | Live | TCL AIR CONDITIONER (ZHONGSHAN) CO.,LTD. | TCL | Singlezone Non-Ducted, Wall Placement | 215387252 |  | HRCU-A-CB-O | H09SEH19XAC | Mini-Splits | H09SEH19XAE |  |  |  | 12 | 20 | 10 | TRUE | TRUE |  | 9000 | 5800 | 2.54 | 9100 | 2.07
215387251 | 11/27/24 | Live | TCL AIR CONDITIONER (ZHONGSHAN) CO.,LTD. | TCL | Singlezone Non-Ducted, Wall Placement | 215387251 |  | HRCU-A-CB-O | H12SEH19BAC | Mini-Splits | H12SEH19BAE |  |  |  | 11 | 21 | 9.5 | FALSE | FALSE |  | 12000 | 7600 | 2.68 | 9700 | 2.2
215387250 | 11/27/24 | Live | TCL AIR CONDITIONER (ZHONGSHAN) CO.,LTD. | TCL | Singlezone Non-Ducted, Wall Placement | 215387250 |  | HRCU-A-CB-O | H09SEH19BAC | Mini-Splits | H09SEH19BAE |  |  |  | 11.7 | 19 | 9.5 | TRUE | TRUE |  | 9000 | 5800 | 2.5 | 9100 | 2.05
215387262 | 11/27/24 | Live | TCL AIR CONDITIONER (ZHONGSHAN) CO.,LTD. | TCL | Singlezone Non-Ducted, Wall Placement | 215387262 |  | HRCU-A-CB-O | H24SBH20XPC | Mini-Splits | H24SBH20XPE |  |  |  | 12 | 23 | 9.5 | TRUE | TRUE |  | 23000 | 14000 | 1.39 | 22000 | 1.87
215387261 | 11/27/24 | Live | TCL AIR CONDITIONER (ZHONGSHAN) CO.,LTD. | TCL | Singlezone Non-Ducted, Wall Placement | 215387261 |  | HRCU-A-CB-O | H18SBH22XPC | Mini-Splits | H18SBH22XPE |  |  |  | 12.5 | 23 | 9.5 | TRUE | TRUE |  | 18000 | 11000 | 1.61 | 17500 | 2.14
215387260 | 11/27/24 | Live | TCL AIR CONDITIONER (ZHONGSHAN) CO.,LTD. | TCL | Singlezone Non-Ducted, Wall Placement | 215387260 |  | HRCU-A-CB-O | H12SBH23XPC | Mini-Splits | H12SBH23XPE |  |  |  | 13 | 24 | 10 | TRUE | TRUE |  | 12000 | 8100 | 3.08 | 9700 | 2.2
215387259 | 11/27/24 | Live | TCL AIR CONDITIONER (ZHONGSHAN) CO.,LTD. | TCL | Singlezone Non-Ducted, Wall Placement | 215387259 |  | HRCU-A-CB-O | H09SBH23XPC | Mini-Splits | H09SBH23XPE |  |  |  | 13 | 24 | 10 | TRUE | TRUE |  | 9000 | 5800 | 2.66 | 9100 | 2.22
215387258 | 11/27/24 | Live | TCL AIR CONDITIONER (ZHONGSHAN) CO.,LTD. | TCL | Singlezone Non-Ducted, Wall Placement | 215387258 |  | HRCU-A-CB-O | H12SBH22BPC | Mini-Splits | H12SBH22BPE |  |  |  | 13 | 23 | 10 | TRUE | TRUE |  | 12000 | 7800 | 2.89 | 9700 | 2.2
215387257 | 11/27/24 | Live | TCL AIR CONDITIONER (ZHONGSHAN) CO.,LTD. | TCL | Singlezone Non-Ducted, Wall Placement | 215387257 |  | HRCU-A-CB-O | H09SBH23BPC | Mini-Splits | H09SBH23BPE |  |  |  | 13 | 24 | 10 | TRUE | TRUE |  | 9000 | 6200 | 2.84 | 9100 | 2.22
216030948 | 11/27/24 | Live | Midea Electric Trading | MDV | Singlezone Ducted, Centrally Ducted | 216030948 |  | HRCU-A-CB | MOD30-30HFN10-M3 |  | MVBE-30HWFN10-WL3E-MAS |  |  |  | 11 | 18.6 | 8.7 | TRUE | FALSE |  | 30000 | 18200 | 2.42 | 23900 | 2.61
216030947 | 11/27/24 | Live | Midea Electric Trading | MDV | Singlezone Ducted, Centrally Ducted | 216030947 |  | HRCU-A-CB | MOX330-18HFN10-M3 |  | MVBE-18HWFN10-WM3E-MAS |  |  |  | 11.5 | 18.5 | 9.4 | TRUE | FALSE |  | 18000 | 12600 | 2.7 | 12600 | 2.34
216030946 | 11/27/24 | Live | Midea Electric Trading | MDV | Singlezone Ducted, Centrally Ducted | 216030946 |  | HRCU-A-CB | MOD30-36HFN10-M3 |  | MVBE-36HWFN10-WL3E-MAS |  |  |  | 10.2 | 16.7 | 9.3 | TRUE | TRUE |  | 36000 | 24800 | 2.64 | 31400 | 2.2
216030945 | 11/27/24 | Live | Midea Electric Trading | MDV | Singlezone Ducted, Centrally Ducted | 216030945 |  | HRCU-A-CB | MOX430-24HFN10-M3 |  | MVBE-24HWFN10-WM3E-MAS |  |  |  | 10.8 | 17.4 | 10.4 | TRUE | TRUE |  | 24000 | 20800 | 2.8 | 21800 | 2.34
216030944 | 11/27/24 | Live | Midea Electric Trading | MDV | Singlezone Ducted, Centrally Ducted | 216030944 |  | HRCU-A-CB | MOX630-36HFN10-M3X |  | MVBDM-36HWFN10-WB3-MAS |  |  |  | 12 | 18 | 10 | TRUE | TRUE |  | 36000 | 31000 | 2.5 | 41500 | 2.21
216030943 | 11/27/24 | Live | Midea Electric Trading | MDV | Singlezone Ducted, Centrally Ducted | 216030943 |  | HRCU-A-CB | MOE30-60HFN10-M3X |  | MVBDM-60HWFN10-WC3-MAS |  |  |  | 12 | 17.5 | 9.5 | TRUE | TRUE |  | 54000 | 35000 | 2.5 | 54000 | 2.29
216030942 | 11/27/24 | Live | Midea Electric Trading | MDV | Singlezone Ducted, Centrally Ducted | 216030942 |  | HRCU-A-CB | MOX630-48HFN10-M3X |  | MVBDM-48HWFN10-WC3-MAS |  |  |  | 12 | 17.5 | 9.5 | TRUE | TRUE |  | 48000 | 34000 | 2.56 | 48000 | 2.13
216030941 | 11/27/24 | Live | Midea Electric Trading | MDV | Singlezone Ducted, Centrally Ducted | 216030941 |  | HRCU-A-CB | MOX630-60HFN10-M3 |  | MVBC-60HWFN10-MD3E-MAS |  |  |  | 8.6 | 15.2 | 8.4 | TRUE | TRUE |  | 54000 | 33000 | 2.34 | 35800 | 1.96
216030940 | 11/27/24 | Live | Midea Electric Trading | MDV | Singlezone Ducted, Centrally Ducted | 216030940 |  | HRCU-A-CB | MOX630-48HFN10-M3 |  | MVBC-48HWFN10-MD3E-MAS |  |  |  | 10 | 16 | 8.5 | TRUE | TRUE |  | 48000 | 32400 | 2.46 | 35400 | 2
216030939 | 11/27/24 | Live | Midea Electric Trading | MDV | Singlezone Ducted, Centrally Ducted | 216030939 |  | HRCU-A-CB | MOD30-36HFN10-M3 |  | MVBC-36HWFN10-MC3E-MAS |  |  |  | 10 | 16.1 | 8.7 | TRUE | TRUE |  | 36000 | 25600 | 2.6 | 26200 | 2.19
216030938 | 11/27/24 | Live | Midea Electric Trading | MDV | Singlezone Ducted, Centrally Ducted | 216030938 |  | HRCU-A-CB | MOD30-30HFN10-M3 |  | MVBC-30HWFN10-MC3E-MAS |  |  |  | 10.7 | 17 | 8.5 | FALSE | FALSE |  | 30000 | 18500 | 2.4 | 20200 | 2.26
216030937 | 11/27/24 | Live | Midea Electric Trading | MDV | Singlezone Ducted, Centrally Ducted | 216030937 |  | HRCU-A-CB | MOX430-24HFN10-M3 |  | MVBC-24HWFN10-MB3E-MAS |  |  |  | 11 | 18.1 | 9.7 | TRUE | TRUE |  | 24000 | 20000 | 2.42 | 22200 | 2.24
216030936 | 11/27/24 | Live | Midea Electric Trading | MDV | Singlezone Ducted, Centrally Ducted | 216030936 |  | HRCU-A-CB | MOX330-18HFN10-M3 |  | MVBC-18HWFN10-MB3E-MAS |  |  |  | 11 | 18.8 | 9.1 | TRUE | FALSE |  | 18000 | 12600 | 2.6 | 12600 | 2.2
216030935 | 11/27/24 | Live | Midea Electric Trading | MDV | Singlezone Ducted, Centrally Ducted | 216030935 |  | HRCU-A-CB | MOX630-36HFN10-M3X |  | MVBC-36HWFN10-MC3E-MAS |  |  |  | 11.7 | 17.3 | 10.3 | TRUE | TRUE |  | 36000 | 31800 | 2.56 | 47500 | 2.36
216030934 | 11/27/24 | Live | Midea Electric Trading | MDV | Singlezone Ducted, Centrally Ducted | 216030934 |  | HRCU-A-CB | MOD30-30HFN10-M3X |  | MVBDM-30HWFN10-WB3-MAS |  |  |  | 12 | 17.2 | 10.8 | TRUE | TRUE |  | 30000 | 24000 | 2.69 | 24600 | 1.94
216030933 | 11/27/24 | Live | Midea Electric Trading | MDV | Singlezone Ducted, Centrally Ducted | 216030933 |  | HRCU-A-CB | MOX430-24HFN10-M3X |  | MVBDM-24HWFN10-WA3-MAS |  |  |  | 12 | 18.6 | 10 | TRUE | TRUE |  | 24000 | 19000 | 2.64 | 20200 | 2.24
216030932 | 11/27/24 | Live | Midea Electric Trading | MDV | Singlezone Ducted, Centrally Ducted | 216030932 |  | HRCU-A-CB | MOX430-18HFN10-M3X |  | MVBDM-18HWFN10-WA3-MAS |  |  |  | 12.5 | 19 | 10.1 | TRUE | TRUE |  | 18000 | 14700 | 2.66 | 19000 | 2.37
216032496 | 11/27/24 | Live | Midea Electric Trading | MDV | Singlezone Ducted, Centrally Ducted | 216032496 |  | HRCU-A-CB | MOD30-30HFN10-M3X |  | MVBC-30HWFPN10-MC3E |  |  |  | 11.7 | 16.8 | 10 | TRUE | TRUE |  | 30000 | 23800 | 2.76 | 37800 | 2.39
216032446 | 11/27/24 | Live | Midea Electric Trading | MDV | Singlezone Non-Ducted, Wall Placement | 216032446 |  | HRCU-A-CB-O | MOD30-30HFN10-M1E | Mini-Splits | MSEPDM-36HRFN10-M1E |  |  |  | 12 | 20.5 | 9.5 | TRUE | FALSE |  | 30000 | 20400 | 2.52 | 21000 | 2.08
216032445 | 11/27/24 | Live | Midea Electric Trading | MDV | Singlezone Non-Ducted, Wall Placement | 216032445 |  | HRCU-A-CB-O | MOD30-30HFN10-M1E | Mini-Splits | MSAG11FM-36HRFN10-M1E |  |  |  | 12 | 22.3 | 9 | TRUE | FALSE |  | 30000 | 20000 | 2.4 | 21500 | 2.2
216032444 | 11/27/24 | Live | Midea Electric Trading | MDV | Singlezone Non-Ducted, Wall Placement | 216032444 |  | HRCU-A-CB-O | MOX230-09HFN10-M1 | Mini-Splits | MSEPBM-12HRFN10-M1 |  |  |  | 14.9 | 25.8 | 12.5 | TRUE | TRUE |  | 9000 | 8100 | 2.83 | 9400 | 2.37
216032443 | 11/27/24 | Live | Midea Electric Trading | MDV | Singlezone Non-Ducted, Wall Placement | 216032443 |  | HRCU-A-CB-O | MOD30-30HFN10-M1E | Mini-Splits | MSAB3FM-36HRFN10-M1E |  |  |  | 11 | 20 | 9.2 | FALSE | FALSE |  | 30000 | 19000 | 2.26 | 19800 | 1.99
216032442 | 11/27/24 | Live | Midea Electric Trading | MDV | Singlezone Non-Ducted, Wall Placement | 216032442 |  | HRCU-A-CB-O | MOX230-09HFN10-M1 | Mini-Splits | MSAG11BM-12HRFN10-M1 |  |  |  | 14.7 | 24.6 | 13 | TRUE | TRUE |  | 9000 | 8600 | 2.8 | 10200 | 2.47
216032441 | 11/27/24 | Live | Midea Electric Trading | MDV | Singlezone Non-Ducted, Wall Placement | 216032441 |  | HRCU-A-CB-O | MOX230-09HFN10-M1 | Mini-Splits | MSAB3BM-12HRFN10-M1 |  |  |  | 14.4 | 24.6 | 13 | TRUE | TRUE |  | 9000 | 8600 | 2.83 | 9300 | 2.2
216027572 | 11/27/24 | Live | Midea Electric Trading | MDV | Singlezone Ducted, Centrally Ducted | 216027572 |  | HRCU-A-CB | MOD30-23HFPN10-M1 |  | MVBC-24HWFPN10-MB1 |  |  |  | 11.7 | 19.4 | 9.1 | TRUE | TRUE |  | 24000 | 17800 | 2.44 | 23200 | 2.55
216025756 | 11/27/24 | Live | Midea Electric Trading | MDV | Singlezone Ducted, Centrally Ducted | 216025756 |  | HRCU-A-CB | MOX430-24HFN10-M3X |  | MVBE-24HWFN10-WM3E |  |  |  | 10.8 | 17.5 | 10.5 | TRUE | TRUE |  | 24000 | 20800 | 2.8 | 21800 | 2.34
216025755 | 11/27/24 | Live | Midea Electric Trading | MDV | Singlezone Ducted, Centrally Ducted | 216025755 |  | HRCU-A-CB | MOX430-18HFN10-M3X |  | MVBE-18HWFN10-WM3E |  |  |  | 12.1 | 19.3 | 10.8 | TRUE | TRUE |  | 18000 | 15300 | 2.72 | 19600 | 2.4
216025754 | 11/27/24 | Live | Midea Electric Trading | MDV | Singlezone Ducted, Centrally Ducted | 216025754 |  | HRCU-A-CB | MOX630-36HFN10-M3X |  | MVBE-36HWFN10-WL3E |  |  |  | 11.2 | 16.8 | 9.6 | FALSE | FALSE |  | 36000 | 30200 | 1.86 | 40000 | 2.17
216025753 | 11/27/24 | Live | Midea Electric Trading | MDV | Singlezone Ducted, Centrally Ducted | 216025753 |  | HRCU-A-CB | MOD30-30HFN10-M3X |  | MVBE-30HWFN10-WL3E |  |  |  | 11.7 | 17.5 | 10.2 | TRUE | TRUE |  | 30000 | 23200 | 2.6 | 31900 | 2.25
216021106 | 11/27/24 | Live | Midea Electric Trading | MDV | Singlezone Non-Ducted, Wall Placement | 216021106 |  | HRCU-A-CB-O | MOX430-18HFPN10-M1 | Mini-Splits | MSAB3E-18HRFPN10-M1 |  |  |  | 13.7 | 22.5 | 11.5 | TRUE | TRUE |  | 18000 | 15200 | 2.75 | 20300 | 2.38
216021104 | 11/27/24 | Live | Midea Electric Trading | MDV | Singlezone Non-Ducted, Wall Placement | 216021104 |  | HRCU-A-CB-O | MOX230-09HFPN10-B1 | Mini-Splits | MSAB3B-09HRFPN10-B1 |  |  |  | 14 | 23.6 | 11.5 | TRUE | TRUE |  | 9000 | 7500 | 2.53 | 7800 | 2.38
216021102 | 11/27/24 | Live | Midea Electric Trading | MDV | Singlezone Non-Ducted, Wall Placement | 216021102 |  | HRCU-A-CB-O | MOX130-09HFPN10-B1E | Mini-Splits | MSAG11A-09HRFPN10-B1E |  |  |  | 11.3 | 20.2 | 9.2 | FALSE | FALSE |  | 9000 | 7000 | 2.56 | 7200 | 2.22
216021101 | 11/27/24 | Live | Midea Electric Trading | MDV | Singlezone Non-Ducted, Wall Placement | 216021101 |  | HRCU-A-CB-O | MOX230-17HFPN10-M1E | Mini-Splits | MSAG11C-17HRFPN10-M1E |  |  |  | 9.8 | 20 | 8.5 | FALSE | FALSE |  | 17000 | 11500 | 2.48 | 18700 | 1.71
216021099 | 11/27/24 | Live | Midea Electric Trading | MDV | Singlezone Non-Ducted, Wall Placement | 216021099 |  | HRCU-A-CB-O | MOX330-12HFPN10-M1X | Mini-Splits | MSAB3B-12HRFPN10-M1 |  |  |  | 12.8 | 23.5 | 10 | TRUE | TRUE |  | 12000 | 8900 | 2.23 | 12500 | 2.02
216021098 | 11/27/24 | Live | Midea Electric Trading | MDV | Singlezone Non-Ducted, Wall Placement | 216021098 |  | HRCU-A-CB-O | MOX430-18HFPN10-M1X | Mini-Splits | MSAB3E-18HRFPN10-M1 |  |  |  | 12.5 | 21.2 | 11 | TRUE | TRUE |  | 18000 | 15200 | 2.72 | 20300 | 2.38
216021119 | 11/27/24 | Live | Midea Electric Trading | MDV | Multizone Mix of Ducted and Non-Ducted | 216021119 |  | HMSV-A-CB | M6OE31-53HFPN10-M1XD | Mixed Ducted and Non-Ducted Indoor Units | MSAB3B-06HRFPN10-M1 |  |  |  | 12 | 21 | 10.55 | TRUE | TRUE |  | 47000 | 43250 | 2.65 | 43750 | 1.95
216021096 | 11/27/24 | Live | Midea Electric Trading | MDV | Multizone All Non-Ducted | 216021096 |  | HMSR-A-CB-O | M6OE31-53HFPN10-M1XD | Non-Ducted Indoor Units | MSAB3B-06HRFPN10-M1 |  |  |  | 12 | 22 | 10.6 | TRUE | TRUE |  | 47000 | 44000 | 2.6 | 45000 | 1.9
216021118 | 11/27/24 | Live | Midea Electric Trading | MDV | Multizone Mix of Ducted and Non-Ducted | 216021118 |  | HMSV-A-CB | M6OE30-48HFPN10-M1D | Mixed Ducted and Non-Ducted Indoor Units | MSAB3B-09HRFPN10-M1 |  |  |  | 12 | 20.9 | 10.25 | TRUE | TRUE |  | 43000 | 36500 | 2.55 | 36500 | 2.1
216021095 | 11/27/24 | Live | Midea Electric Trading | MDV | Multizone All Ducted | 216021095 |  | HMSV-A-CB | M6OE30-48HFPN10-M1D | Ducted Indoor Units | MTI-09HWFPN10-M1 |  |  |  | 12 | 20 | 10.5 | TRUE | TRUE |  | 43000 | 37800 | 2.6 | 37800 | 2.2
216021094 | 11/27/24 | Live | Midea Electric Trading | MDV | Multizone All Non-Ducted | 216021094 |  | HMSR-A-CB-O | M6OE30-48HFPN10-M1D | Non-Ducted Indoor Units | MSAB3B-09HRFPN10-M1 |  |  |  | 12 | 21.8 | 10 | TRUE | TRUE |  | 43000 | 35200 | 2.5 | 35200 | 2
216021117 | 11/27/24 | Live | Midea Electric Trading | MDV | Multizone Mix of Ducted and Non-Ducted | 216021117 |  | HMSV-A-CB | M5OD30-36HFPN10-M1D | Mixed Ducted and Non-Ducted Indoor Units | MSAB3B-06HRFPN10-M1 |  |  |  | 11.85 | 21 | 9.7 | TRUE | TRUE |  | 33500 | 24700 | 2.35 | 25000 | 2.1
216021093 | 11/27/24 | Live | Midea Electric Trading | MDV | Multizone All Ducted | 216021093 |  | HMSV-A-CB | M5OD30-36HFPN10-M1D | Ducted Indoor Units | MTI-06HWFPN10-M1 |  |  |  | 11.7 | 19 | 9.5 | TRUE | TRUE |  | 33000 | 25400 | 2.3 | 26000 | 2.1
216021092 | 11/27/24 | Live | Midea Electric Trading | MDV | Multizone All Non-Ducted | 216021092 |  | HMSR-A-CB-O | M5OD30-36HFPN10-M1D | Non-Ducted Indoor Units | MSAB3B-06HRFPN10-M1 |  |  |  | 12 | 23 | 9.9 | TRUE | TRUE |  | 34000 | 24000 | 2.4 | 24000 | 2.1
216021116 | 11/27/24 | Live | Midea Electric Trading | MDV | Multizone Mix of Ducted and Non-Ducted | 216021116 |  | HMSV-A-CB | M4OD30-27HFPN10-M1D | Mixed Ducted and Non-Ducted Indoor Units | MSAB3B-06HRFPN10-M1 |  |  |  | 12 | 21.5 | 9.25 | TRUE | TRUE |  | 26000 | 17600 | 2.55 | 17600 | 2.11
216021091 | 11/27/24 | Live | Midea Electric Trading | MDV | Multizone All Ducted | 216021091 |  | HMSV-A-CB | M4OD30-27HFPN10-M1D | Ducted Indoor Units | MTI-06HWFPN10-M1 |  |  |  | 12 | 20 | 9.5 | TRUE | TRUE |  | 26000 | 19000 | 2.7 | 19000 | 2.2
216021090 | 11/27/24 | Live | Midea Electric Trading | MDV | Multizone All Non-Ducted | 216021090 |  | HMSR-A-CB-O | M4OD30-27HFPN10-M1D | Non-Ducted Indoor Units | MSAB3B-06HRFPN10-M1 |  |  |  | 12 | 23 | 9 | TRUE | TRUE |  | 26000 | 16200 | 2.4 | 16200 | 2
216021089 | 11/27/24 | Live | Midea Electric Trading | MDV | Multizone All Non-Ducted | 216021089 |  | HMSR-A-CB-O | M3OX430-18HFPN10-M1 | Non-Ducted Indoor Units | MSAB3B-06HRFPN10-M1 |  |  |  | 13 | 23.9 | 10 | TRUE | TRUE |  | 18000 | 13400 | 2.71 | 14000 | 2.28
216021087 | 11/27/24 | Live | Midea Electric Trading | MDV | Singlezone Non-Ducted, Wall Placement | 216021087 |  | HRCU-A-CB-O | MOX430-18HFPN10-M1X | Mini-Splits | MCB-18HRFPN10-M1 |  |  |  | 12.5 | 19.8 | 12.2 | TRUE | TRUE |  | 16700 | 14800 | 2.69 | 18800 | 2.05
216021086 | 11/27/24 | Live | Midea Electric Trading | MDV | Singlezone Non-Ducted, Wall Placement | 216021086 |  | HRCU-A-CB-O | MOX330-12HFPN10-M1X | Mini-Splits | MCBM-12HRFPN10-M1 |  |  |  | 12.5 | 22.2 | 10.8 | TRUE | TRUE |  | 12000 | 9100 | 2.59 | 11900 | 1.95
215894241 | 11/27/24 | Live | Midea Electric Trading | MDV | Singlezone Ducted, Centrally Ducted | 215894241 |  | HRCU-A-CB | MOD30-36HFN10-M3 |  | MVBE-36HWFN10-WL3E |  |  |  | 10.2 | 16.7 | 9.3 | TRUE | TRUE |  | 36000 | 24800 | 2.64 | 31400 | 2.2
215894243 | 11/27/24 | Live | Midea Electric Trading | MDV | Singlezone Ducted, Centrally Ducted | 215894243 |  | HRCU-A-CB | MOD30-30HFN10-M3 |  | MVBE-30HWFN10-WL3E |  |  |  | 11 | 18.6 | 8.7 | TRUE | FALSE |  | 30000 | 18200 | 2.42 | 23900 | 2.61
215894240 | 11/27/24 | Live | Midea Electric Trading | MDV | Singlezone Ducted, Centrally Ducted | 215894240 |  | HRCU-A-CB | MOX430-24HFN10-M3 |  | MVBE-24HWFN10-WM3E |  |  |  | 10.8 | 17.4 | 10.4 | TRUE | TRUE |  | 24000 | 20800 | 2.8 | 21800 | 2.34
215894242 | 11/27/24 | Live | Midea Electric Trading | MDV | Singlezone Ducted, Centrally Ducted | 215894242 |  | HRCU-A-CB | MOX330-18HFN10-M3 |  | MVBE-18HWFN10-WM3E |  |  |  | 11.5 | 18.5 | 9.4 | TRUE | FALSE |  | 18000 | 12600 | 2.7 | 12600 | 2.34
215865890 | 11/27/24 | Live | Midea Electric Trading | MDV | Singlezone Non-Ducted, Wall Placement | 215865890 |  | HRCU-A-CB-O | MOX230-06HFN10-M1 | Mini-Splits | MSEPB-06HRFN10-M1 |  |  |  | 18.1 | 25.7 | 12.8 | TRUE | TRUE |  | 6000 | 8400 | 2.28 | 9400 | 2.37
215865889 | 11/27/24 | Live | Midea Electric Trading | MDV | Singlezone Ducted, Centrally Ducted | 215865889 |  | HRCU-A-CB | MOE30-60HFN10-M3X |  | MVBC-60HWFPN10-MD3E |  |  |  | 10 | 16 | 9 | TRUE | TRUE |  | 54000 | 45000 | 2.4 | 50400 | 2.3
215865888 | 11/27/24 | Live | Midea Electric Trading | MDV | Singlezone Ducted, Centrally Ducted | 215865888 |  | HRCU-A-CB | MOX630-60HFN10-M3 |  | MVBC-60HWFPN10-MD3E |  |  |  | 8.6 | 15.2 | 8.4 | TRUE | TRUE |  | 54000 | 33000 | 2.34 | 35800 | 1.96
215865887 | 11/27/24 | Live | Midea Electric Trading | MDV | Singlezone Ducted, Centrally Ducted | 215865887 |  | HRCU-A-CB | MOX630-48HFN10-M3 |  | MVBC-48HWFPN10-MD3E |  |  |  | 10 | 16 | 8.5 | TRUE | TRUE |  | 48000 | 32400 | 2.46 | 35400 | 2
215865886 | 11/27/24 | Live | Midea Electric Trading | MDV | Singlezone Ducted, Centrally Ducted | 215865886 |  | HRCU-A-CB | MOX630-48HFN10-M3X |  | MVBC-48HWFPN10-MD3E |  |  |  | 10.5 | 16.5 | 9.5 | TRUE | TRUE |  | 48000 | 37000 | 2.7 | 38300 | 2.02
215865885 | 11/27/24 | Live | Midea Electric Trading | MDV | Singlezone Ducted, Centrally Ducted | 215865885 |  | HRCU-A-CB | MOD30-36HFN10-M3 |  | MVBC-36HWFPN10-MC3E |  |  |  | 10 | 16.2 | 8.7 | TRUE | TRUE |  | 36000 | 24800 | 2.52 | 26200 | 2.19
215865884 | 11/27/24 | Live | Midea Electric Trading | MDV | Singlezone Ducted, Centrally Ducted | 215865884 |  | HRCU-A-CB | MOX630-36HFN10-M3X |  | MVBC-36HWFPN10-MC3E |  |  |  | 11.7 | 17.4 | 10.3 | TRUE | TRUE |  | 36000 | 31800 | 2.56 | 47500 | 2.36
215865881 | 11/27/24 | Live | Midea Electric Trading | MDV | Singlezone Ducted, Centrally Ducted | 215865881 |  | HRCU-A-CB | MOD30-30HFN10-M3 |  | MVBC-30HWFPN10-MC3E |  |  |  | 10.7 | 17 | 8.5 | FALSE | FALSE |  | 30000 | 18500 | 2.4 | 20200 | 2.26
215865883 | 11/27/24 | Live | Midea Electric Trading | MDV | Singlezone Ducted, Centrally Ducted | 215865883 |  | HRCU-A-CB | MOX430-24HFN10-M3 |  | MVBC-24HWFPN10-MB3E |  |  |  | 11 | 18.1 | 9.7 | TRUE | TRUE |  | 24000 | 20000 | 2.42 | 22200 | 2.24
215865882 | 11/27/24 | Live | Midea Electric Trading | MDV | Singlezone Ducted, Centrally Ducted | 215865882 |  | HRCU-A-CB | MOX430-24HFN10-M3X |  | MVBC-24HWFPN10-MB3E |  |  |  | 11.7 | 18.4 | 10 | TRUE | TRUE |  | 23000 | 20000 | 2.42 | 22200 | 2.24
215865880 | 11/27/24 | Live | Midea Electric Trading | MDV | Singlezone Ducted, Centrally Ducted | 215865880 |  | HRCU-A-CB | MOX330-18HFN10-M3 |  | MVBC-18HWFPN10-MB3E |  |  |  | 11 | 18.8 | 9.1 | TRUE | FALSE |  | 18000 | 12600 | 2.6 | 12600 | 2.2
215797518 | 11/27/24 | Live | Midea Electric Trading | MDV | Singlezone Ducted, Centrally Ducted | 215797518 |  | HRCU-A-CB | MOD30-36HFN10-M3X |  | MVBC-36HWFN10-MC3E-D |  |  |  | 10 | 16.5 | 8.2 | TRUE | TRUE |  | 36000 | 23200 | 2.34 | 31900 | 2.09
215797517 | 11/27/24 | Live | Midea Electric Trading | MDV | Singlezone Ducted, Centrally Ducted | 215797517 |  | HRCU-A-CB | MOD30-36HFN10-M3X |  | MVBC-36HWFN10-MC3E |  |  |  | 10 | 16.5 | 8.2 | TRUE | TRUE |  | 36000 | 23200 | 2.34 | 31900 | 2.09
215449739 | 11/27/24 | Live | Midea Electric Trading | MDV | Singlezone Ducted, Centrally Ducted | 215449739 |  | HRCU-A-CB | MOX630-36HFN10-M3X |  | MVBDM-36HWFN10-WB3-D |  |  |  | 12 | 18 | 10 | TRUE | TRUE |  | 36000 | 31000 | 2.5 | 41500 | 2.21
216021001 | 11/27/24 | Live | GE Appliances, a Haier Company | GE APPLIANCES | Singlezone Ducted, Centrally Ducted | 216021001 |  | HRCU-A-C | NS18H60HA5*** | Ducted Indoor Units | NCUC60CT5****+TDR |  |  |  | 10 | 15.2 | 8.5 | TRUE | TRUE |  | 51000 | 42000 | 2.1 | 42000 | 2.1
216020999 | 11/27/24 | Live | GE Appliances, a Haier Company | GE APPLIANCES | Singlezone Ducted, Centrally Ducted | 216020999 |  | HRCU-A-C | NS18H36HA5*** | Ducted Indoor Units | NCUC36BT5****+TDR |  |  |  | 10.6 | 15.2 | 8.5 | TRUE | TRUE |  | 34000 | 27000 | 2.3 | 27000 | 2.3
216020998 | 11/27/24 | Live | GE Appliances, a Haier Company | GE APPLIANCES | Singlezone Ducted, Centrally Ducted | 216020998 |  | HRCU-A-C | NS18H24HA5*** | Ducted Indoor Units | NCUC24BT5****+TDR |  |  |  | 11.7 | 15.8 | 8.5 | TRUE | TRUE |  | 23600 | 19000 | 2.3 | 19000 | 2.3
215869482 | 11/27/24 | Live | GE Appliances, a Haier Company | GE APPLIANCES | Singlezone Ducted, Centrally Ducted | 215869482 |  | HRCU-A-CB | NS18H60HA5*** | Ducted Indoor Units | NAM60V1TA5**** |  |  |  | 10 | 16 | 9.4 | TRUE | TRUE |  | 55000 | 43000 | 2.3 | 43000 | 2.3
215869481 | 11/27/24 | Live | GE Appliances, a Haier Company | GE APPLIANCES | Singlezone Ducted, Centrally Ducted | 215869481 |  | HRCU-A-CB | NS18H36HA5*** | Ducted Indoor Units | NAM36V1TA5**** |  |  |  | 11.7 | 18 | 9.5 | TRUE | TRUE |  | 36000 | 28000 | 2.4 | 28000 | 2.4
215869480 | 11/27/24 | Live | GE Appliances, a Haier Company | GE APPLIANCES | Singlezone Ducted, Centrally Ducted | 215869480 |  | HRCU-A-CB | NS18H24HA5*** | Ducted Indoor Units | NAM24V1TA5**** |  |  |  | 11.7 | 18 | 10 | TRUE | TRUE |  | 24000 | 18000 | 2.4 | 18000 | 2.4
10221204 | 10/27/22 | Live | Panasonic | PANASONIC | Multizone All Non-Ducted | 10221204 |  | HMSR-A-CB-O | CU-4E24RBU-5 | Non-Ducted Indoor Units |  | 12.55 | 22 | 10 |  |  |  | TRUE | FALSE | TRUE | 31400 | 35700 | 2.44 | 35700 | 2.44
10208229 | 10/27/22 | Live | Panasonic | PANASONIC | Multizone All Non-Ducted | 10208229 |  | HMSR-A-CB-O | CU-2E18SBU-5 | Non-Ducted Indoor Units |  | 12.55 | 19 | 10 |  |  |  | TRUE | TRUE | TRUE | 16700 | 17400 | 2.52 | 17500 | 2.54
216027634 | 11/27/24 | Live | Midea Electric Trading | CAPELLA | Multizone Mix of Ducted and Non-Ducted | 216027634 |  | HMSV-A-CB | CPM2B1-H18A-O | Mixed Ducted and Non-Ducted Indoor Units |  |  |  |  | 14 | 22.5 | 10.2 | TRUE | TRUE |  | 19000 | 17300 | 2.65 | 20500 | 2.36
216027633 | 11/27/24 | Live | Midea Electric Trading | CAPELLA | Multizone All Ducted | 216027633 |  | HMSV-A-CB | CPM2B1-H18A-O | Ducted Indoor Units |  |  |  |  | 13 | 20 | 10 | TRUE | TRUE |  | 19000 | 17000 | 2.59 | 22000 | 2.5
216027635 | 11/27/24 | Live | Midea Electric Trading | CAPELLA | Multizone All Non-Ducted | 216027635 |  | HMSR-A-CB-O | CPM3B1-H27A-O | Non-Ducted Indoor Units |  |  |  |  | 12.5 | 23 | 10.5 | TRUE | TRUE |  | 27000 | 25000 | 2.6 | 28000 | 2.2
216027636 | 11/27/24 | Live | Midea Electric Trading | CAPELLA | Multizone All Ducted | 216027636 |  | HMSV-A-CB | CPM3B1-H27A-O | Ducted Indoor Units |  |  |  |  | 12 | 19 | 9.5 | TRUE | TRUE |  | 28000 | 23000 | 2.4 | 27000 | 2.1
216027637 | 11/27/24 | Live | Midea Electric Trading | CAPELLA | Multizone Mix of Ducted and Non-Ducted | 216027637 |  | HMSV-A-CB | CPM3B1-H27A-O | Mixed Ducted and Non-Ducted Indoor Units |  |  |  |  | 12.25 | 21 | 10 | TRUE | TRUE |  | 27400 | 24000 | 2.5 | 27500 | 2.15
216027638 | 11/27/24 | Live | Midea Electric Trading | CAPELLA | Multizone All Non-Ducted | 216027638 |  | HMSR-A-CB-O | CPM4B1-H36A-O | Non-Ducted Indoor Units |  |  |  |  | 13 | 23 | 10.7 | TRUE | TRUE |  | 36000 | 30000 | 2.4 | 42000 | 2.6
216027640 | 11/27/24 | Live | Midea Electric Trading | CAPELLA | Multizone Mix of Ducted and Non-Ducted | 216027640 |  | HMSV-A-CB | CPM4B1-H36A-O | Mixed Ducted and Non-Ducted Indoor Units |  |  |  |  | 12.5 | 21.2 | 10.55 | TRUE | TRUE |  | 36000 | 31400 | 2.4 | 38000 | 2.41
216027639 | 11/27/24 | Live | Midea Electric Trading | CAPELLA | Multizone All Ducted | 216027639 |  | HMSV-A-CB | CPM4B1-H36A-O | Ducted Indoor Units |  |  |  |  | 12 | 19.4 | 10.4 | TRUE | TRUE |  | 36000 | 33000 | 2.4 | 34000 | 2.2
216027641 | 11/27/24 | Live | Midea Electric Trading | CAPELLA | Multizone All Non-Ducted | 216027641 |  | HMSR-A-CB-O | CPM5B1-H48A-O | Non-Ducted Indoor Units |  |  |  |  | 12 | 23 | 11 | TRUE | TRUE |  | 47000 | 44000 | 2.6 | 45000 | 2
216027642 | 11/27/24 | Live | Midea Electric Trading | CAPELLA | Multizone All Ducted | 216027642 |  | HMSV-A-CB | CPM5B1-H48A-O | Ducted Indoor Units |  |  |  |  | 11.7 | 20.4 | 11 | TRUE | TRUE |  | 47000 | 44500 | 2.6 | 46000 | 2.2
216027643 | 11/27/24 | Live | Midea Electric Trading | CAPELLA | Multizone Mix of Ducted and Non-Ducted | 216027643 |  | HMSV-A-CB | CPM5B1-H48A-O | Mixed Ducted and Non-Ducted Indoor Units |  |  |  |  | 11.85 | 21.7 | 11 | TRUE | TRUE |  | 47000 | 44000 | 2.6 | 45500 | 2.1
216027644 | 11/27/24 | Live | Midea Electric Trading | CAPELLA | Multizone All Non-Ducted | 216027644 |  | HMSR-A-CB-O | CPM5B1-H55A-O | Non-Ducted Indoor Units |  |  |  |  | 12 | 22.2 | 10.5 | TRUE | TRUE |  | 51000 | 44000 | 2.6 | 47000 | 2.5
216027645 | 11/27/24 | Live | Midea Electric Trading | CAPELLA | Multizone All Ducted | 216027645 |  | HMSV-A-CB | CPM5B1-H55A-O | Ducted Indoor Units |  |  |  |  | 11.7 | 20 | 10.7 | TRUE | TRUE |  | 53000 | 45000 | 2.7 | 52000 | 2.3
216027646 | 11/27/24 | Live | Midea Electric Trading | CAPELLA | Multizone Mix of Ducted and Non-Ducted | 216027646 |  | HMSV-A-CB | CPM5B1-H55A-O | Mixed Ducted and Non-Ducted Indoor Units |  |  |  |  | 11.85 | 21.1 | 10.6 | TRUE | TRUE |  | 52000 | 44500 | 2.65 | 49500 | 2.39
216027647 | 11/27/24 | Live | Midea Electric Trading | CAPELLA | Multizone All Non-Ducted | 216027647 |  | HMSR-A-CB-O | CPM2B1V-H18A-O | Non-Ducted Indoor Units |  |  |  |  | 15 | 25 | 10.4 | TRUE | TRUE |  | 19000 | 17600 | 2.7 | 19000 | 2.2
216027648 | 11/27/24 | Live | Midea Electric Trading | CAPELLA | Multizone All Ducted | 216027648 |  | HMSV-A-CB | CPM2B1V-H18A-O | Ducted Indoor Units |  |  |  |  | 13 | 20 | 10 | TRUE | TRUE |  | 19000 | 17000 | 2.59 | 22000 | 2.5
216027649 | 11/27/24 | Live | Midea Electric Trading | CAPELLA | Multizone Mix of Ducted and Non-Ducted | 216027649 |  | HMSV-A-CB | CPM2B1V-H18A-O | Mixed Ducted and Non-Ducted Indoor Units |  |  |  |  | 14 | 22.5 | 10.2 | TRUE | TRUE |  | 19000 | 17300 | 2.65 | 20500 | 2.36
216027650 | 11/27/24 | Live | Midea Electric Trading | CAPELLA | Multizone All Non-Ducted | 216027650 |  | HMSR-A-CB-O | CPM3B1V-H27A-O | Non-Ducted Indoor Units |  |  |  |  | 12.5 | 23 | 10.5 | TRUE | TRUE |  | 27000 | 25000 | 2.6 | 28000 | 2.2
216027651 | 11/27/24 | Live | Midea Electric Trading | CAPELLA | Multizone All Ducted | 216027651 |  | HMSV-A-CB | CPM3B1V-H27A-O | Ducted Indoor Units |  |  |  |  | 12 | 19 | 9.5 | TRUE | TRUE |  | 28000 | 23000 | 2.4 | 27000 | 2.1
216027652 | 11/27/24 | Live | Midea Electric Trading | CAPELLA | Multizone Mix of Ducted and Non-Ducted | 216027652 |  | HMSV-A-CB | CPM3B1V-H27A-O | Mixed Ducted and Non-Ducted Indoor Units |  |  |  |  | 12.25 | 21 | 10 | TRUE | TRUE |  | 27400 | 24000 | 2.5 | 27500 | 2.15
216027653 | 11/27/24 | Live | Midea Electric Trading | CAPELLA | Multizone All Non-Ducted | 216027653 |  | HMSR-A-CB-O | CPM4B1V-H36A-O | Non-Ducted Indoor Units |  |  |  |  | 13 | 23 | 10.7 | TRUE | TRUE |  | 36000 | 30000 | 2.4 | 42000 | 2.6
216027654 | 11/27/24 | Live | Midea Electric Trading | CAPELLA | Multizone All Ducted | 216027654 |  | HMSV-A-CB | CPM4B1V-H36A-O | Ducted Indoor Units |  |  |  |  | 12 | 19.4 | 10.4 | TRUE | TRUE |  | 36000 | 33000 | 2.4 | 34000 | 2.2
216027655 | 11/27/24 | Live | Midea Electric Trading | CAPELLA | Multizone Mix of Ducted and Non-Ducted | 216027655 |  | HMSV-A-CB | CPM4B1V-H36A-O | Mixed Ducted and Non-Ducted Indoor Units |  |  |  |  | 12.5 | 21.2 | 10.55 | TRUE | TRUE |  | 36000 | 31400 | 2.4 | 38000 | 2.41
216027656 | 11/27/24 | Live | Midea Electric Trading | CAPELLA | Multizone All Non-Ducted | 216027656 |  | HMSR-A-CB-O | CPM5B1V-H48A-O | Non-Ducted Indoor Units |  |  |  |  | 12 | 23 | 11 | TRUE | TRUE |  | 47000 | 44000 | 2.6 | 45000 | 2
216027657 | 11/27/24 | Live | Midea Electric Trading | CAPELLA | Multizone All Ducted | 216027657 |  | HMSV-A-CB | CPM5B1V-H48A-O | Ducted Indoor Units |  |  |  |  | 11.7 | 20.4 | 11 | TRUE | TRUE |  | 47000 | 44500 | 2.6 | 46000 | 2.2
216027658 | 11/27/24 | Live | Midea Electric Trading | CAPELLA | Multizone Mix of Ducted and Non-Ducted | 216027658 |  | HMSV-A-CB | CPM5B1V-H48A-O | Mixed Ducted and Non-Ducted Indoor Units |  |  |  |  | 11.85 | 21.7 | 11 | TRUE | TRUE |  | 47000 | 44000 | 2.6 | 45500 | 2.1
216027659 | 11/27/24 | Live | Midea Electric Trading | CAPELLA | Multizone All Non-Ducted | 216027659 |  | HMSR-A-CB-O | CPM5B1V-H55A-O | Non-Ducted Indoor Units |  |  |  |  | 12 | 22.2 | 10.5 | TRUE | TRUE |  | 51000 | 44000 | 2.6 | 47000 | 2.5
216027660 | 11/27/24 | Live | Midea Electric Trading | CAPELLA | Multizone All Ducted | 216027660 |  | HMSV-A-CB | CPM5B1V-H55A-O | Ducted Indoor Units |  |  |  |  | 11.7 | 20 | 10.7 | TRUE | TRUE |  | 53000 | 45000 | 2.7 | 52000 | 2.3
216027661 | 11/27/24 | Live | Midea Electric Trading | CAPELLA | Multizone Mix of Ducted and Non-Ducted | 216027661 |  | HMSV-A-CB | CPM5B1V-H55A-O | Mixed Ducted and Non-Ducted Indoor Units |  |  |  |  | 11.85 | 21.1 | 10.6 | TRUE | TRUE |  | 52000 | 44500 | 2.65 | 49500 | 2.39
216031021 | 11/27/24 | Live | Midea Electric Trading | MOOVAIR | Singlezone Non-Ducted, Wall Placement | 216031021 |  | HRCU-A-CB-O | MSHEA09C2AN1 | Mini-Splits | MWHEA09C2AN1 |  |  |  | 14.9 | 25.8 | 12.5 | TRUE | TRUE |  | 9000 | 8100 | 2.83 | 9400 | 2.37
216031022 | 11/27/24 | Live | Midea Electric Trading | MOOVAIR | Singlezone Non-Ducted, Wall Placement | 216031022 |  | HRCU-A-CB-O | MSHEA12C2AN1 | Mini-Splits | MWHEA12C2AN1 |  |  |  | 13 | 25.5 | 10.6 | TRUE | TRUE |  | 12000 | 9300 | 2.84 | 9600 | 2.38
216031025 | 11/27/24 | Live | Midea Electric Trading | MOOVAIR | Singlezone Non-Ducted, Wall Placement | 216031025 |  | HRCU-A-CB-O | MSHEA24C2AN1 | Mini-Splits | MWHEA24C2AN1 |  |  |  | 14 | 23 | 11.7 | TRUE | TRUE |  | 24000 | 18800 | 2.65 | 19300 | 2.33
216031024 | 11/27/24 | Live | Midea Electric Trading | MOOVAIR | Singlezone Non-Ducted, Wall Placement | 216031024 |  | HRCU-A-CB-O | MSHEA18C2AN1 | Mini-Splits | MWHEA18C2AN1 |  |  |  | 12.7 | 23.5 | 10.8 | TRUE | TRUE |  | 18000 | 13600 | 2.73 | 14900 | 2.43
216031032 | 11/27/24 | Live | Midea Electric Trading | MOOVAIR | Singlezone Non-Ducted, Wall Placement | 216031032 |  | HRCU-A-CB-O | MSHMA33C2AN1 | Mini-Splits | MWHMA33C2AS1 |  |  |  | 12 | 19.5 | 10.5 | TRUE | TRUE |  | 33000 | 30000 | 2.69 | 30200 | 2.02
216031031 | 11/27/24 | Live | Midea Electric Trading | MOOVAIR | Singlezone Non-Ducted, Wall Placement | 216031031 |  | HRCU-A-CB-O | MSHMA24C2AN1 | Mini-Splits | MWHMA24C2AS1 |  |  |  | 13 | 21 | 13.5 | TRUE | TRUE |  | 24000 | 21000 | 2.88 | 23200 | 2.35
216031034 | 11/27/24 | Live | Midea Electric Trading | MOOVAIR | Singlezone Non-Ducted, Ceiling Placement | 216031034 |  | HRCU-A-CB-O | MSHEA09C2AN1 | Mini-Splits | GKHRA09C2AS1 |  |  |  | 14.3 | 21.6 | 11.3 | TRUE | TRUE |  | 9000 | 8500 | 2.8 | 9300 | 2.55
216031033 | 11/27/24 | Live | Midea Electric Trading | MOOVAIR | Singlezone Non-Ducted, Wall Placement | 216031033 |  | HRCU-A-CB-O | MSHHA18C2AN1 | Mini-Splits | MWHHA18C2AS1 |  |  |  | 15 | 25.6 | 16.2 | TRUE | TRUE |  | 18000 | 19300 | 3.01 | 23200 | 2.35
216031035 | 11/27/24 | Live | Midea Electric Trading | MOOVAIR | Singlezone Non-Ducted, Ceiling Placement | 216031035 |  | HRCU-A-CB-O | MSHEA12C2AN1 | Mini-Splits | GKHRA12C2AS1 |  |  |  | 12.5 | 21.1 | 10.4 | TRUE | TRUE |  | 12000 | 8500 | 2.8 | 9300 | 2.55
216031036 | 11/27/24 | Live | Midea Electric Trading | MOOVAIR | Singlezone Non-Ducted, Ceiling Placement | 216031036 |  | HRCU-A-CB-O | MSHEA18C2AN1 | Mini-Splits | GKHRA18C2AS1 |  |  |  | 12.5 | 20.7 | 11.4 | TRUE | TRUE |  | 16800 | 13900 | 2.66 | 14800 | 2.36
216031038 | 11/27/24 | Live | Midea Electric Trading | MOOVAIR | Singlezone Non-Ducted, Ceiling Placement | 216031038 |  | HRCU-A-CB-O | MSHMA09C2AN1 | Mini-Splits | GKHRA09C2AS1 |  |  |  | 14 | 22.6 | 12.1 | TRUE | TRUE |  | 9000 | 9700 | 2.63 | 12600 | 2.1
216031039 | 11/27/24 | Live | Midea Electric Trading | MOOVAIR | Singlezone Non-Ducted, Ceiling Placement | 216031039 |  | HRCU-A-CB-O | MSHMA12C2AN1 | Mini-Splits | GKHRA12C2AS1 |  |  |  | 12.5 | 22.2 | 11.6 | TRUE | TRUE |  | 12000 | 10000 | 2.74 | 12900 | 2.14
216031040 | 11/27/24 | Live | Midea Electric Trading | MOOVAIR | Singlezone Non-Ducted, Ceiling Placement | 216031040 |  | HRCU-A-CB-O | MSHMA18C2AN1 | Mini-Splits | GKHRA18C2AS1 |  |  |  | 12.5 | 20 | 12.3 | TRUE | TRUE |  | 16000 | 14900 | 2.7 | 18000 | 2.1
216031041 | 11/27/24 | Live | Midea Electric Trading | MOOVAIR | Singlezone Non-Ducted, Wall Placement | 216031041 |  | HRCU-A-CB-O | MSHMA24C2AN1 | Mini-Splits | GQHRA24C2AS1 |  |  |  | 12 | 20.7 | 11.6 | TRUE | TRUE |  | 23400 | 20400 | 2.78 | 23900 | 2.48
216031043 | 11/27/24 | Live | Midea Electric Trading | MOOVAIR | Singlezone Non-Ducted, Ceiling Placement | 216031043 |  | HRCU-A-CB-O | MSHEA18C2AN1 | Mini-Splits | GOHRA18C2AS1 |  |  |  | 12.5 | 22.2 | 12.2 | TRUE | TRUE |  | 18000 | 14000 | 2.77 | 15200 | 2.47
216031045 | 11/27/24 | Live | Midea Electric Trading | MOOVAIR | Singlezone Non-Ducted, Ceiling Placement | 216031045 |  | HRCU-A-CB-O | MSHMA18C2AN1 | Mini-Splits | GOHRA18C2AS1 |  |  |  | 12.5 | 20.6 | 12.2 | TRUE | TRUE |  | 16700 | 14500 | 2.5 | 18800 | 2.05
216031048 | 11/27/24 | Live | Midea Electric Trading | MOOVAIR | Singlezone Ducted, Compact Ducted | 216031048 |  | HRCU-A-CB | MSHEA18C2AN1 | Mini-Splits | GDHRA18C2AS1 |  |  |  | 13.3 | 20 | 11.3 | TRUE | TRUE |  | 17500 | 14900 | 2.89 | 15900 | 2.65
216031049 | 11/27/24 | Live | Midea Electric Trading | MOOVAIR | Singlezone Ducted, Compact Ducted | 216031049 |  | HRCU-A-CB | MSHEA24C2AN1 | Mini-Splits | GDHRA24C2AS1 |  |  |  | 12.5 | 19 | 11 | TRUE | TRUE |  | 24000 | 21200 | 2.6 | 21600 | 2.56
216031050 | 11/27/24 | Live | Midea Electric Trading | MOOVAIR | Singlezone Ducted, Compact Ducted | 216031050 |  | HRCU-A-CB | MSHMA09C2AN1 | Mini-Splits | GDHRA09C2AS1 |  |  |  | 14 | 20.5 | 13.8 | TRUE | TRUE |  | 9000 | 10200 | 2.45 | 12600 | 1.94
216031051 | 11/27/24 | Live | Midea Electric Trading | MOOVAIR | Singlezone Ducted, Compact Ducted | 216031051 |  | HRCU-A-CB | MSHMA12C2AN1 | Mini-Splits | GDHRA12C2AS1 |  |  |  | 12 | 20 | 10.6 | TRUE | TRUE |  | 12000 | 10200 | 2.6 | 14000 | 2.31
216031052 | 11/27/24 | Live | Midea Electric Trading | MOOVAIR | Singlezone Ducted, Compact Ducted | 216031052 |  | HRCU-A-CB | MSHMA18C2AN1 | Mini-Splits | GDHRA18C2AS1 |  |  |  | 12 | 18.4 | 11.1 | TRUE | TRUE |  | 17500 | 15000 | 2.89 | 20000 | 2.5
216031053 | 11/27/24 | Live | Midea Electric Trading | MOOVAIR | Singlezone Ducted, Compact Ducted | 216031053 |  | HRCU-A-CB | MSHMA24C2AN1 | Mini-Splits | GDHRA24C2AS1 |  |  |  | 12 | 19 | 11.7 | TRUE | TRUE |  | 24000 | 21600 | 2.71 | 23600 | 2.48
216031054 | 11/27/24 | Live | Midea Electric Trading | MOOVAIR | Singlezone Non-Ducted, Wall Placement | 216031054 |  | HRCU-A-CB-O | MSHEA12C2AN1 | Mini-Splits | GFHRA12C2AS1 |  |  |  | 12.7 | 24.6 | 11 | TRUE | TRUE |  | 12000 | 9000 | 2.87 | 9600 | 2.49
216031059 | 11/27/24 | Live | Midea Electric Trading | MOOVAIR | Multizone All Non-Ducted | 216031059 |  | HMSR-A-CB-O | MXHSA2742AV1 | Non-Ducted Indoor Units |  |  |  |  | 13 | 25 | 9.5 | TRUE | TRUE |  | 27000 | 18400 | 2.61 | 19000 | 2.3
216031060 | 11/27/24 | Live | Midea Electric Trading | MOOVAIR | Multizone All Ducted | 216031060 |  | HMSV-A-CB | MXHSA2742AV1 | Ducted Indoor Units |  |  |  |  | 12 | 21 | 9 | TRUE | TRUE |  | 26600 | 18400 | 2.5 | 18600 | 2.3
216031061 | 11/27/24 | Live | Midea Electric Trading | MOOVAIR | Multizone Mix of Ducted and Non-Ducted | 216031061 |  | HMSV-A-CB | MXHSA2742AV1 | Mixed Ducted and Non-Ducted Indoor Units |  |  |  |  | 12.5 | 23 | 9.25 | TRUE | TRUE |  | 26800 | 18400 | 2.56 | 18800 | 2.3
216031062 | 11/27/24 | Live | Midea Electric Trading | MOOVAIR | Multizone All Non-Ducted | 216031062 |  | HMSR-A-CB-O | MXHSA3652AV1 | Non-Ducted Indoor Units |  |  |  |  | 12 | 24 | 9.5 | TRUE | TRUE |  | 36000 | 26600 | 2.4 | 26600 | 2.1
216031063 | 11/27/24 | Live | Midea Electric Trading | MOOVAIR | Multizone All Ducted | 216031063 |  | HMSV-A-CB | MXHSA3652AV1 | Ducted Indoor Units |  |  |  |  | 11.7 | 20 | 9.2 | TRUE | TRUE |  | 35000 | 26400 | 2.3 | 28000 | 2.2
216031064 | 11/27/24 | Live | Midea Electric Trading | MOOVAIR | Multizone Mix of Ducted and Non-Ducted | 216031064 |  | HMSV-A-CB | MXHSA3652AV1 | Mixed Ducted and Non-Ducted Indoor Units |  |  |  |  | 11.85 | 22 | 9.35 | TRUE | TRUE |  | 35400 | 26400 | 2.35 | 27300 | 2.15
216031065 | 11/27/24 | Live | Midea Electric Trading | MOOVAIR | Multizone All Non-Ducted | 216031065 |  | HMSR-A-CB-O | MXHSA4862AV1 | Non-Ducted Indoor Units |  |  |  |  | 12.5 | 24 | 10.3 | TRUE | TRUE |  | 47000 | 38000 | 2.5 | 38500 | 2
216031066 | 11/27/24 | Live | Midea Electric Trading | MOOVAIR | Multizone All Ducted | 216031066 |  | HMSV-A-CB | MXHSA4862AV1 | Ducted Indoor Units |  |  |  |  | 12 | 20.4 | 10.6 | TRUE | TRUE |  | 45000 | 37000 | 2.5 | 41000 | 2.4
216031067 | 11/27/24 | Live | Midea Electric Trading | MOOVAIR | Multizone Mix of Ducted and Non-Ducted | 216031067 |  | HMSV-A-CB | MXHSA4862AV1 | Mixed Ducted and Non-Ducted Indoor Units |  |  |  |  | 12.25 | 22.2 | 10.45 | TRUE | TRUE |  | 46000 | 37400 | 2.5 | 39750 | 2.19
216031068 | 11/27/24 | Live | Midea Electric Trading | MOOVAIR | Multizone All Non-Ducted | 216031068 |  | HMSR-A-CB-O | MXHZA1832AV1 | Non-Ducted Indoor Units |  |  |  |  | 15 | 25 | 10.4 | TRUE | TRUE |  | 19000 | 17600 | 2.7 | 19000 | 2.2
216031069 | 11/27/24 | Live | Midea Electric Trading | MOOVAIR | Multizone All Ducted | 216031069 |  | HMSV-A-CB | MXHZA1832AV1 | Ducted Indoor Units |  |  |  |  | 13 | 20 | 10 | TRUE | TRUE |  | 19000 | 17000 | 2.59 | 22000 | 2.5
216031070 | 11/27/24 | Live | Midea Electric Trading | MOOVAIR | Multizone Mix of Ducted and Non-Ducted | 216031070 |  | HMSV-A-CB | MXHZA1832AV1 | Mixed Ducted and Non-Ducted Indoor Units |  |  |  |  | 14 | 22.5 | 10.2 | TRUE | TRUE |  | 19000 | 17300 | 2.65 | 20500 | 2.36
216031071 | 11/27/24 | Live | Midea Electric Trading | MOOVAIR | Multizone All Non-Ducted | 216031071 |  | HMSR-A-CB-O | MXHZA2742AV1 | Non-Ducted Indoor Units |  |  |  |  | 12.5 | 23 | 10.5 | TRUE | TRUE |  | 27000 | 25000 | 2.6 | 28000 | 2.2
216031072 | 11/27/24 | Live | Midea Electric Trading | MOOVAIR | Multizone All Ducted | 216031072 |  | HMSV-A-CB | MXHZA2742AV1 | Ducted Indoor Units |  |  |  |  | 12 | 19 | 9.5 | TRUE | TRUE |  | 28000 | 23000 | 2.4 | 27000 | 2.1
216031073 | 11/27/24 | Live | Midea Electric Trading | MOOVAIR | Multizone Mix of Ducted and Non-Ducted | 216031073 |  | HMSV-A-CB | MXHZA2742AV1 | Mixed Ducted and Non-Ducted Indoor Units |  |  |  |  | 12.25 | 21 | 10 | TRUE | TRUE |  | 27400 | 24000 | 2.5 | 27500 | 2.15
216031074 | 11/27/24 | Live | Midea Electric Trading | MOOVAIR | Multizone All Non-Ducted | 216031074 |  | HMSR-A-CB-O | MXHZA3652AV1 | Non-Ducted Indoor Units |  |  |  |  | 13 | 23 | 10.7 | TRUE | TRUE |  | 36000 | 30000 | 2.4 | 42000 | 2.6
216031075 | 11/27/24 | Live | Midea Electric Trading | MOOVAIR | Multizone All Ducted | 216031075 |  | HMSV-A-CB | MXHZA3652AV1 | Ducted Indoor Units |  |  |  |  | 12 | 19.4 | 10.4 | TRUE | TRUE |  | 36000 | 33000 | 2.4 | 34000 | 2.2
216031076 | 11/27/24 | Live | Midea Electric Trading | MOOVAIR | Multizone Mix of Ducted and Non-Ducted | 216031076 |  | HMSV-A-CB | MXHZA3652AV1 | Mixed Ducted and Non-Ducted Indoor Units |  |  |  |  | 12.5 | 21.2 | 10.55 | TRUE | TRUE |  | 36000 | 31400 | 2.4 | 38000 | 2.41
216031077 | 11/27/24 | Live | Midea Electric Trading | MOOVAIR | Multizone All Non-Ducted | 216031077 |  | HMSR-A-CB-O | MXHZA4862AV1 | Non-Ducted Indoor Units |  |  |  |  | 12 | 23 | 11 | TRUE | TRUE |  | 47000 | 44000 | 2.6 | 45000 | 2
216031078 | 11/27/24 | Live | Midea Electric Trading | MOOVAIR | Multizone All Ducted | 216031078 |  | HMSV-A-CB | MXHZA4862AV1 | Ducted Indoor Units |  |  |  |  | 11.7 | 20.4 | 11 | TRUE | TRUE |  | 47000 | 44500 | 2.6 | 46000 | 2.2
216031079 | 11/27/24 | Live | Midea Electric Trading | MOOVAIR | Multizone Mix of Ducted and Non-Ducted | 216031079 |  | HMSV-A-CB | MXHZA4862AV1 | Mixed Ducted and Non-Ducted Indoor Units |  |  |  |  | 11.85 | 21.7 | 11 | TRUE | TRUE |  | 47000 | 44000 | 2.6 | 45500 | 2.1
216032260 | 11/27/24 | Live | Midea Electric Trading | 1HVAC | Singlezone Non-Ducted, Wall Placement | 216032260 |  | HRCU-A-CB-O | ACIQ-12Z-HP115C | Mini-Splits | ACIQ-12W-HP115C |  |  |  | 10.1 | 21.2 | 8.7 | FALSE | FALSE |  | 12000 | 7300 | 2.23 | 8000 | 2.19
216032259 | 11/27/24 | Live | Midea Electric Trading | 1HVAC | Singlezone Non-Ducted, Wall Placement | 216032259 |  | HRCU-A-CB-O | ACIQ-09Z-HP115C | Mini-Splits | ACIQ-09W-HP115C |  |  |  | 12.5 | 21.5 | 9 | TRUE | FALSE |  | 9000 | 6500 | 2.3 | 8000 | 2.13
216032262 | 11/27/24 | Live | Midea Electric Trading | 1HVAC | Singlezone Non-Ducted, Wall Placement | 216032262 |  | HRCU-A-CB-O | ACIQ-12Z-HP230C | Mini-Splits | ACIQ-12W-HP230C |  |  |  | 10.8 | 21.3 | 9.1 | FALSE | FALSE |  | 12000 | 8700 | 2.41 | 9200 | 2.16
216032261 | 11/27/24 | Live | Midea Electric Trading | 1HVAC | Singlezone Non-Ducted, Wall Placement | 216032261 |  | HRCU-A-CB-O | ACIQ-09Z-HP230C | Mini-Splits | ACIQ-09W-HP230C |  |  |  | 12.6 | 21.2 | 9.1 | TRUE | TRUE |  | 9000 | 6800 | 2.46 | 8300 | 2.23
216032263 | 11/27/24 | Live | Midea Electric Trading | 1HVAC | Singlezone Non-Ducted, Wall Placement | 216032263 |  | HRCU-A-CB-O | ACIQ-18Z-HP230C | Mini-Splits | ACIQ-18W-HP230C |  |  |  | 10.8 | 19.2 | 9.6 | FALSE | FALSE |  | 18000 | 12300 | 2.63 | 14800 | 2.58
216032265 | 11/27/24 | Live | Midea Electric Trading | 1HVAC | Singlezone Non-Ducted, Wall Placement | 216032265 |  | HRCU-A-CB-O | ACIQ-30Z-HP230C | Mini-Splits | ACIQ-30W-HP230C |  |  |  | 11 | 20 | 9.2 | FALSE | FALSE |  | 30000 | 19000 | 2.26 | 19800 | 1.99
216032264 | 11/27/24 | Live | Midea Electric Trading | 1HVAC | Singlezone Non-Ducted, Wall Placement | 216032264 |  | HRCU-A-CB-O | ACIQ-24Z-HP230C | Mini-Splits | ACIQ-24W-HP230C |  |  |  | 10 | 18.7 | 9.3 | TRUE | TRUE |  | 24000 | 16900 | 2.53 | 18700 | 2.18
216032266 | 11/27/24 | Live | Midea Electric Trading | 1HVAC | Singlezone Non-Ducted, Wall Placement | 216032266 |  | HRCU-A-CB-O | ACIQ-36Z-HP230C | Mini-Splits | ACIQ-36W-HP230C |  |  |  | 9 | 18 | 8.5 | FALSE | FALSE |  | 36000 | 24600 | 2.25 | 25000 | 2.14
216032267 | 11/27/24 | Live | Midea Electric Trading | 1HVAC | Singlezone Non-Ducted, Wall Placement | 216032267 |  | HRCU-A-CB-O | ACIQ-06ZPL-HP230C | Mini-Splits | ACIQ-06W-HH-MD |  |  |  | 18 | 25.5 | 14.8 | TRUE | TRUE |  | 6000 | 7900 | 2.79 | 8600 | 2.38
216032271 | 11/27/24 | Live | Midea Electric Trading | 1HVAC | Singlezone Non-Ducted, Wall Placement | 216032271 |  | HRCU-A-CB-O | ACIQ-24ZPL-HP230C | Mini-Splits | ACIQ-24W-HH-MD |  |  |  | 13 | 21 | 13.5 | TRUE | TRUE |  | 24000 | 21000 | 2.88 | 23200 | 2.35
216032272 | 11/27/24 | Live | Midea Electric Trading | 1HVAC | Singlezone Non-Ducted, Ceiling Placement | 216032272 |  | HRCU-A-CB-O | ACIQ-09ZPL-HP230C | Mini-Splits | ACIQ-09CC-HH-MC |  |  |  | 14 | 22.6 | 12.1 | TRUE | TRUE |  | 9000 | 9700 | 2.63 | 12600 | 2.1
216032273 | 11/27/24 | Live | Midea Electric Trading | 1HVAC | Singlezone Non-Ducted, Ceiling Placement | 216032273 |  | HRCU-A-CB-O | ACIQ-12ZPL-HP230C | Mini-Splits | ACIQ-12CC-HH-MC |  |  |  | 12.5 | 22.2 | 11.6 | TRUE | TRUE |  | 12000 | 10000 | 2.74 | 12900 | 2.14
216032274 | 11/27/24 | Live | Midea Electric Trading | 1HVAC | Singlezone Non-Ducted, Ceiling Placement | 216032274 |  | HRCU-A-CB-O | ACIQ-18ZPL-HP230C | Mini-Splits | ACIQ-18CC-HH-MC |  |  |  | 12.5 | 20 | 12.3 | TRUE | TRUE |  | 16000 | 14900 | 2.7 | 18000 | 2.1
216032275 | 11/27/24 | Live | Midea Electric Trading | 1HVAC | Singlezone Non-Ducted, Wall Placement | 216032275 |  | HRCU-A-CB-O | ACIQ-24ZPL-HP230C | Mini-Splits | ACIQ-24CC-HH-MC |  |  |  | 12 | 20.7 | 11.6 | TRUE | TRUE |  | 23400 | 20400 | 2.78 | 23900 | 2.48
216032276 | 11/27/24 | Live | Midea Electric Trading | 1HVAC | Singlezone Non-Ducted, Wall Placement | 216032276 |  | HRCU-A-CB-O | ACIQ-36ZPL-HP230C | Mini-Splits | ACIQ-36CC-HH-MC |  |  |  | 12 | 21.2 | 10.6 | TRUE | TRUE |  | 36600 | 30600 | 2.56 | 46200 | 2.17
216032277 | 11/27/24 | Live | Midea Electric Trading | 1HVAC | Singlezone Ducted, Compact Ducted | 216032277 |  | HRCU-A-CB | ACIQ-48ZPL-HP230C | Mini-Splits | ACIQ-48CC-HH-MC |  |  |  | 10.4 | 16.7 | 10.8 | TRUE | TRUE |  | 48000 | 45000 | 2.61 | 45500 | 2.4
216032278 | 11/27/24 | Live | Midea Electric Trading | 1HVAC | Singlezone Ducted, Compact Ducted | 216032278 |  | HRCU-A-CB | ACIQ-09ZPL-HP230C | Mini-Splits | ACIQ-09CD-HH-MC |  |  |  | 14 | 20.5 | 13.8 | TRUE | TRUE |  | 9000 | 10200 | 2.45 | 12600 | 1.94
216032279 | 11/27/24 | Live | Midea Electric Trading | 1HVAC | Singlezone Ducted, Compact Ducted | 216032279 |  | HRCU-A-CB | ACIQ-12ZPL-HP230C | Mini-Splits | ACIQ-12CD-HH-MC |  |  |  | 12 | 20 | 10.6 | TRUE | TRUE |  | 12000 | 10200 | 2.6 | 14000 | 2.31
216032280 | 11/27/24 | Live | Midea Electric Trading | 1HVAC | Singlezone Ducted, Compact Ducted | 216032280 |  | HRCU-A-CB | ACIQ-18ZPL-HP230C | Mini-Splits | ACIQ-18CD-HH-MC |  |  |  | 12 | 18.4 | 11.1 | TRUE | TRUE |  | 17500 | 15000 | 2.89 | 20000 | 2.5
216032281 | 11/27/24 | Live | Midea Electric Trading | 1HVAC | Singlezone Ducted, Compact Ducted | 216032281 |  | HRCU-A-CB | ACIQ-24ZPL-HP230C | Mini-Splits | ACIQ-24CD-HH-MC |  |  |  | 12 | 19 | 11.7 | TRUE | TRUE |  | 24000 | 21600 | 2.71 | 23600 | 2.48
216032282 | 11/27/24 | Live | Midea Electric Trading | 1HVAC | Singlezone Ducted, Compact Ducted | 216032282 |  | HRCU-A-CB | ACIQ-36ZPL-HP230C | Mini-Splits | ACIQ-36CD-HH-MC |  |  |  | 12 | 17.7 | 11.1 | TRUE | TRUE |  | 36000 | 31600 | 2.73 | 40000 | 2.29
216032283 | 11/27/24 | Live | Midea Electric Trading | 1HVAC | Singlezone Ducted, Compact Ducted | 216032283 |  | HRCU-A-CB | ACIQ-48ZPL-HP230C | Mini-Splits | ACIQ-48CD-HH-MC |  |  |  | 10.4 | 16.7 | 10.8 | TRUE | TRUE |  | 48000 | 45000 | 2.61 | 45500 | 2.4
216032284 | 11/27/24 | Live | Midea Electric Trading | 1HVAC | Singlezone Ducted, Compact Ducted | 216032284 |  | HRCU-A-CB | ACIQ-60ZPL-HP230C | Mini-Splits | ACIQ-60CD-HH-MC |  |  |  | 10.2 | 15.8 | 10.4 | TRUE | TRUE |  | 55000 | 45000 | 2.72 | 52000 | 2.41
216032285 | 11/27/24 | Live | Midea Electric Trading | 1HVAC | Singlezone Non-Ducted, Wall Placement | 216032285 |  | HRCU-A-CB-O | ACIQ-09ZPL-HP230C | Mini-Splits | ACIQ-09FM-HH-MD |  |  |  | 15.1 | 27.2 | 10.9 | TRUE | TRUE |  | 9000 | 9800 | 2.71 | 12200 | 2.17
216032287 | 11/27/24 | Live | Midea Electric Trading | 1HVAC | Singlezone Non-Ducted, Floor Placement | 216032287 |  | HRCU-A-CB-O | ACIQ-18ZPL-HP230C | Mini-Splits | ACIQ-18FM-HH-MD |  |  |  | 12.5 | 20.4 | 10.3 | TRUE | TRUE |  | 17000 | 14400 | 2.54 | 20200 | 2.24
216032288 | 11/27/24 | Live | Midea Electric Trading | 1HVAC | Singlezone Non-Ducted, Floor Placement | 216032288 |  | HRCU-A-CB-O | ACIQ-24ZPL-HP230C | Mini-Splits | ACIQ-24FM-HH-MD |  |  |  | 12 | 20.4 | 12.1 | TRUE | TRUE |  | 22000 | 20200 | 2.74 | 23300 | 2.38
216032289 | 11/27/24 | Live | Midea Electric Trading | 1HVAC | Singlezone Non-Ducted, Floor Placement | 216032289 |  | HRCU-A-CB-O | ACIQ-36ZPL-HP230C | Mini-Splits | ACIQ-36FM-HH-MD |  |  |  | 12 | 20 | 10.8 | TRUE | TRUE |  | 36400 | 30200 | 2.58 | 42400 | 2.16
216032290 | 11/27/24 | Live | Midea Electric Trading | 1HVAC | Singlezone Non-Ducted, Floor Placement | 216032290 |  | HRCU-A-CB-O | ACIQ-48ZPL-HP230C | Mini-Splits | ACIQ-48FM-HH-MD |  |  |  | 9.4 | 18.5 | 10.1 | TRUE | TRUE |  | 48000 | 38500 | 2.38 | 44500 | 2.23
216032291 | 11/27/24 | Live | Midea Electric Trading | 1HVAC | Singlezone Non-Ducted, Floor Placement | 216032291 |  | HRCU-A-CB-O | ACIQ-60ZPL-HP230C | Mini-Splits | ACIQ-60FM-HH-MD |  |  |  | 9 | 18 | 10.7 | TRUE | TRUE |  | 54000 | 41000 | 2.33 | 58000 | 2.17
216032292 | 11/27/24 | Live | Midea Electric Trading | 1HVAC | Singlezone Non-Ducted, Ceiling Placement | 216032292 |  | HRCU-A-CB-O | ACIQ-06ZPL-HP230C | Mini-Splits | SCC-0609-HH-MB |  |  |  | 15 | 22 | 12 | TRUE | TRUE |  | 6500 | 7000 | 2.66 | 9500 | 2.53
216032293 | 11/27/24 | Live | Midea Electric Trading | 1HVAC | Singlezone Non-Ducted, Ceiling Placement | 216032293 |  | HRCU-A-CB-O | ACIQ-09ZPL-HP230C | Mini-Splits | SCC-0609-HH-MB |  |  |  | 14.6 | 24 | 12.1 | TRUE | TRUE |  | 9000 | 9000 | 2.44 | 11900 | 2
216032294 | 11/27/24 | Live | Midea Electric Trading | 1HVAC | Singlezone Non-Ducted, Ceiling Placement | 216032294 |  | HRCU-A-CB-O | ACIQ-18ZPL-HP230C | Mini-Splits | SCC-1218-HH-MB |  |  |  | 12.5 | 20.6 | 12.2 | TRUE | TRUE |  | 16700 | 14500 | 2.5 | 18800 | 2.05
216032295 | 11/27/24 | Live | Midea Electric Trading | 1HVAC | Multizone All Non-Ducted | 216032295 |  | HMSR-A-CB-O | ACIQ-18Z-HH-M3C | Non-Ducted Indoor Units |  |  |  |  | 15 | 25 | 10.4 | TRUE | TRUE |  | 19000 | 17600 | 2.7 | 19000 | 2.2
216032296 | 11/27/24 | Live | Midea Electric Trading | 1HVAC | Multizone All Ducted | 216032296 |  | HMSV-A-CB | ACIQ-18Z-HH-M3C | Ducted Indoor Units |  |  |  |  | 13 | 20 | 10 | TRUE | TRUE |  | 19000 | 17000 | 2.59 | 22000 | 2.5
216032297 | 11/27/24 | Live | Midea Electric Trading | 1HVAC | Multizone Mix of Ducted and Non-Ducted | 216032297 |  | HMSV-A-CB | ACIQ-18Z-HH-M3C | Mixed Ducted and Non-Ducted Indoor Units |  |  |  |  | 14 | 22.5 | 10.2 | TRUE | TRUE |  | 19000 | 17300 | 2.65 | 20500 | 2.36
216032298 | 11/27/24 | Live | Midea Electric Trading | 1HVAC | Multizone All Non-Ducted | 216032298 |  | HMSR-A-CB-O | ACIQ-27Z-HH-M4C | Non-Ducted Indoor Units |  |  |  |  | 12.5 | 23 | 10.5 | TRUE | TRUE |  | 27000 | 25000 | 2.6 | 28000 | 2.2
216032299 | 11/27/24 | Live | Midea Electric Trading | 1HVAC | Multizone All Ducted | 216032299 |  | HMSV-A-CB | ACIQ-27Z-HH-M4C | Ducted Indoor Units |  |  |  |  | 12 | 19 | 9.5 | TRUE | TRUE |  | 28000 | 23000 | 2.4 | 27000 | 2.1
216032300 | 11/27/24 | Live | Midea Electric Trading | 1HVAC | Multizone Mix of Ducted and Non-Ducted | 216032300 |  | HMSV-A-CB | ACIQ-27Z-HH-M4C | Mixed Ducted and Non-Ducted Indoor Units |  |  |  |  | 12.25 | 21 | 10 | TRUE | TRUE |  | 27400 | 24000 | 2.5 | 27500 | 2.15
216032301 | 11/27/24 | Live | Midea Electric Trading | 1HVAC | Multizone All Non-Ducted | 216032301 |  | HMSR-A-CB-O | ACIQ-36Z-HH-M5C | Non-Ducted Indoor Units |  |  |  |  | 13 | 23 | 10.7 | TRUE | TRUE |  | 36000 | 30000 | 2.4 | 42000 | 2.6
216032302 | 11/27/24 | Live | Midea Electric Trading | 1HVAC | Multizone All Ducted | 216032302 |  | HMSV-A-CB | ACIQ-36Z-HH-M5C | Ducted Indoor Units |  |  |  |  | 12 | 19.4 | 10.4 | TRUE | TRUE |  | 36000 | 33000 | 2.4 | 34000 | 2.2
216032303 | 11/27/24 | Live | Midea Electric Trading | 1HVAC | Multizone Mix of Ducted and Non-Ducted | 216032303 |  | HMSV-A-CB | ACIQ-36Z-HH-M5C | Mixed Ducted and Non-Ducted Indoor Units |  |  |  |  | 12.5 | 21.2 | 10.55 | TRUE | TRUE |  | 36000 | 31400 | 2.4 | 38000 | 2.41
216032304 | 11/27/24 | Live | Midea Electric Trading | 1HVAC | Multizone All Non-Ducted | 216032304 |  | HMSR-A-CB-O | ACIQ-48Z-HH-M6C | Non-Ducted Indoor Units |  |  |  |  | 12 | 23 | 11 | TRUE | TRUE |  | 47000 | 44000 | 2.6 | 45000 | 2
216032305 | 11/27/24 | Live | Midea Electric Trading | 1HVAC | Multizone All Ducted | 216032305 |  | HMSV-A-CB | ACIQ-48Z-HH-M6C | Ducted Indoor Units |  |  |  |  | 11.7 | 20.4 | 11 | TRUE | TRUE |  | 47000 | 44500 | 2.6 | 46000 | 2.2
216032306 | 11/27/24 | Live | Midea Electric Trading | 1HVAC | Multizone Mix of Ducted and Non-Ducted | 216032306 |  | HMSV-A-CB | ACIQ-48Z-HH-M6C | Mixed Ducted and Non-Ducted Indoor Units |  |  |  |  | 11.85 | 21.7 | 11 | TRUE | TRUE |  | 47000 | 44000 | 2.6 | 45500 | 2.1
216032307 | 11/27/24 | Live | Midea Electric Trading | 1HVAC | Multizone All Non-Ducted | 216032307 |  | HMSR-A-CB-O | ACIQ-55Z-HH-M6C | Non-Ducted Indoor Units |  |  |  |  | 12 | 22.2 | 10.5 | TRUE | TRUE |  | 51000 | 44000 | 2.6 | 47000 | 2.5
216032308 | 11/27/24 | Live | Midea Electric Trading | 1HVAC | Multizone All Ducted | 216032308 |  | HMSV-A-CB | ACIQ-55Z-HH-M6C | Ducted Indoor Units |  |  |  |  | 11.7 | 20 | 10.7 | TRUE | TRUE |  | 53000 | 45000 | 2.7 | 52000 | 2.3
216032309 | 11/27/24 | Live | Midea Electric Trading | 1HVAC | Multizone Mix of Ducted and Non-Ducted | 216032309 |  | HMSV-A-CB | ACIQ-55Z-HH-M6C | Mixed Ducted and Non-Ducted Indoor Units |  |  |  |  | 11.85 | 21.1 | 10.6 | TRUE | TRUE |  | 52000 | 44500 | 2.65 | 49500 | 2.39
216032310 | 11/27/24 | Live | Midea Electric Trading | 1HVAC | Multizone All Non-Ducted | 216032310 |  | HMSR-A-CB-O | ES-18Z-M3C | Non-Ducted Indoor Units |  |  |  |  | 14 | 25.1 | 9.8 | TRUE | TRUE |  | 18000 | 13600 | 2.81 | 14000 | 2.5
216032311 | 11/27/24 | Live | Midea Electric Trading | 1HVAC | Multizone All Ducted | 216032311 |  | HMSV-A-CB | ES-18Z-M3C | Ducted Indoor Units |  |  |  |  | 12 | 20 | 10 | TRUE | TRUE |  | 18000 | 14600 | 2.3 | 14600 | 2.3
216032312 | 11/27/24 | Live | Midea Electric Trading | 1HVAC | Multizone Mix of Ducted and Non-Ducted | 216032312 |  | HMSV-A-CB | ES-18Z-M3C | Mixed Ducted and Non-Ducted Indoor Units |  |  |  |  | 13 | 22.55 | 9.9 | TRUE | TRUE |  | 18000 | 14100 | 2.55 | 14300 | 2.39
216032313 | 11/27/24 | Live | Midea Electric Trading | 1HVAC | Multizone All Non-Ducted | 216032313 |  | HMSR-A-CB-O | ES-27Z-M4C | Non-Ducted Indoor Units |  |  |  |  | 13 | 25 | 9.5 | TRUE | TRUE |  | 27000 | 18400 | 2.61 | 19000 | 2.3
216032314 | 11/27/24 | Live | Midea Electric Trading | 1HVAC | Multizone All Ducted | 216032314 |  | HMSV-A-CB | ES-27Z-M4C | Ducted Indoor Units |  |  |  |  | 12 | 21 | 9 | TRUE | TRUE |  | 26600 | 18400 | 2.5 | 18600 | 2.3
216032315 | 11/27/24 | Live | Midea Electric Trading | 1HVAC | Multizone Mix of Ducted and Non-Ducted | 216032315 |  | HMSV-A-CB | ES-27Z-M4C | Mixed Ducted and Non-Ducted Indoor Units |  |  |  |  | 12.5 | 23 | 9.25 | TRUE | TRUE |  | 26800 | 18400 | 2.56 | 18800 | 2.3
216032316 | 11/27/24 | Live | Midea Electric Trading | 1HVAC | Multizone All Non-Ducted | 216032316 |  | HMSR-A-CB-O | ES-36Z-M5C | Non-Ducted Indoor Units |  |  |  |  | 12 | 24 | 9.5 | TRUE | TRUE |  | 36000 | 26600 | 2.4 | 26600 | 2.1
216032317 | 11/27/24 | Live | Midea Electric Trading | 1HVAC | Multizone All Ducted | 216032317 |  | HMSV-A-CB | ES-36Z-M5C | Ducted Indoor Units |  |  |  |  | 11.7 | 20 | 9.2 | TRUE | TRUE |  | 35000 | 26400 | 2.3 | 28000 | 2.2
216032318 | 11/27/24 | Live | Midea Electric Trading | 1HVAC | Multizone Mix of Ducted and Non-Ducted | 216032318 |  | HMSV-A-CB | ES-36Z-M5C | Mixed Ducted and Non-Ducted Indoor Units |  |  |  |  | 11.85 | 22 | 9.35 | TRUE | TRUE |  | 35400 | 26400 | 2.35 | 27300 | 2.15
216032319 | 11/27/24 | Live | Midea Electric Trading | 1HVAC | Multizone All Non-Ducted | 216032319 |  | HMSR-A-CB-O | ES-48Z-M6C | Non-Ducted Indoor Units |  |  |  |  | 12.5 | 24 | 10.3 | TRUE | TRUE |  | 47000 | 38000 | 2.5 | 38500 | 2
216032320 | 11/27/24 | Live | Midea Electric Trading | 1HVAC | Multizone All Ducted | 216032320 |  | HMSV-A-CB | ES-48Z-M6C | Ducted Indoor Units |  |  |  |  | 12 | 20.4 | 10.6 | TRUE | TRUE |  | 45000 | 37000 | 2.5 | 41000 | 2.4
215441404 | 11/27/24 | Live | Johnson Controls Inc. (York International Norman) | GUARDIAN | Singlezone Ducted, Compact Ducted | 215441404 |  | HRCU-A-CB | UPC36CN23STG1 | Mini-Splits | UNI36DT23STG1 |  |  |  | 11.7 | 18.5 | 9 | TRUE | TRUE |  | 33000 | 25600 | 2.74 | 28700 | 2.51
215449562 | 11/27/24 | Live | Johnson Controls Inc. (York International Norman) | GUARDIAN | Singlezone Non-Ducted, Ceiling Placement | 215449562 |  | HRCU-A-CB-O | UPC36CN23STG1 | Mini-Splits | UNI36CS23STG1 |  |  |  | 12 | 19.5 | 9.5 | TRUE | TRUE |  | 36000 | 25600 | 2.76 | 30000 | 2.53
215748022 | 11/18/24 | Live | Midea Electric Trading | CONNECT M | Singlezone Ducted, Centrally Ducted | 215748022 |  | HRCU-A-CB | CNTM16DHP18AA |  | CNTM16DAH18AA | 12.5 | 20 | 11 | 12.4 | 18 | 9.3 | TRUE | TRUE |  | 18000 | 13500 | 2.6 | 21000 | 2.21
215748026 | 11/18/24 | Live | Midea Electric Trading | CONNECT M | Singlezone Ducted, Centrally Ducted | 215748026 |  | HRCU-A-CB | CNTM16DHP60AA |  | CNTM16DAH60AA | 9 | 16.4 | 10.5 | 8.8 | 15.3 | 9.4 | TRUE | TRUE |  | 55000 | 42000 | 2.6 | 52500 | 2.3
215748027 | 11/18/24 | Live | Midea Electric Trading | CONNECT M | Singlezone Ducted, Centrally Ducted | 215748027 |  | HRCU-A-C | CNTM16DHP18AA |  | CNTMDCC24AA | 11.6 | 15.6 | 8.8 | 11.7 | 16.1 | 9.5 | TRUE | TRUE |  | 18000 | 14700 | 2.6 | 17400 | 2.42
215748025 | 11/18/24 | Live | Midea Electric Trading | CONNECT M | Singlezone Ducted, Centrally Ducted | 215748025 |  | HRCU-A-CB | CNTM16DHP48AA |  | CNTM16DAH48AA | 8.5 | 16 | 10 | 8.2 | 15.6 | 9.4 | TRUE | TRUE |  | 47000 | 36000 | 2.36 | 48000 | 2.05
215748024 | 11/18/24 | Live | Midea Electric Trading | CONNECT M | Singlezone Ducted, Centrally Ducted | 215748024 |  | HRCU-A-CB | CNTM16DHP36AA |  | CNTM16DAH36AA | 10.5 | 18 | 10.5 | 10 | 16 | 9.5 | TRUE | TRUE |  | 36000 | 30400 | 2.46 | 47000 | 1.9
215748023 | 11/18/24 | Live | Midea Electric Trading | CONNECT M | Singlezone Ducted, Centrally Ducted | 215748023 |  | HRCU-A-CB | CNTM16DHP24AA |  | CNTM16DAH24AA | 12.5 | 20 | 12 | 11.7 | 17.4 | 10 | TRUE | TRUE |  | 24000 | 19200 | 2.5 | 26400 | 2.14
215748030 | 11/18/24 | Live | Midea Electric Trading | CONNECT M | Singlezone Ducted, Centrally Ducted | 215748030 |  | HRCU-A-C | CNTM16DHP60AA |  | CNTMDCC60AA |  |  |  | 8.6 | 14.5 | 8.6 | FALSE | FALSE |  | 53000 | 37000 | 2.26 | 38000 | 2.26
215748029 | 11/18/24 | Live | Midea Electric Trading | CONNECT M | Singlezone Ducted, Centrally Ducted | 215748029 |  | HRCU-A-C | CNTM16DHP48AA |  | CNTMDCC48AA | 9 | 14 | 10 | 8.6 | 14.3 | 9 | FALSE | FALSE |  | 46000 | 32000 | 2.36 | 45000 | 2.11
215748028 | 11/18/24 | Live | Midea Electric Trading | CONNECT M | Singlezone Ducted, Centrally Ducted | 215748028 |  | HRCU-A-C | CNTM16DHP36AA |  | CNTMDCC36AA | 10.2 | 14.8 | 9.6 | 10 | 15.2 | 10 | TRUE | TRUE |  | 35000 | 33000 | 2.4 | 38000 | 1.9
216012016 | 11/18/24 | Live | Midea Electric Trading | BREEZE33 | Singlezone Ducted, Centrally Ducted | 216012016 |  | HRCU-A-CB | BZ33-INV48OUT2-454-G3-J |  | BZ33-INVAHU48-454-G3-J |  |  |  | 10.5 | 16.5 | 9.5 | TRUE | TRUE |  | 48000 | 37000 | 2.7 | 38300 | 2.02
216012014 | 11/18/24 | Live | Midea Electric Trading | BREEZE33 | Singlezone Ducted, Centrally Ducted | 216012014 |  | HRCU-A-CB | BZ33-INV30OUT2-454-G3-J |  | BZ33-INVAHU30-454-G3-J |  |  |  | 11.7 | 16.8 | 10 | TRUE | TRUE |  | 30000 | 23800 | 2.76 | 37800 | 2.39
216012017 | 11/18/24 | Live | Midea Electric Trading | BREEZE33 | Singlezone Ducted, Centrally Ducted | 216012017 |  | HRCU-A-CB | BZ33-INV60OUT2-454-G3-J |  | BZ33-INVAHU60-454-G3-J |  |  |  | 10 | 16 | 9 | TRUE | TRUE |  | 54000 | 45000 | 2.4 | 50400 | 2.3
216014174 | 11/18/24 | Live | Midea Electric Trading | SEA BREEZE+ | Singlezone Ducted, Centrally Ducted | 216014174 |  | HRCU-A-CB | SZ18H525ZMO |  | AH18H525ZMI |  |  |  | 12.1 | 18.5 | 9.8 | FALSE | FALSE |  | 18000 | 13200 | 2.6 | 14800 | 2.48
216014175 | 11/18/24 | Live | Midea Electric Trading | SEA BREEZE+ | Singlezone Ducted, Centrally Ducted | 216014175 |  | HRCU-A-CB | SZ24H525ZMO |  | AH24H525ZMI |  |  |  | 11.7 | 19.7 | 9 | FALSE | FALSE |  | 24000 | 17600 | 2.4 | 23200 | 2.55
216014176 | 11/18/24 | Live | Midea Electric Trading | SEA BREEZE+ | Singlezone Ducted, Centrally Ducted | 216014176 |  | HRCU-A-CB | SZ30H525ZMO |  | AH30H525ZMI |  |  |  | 11 | 17 | 8.8 | FALSE | FALSE |  | 30000 | 19400 | 2.4 | 23600 | 2.23
216014177 | 11/18/24 | Live | Midea Electric Trading | SEA BREEZE+ | Singlezone Ducted, Centrally Ducted | 216014177 |  | HRCU-A-CB | SZ36H525ZMO |  | AH36H525ZMI |  |  |  | 8.5 | 16 | 7.7 | FALSE | FALSE |  | 36000 | 17900 | 2.04 | 22400 | 2.04
216014178 | 11/18/24 | Live | Midea Electric Trading | SEA BREEZE+ | Singlezone Ducted, Centrally Ducted | 216014178 |  | HRCU-A-CB | HSZ18H525ZMO |  | AH18H525ZMI |  |  |  | 12 | 18 | 10 | FALSE | FALSE |  | 18000 | 14000 | 2.6 | 19800 | 2.38
216014179 | 11/18/24 | Live | Midea Electric Trading | SEA BREEZE+ | Singlezone Ducted, Centrally Ducted | 216014179 |  | HRCU-A-CB | HSZ24H525ZMO |  | AH24H525ZMI |  |  |  | 12 | 18.7 | 10 | FALSE | FALSE |  | 23000 | 16900 | 2.4 | 24000 | 2.39
215931363 | 11/18/24 | Live | Midea Electric Trading | NAPOLEON | Singlezone Non-Ducted, Wall Placement | 215931363 |  | HRCU-A-CB-O | NDHAS26BA-24-O | Mini-Splits | NDHAS26BA-24-I |  |  |  | 13 | 21 | 13.5 | TRUE | TRUE |  | 24000 | 21000 | 2.88 | 23200 | 2.35
215931364 | 11/18/24 | Live | Midea Electric Trading | NAPOLEON | Singlezone Non-Ducted, Wall Placement | 215931364 |  | HRCU-A-CB-O | NDHAS26BA-33-O | Mini-Splits | NDHAS26BA-33-I |  |  |  | 12 | 19.5 | 10.5 | TRUE | TRUE |  | 33000 | 30000 | 2.69 | 30200 | 2.02
215931371 | 11/18/24 | Live | Midea Electric Trading | CONTINENTAL | Multizone All Non-Ducted | 215931371 |  | HMSR-A-CB-O | CDHAMBB-27-O | Non-Ducted Indoor Units |  |  |  |  | 12.5 | 23 | 10.5 | TRUE | TRUE |  | 27000 | 25000 | 2.6 | 28000 | 2.2
215931370 | 11/18/24 | Live | Midea Electric Trading | CONTINENTAL | Multizone All Non-Ducted | 215931370 |  | HMSR-A-CB-O | CDHAMBB-18-O | Non-Ducted Indoor Units |  |  |  |  | 15 | 25 | 10.4 | TRUE | TRUE |  | 19000 | 17600 | 2.7 | 19000 | 2.2
215931369 | 11/18/24 | Live | Midea Electric Trading | CONTINENTAL | Singlezone Non-Ducted, Wall Placement | 215931369 |  | HRCU-A-CB-O | CDHAS26BA-33-O | Mini-Splits | CDHAS26BA-33-I |  |  |  | 12 | 19.5 | 10.5 | TRUE | TRUE |  | 33000 | 30000 | 2.69 | 30200 | 2.02
215931368 | 11/18/24 | Live | Midea Electric Trading | CONTINENTAL | Singlezone Non-Ducted, Wall Placement | 215931368 |  | HRCU-A-CB-O | CDHAS26BA-24-O | Mini-Splits | CDHAS26BA-24-I |  |  |  | 13 | 21 | 13.5 | TRUE | TRUE |  | 24000 | 21000 | 2.88 | 23200 | 2.35
215931375 | 11/18/24 | Live | Midea Electric Trading | NAPOLEON | Multizone All Non-Ducted | 215931375 |  | HMSR-A-CB-O | NDHAMBB-36-O | Non-Ducted Indoor Units |  |  |  |  | 13 | 23 | 10.7 | TRUE | TRUE |  | 36000 | 30000 | 2.4 | 42000 | 2.6
215931372 | 11/18/24 | Live | Midea Electric Trading | CONTINENTAL | Multizone All Non-Ducted | 215931372 |  | HMSR-A-CB-O | CDHAMBB-36-O | Non-Ducted Indoor Units |  |  |  |  | 13 | 23 | 10.7 | TRUE | TRUE |  | 36000 | 30000 | 2.4 | 42000 | 2.6
215931374 | 11/18/24 | Live | Midea Electric Trading | NAPOLEON | Multizone All Non-Ducted | 215931374 |  | HMSR-A-CB-O | NDHAMBB-27-O | Non-Ducted Indoor Units |  |  |  |  | 12.5 | 23 | 10.5 | TRUE | TRUE |  | 27000 | 25000 | 2.6 | 28000 | 2.2
215931373 | 11/18/24 | Live | Midea Electric Trading | NAPOLEON | Multizone All Non-Ducted | 215931373 |  | HMSR-A-CB-O | NDHAMBB-18-O | Non-Ducted Indoor Units |  |  |  |  | 15 | 25 | 10.4 | TRUE | TRUE |  | 19000 | 17600 | 2.7 | 19000 | 2.2
216010704 | 11/18/24 | Live | Midea Electric Trading | NUTECH | Singlezone Non-Ducted, Wall Placement | 216010704 |  | HRCU-A-CB-O | NOD30-36HFN10-230 | Mini-Splits | NSAG11FM-36HRFN10-230 |  |  |  | 9.4 | 19.5 | 9.1 | FALSE | FALSE |  | 36000 | 25600 | 2.3 | 25600 | 2.27
216010703 | 11/18/24 | Live | Midea Electric Trading | NUTECH | Singlezone Non-Ducted, Wall Placement | 216010703 |  | HRCU-A-CB-O | NOD30-30HFN10-230 | Mini-Splits | NSAG11F-30HRFN10-230 |  |  |  | 12 | 22.4 | 9 | FALSE | FALSE |  | 30000 | 20000 | 2.4 | 21500 | 2.2
216014093 | 11/18/24 | Live | Midea Electric Trading | SEA BREEZE | Singlezone Non-Ducted, Wall Placement | 216014093 |  | HRCU-A-CB-O | 9H521YOMI | Mini-Splits | 9H521YIMI |  |  |  | 12.5 | 21.5 | 9 | FALSE | FALSE |  | 9000 | 6600 | 2.33 | 7600 | 1.9
216014096 | 11/18/24 | Live | Midea Electric Trading | SEA BREEZE | Singlezone Non-Ducted, Wall Placement | 216014096 |  | HRCU-A-CB-O | 24H521ZOMI | Mini-Splits | 24H521ZIMI |  |  |  | 9.6 | 18.5 | 9 | FALSE | FALSE |  | 24000 | 17200 | 2.46 | 20200 | 2.26
216014095 | 11/18/24 | Live | Midea Electric Trading | SEA BREEZE | Singlezone Non-Ducted, Wall Placement | 216014095 |  | HRCU-A-CB-O | 18H521ZOMI | Mini-Splits | 18H521ZIMI |  |  |  | 11.5 | 20.2 | 9.1 | FALSE | FALSE |  | 18000 | 11700 | 2.62 | 13300 | 2.41
216014094 | 11/18/24 | Live | Midea Electric Trading | SEA BREEZE | Singlezone Non-Ducted, Wall Placement | 216014094 |  | HRCU-A-CB-O | 12H521YOMI | Mini-Splits | 12H521YIMI |  |  |  | 10 | 21.3 | 8.7 | FALSE | FALSE |  | 12000 | 7800 | 2.31 | 8100 | 1.99
216014098 | 11/18/24 | Live | Midea Electric Trading | SEA BREEZE+ | Singlezone Non-Ducted, Ceiling Placement | 216014098 |  | HRCU-A-CB-O | SZ09H525ZMO | Mini-Splits | CA09H525ZMI |  |  |  | 14.3 | 21.6 | 11.3 | FALSE | FALSE |  | 9000 | 8500 | 2.8 | 9300 | 2.55
216014099 | 11/18/24 | Live | Midea Electric Trading | SEA BREEZE+ | Singlezone Non-Ducted, Ceiling Placement | 216014099 |  | HRCU-A-CB-O | SZ09H525ZMO | Mini-Splits | SCA09H525ZMI |  |  |  | 14.4 | 22.1 | 11.8 | FALSE | FALSE |  | 9000 | 7900 | 2.69 | 9900 | 2.59
216014097 | 11/18/24 | Live | Midea Electric Trading | SEA BREEZE+ | Singlezone Non-Ducted, Wall Placement | 216014097 |  | HRCU-A-CB-O | SZ09H525ZMO | Mini-Splits | WM09H525ZMI |  |  |  | 14.9 | 25.8 | 12.5 | FALSE | FALSE |  | 9000 | 8100 | 2.83 | 9400 | 2.37
216014102 | 11/18/24 | Live | Midea Electric Trading | SEA BREEZE+ | Singlezone Non-Ducted, Wall Placement | 216014102 |  | HRCU-A-CB-O | SZ12H525ZMO | Mini-Splits | WM12H525ZMI |  |  |  | 13 | 25.5 | 10.6 | FALSE | FALSE |  | 12000 | 9300 | 2.84 | 9600 | 2.38
216014100 | 11/18/24 | Live | Midea Electric Trading | SEA BREEZE+ | Singlezone Non-Ducted, Wall Placement | 216014100 |  | HRCU-A-CB-O | SZ09H525ZMO | Mini-Splits | C09H525ZMI |  |  |  | 16.2 | 26 | 13.9 | FALSE | FALSE |  | 9000 | 9000 | 2.9 | 9600 | 2.49
216014105 | 11/18/24 | Live | Midea Electric Trading | SEA BREEZE+ | Singlezone Non-Ducted, Wall Placement | 216014105 |  | HRCU-A-CB-O | SZ12H525ZMO | Mini-Splits | C12H525ZMI |  |  |  | 12.7 | 24.6 | 11 | FALSE | FALSE |  | 12000 | 9000 | 2.87 | 9600 | 2.49
216014103 | 11/18/24 | Live | Midea Electric Trading | SEA BREEZE+ | Singlezone Non-Ducted, Ceiling Placement | 216014103 |  | HRCU-A-CB-O | SZ12H525ZMO | Mini-Splits | CA12H525ZMI |  |  |  | 12.5 | 21.1 | 10.4 | FALSE | FALSE |  | 12000 | 8500 | 2.8 | 9300 | 2.55
216014104 | 11/18/24 | Live | Midea Electric Trading | SEA BREEZE+ | Singlezone Non-Ducted, Ceiling Placement | 216014104 |  | HRCU-A-CB-O | SZ12H525ZMO | Mini-Splits | SCA12H525ZMI |  |  |  | 12.3 | 22.1 | 10 | FALSE | FALSE |  | 12000 | 8600 | 2.77 | 10000 | 2.59
216014107 | 11/18/24 | Live | Midea Electric Trading | SEA BREEZE+ | Singlezone Non-Ducted, Wall Placement | 216014107 |  | HRCU-A-CB-O | SZ18H525ZMO | Mini-Splits | WM18H525ZMI |  |  |  | 12.7 | 23.5 | 10.8 | FALSE | FALSE |  | 18000 | 13600 | 2.73 | 14900 | 2.43
216014110 | 11/18/24 | Live | Midea Electric Trading | SEA BREEZE+ | Singlezone Non-Ducted, Wall Placement | 216014110 |  | HRCU-A-CB-O | SZ18H525ZMO | Mini-Splits | C18H525ZMI |  |  |  | 12.5 | 23.8 | 13.5 | FALSE | FALSE |  | 16000 | 14100 | 2.75 | 14600 | 2.58
216014108 | 11/18/24 | Live | Midea Electric Trading | SEA BREEZE+ | Singlezone Non-Ducted, Ceiling Placement | 216014108 |  | HRCU-A-CB-O | SZ18H525ZMO | Mini-Splits | CA18H525ZMI |  |  |  | 12.5 | 20.7 | 11.4 | FALSE | FALSE |  | 16800 | 13900 | 2.66 | 14800 | 2.36
216014109 | 11/18/24 | Live | Midea Electric Trading | SEA BREEZE+ | Singlezone Non-Ducted, Ceiling Placement | 216014109 |  | HRCU-A-CB-O | SZ18H525ZMO | Mini-Splits | SCA18H525ZMI |  |  |  | 12.5 | 22.2 | 12.2 | FALSE | FALSE |  | 18000 | 14000 | 2.77 | 15200 | 2.47
216014112 | 11/18/24 | Live | Midea Electric Trading | SEA BREEZE+ | Singlezone Ducted, Compact Ducted | 216014112 |  | HRCU-A-CB | SZ18H525ZMO | Mini-Splits | D18H525ZMI |  |  |  | 13.3 | 20 | 11.3 | FALSE | FALSE |  | 17500 | 14900 | 2.89 | 15900 | 2.65
216014111 | 11/18/24 | Live | Midea Electric Trading | SEA BREEZE+ | Singlezone Non-Ducted, Floor Placement | 216014111 |  | HRCU-A-CB-O | SZ18H525ZMO | Mini-Splits | FC18H525ZMI |  |  |  | 12.5 | 22.3 | 10.4 | FALSE | FALSE |  | 18000 | 13700 | 2.51 | 15100 | 2.38
216014115 | 11/18/24 | Live | Midea Electric Trading | SEA BREEZE+ | Singlezone Non-Ducted, Floor Placement | 216014115 |  | HRCU-A-CB-O | SZ24H525ZMO | Mini-Splits | FC24H525ZMI |  |  |  | 12.2 | 21.1 | 11.1 | FALSE | FALSE |  | 24000 | 20000 | 2.56 | 20000 | 2.31
216014113 | 11/18/24 | Live | Midea Electric Trading | SEA BREEZE+ | Singlezone Non-Ducted, Wall Placement | 216014113 |  | HRCU-A-CB-O | SZ24H525ZMO | Mini-Splits | WM24H525ZMI |  |  |  | 14 | 23 | 11.7 | FALSE | FALSE |  | 24000 | 18800 | 2.65 | 19300 | 2.33
216014116 | 11/18/24 | Live | Midea Electric Trading | SEA BREEZE+ | Singlezone Ducted, Compact Ducted | 216014116 |  | HRCU-A-CB | SZ24H525ZMO | Mini-Splits | D24H525ZMI |  |  |  | 12.5 | 19 | 11 | FALSE | FALSE |  | 24000 | 21200 | 2.6 | 21600 | 2.56
216014117 | 11/18/24 | Live | Midea Electric Trading | SEA BREEZE+ | Singlezone Non-Ducted, Wall Placement | 216014117 |  | HRCU-A-CB-O | SZ30H525ZMO | Mini-Splits | WM30H525ZMI |  |  |  | 12 | 20.5 | 9.5 | FALSE | FALSE |  | 30000 | 20400 | 2.52 | 21000 | 2.08
216014118 | 11/18/24 | Live | Midea Electric Trading | SEA BREEZE+ | Singlezone Non-Ducted, Wall Placement | 216014118 |  | HRCU-A-CB-O | SZ36H525ZMO | Mini-Splits | WM36H525ZMI |  |  |  | 8.6 | 19 | 8.5 | FALSE | FALSE |  | 36000 | 24200 | 2.28 | 25600 | 2.27
216014122 | 11/18/24 | Live | Midea Electric Trading | SEA BREEZE+ | Singlezone Non-Ducted, Wall Placement | 216014122 |  | HRCU-A-CB-O | HSZ09H525ZMO | Mini-Splits | C09H525ZMI |  |  |  | 15.1 | 27.2 | 10.9 | FALSE | FALSE |  | 9000 | 9800 | 2.71 | 12200 | 2.17
216014120 | 11/18/24 | Live | Midea Electric Trading | SEA BREEZE+ | Singlezone Non-Ducted, Ceiling Placement | 216014120 |  | HRCU-A-CB-O | HSZ09H525ZMO | Mini-Splits | CA09H525ZMI |  |  |  | 14 | 22.6 | 12.1 | FALSE | FALSE |  | 9000 | 9700 | 2.63 | 12600 | 2.1
216014121 | 11/18/24 | Live | Midea Electric Trading | SEA BREEZE+ | Singlezone Non-Ducted, Ceiling Placement | 216014121 |  | HRCU-A-CB-O | HSZ09H525ZMO | Mini-Splits | SCA09H525ZMI |  |  |  | 14.6 | 24 | 12.1 | FALSE | FALSE |  | 9000 | 9000 | 2.44 | 11900 | 2
216014123 | 11/18/24 | Live | Midea Electric Trading | SEA BREEZE+ | Singlezone Ducted, Compact Ducted | 216014123 |  | HRCU-A-CB | HSZ09H525ZMO | Mini-Splits | D09H525ZMI |  |  |  | 14 | 20.5 | 13.8 | FALSE | FALSE |  | 9000 | 10200 | 2.45 | 12600 | 1.94
216014125 | 11/18/24 | Live | Midea Electric Trading | SEA BREEZE+ | Singlezone Non-Ducted, Ceiling Placement | 216014125 |  | HRCU-A-CB-O | HSZ12H525ZMO | Mini-Splits | CA12H525ZMI |  |  |  | 12.5 | 22.2 | 11.6 | FALSE | FALSE |  | 12000 | 10000 | 2.74 | 12900 | 2.14
216014126 | 11/18/24 | Live | Midea Electric Trading | SEA BREEZE+ | Singlezone Non-Ducted, Ceiling Placement | 216014126 |  | HRCU-A-CB-O | HSZ12H525ZMO | Mini-Splits | SCA12H525ZMI |  |  |  | 13 | 23 | 10 | FALSE | FALSE |  | 12000 | 9600 | 2.65 | 11900 | 1.95
216014128 | 11/18/24 | Live | Midea Electric Trading | SEA BREEZE+ | Singlezone Ducted, Compact Ducted | 216014128 |  | HRCU-A-CB | HSZ12H525ZMO | Mini-Splits | D12H525ZMI |  |  |  | 12 | 20 | 10.6 | FALSE | FALSE |  | 12000 | 10200 | 2.6 | 14000 | 2.31
216014130 | 11/18/24 | Live | Midea Electric Trading | SEA BREEZE+ | Singlezone Non-Ducted, Ceiling Placement | 216014130 |  | HRCU-A-CB-O | HSZ18H525ZMO | Mini-Splits | CA18H525ZMI |  |  |  | 12.5 | 20 | 12.3 | FALSE | FALSE |  | 16000 | 14900 | 2.7 | 18000 | 2.1
216014132 | 11/18/24 | Live | Midea Electric Trading | SEA BREEZE+ | Singlezone Non-Ducted, Wall Placement | 216014132 |  | HRCU-A-CB-O | HSZ18H525ZMO | Mini-Splits | C18H525ZMI |  |  |  | 12.5 | 20 | 10.3 | FALSE | FALSE |  | 16000 | 14200 | 2.6 | 18800 | 2.13
216014131 | 11/18/24 | Live | Midea Electric Trading | SEA BREEZE+ | Singlezone Non-Ducted, Ceiling Placement | 216014131 |  | HRCU-A-CB-O | HSZ18H525ZMO | Mini-Splits | SCA18H525ZMI |  |  |  | 12.5 | 20.6 | 12.2 | FALSE | FALSE |  | 16700 | 14500 | 2.5 | 18800 | 2.05
216014134 | 11/18/24 | Live | Midea Electric Trading | SEA BREEZE+ | Singlezone Ducted, Compact Ducted | 216014134 |  | HRCU-A-CB | HSZ18H525ZMO | Mini-Splits | D18H525ZMI |  |  |  | 12 | 18.4 | 11.1 | FALSE | FALSE |  | 17500 | 15000 | 2.89 | 20000 | 2.5
216014133 | 11/18/24 | Live | Midea Electric Trading | SEA BREEZE+ | Singlezone Non-Ducted, Floor Placement | 216014133 |  | HRCU-A-CB-O | HSZ18H525ZMO | Mini-Splits | FC18H525ZMI |  |  |  | 12.5 | 20.4 | 10.3 | FALSE | FALSE |  | 17000 | 14400 | 2.54 | 20200 | 2.24
216014136 | 11/18/24 | Live | Midea Electric Trading | SEA BREEZE+ | Singlezone Non-Ducted, Wall Placement | 216014136 |  | HRCU-A-CB-O | HSZ24H525ZMO | Mini-Splits | CA24H525ZMI |  |  |  | 12 | 20.7 | 11.6 | FALSE | FALSE |  | 23400 | 20400 | 2.78 | 23900 | 2.48
216014135 | 11/18/24 | Live | Midea Electric Trading | SEA BREEZE+ | Singlezone Non-Ducted, Wall Placement | 216014135 |  | HRCU-A-CB-O | HSZ24H525ZMO | Mini-Splits | WM24H525ZMI |  |  |  | 13 | 21 | 13.5 | FALSE | FALSE |  | 24000 | 21000 | 2.88 | 23200 | 2.35
216014138 | 11/18/24 | Live | Midea Electric Trading | SEA BREEZE+ | Singlezone Ducted, Compact Ducted | 216014138 |  | HRCU-A-CB | HSZ24H525ZMO | Mini-Splits | D24H525ZMI |  |  |  | 12 | 19 | 11.7 | FALSE | FALSE |  | 24000 | 21600 | 2.71 | 23600 | 2.48
216014137 | 11/18/24 | Live | Midea Electric Trading | SEA BREEZE+ | Singlezone Non-Ducted, Floor Placement | 216014137 |  | HRCU-A-CB-O | HSZ24H525ZMO | Mini-Splits | FC24H525ZMI |  |  |  | 12 | 20.4 | 12.1 | FALSE | FALSE |  | 22000 | 20200 | 2.74 | 23300 | 2.38
216014140 | 11/18/24 | Live | Midea Electric Trading | SEA BREEZE+ | Singlezone Non-Ducted, Floor Placement | 216014140 |  | HRCU-A-CB-O | CSZ36H525ZMO | Mini-Splits | FC36H525ZMI |  |  |  | 12 | 20 | 10.8 | FALSE | FALSE |  | 36400 | 30200 | 2.58 | 42400 | 2.16
216014139 | 11/18/24 | Live | Midea Electric Trading | SEA BREEZE+ | Singlezone Non-Ducted, Wall Placement | 216014139 |  | HRCU-A-CB-O | CSZ36H525ZMO | Mini-Splits | CA36H525ZMI |  |  |  | 12 | 21.2 | 10.6 | FALSE | FALSE |  | 36600 | 30600 | 2.56 | 46200 | 2.17
216014142 | 11/18/24 | Live | Midea Electric Trading | SEA BREEZE+ | Singlezone Non-Ducted, Floor Placement | 216014142 |  | HRCU-A-CB-O | CSZ48H525ZMO | Mini-Splits | FC48H525ZMI |  |  |  | 9.4 | 18.5 | 10.1 | FALSE | FALSE |  | 48000 | 38500 | 2.38 | 44500 | 2.23
216014141 | 11/18/24 | Live | Midea Electric Trading | SEA BREEZE+ | Singlezone Non-Ducted, Wall Placement | 216014141 |  | HRCU-A-CB-O | CSZ48H525ZMO | Mini-Splits | CA48H525ZMI |  |  |  | 10 | 18 | 11 | FALSE | FALSE |  | 48000 | 44000 | 2.44 | 48000 | 2.17
216014144 | 11/18/24 | Live | Midea Electric Trading | SEA BREEZE+ | Multizone All Non-Ducted | 216014144 |  | HMSR-A-CB-O | MZ18H525ZMO | Non-Ducted Indoor Units |  |  |  |  | 14 | 25.1 | 9.8 | FALSE | FALSE |  | 18000 | 13600 | 2.81 | 14000 | 2.5
216014143 | 11/18/24 | Live | Midea Electric Trading | SEA BREEZE+ | Singlezone Non-Ducted, Floor Placement | 216014143 |  | HRCU-A-CB-O | CSZ60H525ZMO | Mini-Splits | FC60H525ZMI |  |  |  | 9 | 18 | 10.7 | FALSE | FALSE |  | 54000 | 41000 | 2.33 | 58000 | 2.17
216014146 | 11/18/24 | Live | Midea Electric Trading | SEA BREEZE+ | Multizone Mix of Ducted and Non-Ducted | 216014146 |  | HMSV-A-CB | MZ18H525ZMO | Mixed Ducted and Non-Ducted Indoor Units |  |  |  |  | 13 | 22.55 | 9.9 | FALSE | FALSE |  | 18000 | 14100 | 2.55 | 14300 | 2.39
216014145 | 11/18/24 | Live | Midea Electric Trading | SEA BREEZE+ | Multizone All Ducted | 216014145 |  | HMSV-A-CB | MZ18H525ZMO | Ducted Indoor Units |  |  |  |  | 12 | 20 | 10 | FALSE | FALSE |  | 18000 | 14600 | 2.3 | 14600 | 2.3
216014148 | 11/18/24 | Live | Midea Electric Trading | SEA BREEZE+ | Multizone All Ducted | 216014148 |  | HMSV-A-CB | MZ27H525ZMO | Ducted Indoor Units |  |  |  |  | 12 | 21 | 9 | FALSE | FALSE |  | 26600 | 18400 | 2.5 | 18600 | 2.3
216014147 | 11/18/24 | Live | Midea Electric Trading | SEA BREEZE+ | Multizone All Non-Ducted | 216014147 |  | HMSR-A-CB-O | MZ27H525ZMO | Non-Ducted Indoor Units |  |  |  |  | 13 | 25 | 9.5 | FALSE | FALSE |  | 27000 | 18400 | 2.61 | 19000 | 2.3
216014150 | 11/18/24 | Live | Midea Electric Trading | SEA BREEZE+ | Multizone All Non-Ducted | 216014150 |  | HMSR-A-CB-O | MZ36H525ZMO | Non-Ducted Indoor Units |  |  |  |  | 12 | 24 | 9.5 | FALSE | FALSE |  | 36000 | 26600 | 2.4 | 26600 | 2.1
216014149 | 11/18/24 | Live | Midea Electric Trading | SEA BREEZE+ | Multizone Mix of Ducted and Non-Ducted | 216014149 |  | HMSV-A-CB | MZ27H525ZMO | Mixed Ducted and Non-Ducted Indoor Units |  |  |  |  | 12.5 | 23 | 9.25 | FALSE | FALSE |  | 26800 | 18400 | 2.56 | 18800 | 2.3
216014152 | 11/18/24 | Live | Midea Electric Trading | SEA BREEZE+ | Multizone Mix of Ducted and Non-Ducted | 216014152 |  | HMSV-A-CB | MZ36H525ZMO | Mixed Ducted and Non-Ducted Indoor Units |  |  |  |  | 11.85 | 22 | 9.35 | FALSE | FALSE |  | 35400 | 26400 | 2.35 | 27300 | 2.15
216014151 | 11/18/24 | Live | Midea Electric Trading | SEA BREEZE+ | Multizone All Ducted | 216014151 |  | HMSV-A-CB | MZ36H525ZMO | Ducted Indoor Units |  |  |  |  | 11.7 | 20 | 9.2 | FALSE | FALSE |  | 35000 | 26400 | 2.3 | 28000 | 2.2
216014154 | 11/18/24 | Live | Midea Electric Trading | SEA BREEZE+ | Multizone All Ducted | 216014154 |  | HMSV-A-CB | MZ48H525ZMO | Ducted Indoor Units |  |  |  |  | 12 | 20.4 | 10.6 | FALSE | FALSE |  | 45000 | 37000 | 2.5 | 41000 | 2.4
216014153 | 11/18/24 | Live | Midea Electric Trading | SEA BREEZE+ | Multizone All Non-Ducted | 216014153 |  | HMSR-A-CB-O | MZ48H525ZMO | Non-Ducted Indoor Units |  |  |  |  | 12.5 | 24 | 10.3 | FALSE | FALSE |  | 47000 | 38000 | 2.5 | 38500 | 2
216014156 | 11/18/24 | Live | Midea Electric Trading | SEA BREEZE+ | Multizone All Non-Ducted | 216014156 |  | HMSR-A-CB-O | MZ60H525ZMO | Non-Ducted Indoor Units |  |  |  |  | 10 | 22 | 9.5 | FALSE | FALSE |  | 60000 | 39000 | 2.8 | 42000 | 2.4
216014155 | 11/18/24 | Live | Midea Electric Trading | SEA BREEZE+ | Multizone Mix of Ducted and Non-Ducted | 216014155 |  | HMSV-A-CB | MZ48H525ZMO | Mixed Ducted and Non-Ducted Indoor Units |  |  |  |  | 12.25 | 22.2 | 10.45 | FALSE | FALSE |  | 46000 | 37400 | 2.5 | 39750 | 2.19
216014158 | 11/18/24 | Live | Midea Electric Trading | SEA BREEZE+ | Multizone Mix of Ducted and Non-Ducted | 216014158 |  | HMSV-A-CB | MZ60H525ZMO | Mixed Ducted and Non-Ducted Indoor Units |  |  |  |  | 10 | 20 | 9.35 | FALSE | FALSE |  | 60000 | 39000 | 2.7 | 41500 | 2.35
216014157 | 11/18/24 | Live | Midea Electric Trading | SEA BREEZE+ | Multizone All Ducted | 216014157 |  | HMSV-A-CB | MZ60H525ZMO | Ducted Indoor Units |  |  |  |  | 10 | 18 | 9.2 | FALSE | FALSE |  | 60000 | 39000 | 2.6 | 41000 | 2.3
216014160 | 11/18/24 | Live | Midea Electric Trading | SEA BREEZE+ | Multizone All Ducted | 216014160 |  | HMSV-A-CB | HMZ18H525ZMO | Ducted Indoor Units |  |  |  |  | 13 | 20 | 10 | FALSE | FALSE |  | 19000 | 17000 | 2.59 | 22000 | 2.5
216014159 | 11/18/24 | Live | Midea Electric Trading | SEA BREEZE+ | Multizone All Non-Ducted | 216014159 |  | HMSR-A-CB-O | HMZ18H525ZMO | Non-Ducted Indoor Units |  |  |  |  | 15 | 25 | 10.4 | FALSE | FALSE |  | 19000 | 17600 | 2.7 | 19000 | 2.2
216014161 | 11/18/24 | Live | Midea Electric Trading | SEA BREEZE+ | Multizone Mix of Ducted and Non-Ducted | 216014161 |  | HMSV-A-CB | HMZ18H525ZMO | Mixed Ducted and Non-Ducted Indoor Units |  |  |  |  | 14 | 22.5 | 10.2 | FALSE | FALSE |  | 19000 | 17300 | 2.65 | 20500 | 2.36
216014163 | 11/18/24 | Live | Midea Electric Trading | SEA BREEZE+ | Multizone All Ducted | 216014163 |  | HMSV-A-CB | HMZ27H525ZMO | Ducted Indoor Units |  |  |  |  | 12 | 19 | 9.5 | FALSE | FALSE |  | 28000 | 23000 | 2.4 | 27000 | 2.1
216014162 | 11/18/24 | Live | Midea Electric Trading | SEA BREEZE+ | Multizone All Non-Ducted | 216014162 |  | HMSR-A-CB-O | HMZ27H525ZMO | Non-Ducted Indoor Units |  |  |  |  | 12.5 | 23 | 10.5 | FALSE | FALSE |  | 27000 | 25000 | 2.6 | 28000 | 2.2
216014165 | 11/18/24 | Live | Midea Electric Trading | SEA BREEZE+ | Multizone All Non-Ducted | 216014165 |  | HMSR-A-CB-O | HMZ36H525ZMO | Non-Ducted Indoor Units |  |  |  |  | 13 | 23 | 10.7 | FALSE | FALSE |  | 36000 | 30000 | 2.4 | 42000 | 2.6
216014164 | 11/18/24 | Live | Midea Electric Trading | SEA BREEZE+ | Multizone Mix of Ducted and Non-Ducted | 216014164 |  | HMSV-A-CB | HMZ27H525ZMO | Mixed Ducted and Non-Ducted Indoor Units |  |  |  |  | 12.25 | 21 | 10 | FALSE | FALSE |  | 27400 | 24000 | 2.5 | 27500 | 2.15
216014167 | 11/18/24 | Live | Midea Electric Trading | SEA BREEZE+ | Multizone Mix of Ducted and Non-Ducted | 216014167 |  | HMSV-A-CB | HMZ36H525ZMO | Mixed Ducted and Non-Ducted Indoor Units |  |  |  |  | 12.5 | 21.2 | 10.55 | FALSE | FALSE |  | 36000 | 31400 | 2.4 | 38000 | 2.41
216014166 | 11/18/24 | Live | Midea Electric Trading | SEA BREEZE+ | Multizone All Ducted | 216014166 |  | HMSV-A-CB | HMZ36H525ZMO | Ducted Indoor Units |  |  |  |  | 12 | 19.4 | 10.4 | FALSE | FALSE |  | 36000 | 33000 | 2.4 | 34000 | 2.2
216014169 | 11/18/24 | Live | Midea Electric Trading | SEA BREEZE+ | Multizone All Ducted | 216014169 |  | HMSV-A-CB | HMZ48H525ZMO | Ducted Indoor Units |  |  |  |  | 11.7 | 20.4 | 11 | FALSE | FALSE |  | 47000 | 44500 | 2.6 | 46000 | 2.2
216014168 | 11/18/24 | Live | Midea Electric Trading | SEA BREEZE+ | Multizone All Non-Ducted | 216014168 |  | HMSR-A-CB-O | HMZ48H525ZMO | Non-Ducted Indoor Units |  |  |  |  | 12 | 23 | 11 | FALSE | FALSE |  | 47000 | 44000 | 2.6 | 45000 | 2
216014172 | 11/18/24 | Live | Midea Electric Trading | SEA BREEZE+ | Multizone All Ducted | 216014172 |  | HMSV-A-CB | HMZ55H525ZMO | Ducted Indoor Units |  |  |  |  | 11.7 | 20 | 10.7 | FALSE | FALSE |  | 53000 | 45000 | 2.7 | 52000 | 2.3
216014171 | 11/18/24 | Live | Midea Electric Trading | SEA BREEZE+ | Multizone All Non-Ducted | 216014171 |  | HMSR-A-CB-O | HMZ55H525ZMO | Non-Ducted Indoor Units |  |  |  |  | 12 | 22.2 | 10.5 | FALSE | FALSE |  | 51000 | 44000 | 2.6 | 47000 | 2.5
216014170 | 11/18/24 | Live | Midea Electric Trading | SEA BREEZE+ | Multizone Mix of Ducted and Non-Ducted | 216014170 |  | HMSV-A-CB | HMZ48H525ZMO | Mixed Ducted and Non-Ducted Indoor Units |  |  |  |  | 11.85 | 21.7 | 11 | FALSE | FALSE |  | 47000 | 44000 | 2.6 | 45500 | 2.1
216014173 | 11/18/24 | Live | Midea Electric Trading | SEA BREEZE+ | Multizone Mix of Ducted and Non-Ducted | 216014173 |  | HMSV-A-CB | HMZ55H525ZMO | Mixed Ducted and Non-Ducted Indoor Units |  |  |  |  | 11.85 | 21.1 | 10.6 | FALSE | FALSE |  | 52000 | 44500 | 2.65 | 49500 | 2.39
216014855 | 11/11/24 | Live | Midea Electric Trading | TEMP SHIFT | Singlezone Non-Ducted, Wall Placement | 216014855 |  | HRCU-A-CB-O | TSMOX23009HFN1MW5W | Mini-Splits | TSMSAG11A06HRFN1MU0W | 15 | 23.5 | 11 | 15 | 23.5 | 12 | FALSE | FALSE |  | 6000 | 7500 | 2.5 | 10000 | 2.38
216014856 | 11/18/24 | Live | Midea Electric Trading | TEMP SHIFT | Singlezone Non-Ducted, Wall Placement | 216014856 |  | HRCU-A-CB-O | TSMOX33009HFN1MY5W | Mini-Splits | TSMSAG11B09HRFN1MX7W(GA) | 15.8 | 25.5 | 12.5 | 15.8 | 26.4 | 11.6 | FALSE | FALSE |  | 9000 | 9300 | 2.5 | 12235 | 1.98
216014859 | 11/18/24 | Live | Midea Electric Trading | TEMP SHIFT | Singlezone Non-Ducted, Wall Placement | 216014859 |  | HRCU-A-CB-O | TSMOD3024HFN1MU0W | Mini-Splits | TSMSAG11D23HRFN1MU0W | 12.5 | 21.5 | 11.5 | 12.5 | 22.3 | 10.3 | FALSE | FALSE |  | 23000 | 18900 | 2.38 | 23737 | 1.82
216014858 | 11/18/24 | Live | Midea Electric Trading | TEMP SHIFT | Singlezone Non-Ducted, Wall Placement | 216014858 |  | HRCU-A-CB-O | TSMOX43017HFN1MT0W | Mini-Splits | TSMSAG11D18HRFN1MT8W | 13 | 21.5 | 11 | 13 | 22 | 10.6 | FALSE | FALSE |  | 18000 | 11100 | 2.8 | 21447 | 1.98
216014857 | 11/18/24 | Live | Midea Electric Trading | TEMP SHIFT | Singlezone Non-Ducted, Wall Placement | 216014857 |  | HRCU-A-CB-O | TSMOX33012HFN1MW5W | Mini-Splits | TSMSAG11B12HRFN1MV0W(GA) | 13 | 22 | 12.7 | 13 | 23.1 | 10.5 | FALSE | FALSE |  | 12000 | 10300 | 2.56 | 12477 | 2.01
215871204 | 11/11/24 | Live | Bosch | BOSCH | Singlezone Non-Ducted, Wall Placement | 215871204 |  | HRCU-A-CB-O | BMS500-AAS009-1CSXRD | Mini-Splits | BMS500-AAU006-1AHWXD |  |  |  | 14.9 | 26 | 12.5 | TRUE | TRUE |  | 9000 | 8100 | 2.83 | 9400 | 2.37
213927682 | 03/25/24 | Live | Midea Electric Trading | CIAC | Singlezone Non-Ducted, Wall Placement | 213927682 |  | HRCU-A-CB-O | CM43BX048-H3N2H | Mini-Splits | CF43BX048-M3N1H | 9.3 | 18 | 11 | 9.3 | 18.9 | 10 | FALSE | FALSE | TRUE | 48000 | 29000 | 2.37 | 36000 | 2.26
208130824 | 01/05/23 | Live | Midea Electric Trading | LBG PRODUCTS | Singlezone Non-Ducted, Wall Placement | 208130824 |  | HRCU-A-CB-O | LUHB48DO | Mini-Splits | LUHB48DZDI | 9.3 | 18 | 11 | 9.3 | 18.9 | 10 | FALSE | FALSE | TRUE | 48000 | 29000 | 2.37 | 36000 | 2.26
209843072 | 01/05/23 | Live | Midea Electric Trading | CTMORLEY | Singlezone Non-Ducted, Wall Placement | 209843072 |  | HRCU-A-CB-O | MOU-A48L-2 | Mini-Splits | MIU-A48LF-2 | 9.3 | 18 | 11 | 9.3 | 18.9 | 10 | FALSE | FALSE | TRUE | 48000 | 29000 | 2.37 | 36000 | 2.26
208280163 | 01/05/23 | Live | Midea Electric Trading | TRUST AIR CONDITIONERS | Singlezone Non-Ducted, Wall Placement | 208280163 |  | HRCU-A-CB-O | OUS48H/O4S41P | Mini-Splits | IUMFC48H/I41P | 9.3 | 18 | 11 | 9.3 | 18.9 | 10 | FALSE | FALSE | TRUE | 48000 | 29000 | 2.37 | 36000 | 2.26
213279889 | 10/31/23 | Live | Midea Electric Trading | STAR AIR KONTROL | Singlezone Non-Ducted, Wall Placement | 213279889 |  | HRCU-A-CB-O | SAK-48CONS/220V | Mini-Splits | SAK-48CONS/220V | 9.3 | 18 | 11 | 9.3 | 18.9 | 10 | TRUE | TRUE | TRUE | 48000 | 29000 | 2.37 | 36000 | 2.26
212928566 | 07/26/23 | Live | Midea Electric Trading | ZERO | Singlezone Non-Ducted, Wall Placement | 212928566 |  | HRCU-A-CB-O | ZSOV-48HDM-US | Mini-Splits | ZEV-48HDM-US | 9.3 | 18 | 11 | 9.3 | 18.9 | 10 | TRUE | TRUE | TRUE | 48000 | 29000 | 2.37 | 36000 | 2.26
213867387 | 12/21/23 | Live | Midea Electric Trading | AC PRO.COM | Singlezone Non-Ducted, Wall Placement | 213867387 |  | HRCU-A-CB-O | AOE30U-48HFN1-MP0(GA) | Mini-Splits | AUE-48HRFN1-M(C) | 9.3 | 18 | 11 | 9.3 | 18.9 | 10 | FALSE | FALSE | TRUE | 48000 | 29000 | 2.37 | 36000 | 2.26
210799607 | 01/05/23 | Live | Midea Electric Trading | COOPER&HUNTER | Singlezone Non-Ducted, Wall Placement | 210799607 |  | HRCU-A-CB-O | CH-N48LCU-230VO | Mini-Splits | CH-48LCFC/I | 9.3 | 18 | 11 | 9.3 | 18.9 | 10 | TRUE | TRUE | TRUE | 48000 | 29000 | 2.37 | 36000 | 2.26
212528019 | 07/26/23 | Live | Midea Electric Trading | MIDEA | Singlezone Non-Ducted, Wall Placement | 212528019 |  | HRCU-A-CB-O | MOE30U-42HFN1-MP0(GA) | Mini-Splits | MUE-42HRFN1-M(C) | 9.3 | 18 | 11 | 9.3 | 18.9 | 10 | FALSE | FALSE | TRUE | 48000 | 29000 | 2.37 | 36000 | 2.26
213265592 | 10/31/23 | Live | Midea Electric Trading | COOPER&HUNTER | Singlezone Non-Ducted, Wall Placement | 213265592 |  | HRCU-A-CB-O | CH-N48LCU-230VO | Mini-Splits | CH-48LCFC-W | 9.3 | 18 | 11 | 9.3 | 18.9 | 10 | TRUE | TRUE | TRUE | 48000 | 29000 | 2.37 | 36000 | 2.26
209843010 | 04/27/23 | Live | Midea Electric Trading | CLASSIC | Singlezone Non-Ducted, Wall Placement | 209843010 |  | HRCU-A-CB-O | MRSVHC48AS | Mini-Splits | MUVHC48S | 9.3 | 18 | 11 | 9.3 | 18.9 | 10 | TRUE | TRUE | TRUE | 48000 | 29000 | 2.37 | 36000 | 2.26
209843026 | 04/27/23 | Live | Midea Electric Trading | TGM | Singlezone Non-Ducted, Wall Placement | 209843026 |  | HRCU-A-CB-O | MRSVHT48AS | Mini-Splits | MUVHT48S | 9.3 | 18 | 11 | 9.3 | 18.9 | 10 | TRUE | TRUE | TRUE | 48000 | 29000 | 2.37 | 36000 | 2.26
209549023 | 04/27/23 | Live | Midea Electric Trading | THERMOCORE SYSTEMS | Singlezone Non-Ducted, Wall Placement | 209549023 |  | HRCU-A-CB-O | T4C18S-H248-C | Mini-Splits | T3C18S-H248-ED | 9.3 | 18 | 11 | 9.3 | 18.9 | 10 | FALSE | FALSE | TRUE | 48000 | 29000 | 2.37 | 36000 | 2.26
208121960 | 01/05/23 | Live | Midea Electric Trading | PIONEER | Singlezone Non-Ducted, Wall Placement | 208121960 |  | HRCU-A-CB-O | YN048GMFI18RUE | Mini-Splits | UB048GMFILCFHD | 9.3 | 18 | 11 | 9.3 | 18.9 | 10 | TRUE | TRUE | TRUE | 48000 | 29000 | 2.37 | 36000 | 2.26
208106987 | 04/27/23 | Live | Midea Electric Trading | YONAN | Singlezone Non-Ducted, Wall Placement | 208106987 |  | HRCU-A-CB-O | YOE-48HFN1 | Mini-Splits | YUE-48HRFN1 | 9.3 | 18 | 11 | 9.3 | 18.9 | 10 | FALSE | FALSE | TRUE | 48000 | 29000 | 2.37 | 36000 | 2.26
207821943 | 04/27/23 | Live | Midea Electric Trading | MIDEA | Singlezone Non-Ducted, Wall Placement | 207821943 |  | HRCU-A-CB-O | MOE30U-48HFN1-MP0(GA) | Mini-Splits | MUE-48HRFN1-M(C) | 9.3 | 18 | 11 | 9.3 | 18.9 | 10 | FALSE | FALSE | TRUE | 48000 | 29000 | 2.37 | 36000 | 2.26
207742343 | 01/05/23 | Live | Midea Electric Trading | C&H | Singlezone Non-Ducted, Wall Placement | 207742343 |  | HRCU-A-CB-O | CH-N48LCU-230VO | Mini-Splits | CH-48LCFC/I | 9.3 | 18 | 11 | 9.3 | 18.9 | 10 | TRUE | TRUE | TRUE | 48000 | 29000 | 2.37 | 36000 | 2.26
207571385 | 01/05/23 | Live | Midea Electric Trading | BLUERIDGE | Singlezone Non-Ducted, Wall Placement | 207571385 |  | HRCU-A-CB-O | BMY48UC | Mini-Splits | BM48MFCC | 9.3 | 18 | 11 | 9.3 | 18.9 | 10 | TRUE | TRUE | TRUE | 48000 | 29000 | 2.37 | 36000 | 2.26
207743735 | 01/05/23 | Live | Midea Electric Trading | DIRECT AIR | Singlezone Non-Ducted, Wall Placement | 207743735 |  | HRCU-A-CB-O | DIRM-48LCDA25-1Z | Mini-Splits | DIRM-48HP-CF | 9.3 | 18 | 11 | 9.3 | 18.9 | 10 | TRUE | TRUE | TRUE | 48000 | 29000 | 2.37 | 36000 | 2.26
209862179 | 04/27/23 | Live | Midea Electric Trading | KLIMAIRE | Singlezone Non-Ducted, Wall Placement | 209862179 |  | HRCU-A-CB-O | KSIR048-H218-2 | Mini-Splits | KFUF048-H2G1 | 9.3 | 18 | 11 | 9.3 | 18.9 | 10 | FALSE | FALSE | TRUE | 48000 | 29000 | 2.37 | 36000 | 2.26
207658958 | 01/05/23 | Live | Midea Electric Trading | COMFORTSTAR | Singlezone Non-Ducted, Wall Placement | 207658958 |  | HRCU-A-CB-O | CZP48CD(O) | Mini-Splits | FPA-48DU | 9.3 | 18 | 11 | 9.3 | 18.9 | 10 | TRUE | TRUE | TRUE | 48000 | 29000 | 2.37 | 36000 | 2.26
214056585 | 02/01/24 | Live | Midea Electric Trading | BLADEX | Singlezone Non-Ducted, Wall Placement | 214056585 |  | HRCU-A-CB-O | BS25-06HFN1-ODU | Mini-Splits | BWM11A-06HWIU | 15 | 23.5 | 11 | 15 | 23.5 | 12 | FALSE | FALSE | TRUE | 6000 | 7500 | 2.5 | 10000 | 2.38
214389493 | 03/25/24 | Live | Midea Electric Trading | ICONIC AIR SOLUTION | Singlezone Non-Ducted, Wall Placement | 214389493 |  | HRCU-A-CB-O | ICOO09AK | Mini-Splits | IFOH06IK | 15 | 23.5 | 11 | 15 | 23.5 | 12 | FALSE | FALSE | TRUE | 6000 | 7500 | 2.5 | 10000 | 2.38
214421468 | 03/25/24 | Live | Midea Electric Trading | WELLS | Singlezone Non-Ducted, Wall Placement | 214421468 |  | HRCU-A-CB-O | WSA-06HFMO | Mini-Splits | WSA-06HFMI | 15 | 23.5 | 11 | 15 | 23.5 | 12 | TRUE | TRUE | TRUE | 6000 | 7500 | 2.5 | 10000 | 2.38
213769942 | 01/15/24 | Live | Midea Electric Trading | AI AIR CONDITIONING | Singlezone Non-Ducted, Wall Placement | 213769942 |  | HRCU-A-CB-O | AO25-06N1-M1H | Mini-Splits | AW25-06N1-M1 | 15 | 23.5 | 11 | 15 | 23.5 | 12 | TRUE | TRUE | TRUE | 6000 | 7500 | 2.5 | 10000 | 2.38
208130826 | 01/05/23 | Live | Midea Electric Trading | LBG PRODUCTS | Singlezone Non-Ducted, Wall Placement | 208130826 |  | HRCU-A-CB-O | LBHB06DVWO | Mini-Splits | LBHB06DVWI | 15 | 23.5 | 11 | 15 | 23.5 | 12 | TRUE | TRUE | TRUE | 6000 | 7500 | 2.5 | 10000 | 2.38
211306392 | 04/27/23 | Live | Midea Electric Trading | MITSUTOMO | Singlezone Non-Ducted, Wall Placement | 211306392 |  | HRCU-A-CB-O | HO-SZ06-AB-Q | Mini-Splits | HW-SZ06-AB-Q | 15 | 23.5 | 11 | 15 | 23.5 | 12 | FALSE | FALSE | TRUE | 6000 | 7500 | 2.5 | 10000 | 2.38
210568097 | 05/10/23 | Live | Midea Electric Trading | DURASTAR | Singlezone Non-Ducted, Wall Placement | 210568097 |  | HRCU-A-CB-O | DRA1U09S1B | Mini-Splits | DRAW06F1B | 15 | 23.5 | 11 | 15 | 23.5 | 12 | TRUE | TRUE | TRUE | 6000 | 7500 | 2.5 | 10000 | 2.38
210799686 | 01/05/23 | Live | Midea Electric Trading | COOPER&HUNTER | Singlezone Non-Ducted, Wall Placement | 210799686 |  | HRCU-A-CB-O | CH-HPR06F9-230VO | Mini-Splits | CH-B06MOLVWM-230VI | 15 | 23.5 | 11 | 15 | 23.5 | 12 | TRUE | TRUE | TRUE | 6000 | 7500 | 2.5 | 10000 | 2.38
207740518 | 01/05/23 | Live | Midea Electric Trading | C&H | Singlezone Non-Ducted, Wall Placement | 207740518 |  | HRCU-A-CB-O | CH-HPR06F9-230VO | Mini-Splits | CH-06MOLVWM-230VI | 15 | 23.5 | 11 | 15 | 23.5 | 12 | TRUE | TRUE | TRUE | 6000 | 7500 | 2.5 | 10000 | 2.38
210665987 | 01/05/23 | Live | Midea Electric Trading | C&H | Singlezone Non-Ducted, Wall Placement | 210665987 |  | HRCU-A-CB-O | CH-HPR06F9-230VO | Mini-Splits | CH-B06MOLVWM-230VI | 15 | 23.5 | 11 | 15 | 23.5 | 12 | TRUE | TRUE | TRUE | 6000 | 7500 | 2.5 | 10000 | 2.38
210799565 | 01/05/23 | Live | Midea Electric Trading | COOPER&HUNTER | Singlezone Non-Ducted, Wall Placement | 210799565 |  | HRCU-A-CB-O | CH-HPR06F9-230VO | Mini-Splits | CH-06MOLVWM-230VI | 15 | 23.5 | 11 | 15 | 23.5 | 12 | TRUE | TRUE | TRUE | 6000 | 7500 | 2.5 | 10000 | 2.38
211253535 | 02/01/23 | Live | Midea Electric Trading | PERFECTAIRE | Singlezone Non-Ducted, Wall Placement | 211253535 |  | HRCU-A-CB-O | 3PAMSHH06-SZO | Mini-Splits | 3PAMSHH06-UVW | 15 | 23.5 | 11 | 15 | 23.5 | 12 | TRUE | TRUE | TRUE | 6000 | 7500 | 2.5 | 10000 | 2.38
208128266 | 01/05/23 | Live | Midea Electric Trading | SEA BREEZE+ | Singlezone Non-Ducted, Wall Placement | 208128266 |  | HRCU-A-CB-O | SZ9H424ZMO | Mini-Splits | WM6H424ZMI | 15 | 23.5 | 11 | 15 | 23.5 | 12 | FALSE | FALSE | TRUE | 6000 | 7500 | 2.5 | 10000 | 2.38
215408658 | 08/29/24 | Live | Midea Electric Trading | INNOVAIR | Singlezone Ducted, Centrally Ducted | 215408658 |  | HRCU-A-CB | SOV36H2BA |  | SAV36BDA |  |  |  | 10 | 16.1 | 8.7 | TRUE | TRUE | TRUE | 36000 | 25600 | 2.6 | 26200 | 2.19
215408660 | 08/29/24 | Live | Midea Electric Trading | INNOVAIR | Singlezone Ducted, Centrally Ducted | 215408660 |  | HRCU-A-CB | SOV60H2BA |  | SAV60BDA |  |  |  | 8.6 | 15.2 | 8.4 | TRUE | TRUE | FALSE | 54000 | 33000 | 2.34 | 35800 | 1.96
216010670 | 10/30/24 | Live | Hisense | HISENSE | Singlezone Non-Ducted, Wall Placement | 216010670 |  | HRCU-A-CB-O | AST-18UW3SBN00B | Mini-Splits | AST-18UW3SBN**00B |  |  |  | 13 | 22.5 | 9.2 | TRUE | TRUE |  | 18000 | 10000 | 2.33 | 14960 | 2.28
206790262 | 05/11/23 | Live | CARRIER | BRYANT HEATING AND COOLING SYSTEMS | Singlezone Ducted, Centrally Ducted | 206790262 |  | HRCU-A-CB | 284ANV036*0**B* |  | FE4AN(B,F)005L+UI | 13.5 | 22.5 | 11 | 13 | 21 | 9 | TRUE | FALSE | TRUE | 34400 | 30400 | 2.3 | 30400 | 2.3
215828387 | 11/01/24 | Live | Midea Electric Trading | CANAIR | Singlezone Non-Ducted, Wall Placement | 215828387 |  | HRCU-A-CB-O | 4C25SCH09H21 | Mini-Splits | 4C28SEH09H21 |  |  |  | 14.9 | 25.8 | 12.5 | TRUE | TRUE |  | 9000 | 8100 | 2.83 | 9400 | 2.37
215449954 | 11/01/24 | Live | Midea Electric Trading | PROAIR | Singlezone Ducted, Centrally Ducted | 215449954 |  | HRCU-A-CB | P30-36HFN1-S |  | PAH-36HWFN1 |  |  |  | 11.7 | 16.3 | 9.5 | FALSE | FALSE |  | 35000 | 31800 | 2.4 | 36000 | 1.9
215449963 | 11/01/24 | Live | Midea Electric Trading | PROAIR | Singlezone Ducted, Centrally Ducted | 215449963 |  | HRCU-A-C | P30-36HFN1-S |  | PAC-36C-HWND1 |  |  |  | 10 | 15.2 | 8.5 | FALSE | FALSE |  | 35000 | 27000 | 2.06 | 27000 | 3.84
215449962 | 11/01/24 | Live | Midea Electric Trading | PROAIR | Singlezone Ducted, Centrally Ducted | 215449962 |  | HRCU-A-C | P30-36HFN1-S |  | PAC-36B-HWND1 |  |  |  | 10 | 15.2 | 8.5 | FALSE | FALSE |  | 35000 | 27000 | 2.06 | 27000 | 3.84
215449959 | 11/01/24 | Live | Midea Electric Trading | PROAIR | Singlezone Ducted, Centrally Ducted | 215449959 |  | HRCU-A-C | P30-30HFN1 |  | PAC-36B-HWND1 |  |  |  | 10 | 15.2 | 8.5 | FALSE | FALSE |  | 29000 | 19600 | 2.12 | 19600 | 2.12
215449961 | 11/01/24 | Live | Midea Electric Trading | PROAIR | Singlezone Ducted, Centrally Ducted | 215449961 |  | HRCU-A-C | P30-40HFN1-D |  | PAC-36B-HWND1 |  |  |  | 10 | 15.5 | 8.6 | FALSE | FALSE |  | 35000 | 27400 | 2.12 | 38000 | 1.9
215449956 | 11/01/24 | Live | Midea Electric Trading | PROAIR | Singlezone Ducted, Centrally Ducted | 215449956 |  | HRCU-A-CB | P30-60HFN1-D |  | PAH-60HWFN1 | 9 | 16.4 | 10.5 | 8.8 | 15.3 | 9.4 | FALSE | FALSE |  | 55000 | 42000 | 2.6 | 52500 | 2.3
215449960 | 11/01/24 | Live | Midea Electric Trading | PROAIR | Singlezone Ducted, Centrally Ducted | 215449960 |  | HRCU-A-C | P30-40HFN1-D |  | PAC-36C-HWND1 | 10.2 | 14.8 | 9.6 | 10 | 15.2 | 10 | FALSE | FALSE |  | 35000 | 33000 | 2.4 | 38000 | 1.9
215449958 | 11/01/24 | Live | Midea Electric Trading | PROAIR | Singlezone Ducted, Centrally Ducted | 215449958 |  | HRCU-A-C | P30-24HFN1 |  | PAC-24B-HWDN1 | 11 | 16 | 9.5 | 10.7 | 16.5 | 9.5 | FALSE | FALSE |  | 24000 | 21000 | 2.58 | 23000 | 2.28
215449957 | 11/01/24 | Live | Midea Electric Trading | PROAIR | Singlezone Ducted, Centrally Ducted | 215449957 |  | HRCU-A-C | P15-24REFN1 |  | PAC-24B-HWDN1 | 10.3 | 15 | 10 | 10 | 15.7 | 9.8 | FALSE | FALSE |  | 24000 | 22000 | 2.5 | 23600 | 2.14
215449955 | 11/01/24 | Live | Midea Electric Trading | PROAIR | Singlezone Ducted, Centrally Ducted | 215449955 |  | HRCU-A-CB | P30-48HFN1-D |  | PAH-48HWFN1 | 8.5 | 16 | 10 | 8.2 | 15.6 | 9.4 | FALSE | FALSE |  | 47000 | 36000 | 2.36 | 48000 | 2.05
215449953 | 11/01/24 | Live | Midea Electric Trading | PROAIR | Singlezone Ducted, Centrally Ducted | 215449953 |  | HRCU-A-CB | P30-40HFN1-D |  | PAH-36HWFN1 | 10.5 | 18 | 10.5 | 10 | 16 | 9.5 | FALSE | FALSE |  | 36000 | 30400 | 2.46 | 47000 | 1.9
215449952 | 11/01/24 | Live | Midea Electric Trading | PROAIR | Singlezone Ducted, Centrally Ducted | 215449952 |  | HRCU-A-CB | P30-30HFN1-S |  | PAH-30HWFN1 | 11 | 18 | 10.5 | 10 | 16.2 | 8.9 | FALSE | FALSE |  | 30000 | 21000 | 2.34 | 28600 | 2.1
215449951 | 11/01/24 | Live | Midea Electric Trading | PROAIR | Singlezone Ducted, Centrally Ducted | 215449951 |  | HRCU-A-CB | P30-24HFN1-S |  | PAH-24HWFN1 | 12.5 | 20 | 12 | 11.7 | 17.4 | 10 | FALSE | FALSE |  | 24000 | 19200 | 2.5 | 26400 | 2.14
206788574 | 05/11/23 | Live | CARRIER | CARRIER | Singlezone Ducted, Centrally Ducted | 206788574 |  | HRCU-A-CB | 25VNA436A*031* |  | FE4AN(B,F)005L+UI | 13.5 | 22.5 | 11 | 13 | 21 | 9 | TRUE | FALSE | TRUE | 34400 | 30400 | 2.3 | 30400 | 2.3
215434548 | 09/25/24 | Live | Fujitsu General America, Inc. | FUJITSU | Singlezone Non-Ducted, Ceiling Placement | 215434548 |  | HRCU-A-CB-O | AOUH18KUAS1 | Mini-Splits | ABUH18KUAS |  |  |  | 12.9 | 23.4 | 11.2 | TRUE | TRUE | TRUE | 18000 | 14400 | 2.91 | 19300 | 2.36
214855107 | 10/23/24 | Live | SUM X | SUM X | Singlezone Non-Ducted, Wall Placement | 214855107 |  | HRCU-A-CB-O | SM-12HFO2-CU | Mini-Splits | SM-12HFO2-WU | 12.5 | 23 | 11 | 12.7 | 23.5 | 9.5 | TRUE | TRUE |  | 12000 | 6800 | 2.73 | 11500 | 2.41
214855108 | 10/23/24 | Live | SUM X | SUM X | Singlezone Non-Ducted, Wall Placement | 214855108 |  | HRCU-A-CB-O | SM-18HFO2-CU | Mini-Splits | SM-18HFO2-WU | 13 | 20.5 | 10.5 | 13.2 | 20.5 | 9.5 | TRUE | TRUE |  | 18000 | 10500 | 1.2 | 17500 | 1.84
215710688 | 10/31/24 | Live | Daikin North America, LLC | DAIKIN | Singlezone Non-Ducted, Wall Placement | 215710688 |  | HRCU-A-CB-O | RXT12AVJU* | Mini-Splits | FTXV12AVJU* |  |  |  | 12 | 20 | 10.2 | TRUE | TRUE |  | 10600 | 9500 | 2.6 | 14900 | 2.09
215441727 | 10/31/24 | Live | Daikin North America, LLC | DAIKIN | Singlezone Non-Ducted, Wall Placement | 215441727 |  | HRCU-A-CB-O | RXT09AVJU* | Mini-Splits | FTXV09AVJU* |  |  |  | 12.2 | 21 | 10.2 | TRUE | TRUE |  | 9000 | 8000 | 3.01 | 12200 | 2.1
215869484 | 10/31/24 | Live | TCL AIR CONDITIONER (ZHONGSHAN) CO.,LTD. | TCL | Singlezone Non-Ducted, Wall Placement | 215869484 |  | HRCU-A-CB | H36TDH18XAC | Ducted Indoor Units | H36AHH18XAE |  |  |  | 10 | 19 | 9 | TRUE | TRUE |  | 34000 | 25000 | 2.29 | 28000 | 2.22
215569860 | 10/31/24 | Live | CARRIER | VIESSMANN | Singlezone Non-Ducted, Ceiling Placement | 215569860 |  | HRCU-A-CB-O | DLCSRBH18AAK | Mini-Splits | DLFSOAH18XAK | 12.5 | 19.8 | 11.8 | 12.5 | 19.8 | 11.2 | TRUE | TRUE |  | 16700 | 14500 | 2.4 | 18800 | 2.04
215569859 | 10/31/24 | Live | CARRIER | VIESSMANN | Singlezone Non-Ducted, Ceiling Placement | 215569859 |  | HRCU-A-CB-O | DLCSRBH06AAK | Mini-Splits | DLFSOAH09XAK | 14.5 | 22 | 10.6 | 14.5 | 22 | 10.8 | TRUE | TRUE |  | 6500 | 5700 | 2.61 | 10000 | 2.4
215569861 | 10/31/24 | Live | CARRIER | VIESSMANN | Singlezone Non-Ducted, Ceiling Placement | 215569861 |  | HRCU-A-CB-O | DLCSRBH12AAK | Mini-Splits | DLFSOAH18XAK | 13 | 22 | 11.3 | 13 | 23 | 10 | TRUE | TRUE |  | 12000 | 9500 | 2.49 | 11500 | 2.07
215569858 | 10/31/24 | Live | CARRIER | VIESSMANN | Singlezone Non-Ducted, Ceiling Placement | 215569858 |  | HRCU-A-CB-O | DLCSRBH09AAK | Mini-Splits | DLFSOAH09XAK | 13 | 23 | 13.6 | 13 | 24 | 12.4 | TRUE | TRUE |  | 9000 | 9800 | 2.35 | 11400 | 1.83
215569862 | 10/31/24 | Live | CARRIER | VIESSMANN | Singlezone Ducted, Compact Ducted | 215569862 |  | HRCU-A-CB | DLCSRBH18AAK | Mini-Splits | DLFSDAH18XHK | 11.7 | 17.5 | 10.6 | 12.1 | 18 | 10.8 | TRUE | TRUE |  | 17500 | 15700 | 2.6 | 20000 | 2.34
215569868 | 10/31/24 | Live | CARRIER | VIESSMANN | Singlezone Ducted, Compact Ducted | 215569868 |  | HRCU-A-CB | DLCSRBH24AAK | Mini-Splits | DLFSDAH24XHK | 11.4 | 17.6 | 11.2 | 12 | 19.2 | 11.1 | TRUE | TRUE |  | 24000 | 21000 | 2.75 | 24000 | 2.3
215569864 | 10/31/24 | Live | CARRIER | VIESSMANN | Singlezone Ducted, Compact Ducted | 215569864 |  | HRCU-A-CB | DLCSRBH12AAK | Mini-Splits | DLFSDAH12XHK | 12 | 20 | 9.5 | 12 | 20 | 9.5 | TRUE | TRUE |  | 12000 | 9700 | 2.58 | 12200 | 2.22
215569863 | 10/31/24 | Live | CARRIER | VIESSMANN | Singlezone Ducted, Compact Ducted | 215569863 |  | HRCU-A-CB | DLCSRBH09AAK | Mini-Splits | DLFSDAH09XHK | 13.6 | 20.5 | 10 | 13.6 | 20.5 | 10 | TRUE | TRUE |  | 9000 | 8600 | 2.29 | 12000 | 2.24
215569867 | 10/31/24 | Live | CARRIER | VIESSMANN | Singlezone Ducted, Compact Ducted | 215569867 |  | HRCU-A-CB | DLCLRCH48AAK | Mini-Splits | DLFLDAH48XHK | 8.8 | 15.2 | 9.7 | 8.8 | 15.2 | 9.7 | TRUE | TRUE |  | 48000 | 35000 | 2.36 | 40000 | 2.14
215569865 | 10/31/24 | Live | CARRIER | VIESSMANN | Singlezone Ducted, Compact Ducted | 215569865 |  | HRCU-A-CB | DLCLRCH36AAK | Mini-Splits | DLFLDAH36XHK | 8.8 | 14.3 | 9.5 | 9.2 | 16 | 10.2 | FALSE | FALSE |  | 36000 | 26200 | 2.52 | 26400 | 2.24
215569856 | 10/31/24 | Live | CARRIER | VIESSMANN | Singlezone Non-Ducted, Ceiling Placement | 215569856 |  | HRCU-A-CB-O | DLCSRBH18AAK | Mini-Splits | DLFCCAH18XAK | 12.5 | 19.8 | 11.8 | 12.5 | 19.8 | 11.2 | TRUE | TRUE |  | 16700 | 14500 | 2.4 | 18800 | 2.04
215569855 | 10/31/24 | Live | CARRIER | VIESSMANN | Singlezone Non-Ducted, Ceiling Placement | 215569855 |  | HRCU-A-CB-O | DLCSRBH09AAK | Mini-Splits | DLFCCAH09XAK | 13 | 23 | 13.6 | 13 | 24 | 12.4 | TRUE | TRUE |  | 9000 | 9800 | 2.35 | 11400 | 1.83
215569857 | 10/31/24 | Live | CARRIER | VIESSMANN | Singlezone Non-Ducted, Wall Placement | 215569857 |  | HRCU-A-CB-O | DLCSRBH12AAK | Mini-Splits | DLFSFBH12XAK | 13.3 | 23 | 11.8 | 13.3 | 24.2 | 10.7 | TRUE | TRUE |  | 12000 | 10200 | 2.72 | 12800 | 2.33
215569866 | 10/31/24 | Live | CARRIER | VIESSMANN | Singlezone Ducted, Compact Ducted | 215569866 |  | HRCU-A-CB | DLCLRCH58AAK | Mini-Splits | DLFLDAH58XHK | 10.6 | 19.2 | 10.2 | 10.3 | 17 | 8.4 | FALSE | FALSE |  | 59000 | 34400 | 2.37 | 36000 | 2.29
215569836 | 10/31/24 | Live | CARRIER | VIESSMANN | Singlezone Ducted, Compact Ducted | 215569836 |  | HRCU-A-CB | DLCLRCH58AAK | Mini-Splits | DLFLDAH58XAK | 10.6 | 19.2 | 10.2 | 10.3 | 17 | 8.4 | FALSE | FALSE |  | 59000 | 34400 | 2.37 | 36000 | 2.29
215569837 | 10/31/24 | Live | CARRIER | VIESSMANN | Singlezone Non-Ducted, Floor Placement | 215569837 |  | HRCU-A-CB-O | DLCLRCH58AAK | Mini-Splits | DLFLFAH58XAK | 9.8 | 18.7 | 10.5 | 9.8 | 19.8 | 9 | FALSE | FALSE |  | 54000 | 35000 | 2.34 | 35200 | 1.98
215569843 | 10/31/24 | Live | CARRIER | VIESSMANN | Singlezone Non-Ducted, Wall Placement | 215569843 |  | HRCU-A-CB-O | DLCSRBH30AAK | Mini-Splits | DLFSHCH30XAK | 11.5 | 20.1 | 10.8 | 11.5 | 20.1 | 9 | FALSE | FALSE |  | 30000 | 19000 | 2.3 | 21100 | 1.68
215569851 | 10/31/24 | Live | CARRIER | VIESSMANN | Singlezone Non-Ducted, Wall Placement | 215569851 |  | HRCU-A-CB-O | DLCERBH30AAK | Mini-Splits | DLFEHBH30XAK | 12.2 | 21 | 10.5 | 12.2 | 21 | 8.7 | TRUE | FALSE |  | 30000 | 20000 | 1.87 | 23000 | 2.1
215569838 | 10/31/24 | Live | CARRIER | VIESSMANN | Singlezone Non-Ducted, Wall Placement | 215569838 |  | HRCU-A-CB-O | DLCSRBH30AAK11 | Mini-Splits | DLFSHBH30XAK | 12.2 | 21 | 10.5 | 12.2 | 21 | 8.7 | TRUE | FALSE |  | 30000 | 20000 | 1.87 | 23000 | 2.1
215569884 | 10/31/24 | Live | CARRIER | VIESSMANN | Multizone Mix of Ducted and Non-Ducted | 215569884 |  | HMSV-A-CB | DLCMRBH48EAK | Mixed Ducted and Non-Ducted Indoor Units |  | 10.55 | 20.75 | 11 | 10.9 | 20.8 | 9.6 | FALSE | FALSE |  | 48000 | 36000 | 2.6 | 37000 | 2.17
215569821 | 10/31/24 | Live | CARRIER | VIESSMANN | Multizone All Non-Ducted | 215569821 |  | HMSR-A-CB-O | DLCMRBH36DAK | Non-Ducted Indoor Units |  | 10.5 | 21.8 | 11.5 | 10.6 | 23.1 | 9.6 | FALSE | FALSE |  | 36000 | 26400 | 2.3 | 29600 | 2.09
215569882 | 10/31/24 | Live | CARRIER | VIESSMANN | Multizone Mix of Ducted and Non-Ducted | 215569882 |  | HMSV-A-CB | DLCMHBH48EAK | Mixed Ducted and Non-Ducted Indoor Units |  | 11.2 | 20.6 | 11 | 11.35 | 21.05 | 9.45 | FALSE | FALSE |  | 47500 | 37400 | 2.4 | 45000 | 2.2
215569823 | 10/31/24 | Live | CARRIER | VIESSMANN | Multizone All Ducted | 215569823 |  | HMSV-A-CB | DLCMHBH48EAK | Ducted Indoor Units |  | 11.4 | 20.2 | 10.5 | 11.7 | 20.9 | 8.9 | TRUE | TRUE |  | 47000 | 36000 | 2.3 | 45000 | 2.2
215569883 | 10/31/24 | Live | CARRIER | VIESSMANN | Multizone Mix of Ducted and Non-Ducted | 215569883 |  | HMSV-A-CB | DLCMHBH36DAK | Mixed Ducted and Non-Ducted Indoor Units |  | 11.9 | 19.5 | 10.9 | 12.1 | 19.5 | 9.85 | TRUE | TRUE |  | 36000 | 35000 | 2.43 | 35200 | 1.88
215569813 | 10/31/24 | Live | CARRIER | VIESSMANN | Multizone Mix of Ducted and Non-Ducted | 215569813 |  | HMSV-A-CB | DLCMRBH18BAK | Mixed Ducted and Non-Ducted Indoor Units |  | 12.25 | 20.25 | 10.7 | 12.25 | 20 | 10 | TRUE | FALSE |  | 18000 | 14600 | 2.5 | 16000 | 2.23
215569812 | 10/31/24 | Live | CARRIER | VIESSMANN | Multizone All Ducted | 215569812 |  | HMSV-A-CB | DLCMRBH18BAK | Ducted Indoor Units |  | 12 | 19 | 10.8 | 12 | 19 | 9.8 | TRUE | TRUE |  | 18000 | 14800 | 2.49 | 16000 | 2.23
215569822 | 10/31/24 | Live | CARRIER | VIESSMANN | Multizone All Non-Ducted | 215569822 |  | HMSR-A-CB-O | DLCMHBH48EAK | Non-Ducted Indoor Units |  | 11 | 21 | 11.5 | 11 | 21.2 | 10 | FALSE | FALSE |  | 48000 | 39000 | 2.5 | 45000 | 2.2
215569824 | 10/31/24 | Live | CARRIER | VIESSMANN | Multizone All Non-Ducted | 215569824 |  | HMSR-A-CB-O | DLCMHBH36DAK | Non-Ducted Indoor Units |  | 12.5 | 20 | 10.8 | 12.5 | 20 | 9.7 | TRUE | TRUE |  | 36000 | 35000 | 2.35 | 35200 | 1.88
215569826 | 10/31/24 | Live | CARRIER | VIESSMANN | Multizone All Non-Ducted | 215569826 |  | HMSR-A-CB-O | DLCMRBH48EAK | Non-Ducted Indoor Units |  | 11 | 21 | 10.5 | 11 | 21.1 | 9.5 | FALSE | FALSE |  | 48000 | 36000 | 2.5 | 37000 | 2.17
215569811 | 10/31/24 | Live | CARRIER | VIESSMANN | Multizone All Non-Ducted | 215569811 |  | HMSR-A-CB-O | DLCMRBH18BAK | Non-Ducted Indoor Units |  | 12.5 | 21.5 | 10.6 | 12.5 | 21 | 10.2 | TRUE | FALSE |  | 18000 | 14400 | 2.5 | 16000 | 2.23
215569835 | 10/31/24 | Live | CARRIER | VIESSMANN | Singlezone Non-Ducted, Wall Placement | 215569835 |  | HRCU-A-CB-O | DLCPRBH18AAK | Mini-Splits | DLFPHBH18XAK | 14.5 | 28.2 | 13.7 | 15.3 | 26.3 | 15.5 | TRUE | TRUE |  | 18000 | 20200 | 2.89 | 24485 | 1.98
215569833 | 10/31/24 | Live | CARRIER | VIESSMANN | Singlezone Non-Ducted, Wall Placement | 215569833 |  | HRCU-A-CB-O | DLCSRBH24AAK | Mini-Splits | DLFSCBH24XAK | 11 | 20.2 | 11.6 | 11 | 20.5 | 11.5 | FALSE | FALSE |  | 24000 | 21000 | 2.64 | 24000 | 2.17
215569831 | 10/31/24 | Live | CARRIER | VIESSMANN | Singlezone Ducted, Compact Ducted | 215569831 |  | HRCU-A-CB | DLCLRCH48AAK | Mini-Splits | DLFLDAH48XAK | 9.2 | 17.4 | 10.3 | 8.5 | 15.1 | 9.3 | FALSE | FALSE |  | 48000 | 34000 | 2.32 | 41000 | 2.32
215569885 | 10/31/24 | Live | CARRIER | VIESSMANN | Singlezone Non-Ducted, Wall Placement | 215569885 |  | HRCU-A-CB-O | DLCLRCH48AAK | Mini-Splits | DLFLCBH48XAK | 9.5 | 17.8 | 11.5 | 9.5 | 18.5 | 9.8 | FALSE | FALSE |  | 48000 | 30000 | 2.34 | 39000 | 2.05
215569832 | 10/31/24 | Live | CARRIER | VIESSMANN | Singlezone Non-Ducted, Wall Placement | 215569832 |  | HRCU-A-CB-O | DLCLRCH48AAK | Mini-Splits | DLFLFAH48XAK | 9.3 | 18 | 11 | 9.3 | 18.9 | 10 | TRUE | TRUE |  | 48000 | 29000 | 2.37 | 36000 | 2.26
215569829 | 10/31/24 | Live | CARRIER | VIESSMANN | Singlezone Ducted, Compact Ducted | 215569829 |  | HRCU-A-CB | DLCLRCH36AAK | Mini-Splits | DLFLDAH36XAK | 9 | 16.7 | 11.5 | 8.8 | 15.8 | 8.8 | FALSE | FALSE |  | 36000 | 25000 | 2.49 | 26000 | 2.22
215569828 | 10/31/24 | Live | CARRIER | VIESSMANN | Singlezone Non-Ducted, Wall Placement | 215569828 |  | HRCU-A-CB-O | DLCLRCH36AAK | Mini-Splits | DLFLCBH36XAK | 9 | 18.2 | 10.6 | 9.4 | 19.2 | 8.8 | FALSE | FALSE |  | 36000 | 23000 | 2.45 | 26000 | 2.13
215569830 | 10/31/24 | Live | CARRIER | VIESSMANN | Singlezone Non-Ducted, Wall Placement | 215569830 |  | HRCU-A-CB-O | DLCLRCH36AAK | Mini-Splits | DLFLFAH36XAK | 8 | 17 | 10 | 8.5 | 19 | 9 | FALSE | FALSE |  | 36000 | 23000 | 2.2 | 25000 | 2.11
215569806 | 10/31/24 | Live | CARRIER | VIESSMANN | Singlezone Non-Ducted, Wall Placement | 215569806 |  | HRCU-A-CB-O | DLCSRBH06AAK | Mini-Splits | DLFSHBH06XAK | 15 | 23.5 | 11 | 15 | 23.5 | 12 | TRUE | TRUE |  | 6000 | 7500 | 2.5 | 10000 | 2.38
215569846 | 10/31/24 | Live | CARRIER | VIESSMANN | Singlezone Non-Ducted, Wall Placement | 215569846 |  | HRCU-A-CB-O | DLCSRBH06AAK | Mini-Splits | DLFSHCH06XAK | 15.8 | 26.5 | 14 | 15.8 | 26.5 | 13.6 | TRUE | TRUE |  | 6000 | 8500 | 2.9 | 10041 | 2.45
215569854 | 10/31/24 | Live | CARRIER | VIESSMANN | Singlezone Non-Ducted, Wall Placement | 215569854 |  | HRCU-A-CB-O | DLCERBH24AAK | Mini-Splits | DLFEHBH24XAK | 9.5 | 18.5 | 10.2 | 9.5 | 18.5 | 8.6 | FALSE | FALSE |  | 24000 | 16500 | 2.38 | 19257 | 2.11
215569850 | 10/31/24 | Live | CARRIER | VIESSMANN | Singlezone Non-Ducted, Wall Placement | 215569850 |  | HRCU-A-CB-O | DLCERBH18AAK | Mini-Splits | DLFEHBH18XAK | 11 | 19.5 | 10 | 11 | 19.5 | 8.7 | FALSE | FALSE |  | 18000 | 11400 | 2.57 | 14370 | 2.49
215569852 | 10/31/24 | Live | CARRIER | VIESSMANN | Singlezone Non-Ducted, Wall Placement | 215569852 |  | HRCU-A-CB-O | DLCERBH12AAK | Mini-Splits | DLFEHBH12XAK | 10.8 | 20.5 | 10.7 | 10.8 | 21.4 | 9.2 | FALSE | FALSE |  | 12000 | 7000 | 2.5 | 9300 | 2
215569853 | 10/31/24 | Live | CARRIER | VIESSMANN | Singlezone Non-Ducted, Wall Placement | 215569853 |  | HRCU-A-CB-O | DLCERBH09AAK | Mini-Splits | DLFEHBH09XAK | 12.6 | 21.5 | 10 | 12.6 | 21.7 | 9.4 | TRUE | TRUE |  | 9000 | 6000 | 2.51 | 8065 | 2.17
215569847 | 10/31/24 | Live | CARRIER | VIESSMANN | Singlezone Non-Ducted, Wall Placement | 215569847 |  | HRCU-A-CB-O | DLCERBH12AAJ | Mini-Splits | DLFEHBH12XAJ | 10.3 | 20 | 10.8 | 10.3 | 20.8 | 8.7 | FALSE | FALSE |  | 12000 | 7800 | 2.31 | 8200 | 1.35
215569848 | 10/31/24 | Live | CARRIER | VIESSMANN | Singlezone Non-Ducted, Wall Placement | 215569848 |  | HRCU-A-CB-O | DLCERBH09AAJ | Mini-Splits | DLFEHBH09XAJ | 12.5 | 21.5 | 10.3 | 12.5 | 21.5 | 9.1 | TRUE | TRUE |  | 9000 | 6300 | 2.4 | 7973 | 1.88
215569796 | 10/31/24 | Live | CARRIER | VIESSMANN | Singlezone Non-Ducted, Wall Placement | 215569796 |  | HRCU-A-CB-O | DLCSRBH12AAJ | Mini-Splits | DLFSHBH12XAJ | 12.5 | 22 | 11.5 | 12.5 | 22.7 | 10.4 | TRUE | FALSE |  | 12000 | 8900 | 2.75 | 9018 | 2.4
215569800 | 10/31/24 | Live | CARRIER | VIESSMANN | Singlezone Non-Ducted, Wall Placement | 215569800 |  | HRCU-A-CB-O | DLCSRBH24AAK | Mini-Splits | DLFSHBH24XAK | 12.5 | 21.5 | 11.5 | 12.5 | 22.3 | 10.3 | TRUE | TRUE |  | 23000 | 18900 | 2.38 | 23737 | 1.82
215569799 | 10/31/24 | Live | CARRIER | VIESSMANN | Singlezone Non-Ducted, Wall Placement | 215569799 |  | HRCU-A-CB-O | DLCSRBH18AAK | Mini-Splits | DLFSHBH18XAK | 13 | 21.5 | 11 | 13 | 22 | 10.6 | TRUE | TRUE |  | 18000 | 11100 | 2.8 | 21447 | 1.98
215569798 | 10/31/24 | Live | CARRIER | VIESSMANN | Singlezone Non-Ducted, Wall Placement | 215569798 |  | HRCU-A-CB-O | DLCSRBH12AAK | Mini-Splits | DLFSHBH12XAK | 13 | 22 | 12.7 | 13 | 23.1 | 10.5 | TRUE | TRUE |  | 12000 | 10300 | 2.56 | 12477 | 2.01
215569797 | 10/31/24 | Live | CARRIER | VIESSMANN | Singlezone Non-Ducted, Wall Placement | 215569797 |  | HRCU-A-CB-O | DLCSRBH09AAK | Mini-Splits | DLFSHBH09XAK | 15.8 | 25.5 | 12.5 | 15.8 | 26.4 | 11.6 | TRUE | TRUE |  | 9000 | 9300 | 2.5 | 12235 | 1.98
215569794 | 10/31/24 | Live | CARRIER | VIESSMANN | Singlezone Ducted, Compact Ducted | 215569794 |  | HRCU-A-CB | DLCSRBH24AAK | Mini-Splits | DLFSDAH24XAK | 12.5 | 20.6 | 12.6 | 12 | 19.2 | 10.5 | TRUE | TRUE |  | 24000 | 21000 | 2.64 | 24000 | 2.4
215569795 | 10/31/24 | Live | CARRIER | VIESSMANN | Singlezone Non-Ducted, Floor Placement | 215569795 |  | HRCU-A-CB-O | DLCSRBH24AAK | Mini-Splits | DLFSFAH24XAK | 11.5 | 20.2 | 11.6 | 11.7 | 20.5 | 11 | TRUE | TRUE |  | 24000 | 19000 | 2.64 | 28000 | 2.1
215569790 | 10/31/24 | Live | CARRIER | VIESSMANN | Singlezone Non-Ducted, Ceiling Placement | 215569790 |  | HRCU-A-CB-O | DLCSRBH18AAK | Mini-Splits | DLFSCAH18XAK | 12.5 | 20 | 10.3 | 12.5 | 20 | 9.5 | TRUE | TRUE |  | 16000 | 15600 | 2.24 | 20000 | 1.78
215569792 | 10/31/24 | Live | CARRIER | VIESSMANN | Singlezone Non-Ducted, Floor Placement | 215569792 |  | HRCU-A-CB-O | DLCSRBH18AAK | Mini-Splits | DLFSFAH18XAK | 12.5 | 20.2 | 10.6 | 12.5 | 20.5 | 9.8 | TRUE | TRUE |  | 17000 | 12000 | 2.3 | 17000 | 1.9
215569791 | 10/31/24 | Live | CARRIER | VIESSMANN | Singlezone Ducted, Compact Ducted | 215569791 |  | HRCU-A-CB | DLCSRBH18AAK | Mini-Splits | DLFSDAH18XAK | 12.5 | 19.6 | 11 | 11.7 | 18 | 9.5 | TRUE | TRUE |  | 17000 | 15000 | 2.27 | 19000 | 2.02
215569789 | 10/31/24 | Live | CARRIER | VIESSMANN | Singlezone Non-Ducted, Wall Placement | 215569789 |  | HRCU-A-CB-O | DLCSRBH12AAK | Mini-Splits | DLFSFAH12XAK | 13 | 23 | 11.5 | 13 | 23.6 | 10 | TRUE | TRUE |  | 12000 | 9600 | 2.56 | 12900 | 2.2
215569788 | 10/31/24 | Live | CARRIER | VIESSMANN | Singlezone Ducted, Compact Ducted | 215569788 |  | HRCU-A-CB | DLCSRBH12AAK | Mini-Splits | DLFSDAH12XAK | 13 | 21.5 | 11.5 | 11.7 | 19.5 | 10 | TRUE | TRUE |  | 12000 | 10600 | 2.51 | 12600 | 1.95
215569787 | 10/31/24 | Live | CARRIER | VIESSMANN | Singlezone Non-Ducted, Ceiling Placement | 215569787 |  | HRCU-A-CB-O | DLCSRBH12AAK | Mini-Splits | DLFSCAH12XAK | 12.7 | 21.5 | 10.6 | 12.7 | 22.3 | 10.2 | TRUE | TRUE |  | 12000 | 9900 | 2.55 | 14000 | 2.29
215569786 | 10/31/24 | Live | CARRIER | VIESSMANN | Singlezone Ducted, Compact Ducted | 215569786 |  | HRCU-A-CB | DLCSRBH09AAK | Mini-Splits | DLFSDAH09XAK | 14 | 23 | 12 | 13.2 | 20.2 | 12 | TRUE | TRUE |  | 9000 | 10100 | 2.41 | 11600 | 1.9
215569785 | 10/31/24 | Live | CARRIER | VIESSMANN | Singlezone Non-Ducted, Ceiling Placement | 215569785 |  | HRCU-A-CB-O | DLCSRBH09AAK | Mini-Splits | DLFSCAH09XAK | 13 | 20.5 | 10.8 | 13 | 20.5 | 10.3 | TRUE | TRUE |  | 9000 | 9000 | 1.91 | 11000 | 1.69
215569840 | 10/31/24 | Live | CARRIER | VIESSMANN | Singlezone Non-Ducted, Wall Placement | 215569840 |  | HRCU-A-CB-O | DLCSRBH24AAK | Mini-Splits | DLFSHCH24XAK | 13 | 21.5 | 12 | 13 | 21.5 | 11.4 | TRUE | TRUE |  | 24000 | 21200 | 2.88 | 24485 | 1.98
215569844 | 10/31/24 | Live | CARRIER | VIESSMANN | Singlezone Non-Ducted, Wall Placement | 215569844 |  | HRCU-A-CB-O | DLCSRBH18AAK | Mini-Splits | DLFSHCH18XAK | 12.5 | 21.5 | 13 | 12.5 | 21.5 | 11.3 | TRUE | TRUE |  | 18000 | 15000 | 2.35 | 19200 | 1.99
215569839 | 10/31/24 | Live | CARRIER | VIESSMANN | Singlezone Non-Ducted, Wall Placement | 215569839 |  | HRCU-A-CB-O | DLCSRBH12AAK | Mini-Splits | DLFSHCH12XAK | 14 | 25.5 | 13 | 14 | 25.5 | 10.4 | TRUE | TRUE |  | 12000 | 10000 | 2.4 | 13112 | 2.11
215569842 | 10/31/24 | Live | CARRIER | VIESSMANN | Singlezone Non-Ducted, Wall Placement | 215569842 |  | HRCU-A-CB-O | DLCSRBH09AAK | Mini-Splits | DLFSHCH09XAK | 16.2 | 28.1 | 13 | 16.2 | 28.1 | 11.5 | TRUE | TRUE |  | 9000 | 9500 | 2.53 | 12371 | 2.04
215569845 | 10/31/24 | Live | CARRIER | VIESSMANN | Singlezone Non-Ducted, Wall Placement | 215569845 |  | HRCU-A-CB-O | DLCSRBH12AAJ | Mini-Splits | DLFSHCH12XAJ | 13 | 23 | 11.6 | 13 | 23.5 | 10 | TRUE | FALSE |  | 12000 | 8400 | 2.8 | 9250 | 2.56
215569765 | 10/31/24 | Live | CARRIER | VIESSMANN | Singlezone Ducted, Centrally Ducted | 215569765 |  | HRCU-A-C | DLCURAH24ABK |  | DLFULAH24XAX + CI |  |  |  | 10.7 | 16.1 | 9.8 | TRUE | TRUE |  | 24000 | 22400 | 2.42 | 25000 | 2.24
215569768 | 10/31/24 | Live | CARRIER | VIESSMANN | Singlezone Ducted, Centrally Ducted | 215569768 |  | HRCU-A-C | DLCURAH36ABK |  | DLFULAH36XBX + CI |  |  |  | 10 | 15.5 | 8.6 | TRUE | TRUE |  | 35000 | 27400 | 2.12 | 38000 | 1.9
215569771 | 10/31/24 | Live | CARRIER | VIESSMANN | Singlezone Ducted, Centrally Ducted | 215569771 |  | HRCU-A-C | DLCURAH60ABK |  | DLFULAH60XDX + CI |  |  |  | 8.6 | 14.5 | 8.6 | FALSE | FALSE |  | 53000 | 37000 | 2.26 | 38000 | 2.26
215569763 | 10/31/24 | Live | CARRIER | VIESSMANN | Singlezone Ducted, Centrally Ducted | 215569763 |  | HRCU-A-CB | DLCURAH60ABK |  | DLFUAAH60XAK | 9 | 16.4 | 10.5 | 8.8 | 15.3 | 9.4 | TRUE | TRUE |  | 55000 | 42000 | 2.6 | 52500 | 2.3
215569751 | 10/31/24 | Live | CARRIER | VIESSMANN | Singlezone Ducted, Centrally Ducted | 215569751 |  | HRCU-A-CB | DLCSRBH36ABK |  | DLFSABH36XBK | 8.8 | 17.5 | 11.3 | 8.2 | 15.4 | 9 | FALSE | FALSE |  | 36000 | 27000 | 2.54 | 27200 | 2.53
215569770 | 10/31/24 | Live | CARRIER | VIESSMANN | Singlezone Ducted, Centrally Ducted | 215569770 |  | HRCU-A-C | DLCURAH48ABK |  | DLFULAH48XCX + CI | 9 | 14 | 10 | 8.6 | 14.3 | 9 | FALSE | FALSE |  | 46000 | 32000 | 2.36 | 45000 | 2.11
215569769 | 10/31/24 | Live | CARRIER | VIESSMANN | Singlezone Ducted, Centrally Ducted | 215569769 |  | HRCU-A-C | DLCURAH36ABK |  | DLFULAH36XCX + CI | 10.2 | 14.8 | 9.6 | 10 | 15.2 | 10 | TRUE | TRUE |  | 35000 | 33000 | 2.4 | 38000 | 1.9
215569767 | 10/31/24 | Live | CARRIER | VIESSMANN | Singlezone Ducted, Centrally Ducted | 215569767 |  | HRCU-A-C | DLCURAH30ABK |  | DLFULAH36XCX + CI | 10.7 | 14.2 | 9.5 | 10.5 | 15.5 | 9.7 | TRUE | TRUE |  | 30000 | 22600 | 2.62 | 26000 | 2.28
215569766 | 10/31/24 | Live | CARRIER | VIESSMANN | Singlezone Ducted, Centrally Ducted | 215569766 |  | HRCU-A-C | DLCURAH24ABK |  | DLFULAH24XBX + CI | 11 | 16 | 9.5 | 10.7 | 16.5 | 9.5 | TRUE | TRUE |  | 24000 | 21000 | 2.58 | 23000 | 2.28
215569764 | 10/31/24 | Live | CARRIER | VIESSMANN | Singlezone Ducted, Centrally Ducted | 215569764 |  | HRCU-A-C | DLCURAH18ABK |  | DLFULAH24XBX + CI | 11.6 | 15.6 | 8.8 | 11.7 | 16.1 | 9.5 | TRUE | TRUE |  | 18000 | 14700 | 2.6 | 17400 | 2.42
215569756 | 10/31/24 | Live | CARRIER | VIESSMANN | Singlezone Ducted, Centrally Ducted | 215569756 |  | HRCU-A-CB | DLCURAH60AAK |  | DLFUAAH60XAK | 10.3 | 18 | 9.2 | 8.8 | 14.9 | 8.5 | FALSE | FALSE |  | 57000 | 37000 | 2.4 | 39000 | 2.2
215569753 | 10/31/24 | Live | CARRIER | VIESSMANN | Singlezone Ducted, Centrally Ducted | 215569753 |  | HRCU-A-CB | DLCURAH48AAK |  | DLFUAAH48XAK | 9.3 | 17.3 | 10 | 8.8 | 15.8 | 9.4 | FALSE | FALSE |  | 47000 | 37000 | 2.4 | 39000 | 2.2
215569760 | 10/31/24 | Live | CARRIER | VIESSMANN | Singlezone Ducted, Centrally Ducted | 215569760 |  | HRCU-A-CB | DLCURAH36AAK |  | DLFUAAH36XAK | 10.4 | 18 | 9.1 | 10.1 | 16.9 | 8.2 | FALSE | FALSE |  | 36000 | 20400 | 2.48 | 22700 | 2.1
215569752 | 10/31/24 | Live | CARRIER | VIESSMANN | Singlezone Ducted, Centrally Ducted | 215569752 |  | HRCU-A-CB | DLCURAH24AAK |  | DLFUAAH24XAK | 11.3 | 19.4 | 11.3 | 10.5 | 17 | 9.2 | TRUE | TRUE |  | 24000 | 21000 | 2.8 | 22000 | 2.8
215569758 | 10/31/24 | Live | CARRIER | VIESSMANN | Singlezone Ducted, Centrally Ducted | 215569758 |  | HRCU-A-CB | DLCURAH18AAK |  | DLFUAAH18XAK | 11.1 | 19 | 10.8 | 10.9 | 17 | 8.8 | FALSE | FALSE |  | 18000 | 12000 | 2.71 | 12000 | 2.71
215569772 | 10/31/24 | Live | CARRIER | VIESSMANN | Singlezone Ducted, Centrally Ducted | 215569772 |  | HRCU-A-CB | DLCSRBH18AAK |  | DLFSABH18XBK | 12.5 | 20 | 10.8 | 11.7 | 17.6 | 9.6 | TRUE | TRUE |  | 18000 | 15400 | 2.7 | 18200 | 2.14
215569749 | 10/31/24 | Live | CARRIER | VIESSMANN | Singlezone Ducted, Centrally Ducted | 215569749 |  | HRCU-A-CB | DLCLRCH58AAK |  | DLFLABH60XAK | 10 | 17 | 10.4 | 9.6 | 16 | 8.5 | FALSE | FALSE |  | 57000 | 37800 | 2.48 | 37800 | 2.48
215569748 | 10/31/24 | Live | CARRIER | VIESSMANN | Singlezone Ducted, Centrally Ducted | 215569748 |  | HRCU-A-CB | DLCLRCH48AAK |  | DLFLABH48XAK | 8.6 | 16.2 | 10.8 | 8.2 | 15.3 | 9.2 | FALSE | FALSE |  | 48000 | 38000 | 2.1 | 39000 | 2.1
215569750 | 10/31/24 | Live | CARRIER | VIESSMANN | Singlezone Ducted, Centrally Ducted | 215569750 |  | HRCU-A-CB | DLCLRCH36AAK |  | DLFLABH36XAK | 8.8 | 17 | 11.3 | 8.2 | 15.4 | 9 | FALSE | FALSE |  | 36000 | 27000 | 2.54 | 27200 | 2.53
215569773 | 10/31/24 | Live | CARRIER | VIESSMANN | Singlezone Ducted, Centrally Ducted | 215569773 |  | HRCU-A-CB | DLCSRBH24AAK |  | DLFSABH24XBK | 12.5 | 21 | 11.6 | 11.7 | 18.4 | 9.3 | TRUE | TRUE |  | 23000 | 16900 | 2.4 | 25000 | 2.22
215569757 | 10/31/24 | Live | CARRIER | VIESSMANN | Singlezone Ducted, Centrally Ducted | 215569757 |  | HRCU-A-CB | DLCURAH48ABK |  | DLFUAAH48XAK | 8.5 | 16 | 10 | 8.2 | 15.6 | 9.4 | TRUE | TRUE |  | 47000 | 36000 | 2.36 | 48000 | 2.05
215569761 | 10/31/24 | Live | CARRIER | VIESSMANN | Singlezone Ducted, Centrally Ducted | 215569761 |  | HRCU-A-CB | DLCURAH36ABK |  | DLFUAAH36XAK | 10.5 | 18 | 10.5 | 10 | 16 | 9.5 | TRUE | TRUE |  | 36000 | 30400 | 2.46 | 47000 | 1.9
215569762 | 10/31/24 | Live | CARRIER | VIESSMANN | Singlezone Ducted, Centrally Ducted | 215569762 |  | HRCU-A-CB | DLCURAH30ABK |  | DLFUAAH30XAK | 11 | 18 | 10.5 | 10 | 16.2 | 8.9 | TRUE | TRUE |  | 30000 | 21000 | 2.34 | 28600 | 2.1
215569755 | 10/31/24 | Live | CARRIER | VIESSMANN | Singlezone Ducted, Centrally Ducted | 215569755 |  | HRCU-A-CB | DLCURAH24ABK |  | DLFUAAH24XAK | 12.5 | 20 | 12 | 11.7 | 17.4 | 10 | TRUE | TRUE |  | 24000 | 19200 | 2.5 | 26400 | 2.14
215569754 | 10/31/24 | Live | CARRIER | VIESSMANN | Singlezone Ducted, Centrally Ducted | 215569754 |  | HRCU-A-CB | DLCURAH18ABK |  | DLFUAAH18XAK | 12.5 | 20 | 11 | 12.4 | 18 | 9.3 | TRUE | TRUE |  | 18000 | 13500 | 2.6 | 21000 | 2.21
215270361 | 10/31/24 | Live | Johnson Controls Inc. (York International Norman) | GUARDIAN | Singlezone Non-Ducted, Wall Placement | 215270361 |  | HRCU-A-CB-O | URC12CN15STG1 | Mini-Splits | URD12HW15STG1 |  |  |  | 12.25 | 22 | 9.5 | TRUE | TRUE |  | 12000 | 9300 | 4.78 | 10000 | 2.09
215270360 | 10/31/24 | Live | Johnson Controls Inc. (York International Norman) | GUARDIAN | Singlezone Non-Ducted, Wall Placement | 215270360 |  | HRCU-A-CB-O | URC09CN15STG1 | Mini-Splits | URD09HW15STG1 |  |  |  | 14.05 | 23 | 10 | TRUE | TRUE |  | 9000 | 9500 | 4.8 | 9700 | 2.19
214803267 | 10/31/24 | Live | Johnson Controls Inc. (York International Norman) | GUARDIAN | Singlezone Non-Ducted, Wall Placement | 214803267 |  | HRCU-A-CB-O | URC24CN23STG1 | Mini-Splits | UNI24HW23STG1 |  |  |  | 12.25 | 22.5 | 9.5 | TRUE | TRUE |  | 24000 | 22000 | 3.58 | 24000 | 1.85
214803266 | 10/31/24 | Live | Johnson Controls Inc. (York International Norman) | GUARDIAN | Singlezone Non-Ducted, Wall Placement | 214803266 |  | HRCU-A-CB-O | URC18CN23STG1 | Mini-Splits | UNI18HW23STG1 |  |  |  | 12.95 | 21 | 10 | TRUE | TRUE |  | 18000 | 18000 | 3.61 | 18500 | 1.95
214803265 | 10/31/24 | Live | Johnson Controls Inc. (York International Norman) | GUARDIAN | Singlezone Non-Ducted, Wall Placement | 214803265 |  | HRCU-A-CB-O | URC12CN23STG1 | Mini-Splits | UNI12HW23STG1 |  |  |  | 12.25 | 23 | 10 | TRUE | TRUE |  | 12000 | 10800 | 4.8 | 12000 | 2.51
214803264 | 10/31/24 | Live | Johnson Controls Inc. (York International Norman) | GUARDIAN | Singlezone Non-Ducted, Wall Placement | 214803264 |  | HRCU-A-CB-O | URC09CN23STG1 | Mini-Splits | UNI09HW23STG1 |  |  |  | 13.65 | 25 | 11 | TRUE | TRUE |  | 9000 | 9000 | 4.8 | 9200 | 2.07
215449569 | 10/28/24 | Live | Johnson Controls Inc. (York International Norman) | GUARDIAN | Singlezone Ducted, Compact Ducted | 215449569 |  | HRCU-A-CB | UPC12CN23STG1 | Mini-Splits | UNI12DT23STG1 |  |  |  | 11.7 | 19.5 | 9.5 | TRUE | TRUE |  | 12000 | 8700 | 2.6 | 9700 | 2.11
215449568 | 10/28/24 | Live | Johnson Controls Inc. (York International Norman) | GUARDIAN | Singlezone Ducted, Compact Ducted | 215449568 |  | HRCU-A-CB | UPC09CN23STG1 | Mini-Splits | UNI09DT23STG1 |  |  |  | 11.7 | 19.5 | 9.5 | TRUE | TRUE |  | 9000 | 8700 | 2.6 | 9700 | 2.11
215449567 | 10/28/24 | Live | Johnson Controls Inc. (York International Norman) | GUARDIAN | Singlezone Non-Ducted, Ceiling Placement | 215449567 |  | HRCU-A-CB-O | UPC12CN23STG1 | Mini-Splits | UNI12CS23STG1 |  |  |  | 12 | 20 | 9.5 | TRUE | TRUE |  | 12000 | 8900 | 2.69 | 9700 | 2.45
215449566 | 10/28/24 | Live | Johnson Controls Inc. (York International Norman) | GUARDIAN | Singlezone Non-Ducted, Ceiling Placement | 215449566 |  | HRCU-A-CB-O | UPC09CN23STG1 | Mini-Splits | UNI09CS23STG1 |  |  |  | 12 | 20 | 9.5 | TRUE | TRUE |  | 9000 | 8900 | 2.69 | 9700 | 2.45
215427967 | 10/30/24 | Live | Hisense | COMFIAIRE | Singlezone Non-Ducted, Wall Placement | 215427967 |  | HRCU-A-CB-O | CA-09UXEO | Mini-Splits | CA-09UWXI | 14.5 | 24.5 | 12 | 14.5 | 25.5 | 10.5 | TRUE | TRUE |  | 9000 | 5500 | 2.93 | 9500 | 2.14
215438063 | 10/30/24 | Live | Hisense | COMFIAIRE | Multizone All Non-Ducted | 215438063 |  | HMSR-A-CB-O | CA3-24UMTO | Non-Ducted Indoor Units |  | 12.5 | 22 | 11 | 12.5 | 22 | 9.05 | TRUE | TRUE |  | 24000 | 15000 | 2.53 | 26000 | 1.9
215438064 | 10/30/24 | Live | Hisense | COMFIAIRE | Multizone All Non-Ducted | 215438064 |  | HMSR-A-CB-O | CA4-36UMTO | Non-Ducted Indoor Units |  | 12.5 | 21 | 11 | 12.5 | 21 | 9 | TRUE | TRUE |  | 32000 | 22400 | 2.52 | 40000 | 1.89
215438066 | 10/30/24 | Live | Hisense | COMFIAIRE | Multizone All Non-Ducted | 215438066 |  | HMSR-A-CB-O | CA5-42UMTO | Non-Ducted Indoor Units |  | 10.5 | 20 | 10 | 10.5 | 20 | 8.95 | FALSE | FALSE |  | 42000 | 27000 | 2.76 | 40000 | 2.02
216010668 | 10/30/24 | Live | Hisense | HISENSE | Singlezone Non-Ducted, Wall Placement | 216010668 |  | HRCU-A-CB-O | AST-09UW3SVG01B | Mini-Splits | AST-09UW3SVG**01B |  |  |  | 13.7 | 22 | 9 | TRUE | TRUE |  | 9000 | 5000 | 2.44 | 7800 | 2.04
216010669 | 10/30/24 | Live | Hisense | HISENSE | Singlezone Non-Ducted, Wall Placement | 216010669 |  | HRCU-A-CB-O | AST-12UW3SXG01B | Mini-Splits | AST-12UW3SXG**01B |  |  |  | 13 | 21 | 9.5 | TRUE | FALSE |  | 12000 | 7500 | 2.71 | 10100 | 1.95
216010671 | 10/30/24 | Live | Hisense | HISENSE | Singlezone Non-Ducted, Wall Placement | 216010671 |  | HRCU-A-CB-O | AST-24UW3SDN01B | Mini-Splits | AST-24UW3SDN**01B |  |  |  | 12.2 | 20.5 | 8.6 | TRUE | TRUE |  | 23000 | 12500 | 2.13 | 20250 | 2.12
215866762 | 10/30/24 | Live | Midea Electric Trading | AI AIR CONDITIONING | Singlezone Ducted, Compact Ducted | 215866762 |  | HRCU-A-CB | ASO24-60N2-M2 | Mini-Splits | AH-60N2-M1 |  |  |  | 10 | 17 | 9.7 | FALSE | FALSE |  | 58000 | 40000 | 2.66 | 41500 | 2.45
215894270 | 10/30/24 | Live | Midea Electric Trading | NUTECH | Singlezone Ducted, Compact Ducted | 215894270 |  | HRCU-A-CB | NOE30-60HFN10-M2 | Mini-Splits | NHJ-60HWFN10-M2-D |  |  |  | 10 | 17 | 9.7 | FALSE | FALSE |  | 58000 | 40000 | 2.66 | 41500 | 2.45
215866791 | 10/30/24 | Live | Midea Electric Trading | AI AIR CONDITIONING | Singlezone Ducted, Compact Ducted | 215866791 |  | HRCU-A-CB | ASO25-60N2-M2H | Mini-Splits | AH-60N2-M1 |  |  |  | 10.2 | 15.8 | 10.4 | TRUE | TRUE |  | 55000 | 45000 | 2.72 | 52000 | 2.41
215894269 | 10/30/24 | Live | Midea Electric Trading | NUTECH | Singlezone Ducted, Compact Ducted | 215894269 |  | HRCU-A-CB | NOE30-48HFN10-M2 | Mini-Splits | NTJ-48HWFN10-M2-D |  |  |  | 10 | 17.1 | 9.8 | FALSE | FALSE |  | 48000 | 39000 | 2.48 | 46500 | 2.35
215866761 | 10/30/24 | Live | Midea Electric Trading | AI AIR CONDITIONING | Singlezone Ducted, Compact Ducted | 215866761 |  | HRCU-A-CB | ASO24-48N2-M2 | Mini-Splits | AH-48N2-M1 |  |  |  | 10 | 17.1 | 9.8 | TRUE | TRUE |  | 48000 | 39000 | 2.48 | 46500 | 2.35
215866760 | 10/30/24 | Live | Midea Electric Trading | AI AIR CONDITIONING | Singlezone Ducted, Compact Ducted | 215866760 |  | HRCU-A-CB | ASO24-36N2-M2 | Mini-Splits | AH-36N2-M1 |  |  |  | 10.1 | 18.7 | 10.2 | FALSE | FALSE |  | 36000 | 27400 | 2.73 | 31000 | 2.39
215894268 | 10/30/24 | Live | Midea Electric Trading | NUTECH | Singlezone Ducted, Compact Ducted | 215894268 |  | HRCU-A-CB | NOD30-36HFN10-M2 | Mini-Splits | NTJ-36HWFN10-M2-D |  |  |  | 10.1 | 18.7 | 10.2 | FALSE | FALSE |  | 36000 | 27400 | 2.73 | 31000 | 2.39
215866790 | 10/30/24 | Live | Midea Electric Trading | AI AIR CONDITIONING | Singlezone Ducted, Compact Ducted | 215866790 |  | HRCU-A-CB | ASO25-48N2-M2H | Mini-Splits | AH-48N2-M1 |  |  |  | 10.4 | 16.7 | 10.8 | TRUE | TRUE |  | 48000 | 45000 | 2.61 | 45500 | 2.4
215866789 | 10/30/24 | Live | Midea Electric Trading | AI AIR CONDITIONING | Singlezone Ducted, Compact Ducted | 215866789 |  | HRCU-A-CB | ASO25-36N2-M2H | Mini-Splits | AH-36N2-M1 |  |  |  | 12 | 17.7 | 11.1 | TRUE | TRUE |  | 36000 | 31600 | 2.73 | 40000 | 2.29
215866759 | 10/30/24 | Live | Midea Electric Trading | AI AIR CONDITIONING | Singlezone Ducted, Compact Ducted | 215866759 |  | HRCU-A-CB | AO24-24N2-M1 | Mini-Splits | AH-24N2-M1 |  |  |  | 12.5 | 19 | 11 | TRUE | TRUE |  | 24000 | 21200 | 2.6 | 21600 | 2.56
215894267 | 10/30/24 | Live | Midea Electric Trading | NUTECH | Singlezone Ducted, Compact Ducted | 215894267 |  | HRCU-A-CB | NOD30-24HFN10-M1 | Mini-Splits | NTJ-24HWFN10-M1-D |  |  |  | 12.5 | 19 | 11 | FALSE | FALSE |  | 24000 | 21200 | 2.6 | 21600 | 2.56
215866660 | 10/30/24 | Live | Midea Electric Trading | KADEN | Singlezone Ducted, Compact Ducted | 215866660 |  | HRCU-A-CB | KOB-PSX24HP-2AAMA | Mini-Splits | KIB-PSX24HS-2AAMA |  |  |  | 12.5 | 19 | 11 | FALSE | FALSE |  | 24000 | 21200 | 2.6 | 21600 | 2.56
215864063 | 10/30/24 | Live | Midea Electric Trading | WELLS | Singlezone Ducted, Compact Ducted | 215864063 |  | HRCU-A-CB | WOS-24QUA/230 | Mini-Splits | WIDH-24MOC/230 |  |  |  | 12.5 | 19 | 11 | TRUE | TRUE |  | 24000 | 21200 | 2.6 | 21600 | 2.56
215864062 | 10/30/24 | Live | Midea Electric Trading | WELLS | Singlezone Ducted, Compact Ducted | 215864062 |  | HRCU-A-CB | WOS-18QUA/230 | Mini-Splits | WIDH-18MOC/230 |  |  |  | 13.3 | 20 | 11.3 | TRUE | TRUE |  | 17500 | 14900 | 2.89 | 15900 | 2.65
215866659 | 10/30/24 | Live | Midea Electric Trading | KADEN | Singlezone Ducted, Compact Ducted | 215866659 |  | HRCU-A-CB | KOB-PSX18HP-2AAMA | Mini-Splits | KIB-PSX18HS-2AAMA |  |  |  | 13.3 | 20 | 11.3 | FALSE | FALSE |  | 17500 | 14900 | 2.89 | 15900 | 2.65
215894266 | 10/30/24 | Live | Midea Electric Trading | NUTECH | Singlezone Ducted, Compact Ducted | 215894266 |  | HRCU-A-CB | NOX430-18HFN10-M1 | Mini-Splits | NTJ-18HWFN10-M1-D |  |  |  | 13.3 | 20 | 11.3 | FALSE | FALSE |  | 17500 | 14900 | 2.89 | 15900 | 2.65
215866758 | 10/30/24 | Live | Midea Electric Trading | AI AIR CONDITIONING | Singlezone Ducted, Compact Ducted | 215866758 |  | HRCU-A-CB | AO24-18N2-M1 | Mini-Splits | AH-18N2-M1 |  |  |  | 13.3 | 20 | 11.3 | TRUE | TRUE |  | 17500 | 14900 | 2.89 | 15900 | 2.65
215866755 | 10/30/24 | Live | Midea Electric Trading | AI AIR CONDITIONING | Singlezone Ducted, Compact Ducted | 215866755 |  | HRCU-A-CB | AO24-18N2-M1 | Mini-Splits | AL-18N2-M1 |  |  |  | 12.5 | 20 | 10.5 | TRUE | TRUE |  | 17000 | 14000 | 2.6 | 14100 | 2.4
215864059 | 10/30/24 | Live | Midea Electric Trading | WELLS | Singlezone Ducted, Compact Ducted | 215864059 |  | HRCU-A-CB | WOS-18QUA/230 | Mini-Splits | WIDL-18MOC/230 |  |  |  | 12.5 | 20 | 10.5 | TRUE | TRUE |  | 17000 | 14000 | 2.6 | 14100 | 2.4
215866657 | 10/30/24 | Live | Midea Electric Trading | KADEN | Singlezone Ducted, Compact Ducted | 215866657 |  | HRCU-A-CB | KOB-PSX12HP-2AAMA | Mini-Splits | KIB-PSX12LS-2AAMA |  |  |  | 11.7 | 19 | 10.2 | FALSE | FALSE |  | 11500 | 9500 | 2.58 | 10300 | 2.58
215866754 | 10/30/24 | Live | Midea Electric Trading | AI AIR CONDITIONING | Singlezone Ducted, Compact Ducted | 215866754 |  | HRCU-A-CB | AO24-12N2-M1 | Mini-Splits | AL-12N2-M1 |  |  |  | 11.7 | 19 | 10.2 | TRUE | TRUE |  | 11500 | 9500 | 2.58 | 10300 | 2.58
215864058 | 10/30/24 | Live | Midea Electric Trading | WELLS | Singlezone Ducted, Compact Ducted | 215864058 |  | HRCU-A-CB | WOS-12QUA/230 | Mini-Splits | WIDL-12MOC/230 |  |  |  | 11.7 | 19 | 10.2 | TRUE | TRUE |  | 11500 | 9500 | 2.58 | 10300 | 2.58
215864057 | 10/30/24 | Live | Midea Electric Trading | WELLS | Singlezone Ducted, Compact Ducted | 215864057 |  | HRCU-A-CB | WOS-09QUA/230 | Mini-Splits | WIDL-09MOC/230 |  |  |  | 12.8 | 19.5 | 11 | TRUE | TRUE |  | 9000 | 8900 | 2.61 | 9600 | 2.45
215866655 | 10/30/24 | Live | Midea Electric Trading | KADEN | Singlezone Ducted, Compact Ducted | 215866655 |  | HRCU-A-CB | KOB-PSX09HP-2AAMA | Mini-Splits | KIB-PSX09LS-2AAMA |  |  |  | 12.8 | 19.5 | 11 | FALSE | FALSE |  | 9000 | 8900 | 2.61 | 9600 | 2.45
215866753 | 10/30/24 | Live | Midea Electric Trading | AI AIR CONDITIONING | Singlezone Ducted, Compact Ducted | 215866753 |  | HRCU-A-CB | AO24-09N2-M1 | Mini-Splits | AL-09N2-M1 |  |  |  | 12.8 | 19.5 | 11 | TRUE | TRUE |  | 9000 | 8900 | 2.61 | 9600 | 2.45
215866788 | 10/30/24 | Live | Midea Electric Trading | AI AIR CONDITIONING | Singlezone Ducted, Compact Ducted | 215866788 |  | HRCU-A-CB | AO25-24N2-M1H | Mini-Splits | AH-24N2-M1 |  |  |  | 12 | 19 | 11.7 | TRUE | TRUE |  | 24000 | 21600 | 2.71 | 23600 | 2.48
215866654 | 10/30/24 | Live | Midea Electric Trading | KADEN | Singlezone Ducted, Compact Ducted | 215866654 |  | HRCU-A-CB | KOB-HH-PSX24HP-2AAMA | Mini-Splits | KIB-PSX24HS-2AAMA |  |  |  | 12 | 19 | 11.7 | FALSE | FALSE |  | 24000 | 21600 | 2.71 | 23600 | 2.48
215864084 | 10/30/24 | Live | Midea Electric Trading | WELLS | Singlezone Ducted, Compact Ducted | 215864084 |  | HRCU-A-CB | WOS-24PRE/230 | Mini-Splits | WIDH-24MOC/230 |  |  |  | 12 | 19 | 11.7 | TRUE | TRUE |  | 24000 | 21600 | 2.71 | 23600 | 2.48
215864083 | 10/30/24 | Live | Midea Electric Trading | WELLS | Singlezone Ducted, Compact Ducted | 215864083 |  | HRCU-A-CB | WOS-18PRE/230 | Mini-Splits | WIDH-18MOC/230 |  |  |  | 12 | 18.4 | 11.1 | TRUE | TRUE |  | 17500 | 15000 | 2.89 | 20000 | 2.5
215866653 | 10/30/24 | Live | Midea Electric Trading | KADEN | Singlezone Ducted, Compact Ducted | 215866653 |  | HRCU-A-CB | KOB-HH-PSX18HP-2AAMA | Mini-Splits | KIB-PSX18HS-2AAMA |  |  |  | 12 | 18.4 | 11.1 | FALSE | FALSE |  | 17500 | 15000 | 2.89 | 20000 | 2.5
215866787 | 10/30/24 | Live | Midea Electric Trading | AI AIR CONDITIONING | Singlezone Ducted, Compact Ducted | 215866787 |  | HRCU-A-CB | AO25-18N2-M1H | Mini-Splits | AH-18N2-M1 |  |  |  | 12 | 18.4 | 11.1 | TRUE | TRUE |  | 17500 | 15000 | 2.89 | 20000 | 2.5
215866784 | 10/30/24 | Live | Midea Electric Trading | AI AIR CONDITIONING | Singlezone Ducted, Compact Ducted | 215866784 |  | HRCU-A-CB | AO25-18N2-M1H | Mini-Splits | AL-18N2-M1 |  |  |  | 12 | 18 | 10.5 | TRUE | TRUE |  | 17000 | 15000 | 2.7 | 19000 | 2.23
215864080 | 10/30/24 | Live | Midea Electric Trading | WELLS | Singlezone Ducted, Compact Ducted | 215864080 |  | HRCU-A-CB | WOS-18PRE/230 | Mini-Splits | WIDL-18MOC/230 |  |  |  | 12 | 18 | 10.5 | TRUE | TRUE |  | 17000 | 15000 | 2.7 | 19000 | 2.23
215864082 | 10/30/24 | Live | Midea Electric Trading | WELLS | Singlezone Ducted, Compact Ducted | 215864082 |  | HRCU-A-CB | WOS-12PRE/230 | Mini-Splits | WIDH-12MOC/230 |  |  |  | 12 | 20 | 10.6 | TRUE | TRUE |  | 12000 | 10200 | 2.6 | 14000 | 2.31
215866786 | 10/30/24 | Live | Midea Electric Trading | AI AIR CONDITIONING | Singlezone Ducted, Compact Ducted | 215866786 |  | HRCU-A-CB | AO25-12N2-M1H | Mini-Splits | AH-12N2-M1 |  |  |  | 12 | 20 | 10.6 | TRUE | TRUE |  | 12000 | 10200 | 2.6 | 14000 | 2.31
215866652 | 10/30/24 | Live | Midea Electric Trading | KADEN | Singlezone Ducted, Compact Ducted | 215866652 |  | HRCU-A-CB | KOB-HH-PSX12HP-2AAMA | Mini-Splits | KIB-PSX12HS-2AAMA |  |  |  | 12 | 20 | 10.6 | FALSE | FALSE |  | 12000 | 10200 | 2.6 | 14000 | 2.31
215866651 | 10/30/24 | Live | Midea Electric Trading | KADEN | Singlezone Ducted, Compact Ducted | 215866651 |  | HRCU-A-CB | KOB-HH-PSX12HP-2AAMA | Mini-Splits | KIB-PSX12LS-2AAMA |  |  |  | 12 | 20 | 10 | FALSE | FALSE |  | 12000 | 9600 | 2.49 | 13100 | 1.99
215866783 | 10/30/24 | Live | Midea Electric Trading | AI AIR CONDITIONING | Singlezone Ducted, Compact Ducted | 215866783 |  | HRCU-A-CB | AO25-12N2-M1H | Mini-Splits | AL-12N2-M1 |  |  |  | 12 | 20 | 10 | TRUE | TRUE |  | 12000 | 9600 | 2.49 | 13100 | 1.99
215864079 | 10/30/24 | Live | Midea Electric Trading | WELLS | Singlezone Ducted, Compact Ducted | 215864079 |  | HRCU-A-CB | WOS-12PRE/230 | Mini-Splits | WIDL-12MOC/230 |  |  |  | 12 | 20 | 10 | TRUE | TRUE |  | 12000 | 9600 | 2.49 | 13100 | 1.99
215866785 | 10/30/24 | Live | Midea Electric Trading | AI AIR CONDITIONING | Singlezone Ducted, Compact Ducted | 215866785 |  | HRCU-A-CB | AO25-09N2-M1H | Mini-Splits | AH-09N2-M1 |  |  |  | 14 | 20.5 | 13.8 | TRUE | TRUE |  | 9000 | 10200 | 2.45 | 12600 | 1.94
215866650 | 10/30/24 | Live | Midea Electric Trading | KADEN | Singlezone Ducted, Compact Ducted | 215866650 |  | HRCU-A-CB | KOB-HH-PSX09HP-2AAMA | Mini-Splits | KIB-PSX09HS-2AAMA |  |  |  | 14 | 20.5 | 13.8 | FALSE | FALSE |  | 9000 | 10200 | 2.45 | 12600 | 1.94
215864081 | 10/30/24 | Live | Midea Electric Trading | WELLS | Singlezone Ducted, Compact Ducted | 215864081 |  | HRCU-A-CB | WOS-09PRE/230 | Mini-Splits | WIDH-09MOC/230 |  |  |  | 14 | 20.5 | 13.8 | TRUE | TRUE |  | 9000 | 10200 | 2.45 | 12600 | 1.94
215866649 | 10/30/24 | Live | Midea Electric Trading | KADEN | Singlezone Ducted, Compact Ducted | 215866649 |  | HRCU-A-CB | KOB-HH-PSX09HP-2AAMA | Mini-Splits | KIB-PSX09LS-2AAMA |  |  |  | 13.4 | 21.4 | 12.5 | FALSE | FALSE |  | 9000 | 9600 | 2.49 | 12600 | 1.99
215866782 | 10/30/24 | Live | Midea Electric Trading | AI AIR CONDITIONING | Singlezone Ducted, Compact Ducted | 215866782 |  | HRCU-A-CB | AO25-09N2-M1H | Mini-Splits | AL-09N2-M1 |  |  |  | 13.4 | 21.4 | 12.5 | TRUE | TRUE |  | 9000 | 9600 | 2.49 | 12600 | 1.99
215864078 | 10/30/24 | Live | Midea Electric Trading | WELLS | Singlezone Ducted, Compact Ducted | 215864078 |  | HRCU-A-CB | WOS-09PRE/230 | Mini-Splits | WIDL-09MOC/230 |  |  |  | 13.4 | 21.4 | 12.5 | TRUE | TRUE |  | 9000 | 9600 | 2.49 | 12600 | 1.99
215866781 | 10/30/24 | Live | Midea Electric Trading | AI AIR CONDITIONING | Singlezone Ducted, Compact Ducted | 215866781 |  | HRCU-A-CB | AO25-06N2-M1H | Mini-Splits | AL-06N2-M1 |  |  |  | 14.4 | 21.4 | 13.8 | TRUE | TRUE |  | 6500 | 8000 | 2.69 | 9100 | 2.52
215864077 | 10/30/24 | Live | Midea Electric Trading | WELLS | Singlezone Ducted, Compact Ducted | 215864077 |  | HRCU-A-CB | WOS-06PRE/230 | Mini-Splits | WIDL-06MOC/230 |  |  |  | 14.4 | 21.4 | 13.8 | TRUE | TRUE |  | 6500 | 8000 | 2.69 | 9100 | 2.52
215864104 | 10/30/24 | Live | Midea Electric Trading | WELLS | Multizone Mix of Ducted and Non-Ducted | 215864104 |  | HMSV-A-CB | WOM-60RH6/230 | Mixed Ducted and Non-Ducted Indoor Units |  |  |  |  | 10 | 18.6 | 9.4 | FALSE | FALSE |  | 60000 | 39000 | 2.65 | 40500 | 2.3
215866814 | 10/30/24 | Live | Midea Electric Trading | AI AIR CONDITIONING | Multizone Mix of Ducted and Non-Ducted | 215866814 |  | HMSV-A-CB | A6MO21-60N2-M1 | Mixed Ducted and Non-Ducted Indoor Units |  |  |  |  | 10 | 18.6 | 9.4 | FALSE | FALSE |  | 60000 | 39000 | 2.65 | 40500 | 2.3
215894285 | 10/30/24 | Live | Midea Electric Trading | NUTECH | Multizone Mix of Ducted and Non-Ducted | 215894285 |  | HMSV-A-CB | N6OE30-60HFN10-M1D-D | Mixed Ducted and Non-Ducted Indoor Units |  |  |  |  | 10 | 18.6 | 9.4 | FALSE | FALSE |  | 60000 | 39000 | 2.65 | 40500 | 2.3
215894284 | 10/30/24 | Live | Midea Electric Trading | NUTECH | Multizone All Ducted | 215894284 |  | HMSV-A-CB | N6OE30-60HFN10-M1D-D | Ducted Indoor Units |  |  |  |  | 10 | 18 | 9.2 | FALSE | FALSE |  | 60000 | 39000 | 2.6 | 41000 | 2.3
215866813 | 10/30/24 | Live | Midea Electric Trading | AI AIR CONDITIONING | Multizone All Ducted | 215866813 |  | HMSV-A-CB | A6MO21-60N2-M1 | Ducted Indoor Units |  |  |  |  | 10 | 18 | 9.2 | FALSE | FALSE |  | 60000 | 39000 | 2.6 | 41000 | 2.3
215864103 | 10/30/24 | Live | Midea Electric Trading | WELLS | Multizone All Ducted | 215864103 |  | HMSV-A-CB | WOM-60RH6/230 | Ducted Indoor Units |  |  |  |  | 10 | 18 | 9.2 | FALSE | FALSE |  | 60000 | 39000 | 2.6 | 41000 | 2.3
215864102 | 10/30/24 | Live | Midea Electric Trading | WELLS | Multizone All Non-Ducted | 215864102 |  | HMSR-A-CB-O | WOM-60RH6/230 | Non-Ducted Indoor Units |  |  |  |  | 10 | 19.2 | 9.6 | FALSE | FALSE |  | 60000 | 39000 | 2.7 | 40000 | 2.3
215866812 | 10/30/24 | Live | Midea Electric Trading | AI AIR CONDITIONING | Multizone All Non-Ducted | 215866812 |  | HMSR-A-CB-O | A6MO21-60N2-M1 | Non-Ducted Indoor Units |  |  |  |  | 10 | 19.2 | 9.6 | FALSE | FALSE |  | 60000 | 39000 | 2.7 | 40000 | 2.3
215894283 | 10/30/24 | Live | Midea Electric Trading | NUTECH | Multizone All Non-Ducted | 215894283 |  | HMSR-A-CB-O | N6OE30-60HFN10-M1D-D | Non-Ducted Indoor Units |  |  |  |  | 10 | 19.2 | 9.6 | FALSE | FALSE |  | 60000 | 39000 | 2.7 | 40000 | 2.3
215894282 | 10/30/24 | Live | Midea Electric Trading | NUTECH | Multizone Mix of Ducted and Non-Ducted | 215894282 |  | HMSV-A-CB | N6OE30-48HFN10-M1D-D | Mixed Ducted and Non-Ducted Indoor Units |  |  |  |  | 11.85 | 20.85 | 10.3 | FALSE | FALSE |  | 45000 | 35400 | 2.45 | 37500 | 2.15
215866811 | 10/30/24 | Live | Midea Electric Trading | AI AIR CONDITIONING | Multizone Mix of Ducted and Non-Ducted | 215866811 |  | HMSV-A-CB | A6MO21-48N2-M1 | Mixed Ducted and Non-Ducted Indoor Units |  |  |  |  | 11.85 | 20.85 | 10.3 | TRUE | TRUE |  | 45000 | 35400 | 2.45 | 37500 | 2.15
215864101 | 10/30/24 | Live | Midea Electric Trading | WELLS | Multizone Mix of Ducted and Non-Ducted | 215864101 |  | HMSV-A-CB | WOM-48RH6/230 | Mixed Ducted and Non-Ducted Indoor Units |  |  |  |  | 11.85 | 20.85 | 10.3 | TRUE | TRUE |  | 45000 | 35400 | 2.45 | 37500 | 2.15
215864100 | 10/30/24 | Live | Midea Electric Trading | WELLS | Multizone All Ducted | 215864100 |  | HMSV-A-CB | WOM-48RH6/230 | Ducted Indoor Units |  |  |  |  | 12 | 20.4 | 10.6 | TRUE | TRUE |  | 45000 | 37000 | 2.5 | 41000 | 2.4
215866810 | 10/30/24 | Live | Midea Electric Trading | AI AIR CONDITIONING | Multizone All Ducted | 215866810 |  | HMSV-A-CB | A6MO21-48N2-M1 | Ducted Indoor Units |  |  |  |  | 12 | 20.4 | 10.6 | TRUE | TRUE |  | 45000 | 37000 | 2.5 | 41000 | 2.4
215894281 | 10/30/24 | Live | Midea Electric Trading | NUTECH | Multizone All Ducted | 215894281 |  | HMSV-A-CB | N6OE30-48HFN10-M1D-D | Ducted Indoor Units |  |  |  |  | 12 | 20.4 | 10.6 | FALSE | FALSE |  | 45000 | 37000 | 2.5 | 41000 | 2.4
215894280 | 10/30/24 | Live | Midea Electric Trading | NUTECH | Multizone All Non-Ducted | 215894280 |  | HMSR-A-CB-O | N6OE30-48HFN10-M1D-D | Non-Ducted Indoor Units |  |  |  |  | 11.7 | 21.3 | 10 | FALSE | FALSE |  | 45000 | 34000 | 2.4 | 34000 | 1.9
215866809 | 10/30/24 | Live | Midea Electric Trading | AI AIR CONDITIONING | Multizone All Non-Ducted | 215866809 |  | HMSR-A-CB-O | A6MO21-48N2-M1 | Non-Ducted Indoor Units |  |  |  |  | 11.7 | 21.3 | 10 | TRUE | TRUE |  | 45000 | 34000 | 2.4 | 34000 | 1.9
215864099 | 10/30/24 | Live | Midea Electric Trading | WELLS | Multizone All Non-Ducted | 215864099 |  | HMSR-A-CB-O | WOM-48RH6/230 | Non-Ducted Indoor Units |  |  |  |  | 11.7 | 21.3 | 10 | TRUE | TRUE |  | 45000 | 34000 | 2.4 | 34000 | 1.9
215864098 | 10/30/24 | Live | Midea Electric Trading | WELLS | Multizone Mix of Ducted and Non-Ducted | 215864098 |  | HMSV-A-CB | WOM-36RH5/230 | Mixed Ducted and Non-Ducted Indoor Units |  |  |  |  | 11.85 | 21.55 | 9.6 | TRUE | TRUE |  | 35000 | 26600 | 2.35 | 29000 | 2.19
215866808 | 10/30/24 | Live | Midea Electric Trading | AI AIR CONDITIONING | Multizone Mix of Ducted and Non-Ducted | 215866808 |  | HMSV-A-CB | A5MO21-36N2-M1 | Mixed Ducted and Non-Ducted Indoor Units |  |  |  |  | 11.85 | 21.55 | 9.6 | TRUE | TRUE |  | 35000 | 26600 | 2.35 | 29000 | 2.19
215894279 | 10/30/24 | Live | Midea Electric Trading | NUTECH | Multizone Mix of Ducted and Non-Ducted | 215894279 |  | HMSV-A-CB | N5OD30-36HFN10-M1D-D | Mixed Ducted and Non-Ducted Indoor Units |  |  |  |  | 11.85 | 21.55 | 9.6 | FALSE | FALSE |  | 35000 | 26600 | 2.35 | 29000 | 2.19
215894278 | 10/30/24 | Live | Midea Electric Trading | NUTECH | Multizone All Ducted | 215894278 |  | HMSV-A-CB | N5OD30-36HFN10-M1D-D | Ducted Indoor Units |  |  |  |  | 11.7 | 20 | 9.2 | FALSE | FALSE |  | 35000 | 26400 | 2.3 | 28000 | 2.2
215866807 | 10/30/24 | Live | Midea Electric Trading | AI AIR CONDITIONING | Multizone All Ducted | 215866807 |  | HMSV-A-CB | A5MO21-36N2-M1 | Ducted Indoor Units |  |  |  |  | 11.7 | 20 | 9.2 | TRUE | TRUE |  | 35000 | 26400 | 2.3 | 28000 | 2.2
215864097 | 10/30/24 | Live | Midea Electric Trading | WELLS | Multizone All Ducted | 215864097 |  | HMSV-A-CB | WOM-36RH5/230 | Ducted Indoor Units |  |  |  |  | 11.7 | 20 | 9.2 | TRUE | TRUE |  | 35000 | 26400 | 2.3 | 28000 | 2.2
215864096 | 10/30/24 | Live | Midea Electric Trading | WELLS | Multizone All Non-Ducted | 215864096 |  | HMSR-A-CB-O | WOM-36RH5/230 | Non-Ducted Indoor Units |  |  |  |  | 12 | 23.1 | 10 | TRUE | TRUE |  | 35000 | 27000 | 2.4 | 30000 | 2.18
215866806 | 10/30/24 | Live | Midea Electric Trading | AI AIR CONDITIONING | Multizone All Non-Ducted | 215866806 |  | HMSR-A-CB-O | A5MO21-36N2-M1 | Non-Ducted Indoor Units |  |  |  |  | 12 | 23.1 | 10 | TRUE | TRUE |  | 35000 | 27000 | 2.4 | 30000 | 2.18
215894277 | 10/30/24 | Live | Midea Electric Trading | NUTECH | Multizone All Non-Ducted | 215894277 |  | HMSR-A-CB-O | N5OD30-36HFN10-M1D-D | Non-Ducted Indoor Units |  |  |  |  | 12 | 23.1 | 10 | FALSE | FALSE |  | 35000 | 27000 | 2.4 | 30000 | 2.18
215894276 | 10/30/24 | Live | Midea Electric Trading | NUTECH | Multizone Mix of Ducted and Non-Ducted | 215894276 |  | HMSV-A-CB | N4OD30-27HFN10-M1D-D | Mixed Ducted and Non-Ducted Indoor Units |  |  |  |  | 12.1 | 22 | 9.25 | FALSE | FALSE |  | 26200 | 18200 | 2.5 | 18300 | 2.09
215866805 | 10/30/24 | Live | Midea Electric Trading | AI AIR CONDITIONING | Multizone Mix of Ducted and Non-Ducted | 215866805 |  | HMSV-A-CB | A4MO21-27N2-M1 | Mixed Ducted and Non-Ducted Indoor Units |  |  |  |  | 12.1 | 22 | 9.25 | TRUE | TRUE |  | 26200 | 18200 | 2.5 | 18300 | 2.09
215864095 | 10/30/24 | Live | Midea Electric Trading | WELLS | Multizone Mix of Ducted and Non-Ducted | 215864095 |  | HMSV-A-CB | WOM-27RH4/230 | Mixed Ducted and Non-Ducted Indoor Units |  |  |  |  | 12.1 | 22 | 9.25 | TRUE | TRUE |  | 26200 | 18200 | 2.5 | 18300 | 2.09
215864094 | 10/30/24 | Live | Midea Electric Trading | WELLS | Multizone All Ducted | 215864094 |  | HMSV-A-CB | WOM-27RH4/230 | Ducted Indoor Units |  |  |  |  | 12 | 21 | 9 | TRUE | TRUE |  | 26600 | 18400 | 2.5 | 18600 | 2.3
215866804 | 10/30/24 | Live | Midea Electric Trading | AI AIR CONDITIONING | Multizone All Ducted | 215866804 |  | HMSV-A-CB | A4MO21-27N2-M1 | Ducted Indoor Units |  |  |  |  | 12 | 21 | 9 | TRUE | TRUE |  | 26600 | 18400 | 2.5 | 18600 | 2.3
215894275 | 10/30/24 | Live | Midea Electric Trading | NUTECH | Multizone All Ducted | 215894275 |  | HMSV-A-CB | N4OD30-27HFN10-M1D-D | Ducted Indoor Units |  |  |  |  | 12 | 21 | 9 | FALSE | FALSE |  | 26600 | 18400 | 2.5 | 18600 | 2.3
215894274 | 10/30/24 | Live | Midea Electric Trading | NUTECH | Multizone All Non-Ducted | 215894274 |  | HMSR-A-CB-O | N4OD30-27HFN10-M1D-D | Non-Ducted Indoor Units |  |  |  |  | 12.2 | 23 | 9.5 | FALSE | FALSE |  | 26000 | 18000 | 2.5 | 18000 | 1.9
215866803 | 10/30/24 | Live | Midea Electric Trading | AI AIR CONDITIONING | Multizone All Non-Ducted | 215866803 |  | HMSR-A-CB-O | A4MO21-27N2-M1 | Non-Ducted Indoor Units |  |  |  |  | 12.2 | 23 | 9.5 | TRUE | TRUE |  | 26000 | 18000 | 2.5 | 18000 | 1.9
215864093 | 10/30/24 | Live | Midea Electric Trading | WELLS | Multizone All Non-Ducted | 215864093 |  | HMSR-A-CB-O | WOM-27RH4/230 | Non-Ducted Indoor Units |  |  |  |  | 12.2 | 23 | 9.5 | TRUE | TRUE |  | 26000 | 18000 | 2.5 | 18000 | 1.9
215864092 | 10/30/24 | Live | Midea Electric Trading | WELLS | Multizone Mix of Ducted and Non-Ducted | 215864092 |  | HMSV-A-CB | WOM-18RH3/230 | Mixed Ducted and Non-Ducted Indoor Units |  |  |  |  | 12.25 | 21.5 | 10 | TRUE | TRUE |  | 18000 | 14000 | 2.46 | 14300 | 2.25
215866802 | 10/30/24 | Live | Midea Electric Trading | AI AIR CONDITIONING | Multizone Mix of Ducted and Non-Ducted | 215866802 |  | HMSV-A-CB | A3MO21-18N2-M1 | Mixed Ducted and Non-Ducted Indoor Units |  |  |  |  | 12.25 | 21.5 | 10 | TRUE | TRUE |  | 18000 | 14000 | 2.46 | 14300 | 2.25
215894273 | 10/30/24 | Live | Midea Electric Trading | NUTECH | Multizone Mix of Ducted and Non-Ducted | 215894273 |  | HMSV-A-CB | N3OX430-18HFN10-M1-D | Mixed Ducted and Non-Ducted Indoor Units |  |  |  |  | 12.25 | 21.5 | 10 | FALSE | FALSE |  | 18000 | 14000 | 2.46 | 14300 | 2.25
215866801 | 10/30/24 | Live | Midea Electric Trading | AI AIR CONDITIONING | Multizone All Ducted | 215866801 |  | HMSV-A-CB | A3MO21-18N2-M1 | Ducted Indoor Units |  |  |  |  | 12 | 20 | 10 | TRUE | TRUE |  | 18000 | 14600 | 2.3 | 14600 | 2.3
215894272 | 10/30/24 | Live | Midea Electric Trading | NUTECH | Multizone All Ducted | 215894272 |  | HMSV-A-CB | N3OX430-18HFN10-M1-D | Ducted Indoor Units |  |  |  |  | 12 | 20 | 10 | FALSE | FALSE |  | 18000 | 14600 | 2.3 | 14600 | 2.3
215864091 | 10/30/24 | Live | Midea Electric Trading | WELLS | Multizone All Ducted | 215864091 |  | HMSV-A-CB | WOM-18RH3/230 | Ducted Indoor Units |  |  |  |  | 12 | 20 | 10 | TRUE | TRUE |  | 18000 | 14600 | 2.3 | 14600 | 2.3
215864090 | 10/30/24 | Live | Midea Electric Trading | WELLS | Multizone All Non-Ducted | 215864090 |  | HMSR-A-CB-O | WOM-18RH3/230 | Non-Ducted Indoor Units |  |  |  |  | 12.5 | 23 | 10 | TRUE | TRUE |  | 18000 | 13500 | 2.6 | 14000 | 2.21
215894271 | 10/30/24 | Live | Midea Electric Trading | NUTECH | Multizone All Non-Ducted | 215894271 |  | HMSR-A-CB-O | N3OX430-18HFN10-M1-D | Non-Ducted Indoor Units |  |  |  |  | 12.5 | 23 | 10 | FALSE | FALSE |  | 18000 | 13500 | 2.6 | 14000 | 2.21
215866800 | 10/30/24 | Live | Midea Electric Trading | AI AIR CONDITIONING | Multizone All Non-Ducted | 215866800 |  | HMSR-A-CB-O | A3MO21-18N2-M1 | Non-Ducted Indoor Units |  |  |  |  | 12.5 | 23 | 10 | TRUE | TRUE |  | 18000 | 13500 | 2.6 | 14000 | 2.21
215866682 | 10/30/24 | Live | Midea Electric Trading | KADEN | Multizone Mix of Ducted and Non-Ducted | 215866682 |  | HMSV-A-CB | KOB-PS555HP-2AAMA | Mixed Ducted and Non-Ducted Indoor Units |  |  |  |  | 10 | 20 | 9.35 | FALSE | FALSE |  | 60000 | 39000 | 2.7 | 41500 | 2.35
215866681 | 10/30/24 | Live | Midea Electric Trading | KADEN | Multizone All Ducted | 215866681 |  | HMSV-A-CB | KOB-PS555HP-2AAMA | Ducted Indoor Units |  |  |  |  | 10 | 18 | 9.2 | FALSE | FALSE |  | 60000 | 39000 | 2.6 | 41000 | 2.3
215866680 | 10/30/24 | Live | Midea Electric Trading | KADEN | Multizone All Non-Ducted | 215866680 |  | HMSR-A-CB-O | KOB-PS555HP-2AAMA | Non-Ducted Indoor Units |  |  |  |  | 10 | 22 | 9.5 | FALSE | FALSE |  | 60000 | 39000 | 2.8 | 42000 | 2.4
215866679 | 10/30/24 | Live | Midea Electric Trading | KADEN | Multizone Mix of Ducted and Non-Ducted | 215866679 |  | HMSV-A-CB | KOB-PS548HP-2AAMA | Mixed Ducted and Non-Ducted Indoor Units |  |  |  |  | 12.25 | 22.2 | 10.45 | FALSE | FALSE |  | 46000 | 37400 | 2.5 | 39750 | 2.19
215866678 | 10/30/24 | Live | Midea Electric Trading | KADEN | Multizone All Ducted | 215866678 |  | HMSV-A-CB | KOB-PS548HP-2AAMA | Ducted Indoor Units |  |  |  |  | 12 | 20.4 | 10.6 | FALSE | FALSE |  | 45000 | 37000 | 2.5 | 41000 | 2.4
215866677 | 10/30/24 | Live | Midea Electric Trading | KADEN | Multizone All Non-Ducted | 215866677 |  | HMSR-A-CB-O | KOB-PS548HP-2AAMA | Non-Ducted Indoor Units |  |  |  |  | 12.5 | 24 | 10.3 | FALSE | FALSE |  | 47000 | 38000 | 2.5 | 38500 | 2
215866676 | 10/30/24 | Live | Midea Electric Trading | KADEN | Multizone Mix of Ducted and Non-Ducted | 215866676 |  | HMSV-A-CB | KOB-PS436HP-2AAMA | Mixed Ducted and Non-Ducted Indoor Units |  |  |  |  | 11.85 | 22 | 9.35 | FALSE | FALSE |  | 35400 | 26400 | 2.35 | 27300 | 2.15
215866675 | 10/30/24 | Live | Midea Electric Trading | KADEN | Multizone All Ducted | 215866675 |  | HMSV-A-CB | KOB-PS436HP-2AAMA | Ducted Indoor Units |  |  |  |  | 11.7 | 20 | 9.2 | FALSE | FALSE |  | 35000 | 26400 | 2.3 | 28000 | 2.2
215866674 | 10/30/24 | Live | Midea Electric Trading | KADEN | Multizone All Non-Ducted | 215866674 |  | HMSR-A-CB-O | KOB-PS436HP-2AAMA | Non-Ducted Indoor Units |  |  |  |  | 12 | 24 | 9.5 | FALSE | FALSE |  | 36000 | 26600 | 2.4 | 26600 | 2.1
215866673 | 10/30/24 | Live | Midea Electric Trading | KADEN | Multizone Mix of Ducted and Non-Ducted | 215866673 |  | HMSV-A-CB | KOB-PS327HP-2AAMA | Mixed Ducted and Non-Ducted Indoor Units |  |  |  |  | 12.5 | 23 | 9.25 | FALSE | FALSE |  | 26800 | 18400 | 2.56 | 18800 | 2.3
215866672 | 10/30/24 | Live | Midea Electric Trading | KADEN | Multizone All Ducted | 215866672 |  | HMSV-A-CB | KOB-PS327HP-2AAMA | Ducted Indoor Units |  |  |  |  | 12 | 21 | 9 | FALSE | FALSE |  | 26600 | 18400 | 2.5 | 18600 | 2.3
215866671 | 10/30/24 | Live | Midea Electric Trading | KADEN | Multizone All Non-Ducted | 215866671 |  | HMSR-A-CB-O | KOB-PS327HP-2AAMA | Non-Ducted Indoor Units |  |  |  |  | 13 | 25 | 9.5 | FALSE | FALSE |  | 27000 | 18400 | 2.61 | 19000 | 2.3
215866670 | 10/30/24 | Live | Midea Electric Trading | KADEN | Multizone Mix of Ducted and Non-Ducted | 215866670 |  | HMSV-A-CB | KOB-PS218HP-2AAMA | Mixed Ducted and Non-Ducted Indoor Units |  |  |  |  | 13 | 22.55 | 9.9 | FALSE | FALSE |  | 18000 | 14100 | 2.55 | 14300 | 2.39
215866669 | 10/30/24 | Live | Midea Electric Trading | KADEN | Multizone All Ducted | 215866669 |  | HMSV-A-CB | KOB-PS218HP-2AAMA | Ducted Indoor Units |  |  |  |  | 12 | 20 | 10 | FALSE | FALSE |  | 18000 | 14600 | 2.3 | 14600 | 2.3
215866668 | 10/30/24 | Live | Midea Electric Trading | KADEN | Multizone All Non-Ducted | 215866668 |  | HMSR-A-CB-O | KOB-PS218HP-2AAMA | Non-Ducted Indoor Units |  |  |  |  | 14 | 25.1 | 9.8 | FALSE | FALSE |  | 18000 | 13600 | 2.81 | 14000 | 2.5
215866829 | 10/30/24 | Live | Midea Electric Trading | AI AIR CONDITIONING | Multizone Mix of Ducted and Non-Ducted | 215866829 |  | HMSV-A-CB | A6MO23-55N2-M1H | Mixed Ducted and Non-Ducted Indoor Units |  |  |  |  | 11.85 | 20.7 | 10.65 | TRUE | TRUE |  | 52000 | 45000 | 2.65 | 50500 | 2.25
215864119 | 10/30/24 | Live | Midea Electric Trading | WELLS | Multizone Mix of Ducted and Non-Ducted | 215864119 |  | HMSV-A-CB | WOM-60HH6/230 | Mixed Ducted and Non-Ducted Indoor Units |  |  |  |  | 11.85 | 20.7 | 10.65 | TRUE | TRUE |  | 52000 | 45000 | 2.65 | 50500 | 2.25
215864118 | 10/30/24 | Live | Midea Electric Trading | WELLS | Multizone All Ducted | 215864118 |  | HMSV-A-CB | WOM-60HH6/230 | Ducted Indoor Units |  |  |  |  | 11.7 | 20 | 10.7 | TRUE | TRUE |  | 53000 | 45000 | 2.7 | 52000 | 2.3
215866828 | 10/30/24 | Live | Midea Electric Trading | AI AIR CONDITIONING | Multizone All Ducted | 215866828 |  | HMSV-A-CB | A6MO23-55N2-M1H | Ducted Indoor Units |  |  |  |  | 11.7 | 20 | 10.7 | TRUE | TRUE |  | 53000 | 45000 | 2.7 | 52000 | 2.3
215866827 | 10/30/24 | Live | Midea Electric Trading | AI AIR CONDITIONING | Multizone All Non-Ducted | 215866827 |  | HMSR-A-CB-O | A6MO23-55N2-M1H | Non-Ducted Indoor Units |  |  |  |  | 12 | 21.4 | 10.6 | TRUE | TRUE |  | 51000 | 45000 | 2.6 | 49000 | 2.2
215864117 | 10/30/24 | Live | Midea Electric Trading | WELLS | Multizone All Non-Ducted | 215864117 |  | HMSR-A-CB-O | WOM-60HH6/230 | Non-Ducted Indoor Units |  |  |  |  | 12 | 21.4 | 10.6 | TRUE | TRUE |  | 51000 | 45000 | 2.6 | 49000 | 2.2
215864116 | 10/30/24 | Live | Midea Electric Trading | WELLS | Multizone Mix of Ducted and Non-Ducted | 215864116 |  | HMSV-A-CB | WOM-48HH6/230 | Mixed Ducted and Non-Ducted Indoor Units |  |  |  |  | 11.85 | 20.8 | 10.6 | TRUE | TRUE |  | 46000 | 42500 | 2.5 | 44000 | 2.1
215866826 | 10/30/24 | Live | Midea Electric Trading | AI AIR CONDITIONING | Multizone Mix of Ducted and Non-Ducted | 215866826 |  | HMSV-A-CB | A6MO23-48N2-M1H | Mixed Ducted and Non-Ducted Indoor Units |  |  |  |  | 11.85 | 20.8 | 10.6 | TRUE | TRUE |  | 46000 | 42500 | 2.5 | 44000 | 2.1
215866825 | 10/30/24 | Live | Midea Electric Trading | AI AIR CONDITIONING | Multizone All Ducted | 215866825 |  | HMSV-A-CB | A6MO23-48N2-M1H | Ducted Indoor Units |  |  |  |  | 11.7 | 20.4 | 11 | TRUE | TRUE |  | 47000 | 44500 | 2.6 | 46000 | 2.2
215864115 | 10/30/24 | Live | Midea Electric Trading | WELLS | Multizone All Ducted | 215864115 |  | HMSV-A-CB | WOM-48HH6/230 | Ducted Indoor Units |  |  |  |  | 11.7 | 20.4 | 11 | TRUE | TRUE |  | 47000 | 44500 | 2.6 | 46000 | 2.2
215864114 | 10/30/24 | Live | Midea Electric Trading | WELLS | Multizone All Non-Ducted | 215864114 |  | HMSR-A-CB-O | WOM-48HH6/230 | Non-Ducted Indoor Units |  |  |  |  | 12 | 21.2 | 10.2 | TRUE | TRUE |  | 45000 | 40500 | 2.4 | 42000 | 2
215866824 | 10/30/24 | Live | Midea Electric Trading | AI AIR CONDITIONING | Multizone All Non-Ducted | 215866824 |  | HMSR-A-CB-O | A6MO23-48N2-M1H | Non-Ducted Indoor Units |  |  |  |  | 12 | 21.2 | 10.2 | TRUE | TRUE |  | 45000 | 40500 | 2.4 | 42000 | 2
215866823 | 10/30/24 | Live | Midea Electric Trading | AI AIR CONDITIONING | Multizone Mix of Ducted and Non-Ducted | 215866823 |  | HMSV-A-CB | A5MO23-36N2-M1H | Mixed Ducted and Non-Ducted Indoor Units |  |  |  |  | 12.1 | 20.45 | 10.85 | TRUE | TRUE |  | 36000 | 34800 | 2.39 | 38500 | 2.26
215864113 | 10/30/24 | Live | Midea Electric Trading | WELLS | Multizone Mix of Ducted and Non-Ducted | 215864113 |  | HMSV-A-CB | WOM-36HH5/230 | Mixed Ducted and Non-Ducted Indoor Units |  |  |  |  | 12.1 | 20.45 | 10.85 | TRUE | TRUE |  | 36000 | 34800 | 2.39 | 38500 | 2.26
215864112 | 10/30/24 | Live | Midea Electric Trading | WELLS | Multizone All Ducted | 215864112 |  | HMSV-A-CB | WOM-36HH5/230 | Ducted Indoor Units |  |  |  |  | 12 | 19.4 | 10.4 | TRUE | TRUE |  | 36000 | 33000 | 2.4 | 34000 | 2.2
215866822 | 10/30/24 | Live | Midea Electric Trading | AI AIR CONDITIONING | Multizone All Ducted | 215866822 |  | HMSV-A-CB | A5MO23-36N2-M1H | Ducted Indoor Units |  |  |  |  | 12 | 19.4 | 10.4 | TRUE | TRUE |  | 36000 | 33000 | 2.4 | 34000 | 2.2
215866821 | 10/30/24 | Live | Midea Electric Trading | AI AIR CONDITIONING | Multizone All Non-Ducted | 215866821 |  | HMSR-A-CB-O | A5MO23-36N2-M1H | Non-Ducted Indoor Units |  |  |  |  | 12.2 | 21.5 | 11.3 | TRUE | TRUE |  | 36000 | 36600 | 2.37 | 43000 | 2.3
215864111 | 10/30/24 | Live | Midea Electric Trading | WELLS | Multizone All Non-Ducted | 215864111 |  | HMSR-A-CB-O | WOM-36HH5/230 | Non-Ducted Indoor Units |  |  |  |  | 12.2 | 21.5 | 11.3 | TRUE | TRUE |  | 36000 | 36600 | 2.37 | 43000 | 2.3
215864110 | 10/30/24 | Live | Midea Electric Trading | WELLS | Multizone Mix of Ducted and Non-Ducted | 215864110 |  | HMSV-A-CB | WOM-27HH4/230 | Mixed Ducted and Non-Ducted Indoor Units |  |  |  |  | 12 | 20 | 9.75 | TRUE | TRUE |  | 27400 | 23200 | 2.4 | 27000 | 1.99
215866820 | 10/30/24 | Live | Midea Electric Trading | AI AIR CONDITIONING | Multizone Mix of Ducted and Non-Ducted | 215866820 |  | HMSV-A-CB | A4MO23-27N2-M1H | Mixed Ducted and Non-Ducted Indoor Units |  |  |  |  | 12 | 20 | 9.75 | TRUE | TRUE |  | 27400 | 23200 | 2.4 | 27000 | 1.99
215866819 | 10/30/24 | Live | Midea Electric Trading | AI AIR CONDITIONING | Multizone All Ducted | 215866819 |  | HMSV-A-CB | A4MO23-27N2-M1H | Ducted Indoor Units |  |  |  |  | 12 | 19 | 9.5 | TRUE | TRUE |  | 28000 | 23000 | 2.4 | 27000 | 2.1
215864109 | 10/30/24 | Live | Midea Electric Trading | WELLS | Multizone All Ducted | 215864109 |  | HMSV-A-CB | WOM-27HH4/230 | Ducted Indoor Units |  |  |  |  | 12 | 19 | 9.5 | TRUE | TRUE |  | 28000 | 23000 | 2.4 | 27000 | 2.1
215864108 | 10/30/24 | Live | Midea Electric Trading | WELLS | Multizone All Non-Ducted | 215864108 |  | HMSR-A-CB-O | WOM-27HH4/230 | Non-Ducted Indoor Units |  |  |  |  | 12 | 21 | 10 | TRUE | TRUE |  | 27000 | 23600 | 2.4 | 27000 | 1.9
215866818 | 10/30/24 | Live | Midea Electric Trading | AI AIR CONDITIONING | Multizone All Non-Ducted | 215866818 |  | HMSR-A-CB-O | A4MO23-27N2-M1H | Non-Ducted Indoor Units |  |  |  |  | 12 | 21 | 10 | TRUE | TRUE |  | 27000 | 23600 | 2.4 | 27000 | 1.9
215866817 | 10/30/24 | Live | Midea Electric Trading | AI AIR CONDITIONING | Multizone Mix of Ducted and Non-Ducted | 215866817 |  | HMSV-A-CB | A3MO23-18N2-M1H | Mixed Ducted and Non-Ducted Indoor Units |  |  |  |  | 13 | 20.5 | 10 | TRUE | TRUE |  | 19000 | 16700 | 2.55 | 20000 | 2.3
215864107 | 10/30/24 | Live | Midea Electric Trading | WELLS | Multizone Mix of Ducted and Non-Ducted | 215864107 |  | HMSV-A-CB | WOM-18HH3/230 | Mixed Ducted and Non-Ducted Indoor Units |  |  |  |  | 13 | 20.5 | 10 | TRUE | TRUE |  | 19000 | 16700 | 2.55 | 20000 | 2.3
215864106 | 10/30/24 | Live | Midea Electric Trading | WELLS | Multizone All Ducted | 215864106 |  | HMSV-A-CB | WOM-18HH3/230 | Ducted Indoor Units |  |  |  |  | 13 | 20 | 10 | TRUE | TRUE |  | 19000 | 17000 | 2.59 | 22000 | 2.5
215866816 | 10/30/24 | Live | Midea Electric Trading | AI AIR CONDITIONING | Multizone All Ducted | 215866816 |  | HMSV-A-CB | A3MO23-18N2-M1H | Ducted Indoor Units |  |  |  |  | 13 | 20 | 10 | TRUE | TRUE |  | 19000 | 17000 | 2.59 | 22000 | 2.5
215866815 | 10/30/24 | Live | Midea Electric Trading | AI AIR CONDITIONING | Multizone All Non-Ducted | 215866815 |  | HMSR-A-CB-O | A3MO23-18N2-M1H | Non-Ducted Indoor Units |  |  |  |  | 13 | 21 | 10 | TRUE | TRUE |  | 19000 | 16400 | 2.5 | 18000 | 2.1
215864105 | 10/30/24 | Live | Midea Electric Trading | WELLS | Multizone All Non-Ducted | 215864105 |  | HMSR-A-CB-O | WOM-18HH3/230 | Non-Ducted Indoor Units |  |  |  |  | 13 | 21 | 10 | TRUE | TRUE |  | 19000 | 16400 | 2.5 | 18000 | 2.1
215866697 | 10/30/24 | Live | Midea Electric Trading | KADEN | Multizone Mix of Ducted and Non-Ducted | 215866697 |  | HMSV-A-CB | KOB-HH-PS555HP-2AAMA | Mixed Ducted and Non-Ducted Indoor Units |  |  |  |  | 11.85 | 21.1 | 10.6 | FALSE | FALSE |  | 52000 | 44500 | 2.65 | 49500 | 2.39
215866696 | 10/30/24 | Live | Midea Electric Trading | KADEN | Multizone All Ducted | 215866696 |  | HMSV-A-CB | KOB-HH-PS555HP-2AAMA | Ducted Indoor Units |  |  |  |  | 11.7 | 20 | 10.7 | FALSE | FALSE |  | 53000 | 45000 | 2.7 | 52000 | 2.3
215866695 | 10/30/24 | Live | Midea Electric Trading | KADEN | Multizone All Non-Ducted | 215866695 |  | HMSR-A-CB-O | KOB-HH-PS555HP-2AAMA | Non-Ducted Indoor Units |  |  |  |  | 12 | 22.2 | 10.5 | FALSE | FALSE |  | 51000 | 44000 | 2.6 | 47000 | 2.5
215866694 | 10/30/24 | Live | Midea Electric Trading | KADEN | Multizone Mix of Ducted and Non-Ducted | 215866694 |  | HMSV-A-CB | KOB-HH-PS548HP-2AAMA | Mixed Ducted and Non-Ducted Indoor Units |  |  |  |  | 11.85 | 21.7 | 11 | FALSE | FALSE |  | 47000 | 44000 | 2.6 | 45500 | 2.1
215866693 | 10/30/24 | Live | Midea Electric Trading | KADEN | Multizone All Ducted | 215866693 |  | HMSV-A-CB | KOB-HH-PS548HP-2AAMA | Ducted Indoor Units |  |  |  |  | 11.7 | 20.4 | 11 | FALSE | FALSE |  | 47000 | 44500 | 2.6 | 46000 | 2.2
215866692 | 10/30/24 | Live | Midea Electric Trading | KADEN | Multizone All Non-Ducted | 215866692 |  | HMSR-A-CB-O | KOB-HH-PS548HP-2AAMA | Non-Ducted Indoor Units |  |  |  |  | 12 | 23 | 11 | FALSE | FALSE |  | 47000 | 44000 | 2.6 | 45000 | 2
215866691 | 10/30/24 | Live | Midea Electric Trading | KADEN | Multizone Mix of Ducted and Non-Ducted | 215866691 |  | HMSV-A-CB | KOB-HH-PS436HP-2AAMA | Mixed Ducted and Non-Ducted Indoor Units |  |  |  |  | 12.5 | 21.2 | 10.55 | FALSE | FALSE |  | 36000 | 31400 | 2.4 | 38000 | 2.41
215866690 | 10/30/24 | Live | Midea Electric Trading | KADEN | Multizone All Ducted | 215866690 |  | HMSV-A-CB | KOB-HH-PS436HP-2AAMA | Ducted Indoor Units |  |  |  |  | 12 | 19.4 | 10.4 | FALSE | FALSE |  | 36000 | 33000 | 2.4 | 34000 | 2.2
215866689 | 10/30/24 | Live | Midea Electric Trading | KADEN | Multizone All Non-Ducted | 215866689 |  | HMSR-A-CB-O | KOB-HH-PS436HP-2AAMA | Non-Ducted Indoor Units |  |  |  |  | 13 | 23 | 10.7 | FALSE | FALSE |  | 36000 | 30000 | 2.4 | 42000 | 2.6
215866688 | 10/30/24 | Live | Midea Electric Trading | KADEN | Multizone Mix of Ducted and Non-Ducted | 215866688 |  | HMSV-A-CB | KOB-HH-PS327HP-2AAMA | Mixed Ducted and Non-Ducted Indoor Units |  |  |  |  | 12.25 | 21 | 10 | FALSE | FALSE |  | 27400 | 24000 | 2.5 | 27500 | 2.15
215866687 | 10/30/24 | Live | Midea Electric Trading | KADEN | Multizone All Ducted | 215866687 |  | HMSV-A-CB | KOB-HH-PS327HP-2AAMA | Ducted Indoor Units |  |  |  |  | 12 | 19 | 9.5 | FALSE | FALSE |  | 28000 | 23000 | 2.4 | 27000 | 2.1
215866686 | 10/30/24 | Live | Midea Electric Trading | KADEN | Multizone All Non-Ducted | 215866686 |  | HMSR-A-CB-O | KOB-HH-PS327HP-2AAMA | Non-Ducted Indoor Units |  |  |  |  | 12.5 | 23 | 10.5 | FALSE | FALSE |  | 27000 | 25000 | 2.6 | 28000 | 2.2
215866685 | 10/30/24 | Live | Midea Electric Trading | KADEN | Multizone Mix of Ducted and Non-Ducted | 215866685 |  | HMSV-A-CB | KOB-HH-PS218HP-2AAMA | Mixed Ducted and Non-Ducted Indoor Units |  |  |  |  | 14 | 22.5 | 10.2 | FALSE | FALSE |  | 19000 | 17300 | 2.65 | 20500 | 2.36
215866684 | 10/30/24 | Live | Midea Electric Trading | KADEN | Multizone All Ducted | 215866684 |  | HMSV-A-CB | KOB-HH-PS218HP-2AAMA | Ducted Indoor Units |  |  |  |  | 13 | 20 | 10 | FALSE | FALSE |  | 19000 | 17000 | 2.59 | 22000 | 2.5
215866683 | 10/30/24 | Live | Midea Electric Trading | KADEN | Multizone All Non-Ducted | 215866683 |  | HMSR-A-CB-O | KOB-HH-PS218HP-2AAMA | Non-Ducted Indoor Units |  |  |  |  | 15 | 25 | 10.4 | FALSE | FALSE |  | 19000 | 17600 | 2.7 | 19000 | 2.2
215864035 | 10/30/24 | Live | Midea Electric Trading | WELLS | Singlezone Non-Ducted, Wall Placement | 215864035 |  | HRCU-A-CB-O | WOS-12ECO/230 | Mini-Splits | WIHW-12ECO/230 |  |  |  | 8.8 | 18 | 8.8 | FALSE | FALSE |  | 12000 | 8000 | 2.58 | 8300 | 2.41
215864034 | 10/30/24 | Live | Midea Electric Trading | WELLS | Singlezone Non-Ducted, Wall Placement | 215864034 |  | HRCU-A-CB-O | WOS-09ECO/230 | Mini-Splits | WIHW-09ECO/230 |  |  |  | 10.9 | 19 | 9.7 | TRUE | TRUE |  | 9000 | 8000 | 2.58 | 8300 | 2.41
215866739 | 10/30/24 | Live | Midea Electric Trading | AI AIR CONDITIONING | Singlezone Non-Ducted, Wall Placement | 215866739 |  | HRCU-A-CB-O | AO25-33N2-M1H | Mini-Splits | AW25-33N2-M1 |  |  |  | 11.7 | 20 | 10.5 | TRUE | TRUE |  | 33000 | 29600 | 2.61 | 30200 | 2
215864049 | 10/30/24 | Live | Midea Electric Trading | WELLS | Singlezone Non-Ducted, Wall Placement | 215864049 |  | HRCU-A-CB-O | WOS-33PRE/230 | Mini-Splits | WIHW-33MOC/230 |  |  |  | 11.7 | 20 | 10.5 | TRUE | TRUE |  | 33000 | 29600 | 2.61 | 30200 | 2
215864089 | 10/30/24 | Live | Midea Electric Trading | WELLS | Singlezone Non-Ducted, Floor Placement | 215864089 |  | HRCU-A-CB-O | WOS-24PRE/230 | Mini-Splits | WIFC-24MOC/230 |  |  |  | 12 | 20.4 | 12.1 | TRUE | TRUE |  | 22000 | 20200 | 2.74 | 23300 | 2.38
215866796 | 10/30/24 | Live | Midea Electric Trading | AI AIR CONDITIONING | Singlezone Non-Ducted, Floor Placement | 215866796 |  | HRCU-A-CB-O | AO25-24N2-M1H | Mini-Splits | AF-24N2-M1 |  |  |  | 12 | 20.4 | 12.1 | TRUE | TRUE |  | 22000 | 20200 | 2.74 | 23300 | 2.38
215866644 | 10/30/24 | Live | Midea Electric Trading | KADEN | Singlezone Non-Ducted, Wall Placement | 215866644 |  | HRCU-A-CB-O | KOB-HH-PSX24HP-2AAMA | Mini-Splits | KIB-PSX24CT-2AAMA |  |  |  | 12 | 20.7 | 11.6 | FALSE | FALSE |  | 23400 | 20400 | 2.78 | 23900 | 2.48
215866774 | 10/30/24 | Live | Midea Electric Trading | AI AIR CONDITIONING | Singlezone Non-Ducted, Wall Placement | 215866774 |  | HRCU-A-CB-O | AO25-24N2-M1H | Mini-Splits | AC-24N2-M1 |  |  |  | 12 | 20.7 | 11.6 | TRUE | TRUE |  | 23400 | 20400 | 2.78 | 23900 | 2.48
215864072 | 10/30/24 | Live | Midea Electric Trading | WELLS | Singlezone Non-Ducted, Wall Placement | 215864072 |  | HRCU-A-CB-O | WOS-24PRE/230 | Mini-Splits | WI4C-24MOC/230 |  |  |  | 12 | 20.7 | 11.6 | TRUE | TRUE |  | 23400 | 20400 | 2.78 | 23900 | 2.48
215864088 | 10/30/24 | Live | Midea Electric Trading | WELLS | Singlezone Non-Ducted, Floor Placement | 215864088 |  | HRCU-A-CB-O | WOS-18PRE/230 | Mini-Splits | WIFC-18MOC/230 |  |  |  | 12.5 | 20.4 | 10.3 | TRUE | TRUE |  | 17000 | 14400 | 2.54 | 20200 | 2.24
215866795 | 10/30/24 | Live | Midea Electric Trading | AI AIR CONDITIONING | Singlezone Non-Ducted, Floor Placement | 215866795 |  | HRCU-A-CB-O | AO25-18N2-M1H | Mini-Splits | AF-18N2-M1 |  |  |  | 12.5 | 20.4 | 10.3 | TRUE | TRUE |  | 17000 | 14400 | 2.54 | 20200 | 2.24
215866794 | 10/30/24 | Live | Midea Electric Trading | AI AIR CONDITIONING | Singlezone Non-Ducted, Wall Placement | 215866794 |  | HRCU-A-CB-O | AO25-18N2-M1H | Mini-Splits | AS-16N2-M1 |  |  |  | 12.5 | 20 | 10.3 | TRUE | TRUE |  | 16000 | 14200 | 2.6 | 18800 | 2.13
215864087 | 10/30/24 | Live | Midea Electric Trading | WELLS | Singlezone Non-Ducted, Wall Placement | 215864087 |  | HRCU-A-CB-O | WOS-18PRE/230 | Mini-Splits | WICS-16MOC/230 |  |  |  | 12.5 | 20 | 10.3 | TRUE | TRUE |  | 16000 | 14200 | 2.6 | 18800 | 2.13
215864071 | 10/30/24 | Live | Midea Electric Trading | WELLS | Singlezone Non-Ducted, Ceiling Placement | 215864071 |  | HRCU-A-CB-O | WOS-18PRE/230 | Mini-Splits | WI4C-18MOC/230 |  |  |  | 12.5 | 20 | 12.3 | TRUE | TRUE |  | 16000 | 14900 | 2.7 | 18000 | 2.1
215866773 | 10/30/24 | Live | Midea Electric Trading | AI AIR CONDITIONING | Singlezone Non-Ducted, Ceiling Placement | 215866773 |  | HRCU-A-CB-O | AO25-18N2-M1H | Mini-Splits | AC-18N2-M1 |  |  |  | 12.5 | 20 | 12.3 | TRUE | TRUE |  | 16000 | 14900 | 2.7 | 18000 | 2.1
215866643 | 10/30/24 | Live | Midea Electric Trading | KADEN | Singlezone Non-Ducted, Ceiling Placement | 215866643 |  | HRCU-A-CB-O | KOB-HH-PSX18HP-2AAMA | Mini-Splits | KIB-PSX18CT-2AAMA |  |  |  | 12.5 | 20 | 12.3 | FALSE | FALSE |  | 16000 | 14900 | 2.7 | 18000 | 2.1
215866664 | 10/30/24 | Live | Midea Electric Trading | KADEN | Singlezone Non-Ducted, Ceiling Placement | 215866664 |  | HRCU-A-CB-O | KOB-HH-PSX18HP-2AAMA | Mini-Splits | KIB-PSX18CW-2AAMA |  |  |  | 12.5 | 20.6 | 12.2 | FALSE | FALSE |  | 16700 | 14500 | 2.5 | 18800 | 2.05
215866780 | 10/30/24 | Live | Midea Electric Trading | AI AIR CONDITIONING | Singlezone Non-Ducted, Ceiling Placement | 215866780 |  | HRCU-A-CB-O | AO25-18N2-M1H | Mini-Splits | A1C-18N2-M1 |  |  |  | 12.5 | 20.6 | 12.2 | TRUE | TRUE |  | 16700 | 14500 | 2.5 | 18800 | 2.05
215864076 | 10/30/24 | Live | Midea Electric Trading | WELLS | Singlezone Non-Ducted, Ceiling Placement | 215864076 |  | HRCU-A-CB-O | WOS-18PRE/230 | Mini-Splits | WI1C-18MOC/230 |  |  |  | 12.5 | 20.6 | 12.2 | TRUE | TRUE |  | 16700 | 14500 | 2.5 | 18800 | 2.05
215864070 | 10/30/24 | Live | Midea Electric Trading | WELLS | Singlezone Non-Ducted, Ceiling Placement | 215864070 |  | HRCU-A-CB-O | WOS-12PRE/230 | Mini-Splits | WI4C-12MOC/230 |  |  |  | 12.5 | 22.2 | 11.6 | TRUE | TRUE |  | 12000 | 10000 | 2.74 | 12900 | 2.14
215866772 | 10/30/24 | Live | Midea Electric Trading | AI AIR CONDITIONING | Singlezone Non-Ducted, Ceiling Placement | 215866772 |  | HRCU-A-CB-O | AO25-12N2-M1H | Mini-Splits | AC-12N2-M1 |  |  |  | 12.5 | 22.2 | 11.6 | TRUE | TRUE |  | 12000 | 10000 | 2.74 | 12900 | 2.14
215866642 | 10/30/24 | Live | Midea Electric Trading | KADEN | Singlezone Non-Ducted, Ceiling Placement | 215866642 |  | HRCU-A-CB-O | KOB-HH-PSX12HP-2AAMA | Mini-Splits | KIB-PSX12CT-2AAMA |  |  |  | 12.5 | 22.2 | 11.6 | FALSE | FALSE |  | 12000 | 10000 | 2.74 | 12900 | 2.14
215866663 | 10/30/24 | Live | Midea Electric Trading | KADEN | Singlezone Non-Ducted, Ceiling Placement | 215866663 |  | HRCU-A-CB-O | KOB-HH-PSX12HP-2AAMA | Mini-Splits | KIB-PSX12CW-2AAMA |  |  |  | 13 | 23 | 10 | FALSE | FALSE |  | 12000 | 9600 | 2.65 | 11900 | 1.95
215866779 | 10/30/24 | Live | Midea Electric Trading | AI AIR CONDITIONING | Singlezone Non-Ducted, Ceiling Placement | 215866779 |  | HRCU-A-CB-O | AO25-12N2-M1H | Mini-Splits | A1C-12N2-M1 |  |  |  | 13 | 23 | 10 | TRUE | TRUE |  | 12000 | 9600 | 2.65 | 11900 | 1.95
215864075 | 10/30/24 | Live | Midea Electric Trading | WELLS | Singlezone Non-Ducted, Ceiling Placement | 215864075 |  | HRCU-A-CB-O | WOS-12PRE/230 | Mini-Splits | WI1C-12MOC/230 |  |  |  | 13 | 23 | 10 | TRUE | TRUE |  | 12000 | 9600 | 2.65 | 11900 | 1.95
215866792 | 10/30/24 | Live | Midea Electric Trading | AI AIR CONDITIONING | Singlezone Non-Ducted, Wall Placement | 215866792 |  | HRCU-A-CB-O | AO25-09N2-M1H | Mini-Splits | AS-09N2-M1 |  |  |  | 15.1 | 27.2 | 10.9 | TRUE | TRUE |  | 9000 | 9800 | 2.71 | 12200 | 2.17
215864085 | 10/30/24 | Live | Midea Electric Trading | WELLS | Singlezone Non-Ducted, Wall Placement | 215864085 |  | HRCU-A-CB-O | WOS-09PRE/230 | Mini-Splits | WICS-09MOC/230 |  |  |  | 15.1 | 27.2 | 10.9 | TRUE | TRUE |  | 9000 | 9800 | 2.71 | 12200 | 2.17
215866661 | 10/30/24 | Live | Midea Electric Trading | KADEN | Singlezone Non-Ducted, Ceiling Placement | 215866661 |  | HRCU-A-CB-O | KOB-HH-PSX06HP-2AAMA | Mini-Splits | KIB-PSX06CW-2AAMA |  |  |  | 15 | 22 | 12 | FALSE | FALSE |  | 6500 | 7000 | 2.66 | 9500 | 2.53
215866777 | 10/30/24 | Live | Midea Electric Trading | AI AIR CONDITIONING | Singlezone Non-Ducted, Ceiling Placement | 215866777 |  | HRCU-A-CB-O | AO25-06N2-M1H | Mini-Splits | A1C-06N2-M1 |  |  |  | 15 | 22 | 12 | TRUE | TRUE |  | 6500 | 7000 | 2.66 | 9500 | 2.53
215864073 | 10/30/24 | Live | Midea Electric Trading | WELLS | Singlezone Non-Ducted, Ceiling Placement | 215864073 |  | HRCU-A-CB-O | WOS-06PRE/230 | Mini-Splits | WI1C-06MOC/230 |  |  |  | 15 | 22 | 12 | TRUE | TRUE |  | 6500 | 7000 | 2.66 | 9500 | 2.53
215866628 | 10/30/24 | Live | Midea Electric Trading | KADEN | Singlezone Non-Ducted, Wall Placement | 215866628 |  | HRCU-A-CB-O | KOB-HH-PSX06HP-2AAMA | Mini-Splits | KIB-PSX06WM-2AAMA |  |  |  | 18 | 25.5 | 14.8 | FALSE | FALSE |  | 6000 | 7900 | 2.79 | 8600 | 2.38
215866725 | 10/30/24 | Live | Midea Electric Trading | AI AIR CONDITIONING | Singlezone Non-Ducted, Wall Placement | 215866725 |  | HRCU-A-CB-O | AO21-24N2-M1 | Mini-Splits | AW21-24N2-M1 |  |  |  | 9.6 | 18.5 | 9 | TRUE | TRUE |  | 24000 | 17200 | 2.46 | 20200 | 2.26
215894262 | 10/30/24 | Live | Midea Electric Trading | NUTECH | Singlezone Non-Ducted, Wall Placement | 215894262 |  | HRCU-A-CB-O | NOX430-24HFN10-230 | Mini-Splits | NSAG11D-24HRFN10-230 |  |  |  | 9.6 | 18.5 | 9 | FALSE | FALSE |  | 24000 | 17200 | 2.46 | 20200 | 2.26
215866770 | 10/30/24 | Live | Midea Electric Trading | AI AIR CONDITIONING | Singlezone Non-Ducted, Floor Placement | 215866770 |  | HRCU-A-CB-O | ASO24-60N2-M2 | Mini-Splits | AF-60N2-M1 |  |  |  | 9.5 | 19.5 | 9.5 | FALSE | FALSE |  | 54000 | 37200 | 2.53 | 45300 | 2.22
215866769 | 10/30/24 | Live | Midea Electric Trading | AI AIR CONDITIONING | Singlezone Non-Ducted, Floor Placement | 215866769 |  | HRCU-A-CB-O | ASO24-48N2-M2 | Mini-Splits | AF-48N2-M1 |  |  |  | 9.5 | 19.8 | 10.2 | TRUE | TRUE |  | 48000 | 39500 | 2.4 | 45100 | 2.13
215866768 | 10/30/24 | Live | Midea Electric Trading | AI AIR CONDITIONING | Singlezone Non-Ducted, Floor Placement | 215866768 |  | HRCU-A-CB-O | ASO24-36N2-M2 | Mini-Splits | AF-36N2-M1 |  |  |  | 10.1 | 20 | 10 | FALSE | FALSE |  | 36000 | 26400 | 2.68 | 30900 | 2.36
215866748 | 10/30/24 | Live | Midea Electric Trading | AI AIR CONDITIONING | Singlezone Non-Ducted, Wall Placement | 215866748 |  | HRCU-A-CB-O | ASO24-36N2-M2 | Mini-Splits | AC-36N2-M1 |  |  |  | 9.6 | 20 | 10.3 | TRUE | TRUE |  | 36000 | 26800 | 2.68 | 28100 | 2.22
215866799 | 10/30/24 | Live | Midea Electric Trading | AI AIR CONDITIONING | Singlezone Non-Ducted, Floor Placement | 215866799 |  | HRCU-A-CB-O | ASO25-60N2-M2H | Mini-Splits | AF-60N2-M1 |  |  |  | 9 | 18 | 10.7 | TRUE | TRUE |  | 54000 | 41000 | 2.33 | 58000 | 2.17
215866798 | 10/30/24 | Live | Midea Electric Trading | AI AIR CONDITIONING | Singlezone Non-Ducted, Floor Placement | 215866798 |  | HRCU-A-CB-O | ASO25-48N2-M2H | Mini-Splits | AF-48N2-M1 |  |  |  | 9.4 | 18.5 | 10.1 | TRUE | TRUE |  | 48000 | 38500 | 2.38 | 44500 | 2.23
215866776 | 10/30/24 | Live | Midea Electric Trading | AI AIR CONDITIONING | Singlezone Non-Ducted, Wall Placement | 215866776 |  | HRCU-A-CB-O | ASO25-48N2-M2H | Mini-Splits | AC-48N2-M1 |  |  |  | 10 | 18 | 11 | TRUE | TRUE |  | 48000 | 44000 | 2.44 | 48000 | 2.17
215866797 | 10/30/24 | Live | Midea Electric Trading | AI AIR CONDITIONING | Singlezone Non-Ducted, Floor Placement | 215866797 |  | HRCU-A-CB-O | ASO25-36N2-M2H | Mini-Splits | AF-36N2-M1 |  |  |  | 12 | 20 | 10.8 | TRUE | TRUE |  | 36400 | 30200 | 2.58 | 42400 | 2.16
215866775 | 10/30/24 | Live | Midea Electric Trading | AI AIR CONDITIONING | Singlezone Non-Ducted, Wall Placement | 215866775 |  | HRCU-A-CB-O | ASO25-36N2-M2H | Mini-Splits | AC-36N2-M1 |  |  |  | 12 | 21.2 | 10.6 | TRUE | TRUE |  | 36600 | 30600 | 2.56 | 46200 | 2.17
215866640 | 10/30/24 | Live | Midea Electric Trading | KADEN | Singlezone Non-Ducted, Wall Placement | 215866640 |  | HRCU-A-CB-O | KOB-PSX36HP-2AAMA | Mini-Splits | KIB-PSX36WM-2AAMA |  |  |  | 8.6 | 19 | 8.5 | FALSE | FALSE |  | 36000 | 24200 | 2.28 | 25600 | 2.27
215866727 | 10/30/24 | Live | Midea Electric Trading | AI AIR CONDITIONING | Singlezone Non-Ducted, Wall Placement | 215866727 |  | HRCU-A-CB-O | AO21-36N2-M1 | Mini-Splits | AW21-36N2-M1 |  |  |  | 9.3 | 19.5 | 9.1 | FALSE | FALSE |  | 36000 | 25600 | 2.3 | 25600 | 2.27
215866639 | 10/30/24 | Live | Midea Electric Trading | KADEN | Singlezone Non-Ducted, Wall Placement | 215866639 |  | HRCU-A-CB-O | KOB-PSX30HP-2AAMA | Mini-Splits | KIB-PSX30WM-2AAMA |  |  |  | 12 | 20.5 | 9.5 | FALSE | FALSE |  | 30000 | 20400 | 2.52 | 21000 | 2.08
215866726 | 10/30/24 | Live | Midea Electric Trading | AI AIR CONDITIONING | Singlezone Non-Ducted, Wall Placement | 215866726 |  | HRCU-A-CB-O | AO21-30N2-M1 | Mini-Splits | AW21-30N2-M1 |  |  |  | 12 | 22.3 | 9 | TRUE | FALSE |  | 30000 | 20000 | 2.4 | 21500 | 2.2
215866724 | 10/30/24 | Live | Midea Electric Trading | AI AIR CONDITIONING | Singlezone Non-Ducted, Wall Placement | 215866724 |  | HRCU-A-CB-O | AO21-18N2-M1 | Mini-Splits | AW21-18N2-M1 |  |  |  | 11.5 | 20.2 | 9.1 | FALSE | FALSE |  | 18000 | 11700 | 2.62 | 13300 | 2.41
215894261 | 10/30/24 | Live | Midea Electric Trading | NUTECH | Singlezone Non-Ducted, Wall Placement | 215894261 |  | HRCU-A-CB-O | NOX330-18HFN10-230 | Mini-Splits | NSAG11C-18HRFN10-230 |  |  |  | 11.5 | 20.2 | 9.1 | FALSE | FALSE |  | 18000 | 11700 | 2.62 | 13300 | 2.41
215894260 | 10/30/24 | Live | Midea Electric Trading | NUTECH | Singlezone Non-Ducted, Wall Placement | 215894260 |  | HRCU-A-CB-O | NOX230-12HFN10-230 | Mini-Splits | NSAG11B-12HRFN10-230 |  |  |  | 10.8 | 21.3 | 9.2 | FALSE | FALSE |  | 12000 | 8300 | 2.32 | 9300 | 2.11
215866723 | 10/30/24 | Live | Midea Electric Trading | AI AIR CONDITIONING | Singlezone Non-Ducted, Wall Placement | 215866723 |  | HRCU-A-CB-O | AO21-12N2-M1 | Mini-Splits | AW21-12N2-M1 |  |  |  | 10.8 | 21.3 | 9.2 | FALSE | FALSE |  | 12000 | 8300 | 2.32 | 9300 | 2.11
215866722 | 10/30/24 | Live | Midea Electric Trading | AI AIR CONDITIONING | Singlezone Non-Ducted, Wall Placement | 215866722 |  | HRCU-A-CB-O | AO21-09N2-M1 | Mini-Splits | AW21-09N2-M1 |  |  |  | 12.6 | 21.6 | 9.4 | TRUE | TRUE |  | 9000 | 6600 | 2.45 | 7500 | 2
215894259 | 10/30/24 | Live | Midea Electric Trading | NUTECH | Singlezone Non-Ducted, Wall Placement | 215894259 |  | HRCU-A-CB-O | NOX230-09HFN10-230 | Mini-Splits | NSAG11A-09HRFN10-230 |  |  |  | 12.6 | 21.6 | 9.4 | FALSE | FALSE |  | 9000 | 6600 | 2.45 | 7500 | 2
215894258 | 10/30/24 | Live | Midea Electric Trading | NUTECH | Singlezone Non-Ducted, Wall Placement | 215894258 |  | HRCU-A-CB-O | NOX230-12HFN10-115 | Mini-Splits | NSAG11B-12HRFN10-115 |  |  |  | 10 | 21.3 | 8.7 | FALSE | FALSE |  | 12000 | 7800 | 2.31 | 8100 | 1.99
215866721 | 10/30/24 | Live | Midea Electric Trading | AI AIR CONDITIONING | Singlezone Non-Ducted, Wall Placement | 215866721 |  | HRCU-A-CB-O | AO21-12N2-B1 | Mini-Splits | AW21-12N2-B1 |  |  |  | 10 | 21.3 | 8.7 | FALSE | FALSE |  | 12000 | 7800 | 2.31 | 8100 | 1.99
215866720 | 10/30/24 | Live | Midea Electric Trading | AI AIR CONDITIONING | Singlezone Non-Ducted, Wall Placement | 215866720 |  | HRCU-A-CB-O | AO21-09N2-B1 | Mini-Splits | AW21-09N2-B1 |  |  |  | 12.5 | 21.5 | 9 | TRUE | TRUE |  | 9000 | 6600 | 2.33 | 7600 | 1.9
215894257 | 10/30/24 | Live | Midea Electric Trading | NUTECH | Singlezone Non-Ducted, Wall Placement | 215894257 |  | HRCU-A-CB-O | NOX230-09HFN10-115 | Mini-Splits | NSAG11A-09HRFN10-115 |  |  |  | 12.5 | 21.5 | 9 | FALSE | FALSE |  | 9000 | 6600 | 2.33 | 7600 | 1.9
215864068 | 10/30/24 | Live | Midea Electric Trading | WELLS | Singlezone Non-Ducted, Floor Placement | 215864068 |  | HRCU-A-CB-O | WOS-24QUA/230 | Mini-Splits | WIFC-24MOC/230 |  |  |  | 12.2 | 21.1 | 11.1 | TRUE | TRUE |  | 24000 | 20000 | 2.56 | 20000 | 2.31
215866767 | 10/30/24 | Live | Midea Electric Trading | AI AIR CONDITIONING | Singlezone Non-Ducted, Floor Placement | 215866767 |  | HRCU-A-CB-O | AO24-24N2-M1 | Mini-Splits | AF-24N2-M1 |  |  |  | 12.2 | 21.1 | 11.1 | TRUE | TRUE |  | 24000 | 20000 | 2.56 | 20000 | 2.31
215866638 | 10/30/24 | Live | Midea Electric Trading | KADEN | Singlezone Non-Ducted, Wall Placement | 215866638 |  | HRCU-A-CB-O | KOB-PSX24HP-2AAMA | Mini-Splits | KIB-PSX24WM-2AAMA |  |  |  | 14 | 23 | 11.7 | FALSE | FALSE |  | 24000 | 18800 | 2.65 | 19300 | 2.33
215864067 | 10/30/24 | Live | Midea Electric Trading | WELLS | Singlezone Non-Ducted, Floor Placement | 215864067 |  | HRCU-A-CB-O | WOS-18QUA/230 | Mini-Splits | WIFC-18MOC/230 |  |  |  | 12.5 | 22.3 | 10.4 | TRUE | TRUE |  | 18000 | 13700 | 2.51 | 15100 | 2.38
215866766 | 10/30/24 | Live | Midea Electric Trading | AI AIR CONDITIONING | Singlezone Non-Ducted, Floor Placement | 215866766 |  | HRCU-A-CB-O | AO24-18N2-M1 | Mini-Splits | AF-18N2-M1 |  |  |  | 12.5 | 22.3 | 10.4 | TRUE | TRUE |  | 18000 | 13700 | 2.51 | 15100 | 2.38
215866765 | 10/30/24 | Live | Midea Electric Trading | AI AIR CONDITIONING | Singlezone Non-Ducted, Wall Placement | 215866765 |  | HRCU-A-CB-O | AO24-18N2-M1 | Mini-Splits | AS-16N2-M1 |  |  |  | 12.5 | 23.8 | 13.5 | TRUE | TRUE |  | 16000 | 14100 | 2.75 | 14600 | 2.58
215864066 | 10/30/24 | Live | Midea Electric Trading | WELLS | Singlezone Non-Ducted, Wall Placement | 215864066 |  | HRCU-A-CB-O | WOS-18QUA/230 | Mini-Splits | WICS-16MOC/230 |  |  |  | 12.5 | 23.8 | 13.5 | TRUE | TRUE |  | 16000 | 14100 | 2.75 | 14600 | 2.58
215864052 | 10/30/24 | Live | Midea Electric Trading | WELLS | Singlezone Non-Ducted, Ceiling Placement | 215864052 |  | HRCU-A-CB-O | WOS-18QUA/230 | Mini-Splits | WI4C-18MOC/230 |  |  |  | 12.5 | 20.7 | 11.4 | TRUE | TRUE |  | 16800 | 13900 | 2.66 | 14800 | 2.36
215866746 | 10/30/24 | Live | Midea Electric Trading | AI AIR CONDITIONING | Singlezone Non-Ducted, Ceiling Placement | 215866746 |  | HRCU-A-CB-O | AO24-18N2-M1 | Mini-Splits | AC-18N2-M1 |  |  |  | 12.5 | 20.7 | 11.4 | TRUE | TRUE |  | 16800 | 13900 | 2.66 | 14800 | 2.36
215866647 | 10/30/24 | Live | Midea Electric Trading | KADEN | Singlezone Non-Ducted, Ceiling Placement | 215866647 |  | HRCU-A-CB-O | KOB-PSX18HP-2AAMA | Mini-Splits | KIB-PSX18CT-2AAMA |  |  |  | 12.5 | 20.7 | 11.4 | FALSE | FALSE |  | 16800 | 13900 | 2.66 | 14800 | 2.36
215866667 | 10/30/24 | Live | Midea Electric Trading | KADEN | Singlezone Non-Ducted, Ceiling Placement | 215866667 |  | HRCU-A-CB-O | KOB-PSX18HP-2AAMA | Mini-Splits | KIB-PSX18CW-2AAMA |  |  |  | 12.5 | 22.2 | 12.2 | FALSE | FALSE |  | 18000 | 14000 | 2.77 | 15200 | 2.47
215866752 | 10/30/24 | Live | Midea Electric Trading | AI AIR CONDITIONING | Singlezone Non-Ducted, Ceiling Placement | 215866752 |  | HRCU-A-CB-O | AO24-18N2-M1 | Mini-Splits | A1C-18N2-M1 |  |  |  | 12.5 | 22.2 | 12.2 | TRUE | TRUE |  | 18000 | 14000 | 2.77 | 15200 | 2.47
215864056 | 10/30/24 | Live | Midea Electric Trading | WELLS | Singlezone Non-Ducted, Ceiling Placement | 215864056 |  | HRCU-A-CB-O | WOS-18QUA/230 | Mini-Splits | WI1C-18MOC/230 |  |  |  | 12.5 | 22.2 | 12.2 | TRUE | TRUE |  | 18000 | 14000 | 2.77 | 15200 | 2.47
215866637 | 10/30/24 | Live | Midea Electric Trading | KADEN | Singlezone Non-Ducted, Wall Placement | 215866637 |  | HRCU-A-CB-O | KOB-PSX18HP-2AAMA | Mini-Splits | KIB-PSX18WM-2AAMA |  |  |  | 12.7 | 23.5 | 10.8 | FALSE | FALSE |  | 18000 | 13600 | 2.73 | 14900 | 2.43
215866764 | 10/30/24 | Live | Midea Electric Trading | AI AIR CONDITIONING | Singlezone Non-Ducted, Wall Placement | 215866764 |  | HRCU-A-CB-O | AO24-12N2-M1 | Mini-Splits | AS-12N2-M1 |  |  |  | 12.7 | 24.6 | 11 | TRUE | TRUE |  | 12000 | 9000 | 2.87 | 9600 | 2.49
215864065 | 10/30/24 | Live | Midea Electric Trading | WELLS | Singlezone Non-Ducted, Wall Placement | 215864065 |  | HRCU-A-CB-O | WOS-12QUA/230 | Mini-Splits | WICS-12MOC/230 |  |  |  | 12.7 | 24.6 | 11 | TRUE | TRUE |  | 12000 | 9000 | 2.87 | 9600 | 2.49
215864051 | 10/30/24 | Live | Midea Electric Trading | WELLS | Singlezone Non-Ducted, Ceiling Placement | 215864051 |  | HRCU-A-CB-O | WOS-12QUA/230 | Mini-Splits | WI4C-12MOC/230 |  |  |  | 12.5 | 21.1 | 10.4 | TRUE | TRUE |  | 12000 | 8500 | 2.8 | 9300 | 2.55
215866745 | 10/30/24 | Live | Midea Electric Trading | AI AIR CONDITIONING | Singlezone Non-Ducted, Ceiling Placement | 215866745 |  | HRCU-A-CB-O | AO24-12N2-M1 | Mini-Splits | AC-12N2-M1 |  |  |  | 12.5 | 21.1 | 10.4 | TRUE | TRUE |  | 12000 | 8500 | 2.8 | 9300 | 2.55
215866646 | 10/30/24 | Live | Midea Electric Trading | KADEN | Singlezone Non-Ducted, Ceiling Placement | 215866646 |  | HRCU-A-CB-O | KOB-PSX12HP-2AAMA | Mini-Splits | KIB-PSX12CT-2AAMA |  |  |  | 12.5 | 21.1 | 10.4 | FALSE | FALSE |  | 12000 | 8500 | 2.8 | 9300 | 2.55
215866666 | 10/30/24 | Live | Midea Electric Trading | KADEN | Singlezone Non-Ducted, Ceiling Placement | 215866666 |  | HRCU-A-CB-O | KOB-PSX12HP-2AAMA | Mini-Splits | KIB-PSX12CW-2AAMA |  |  |  | 12.3 | 22.1 | 10 | FALSE | FALSE |  | 12000 | 8600 | 2.77 | 10000 | 2.59
215866751 | 10/30/24 | Live | Midea Electric Trading | AI AIR CONDITIONING | Singlezone Non-Ducted, Ceiling Placement | 215866751 |  | HRCU-A-CB-O | AO24-12N2-M1 | Mini-Splits | A1C-12N2-M1 |  |  |  | 12.3 | 22.1 | 10 | TRUE | TRUE |  | 12000 | 8600 | 2.77 | 10000 | 2.59
215864055 | 10/30/24 | Live | Midea Electric Trading | WELLS | Singlezone Non-Ducted, Ceiling Placement | 215864055 |  | HRCU-A-CB-O | WOS-12QUA/230 | Mini-Splits | WI1C-12MOC/230 |  |  |  | 12.3 | 22.1 | 10 | TRUE | TRUE |  | 12000 | 8600 | 2.77 | 10000 | 2.59
215866636 | 10/30/24 | Live | Midea Electric Trading | KADEN | Singlezone Non-Ducted, Wall Placement | 215866636 |  | HRCU-A-CB-O | KOB-PSX12HP-2AAMA | Mini-Splits | KIB-PSX12WM-2AAMA |  |  |  | 13 | 25.5 | 10.6 | FALSE | FALSE |  | 12000 | 9300 | 2.84 | 9600 | 2.38
215866763 | 10/30/24 | Live | Midea Electric Trading | AI AIR CONDITIONING | Singlezone Non-Ducted, Wall Placement | 215866763 |  | HRCU-A-CB-O | AO24-09N2-M1 | Mini-Splits | AS-09N2-M1 |  |  |  | 16.2 | 26 | 13.9 | TRUE | TRUE |  | 9000 | 9000 | 2.9 | 9600 | 2.49
215864064 | 10/30/24 | Live | Midea Electric Trading | WELLS | Singlezone Non-Ducted, Wall Placement | 215864064 |  | HRCU-A-CB-O | WOS-09QUA/230 | Mini-Splits | WICS-09MOC/230 |  |  |  | 16.2 | 26 | 13.9 | TRUE | TRUE |  | 9000 | 9000 | 2.9 | 9600 | 2.49
215866744 | 10/30/24 | Live | Midea Electric Trading | AI AIR CONDITIONING | Singlezone Non-Ducted, Ceiling Placement | 215866744 |  | HRCU-A-CB-O | AO24-09N2-M1 | Mini-Splits | AC-09N2-M1 |  |  |  | 14.3 | 21.6 | 11.3 | TRUE | TRUE |  | 9000 | 8500 | 2.8 | 9300 | 2.55
215866645 | 10/30/24 | Live | Midea Electric Trading | KADEN | Singlezone Non-Ducted, Ceiling Placement | 215866645 |  | HRCU-A-CB-O | KOB-PSX09HP-2AAMA | Mini-Splits | KIB-PSX09CT-2AAMA |  |  |  | 14.3 | 21.6 | 11.3 | FALSE | FALSE |  | 9000 | 8500 | 2.8 | 9300 | 2.55
215864050 | 10/30/24 | Live | Midea Electric Trading | WELLS | Singlezone Non-Ducted, Ceiling Placement | 215864050 |  | HRCU-A-CB-O | WOS-09QUA/230 | Mini-Splits | WI4C-09MOC/230 |  |  |  | 14.3 | 21.6 | 11.3 | TRUE | TRUE |  | 9000 | 8500 | 2.8 | 9300 | 2.55
215866750 | 10/30/24 | Live | Midea Electric Trading | AI AIR CONDITIONING | Singlezone Non-Ducted, Ceiling Placement | 215866750 |  | HRCU-A-CB-O | AO24-09N2-M1 | Mini-Splits | A1C-09N2-M1 |  |  |  | 14.4 | 22.1 | 11.8 | TRUE | TRUE |  | 9000 | 7900 | 2.69 | 9900 | 2.59
215866665 | 10/30/24 | Live | Midea Electric Trading | KADEN | Singlezone Non-Ducted, Ceiling Placement | 215866665 |  | HRCU-A-CB-O | KOB-PSX09HP-2AAMA | Mini-Splits | KIB-PSX09CW-2AAMA |  |  |  | 14.4 | 22.1 | 11.8 | FALSE | FALSE |  | 9000 | 7900 | 2.69 | 9900 | 2.59
215864054 | 10/30/24 | Live | Midea Electric Trading | WELLS | Singlezone Non-Ducted, Ceiling Placement | 215864054 |  | HRCU-A-CB-O | WOS-09QUA/230 | Mini-Splits | WI1C-09MOC/230 |  |  |  | 14.4 | 22.1 | 11.8 | TRUE | TRUE |  | 9000 | 7900 | 2.69 | 9900 | 2.59
215866635 | 10/30/24 | Live | Midea Electric Trading | KADEN | Singlezone Non-Ducted, Wall Placement | 215866635 |  | HRCU-A-CB-O | KOB-PSX09HP-2AAMA | Mini-Splits | KIB-PSX09WM-2AAMA |  |  |  | 14.9 | 25.8 | 12.5 | FALSE | FALSE |  | 9000 | 8100 | 2.83 | 9400 | 2.37
215866634 | 10/30/24 | Live | Midea Electric Trading | KADEN | Singlezone Non-Ducted, Wall Placement | 215866634 |  | HRCU-A-CB-O | KOB-PSX12HP-1AAMA | Mini-Splits | KIB-PSX12WM-1AAMA |  |  |  | 13 | 23.4 | 9.5 | FALSE | FALSE |  | 12000 | 8700 | 2.68 | 8700 | 2.43
215866633 | 10/30/24 | Live | Midea Electric Trading | KADEN | Singlezone Non-Ducted, Wall Placement | 215866633 |  | HRCU-A-CB-O | KOB-PSX09HP-1AAMA | Mini-Splits | KIB-PSX09WM-1-AAMA |  |  |  | 14.5 | 25.4 | 10 | FALSE | FALSE |  | 9000 | 8500 | 2.71 | 8600 | 2.4
215866632 | 10/30/24 | Live | Midea Electric Trading | KADEN | Singlezone Non-Ducted, Wall Placement | 215866632 |  | HRCU-A-CB-O | KOB-HH-PSX24HP-2AAMA | Mini-Splits | KIB-PSX24WM-2AAMA |  |  |  | 13 | 21 | 13.5 | FALSE | FALSE |  | 24000 | 21000 | 2.88 | 23200 | 2.35
215864069 | 10/30/24 | Live | Midea Electric Trading | WELLS | Singlezone Non-Ducted, Ceiling Placement | 215864069 |  | HRCU-A-CB-O | WOS-09PRE/230 | Mini-Splits | WI4C-09MOC/230 |  |  |  | 14 | 22.6 | 12.1 | TRUE | TRUE |  | 9000 | 9700 | 2.63 | 12600 | 2.1
215866641 | 10/30/24 | Live | Midea Electric Trading | KADEN | Singlezone Non-Ducted, Ceiling Placement | 215866641 |  | HRCU-A-CB-O | KOB-HH-PSX09HP-2AAMA | Mini-Splits | KIB-PSX09CT-2AAMA |  |  |  | 14 | 22.6 | 12.1 | FALSE | FALSE |  | 9000 | 9700 | 2.63 | 12600 | 2.1
215866771 | 10/30/24 | Live | Midea Electric Trading | AI AIR CONDITIONING | Singlezone Non-Ducted, Ceiling Placement | 215866771 |  | HRCU-A-CB-O | AO25-09N2-M1H | Mini-Splits | AC-09N2-M1 |  |  |  | 14 | 22.6 | 12.1 | TRUE | TRUE |  | 9000 | 9700 | 2.63 | 12600 | 2.1
215866778 | 10/30/24 | Live | Midea Electric Trading | AI AIR CONDITIONING | Singlezone Non-Ducted, Ceiling Placement | 215866778 |  | HRCU-A-CB-O | AO25-09N2-M1H | Mini-Splits | A1C-09N2-M1 |  |  |  | 14.6 | 24 | 12.1 | TRUE | TRUE |  | 9000 | 9000 | 2.44 | 11900 | 2
215866662 | 10/30/24 | Live | Midea Electric Trading | KADEN | Singlezone Non-Ducted, Ceiling Placement | 215866662 |  | HRCU-A-CB-O | KOB-HH-PSX09HP-2AAMA | Mini-Splits | KIB-PSX09CW-2AAMA |  |  |  | 14.6 | 24 | 12.1 | FALSE | FALSE |  | 9000 | 9000 | 2.44 | 11900 | 2
215864074 | 10/30/24 | Live | Midea Electric Trading | WELLS | Singlezone Non-Ducted, Ceiling Placement | 215864074 |  | HRCU-A-CB-O | WOS-09PRE/230 | Mini-Splits | WI1C-09MOC/230 |  |  |  | 14.6 | 24 | 12.1 | TRUE | TRUE |  | 9000 | 9000 | 2.44 | 11900 | 2
215866743 | 10/30/24 | Live | Midea Electric Trading | AI AIR CONDITIONING | Singlezone Non-Ducted, Wall Placement | 215866743 |  | HRCU-A-CB-O | AO35-18N2-M1H | Mini-Splits | AW35-18N2-M1 |  |  |  | 15 | 25.6 | 16.2 | TRUE | TRUE |  | 18000 | 19300 | 3.01 | 23200 | 2.35
215866742 | 10/30/24 | Live | Midea Electric Trading | AI AIR CONDITIONING | Singlezone Non-Ducted, Wall Placement | 215866742 |  | HRCU-A-CB-O | AO35-12N2-M1H | Mini-Splits | AW35-12N2-M1 |  |  |  | 14.2 | 29.4 | 14.5 | TRUE | TRUE |  | 12000 | 11000 | 2.41 | 14600 | 2.26
215866741 | 10/30/24 | Live | Midea Electric Trading | AI AIR CONDITIONING | Singlezone Non-Ducted, Wall Placement | 215866741 |  | HRCU-A-CB-O | AO35-09N2-M1H | Mini-Splits | AW35-09N2-M1 |  |  |  | 17 | 33.3 | 22 | TRUE | TRUE |  | 9000 | 11000 | 2.41 | 14600 | 2.26
215866740 | 10/30/24 | Live | Midea Electric Trading | AI AIR CONDITIONING | Singlezone Non-Ducted, Wall Placement | 215866740 |  | HRCU-A-CB-O | AO35-06N2-M1H | Mini-Splits | AW35-06N2-M1 |  |  |  | 17.4 | 35 | 30 | TRUE | TRUE |  | 6000 | 11000 | 2.41 | 14600 | 2.26
215864037 | 10/30/24 | Live | Midea Electric Trading | WELLS | Singlezone Non-Ducted, Wall Placement | 215864037 |  | HRCU-A-CB-O | WOS-24ECO/230 | Mini-Splits | WIHW-24ECO/230 |  |  |  | 9 | 17 | 8.5 | TRUE | TRUE |  | 24000 | 17100 | 2.29 | 18400 | 2.17
215864036 | 10/30/24 | Live | Midea Electric Trading | WELLS | Singlezone Non-Ducted, Wall Placement | 215864036 |  | HRCU-A-CB-O | WOS-18ECO/230 | Mini-Splits | WIHW-18ECO/230 |  |  |  | 9.9 | 18.3 | 8.7 | FALSE | FALSE |  | 17000 | 11200 | 2.41 | 11200 | 2.2
215864033 | 10/30/24 | Live | Midea Electric Trading | WELLS | Singlezone Non-Ducted, Wall Placement | 215864033 |  | HRCU-A-CB-O | WOS-12ECO/115 | Mini-Splits | WIHW-12ECO/115 |  |  |  | 8.8 | 19 | 9.2 | FALSE | FALSE |  | 12000 | 7700 | 2.59 | 7900 | 2.41
215864032 | 10/30/24 | Live | Midea Electric Trading | WELLS | Singlezone Non-Ducted, Wall Placement | 215864032 |  | HRCU-A-CB-O | WOS-09ECO/115 | Mini-Splits | WIHW-09ECO/115 |  |  |  | 10.1 | 18 | 9 | FALSE | FALSE |  | 9000 | 6900 | 2.32 | 7200 | 2.03
215894264 | 10/30/24 | Live | Midea Electric Trading | NUTECH | Singlezone Non-Ducted, Wall Placement | 215894264 |  | HRCU-A-CB-O | NOD30-36HFN10-230 | Mini-Splits | NSAB3FM-36HRFN10-230 |  |  |  | 9 | 18 | 8.5 | FALSE | FALSE |  | 36000 | 24600 | 2.25 | 25000 | 2.14
215894263 | 10/30/24 | Live | Midea Electric Trading | NUTECH | Singlezone Non-Ducted, Wall Placement | 215894263 |  | HRCU-A-CB-O | NOD30-30HFN10-230 | Mini-Splits | NSAB3F-30HRFN10-230 |  |  |  | 11 | 20 | 9.2 | FALSE | FALSE |  | 30000 | 19000 | 2.26 | 19800 | 1.99
215866733 | 10/30/24 | Live | Midea Electric Trading | AI AIR CONDITIONING | Singlezone Non-Ducted, Wall Placement | 215866733 |  | HRCU-A-CB-O | AO24-24N2-M1 | Mini-Splits | AW25-24N2-M1 |  |  |  | 13 | 23.5 | 10 | TRUE | TRUE |  | 24000 | 19500 | 2.5 | 21300 | 2.42
215864043 | 10/30/24 | Live | Midea Electric Trading | WELLS | Singlezone Non-Ducted, Wall Placement | 215864043 |  | HRCU-A-CB-O | WOS-24QUA/230 | Mini-Splits | WIHW-24MOC/230 |  |  |  | 13 | 23.5 | 10 | TRUE | TRUE |  | 24000 | 19500 | 2.5 | 21300 | 2.42
215864042 | 10/30/24 | Live | Midea Electric Trading | WELLS | Singlezone Non-Ducted, Wall Placement | 215864042 |  | HRCU-A-CB-O | WOS-18QUA/230 | Mini-Splits | WIHW-18MOC/230 |  |  |  | 13.5 | 24 | 11.1 | TRUE | TRUE |  | 18000 | 13000 | 2.59 | 15000 | 2.43
215866732 | 10/30/24 | Live | Midea Electric Trading | AI AIR CONDITIONING | Singlezone Non-Ducted, Wall Placement | 215866732 |  | HRCU-A-CB-O | AO24-18N2-M1 | Mini-Splits | AW25-18N2-M1 |  |  |  | 13.5 | 24 | 11.1 | TRUE | TRUE |  | 18000 | 13000 | 2.59 | 15000 | 2.43
215866731 | 10/30/24 | Live | Midea Electric Trading | AI AIR CONDITIONING | Singlezone Non-Ducted, Wall Placement | 215866731 |  | HRCU-A-CB-O | AO24-12N2-M1 | Mini-Splits | AW25-12N2-M1 |  |  |  | 12.2 | 23.1 | 11.5 | TRUE | TRUE |  | 12000 | 9600 | 2.84 | 9900 | 2.57
215864041 | 10/30/24 | Live | Midea Electric Trading | WELLS | Singlezone Non-Ducted, Wall Placement | 215864041 |  | HRCU-A-CB-O | WOS-12QUA/230 | Mini-Splits | WIHW-12MOC/230 |  |  |  | 12.2 | 23.1 | 11.5 | TRUE | TRUE |  | 12000 | 9600 | 2.84 | 9900 | 2.57
215864040 | 10/30/24 | Live | Midea Electric Trading | WELLS | Singlezone Non-Ducted, Wall Placement | 215864040 |  | HRCU-A-CB-O | WOS-09QUA/230 | Mini-Splits | WIHW-09MOC/230 |  |  |  | 14.7 | 24.6 | 13 | TRUE | TRUE |  | 9000 | 8600 | 2.8 | 10200 | 2.47
215866730 | 10/30/24 | Live | Midea Electric Trading | AI AIR CONDITIONING | Singlezone Non-Ducted, Wall Placement | 215866730 |  | HRCU-A-CB-O | AO24-09N2-M1 | Mini-Splits | AW25-09N2-M1 |  |  |  | 14.7 | 24.6 | 13 | TRUE | TRUE |  | 9000 | 8600 | 2.8 | 10200 | 2.47
215866729 | 10/30/24 | Live | Midea Electric Trading | AI AIR CONDITIONING | Singlezone Non-Ducted, Wall Placement | 215866729 |  | HRCU-A-CB-O | AO24-12N2-B1H | Mini-Splits | AW24-12N2-B1 |  |  |  | 12.5 | 23.2 | 10.4 | TRUE | FALSE |  | 12000 | 8800 | 2.77 | 8800 | 2.77
215864039 | 10/30/24 | Live | Midea Electric Trading | WELLS | Singlezone Non-Ducted, Wall Placement | 215864039 |  | HRCU-A-CB-O | WOS-12QUA/115 | Mini-Splits | WIHW-12QUA/115 |  |  |  | 12.5 | 23.2 | 10.4 | TRUE | FALSE |  | 12000 | 8800 | 2.77 | 8800 | 2.77
215864038 | 10/30/24 | Live | Midea Electric Trading | WELLS | Singlezone Non-Ducted, Wall Placement | 215864038 |  | HRCU-A-CB-O | WOS-09QUA/115 | Mini-Splits | WIHW-09QUA/115 |  |  |  | 15 | 24.5 | 10.7 | TRUE | TRUE |  | 9000 | 8800 | 2.77 | 8800 | 2.77
215866728 | 10/30/24 | Live | Midea Electric Trading | AI AIR CONDITIONING | Singlezone Non-Ducted, Wall Placement | 215866728 |  | HRCU-A-CB-O | AO24-09N2-B1H | Mini-Splits | AW24-09N2-B1 |  |  |  | 15 | 24.5 | 10.7 | TRUE | TRUE |  | 9000 | 8800 | 2.77 | 8800 | 2.77
215866738 | 10/30/24 | Live | Midea Electric Trading | AI AIR CONDITIONING | Singlezone Non-Ducted, Wall Placement | 215866738 |  | HRCU-A-CB-O | AO25-24N2-M1H | Mini-Splits | AW25-24N2-M1 |  |  |  | 12.5 | 22.3 | 13.3 | TRUE | TRUE |  | 23000 | 21600 | 2.61 | 23400 | 2.33
215864048 | 10/30/24 | Live | Midea Electric Trading | WELLS | Singlezone Non-Ducted, Wall Placement | 215864048 |  | HRCU-A-CB-O | WOS-24PRE/230 | Mini-Splits | WIHW-24MOC/230 |  |  |  | 12.5 | 22.3 | 13.3 | TRUE | TRUE |  | 23000 | 21600 | 2.61 | 23400 | 2.33
215864047 | 10/30/24 | Live | Midea Electric Trading | WELLS | Singlezone Non-Ducted, Wall Placement | 215864047 |  | HRCU-A-CB-O | WOS-18PRE/230 | Mini-Splits | WIHW-18MOC/230 |  |  |  | 13 | 21.7 | 10.8 | TRUE | TRUE |  | 18000 | 14400 | 2.61 | 19800 | 2.49
215866737 | 10/30/24 | Live | Midea Electric Trading | AI AIR CONDITIONING | Singlezone Non-Ducted, Wall Placement | 215866737 |  | HRCU-A-CB-O | AO25-18N2-M1H | Mini-Splits | AW25-18N2-M1 |  |  |  | 13 | 21.7 | 10.8 | TRUE | TRUE |  | 18000 | 14400 | 2.61 | 19800 | 2.49
215866734 | 10/30/24 | Live | Midea Electric Trading | AI AIR CONDITIONING | Singlezone Non-Ducted, Wall Placement | 215866734 |  | HRCU-A-CB-O | AO25-06N2-M1H | Mini-Splits | AW25-06N2-M1 |  |  |  | 16 | 25.3 | 14.6 | TRUE | TRUE |  | 6000 | 7600 | 2.5 | 8700 | 2.04
215864044 | 10/30/24 | Live | Midea Electric Trading | WELLS | Singlezone Non-Ducted, Wall Placement | 215864044 |  | HRCU-A-CB-O | WOS-06PRE/230 | Mini-Splits | WIHW-06MOC/230 |  |  |  | 16 | 25.3 | 14.6 | TRUE | TRUE |  | 6000 | 7600 | 2.5 | 8700 | 2.04
215864046 | 10/30/24 | Live | Midea Electric Trading | WELLS | Singlezone Non-Ducted, Wall Placement | 215864046 |  | HRCU-A-CB-O | WOS-12PRE/230 | Mini-Splits | WIHW-12MOC/230 |  |  |  | 13.2 | 24 | 10.5 | TRUE | TRUE |  | 12000 | 10000 | 2.59 | 12800 | 1.75
215866736 | 10/30/24 | Live | Midea Electric Trading | AI AIR CONDITIONING | Singlezone Non-Ducted, Wall Placement | 215866736 |  | HRCU-A-CB-O | AO25-12N2-M1H | Mini-Splits | AW25-12N2-M1 |  |  |  | 13.2 | 24 | 10.5 | TRUE | TRUE |  | 12000 | 10000 | 2.59 | 12800 | 1.75
215866735 | 10/30/24 | Live | Midea Electric Trading | AI AIR CONDITIONING | Singlezone Non-Ducted, Wall Placement | 215866735 |  | HRCU-A-CB-O | AO25-09N2-M1H | Mini-Splits | AW25-09N2-M1 |  |  |  | 15 | 26 | 12.5 | TRUE | TRUE |  | 9000 | 10000 | 2.59 | 12800 | 1.75
215864045 | 10/30/24 | Live | Midea Electric Trading | WELLS | Singlezone Non-Ducted, Wall Placement | 215864045 |  | HRCU-A-CB-O | WOS-09PRE/230 | Mini-Splits | WIHW-09MOC/230 |  |  |  | 15 | 26 | 12.5 | TRUE | TRUE |  | 9000 | 10000 | 2.59 | 12800 | 1.75
215853955 | 10/30/24 | Live | Midea Electric Trading | BLUERIDGE | Singlezone Ducted, Compact Ducted | 215853955 |  | HRCU-A-CB | BMS60UYC | Mini-Splits | BMS60HCD |  |  |  | 10 | 17 | 9.7 | FALSE | FALSE |  | 58000 | 40000 | 2.66 | 41500 | 2.45
215853963 | 10/30/24 | Live | Midea Electric Trading | BLUERIDGE | Singlezone Ducted, Compact Ducted | 215853963 |  | HRCU-A-CB | BMS60HHUYC | Mini-Splits | BMS60HCD |  |  |  | 10.2 | 15.8 | 10.4 | TRUE | TRUE |  | 55000 | 45000 | 2.72 | 52000 | 2.41
215853954 | 10/30/24 | Live | Midea Electric Trading | BLUERIDGE | Singlezone Ducted, Compact Ducted | 215853954 |  | HRCU-A-CB | BMS48UYC | Mini-Splits | BMS48HCD |  |  |  | 10 | 17.1 | 9.8 | TRUE | TRUE |  | 48000 | 39000 | 2.48 | 46500 | 2.35
215853953 | 10/30/24 | Live | Midea Electric Trading | BLUERIDGE | Singlezone Ducted, Compact Ducted | 215853953 |  | HRCU-A-CB | BMS36UYC | Mini-Splits | BMS36HCD |  |  |  | 10.1 | 18.7 | 10.2 | FALSE | FALSE |  | 36000 | 27400 | 2.73 | 31000 | 2.39
215853962 | 10/30/24 | Live | Midea Electric Trading | BLUERIDGE | Singlezone Ducted, Compact Ducted | 215853962 |  | HRCU-A-CB | BMS48HHUYC | Mini-Splits | BMS48HCD |  |  |  | 10.4 | 16.7 | 10.8 | TRUE | TRUE |  | 48000 | 45000 | 2.61 | 45500 | 2.4
215853961 | 10/30/24 | Live | Midea Electric Trading | BLUERIDGE | Singlezone Ducted, Compact Ducted | 215853961 |  | HRCU-A-CB | BMS36HHUYC | Mini-Splits | BMS36HCD |  |  |  | 12 | 17.7 | 11.1 | TRUE | TRUE |  | 36000 | 31600 | 2.73 | 40000 | 2.29
215853924 | 10/30/24 | Live | Midea Electric Trading | BLUERIDGE | Singlezone Ducted, Compact Ducted | 215853924 |  | HRCU-A-CB | BMS2423YC | Mini-Splits | BMC24HCD |  |  |  | 12.5 | 19 | 11 | TRUE | TRUE |  | 24000 | 21200 | 2.6 | 21600 | 2.56
215853923 | 10/30/24 | Live | Midea Electric Trading | BLUERIDGE | Singlezone Ducted, Compact Ducted | 215853923 |  | HRCU-A-CB | BMS1824YC | Mini-Splits | BMC18HCD |  |  |  | 13.3 | 20 | 11.3 | TRUE | TRUE |  | 17500 | 14900 | 2.89 | 15900 | 2.65
215853920 | 10/30/24 | Live | Midea Electric Trading | BLUERIDGE | Singlezone Ducted, Compact Ducted | 215853920 |  | HRCU-A-CB | BMS1824YC | Mini-Splits | BMC18LCD |  |  |  | 12.5 | 20 | 10.5 | TRUE | TRUE |  | 17000 | 14000 | 2.6 | 14100 | 2.4
215853919 | 10/30/24 | Live | Midea Electric Trading | BLUERIDGE | Singlezone Ducted, Compact Ducted | 215853919 |  | HRCU-A-CB | BMS1226YC | Mini-Splits | BMC12LCD |  |  |  | 11.7 | 19 | 10.2 | TRUE | TRUE |  | 11500 | 9500 | 2.58 | 10300 | 2.58
215853918 | 10/30/24 | Live | Midea Electric Trading | BLUERIDGE | Singlezone Ducted, Compact Ducted | 215853918 |  | HRCU-A-CB | BMS926YC | Mini-Splits | BMC9LCD |  |  |  | 12.8 | 19.5 | 11 | TRUE | TRUE |  | 9000 | 8900 | 2.61 | 9600 | 2.45
215853945 | 10/30/24 | Live | Midea Electric Trading | BLUERIDGE | Singlezone Ducted, Compact Ducted | 215853945 |  | HRCU-A-CB | BMS2421HHYC | Mini-Splits | BMC24HCD |  |  |  | 12 | 19 | 11.7 | TRUE | TRUE |  | 24000 | 21600 | 2.71 | 23600 | 2.48
215853944 | 10/30/24 | Live | Midea Electric Trading | BLUERIDGE | Singlezone Ducted, Compact Ducted | 215853944 |  | HRCU-A-CB | BMS1821HHYC | Mini-Splits | BMC18HCD |  |  |  | 12 | 18.4 | 11.1 | TRUE | TRUE |  | 17500 | 15000 | 2.89 | 20000 | 2.5
215853941 | 10/30/24 | Live | Midea Electric Trading | BLUERIDGE | Singlezone Ducted, Compact Ducted | 215853941 |  | HRCU-A-CB | BMS1821HHYC | Mini-Splits | BMC18LCD |  |  |  | 12 | 18 | 10.5 | TRUE | TRUE |  | 17000 | 15000 | 2.7 | 19000 | 2.23
215853943 | 10/30/24 | Live | Midea Electric Trading | BLUERIDGE | Singlezone Ducted, Compact Ducted | 215853943 |  | HRCU-A-CB | BMS1225HHYC | Mini-Splits | BMC12HCD |  |  |  | 12 | 20 | 10.6 | TRUE | TRUE |  | 12000 | 10200 | 2.6 | 14000 | 2.31
215853940 | 10/30/24 | Live | Midea Electric Trading | BLUERIDGE | Singlezone Ducted, Compact Ducted | 215853940 |  | HRCU-A-CB | BMS1225HHYC | Mini-Splits | BMC12LCD |  |  |  | 12 | 20 | 10 | TRUE | TRUE |  | 12000 | 9600 | 2.49 | 13100 | 1.99
215853942 | 10/30/24 | Live | Midea Electric Trading | BLUERIDGE | Singlezone Ducted, Compact Ducted | 215853942 |  | HRCU-A-CB | BMS927HHYC | Mini-Splits | BMC9HCD |  |  |  | 14 | 20.5 | 13.8 | TRUE | TRUE |  | 9000 | 10200 | 2.45 | 12600 | 1.94
215853939 | 10/30/24 | Live | Midea Electric Trading | BLUERIDGE | Singlezone Ducted, Compact Ducted | 215853939 |  | HRCU-A-CB | BMS927HHYC | Mini-Splits | BMC9LCD |  |  |  | 13.4 | 21.4 | 12.5 | TRUE | TRUE |  | 9000 | 9600 | 2.49 | 12600 | 1.99
215853938 | 10/30/24 | Live | Midea Electric Trading | BLUERIDGE | Singlezone Ducted, Compact Ducted | 215853938 |  | HRCU-A-CB | BMS626HHYC | Mini-Splits | BMC6LCD |  |  |  | 14.4 | 21.4 | 13.8 | TRUE | TRUE |  | 6500 | 8000 | 2.69 | 9100 | 2.52
215853996 | 10/30/24 | Live | Midea Electric Trading | BLUERIDGE | Multizone Mix of Ducted and Non-Ducted | 215853996 |  | HMSV-A-CB | BMMZ60C | Mixed Ducted and Non-Ducted Indoor Units |  |  |  |  | 10 | 20 | 9.35 | FALSE | FALSE |  | 60000 | 39000 | 2.7 | 41500 | 2.35
215853995 | 10/30/24 | Live | Midea Electric Trading | BLUERIDGE | Multizone All Ducted | 215853995 |  | HMSV-A-CB | BMMZ60C | Ducted Indoor Units |  |  |  |  | 10 | 18 | 9.2 | FALSE | FALSE |  | 60000 | 39000 | 2.6 | 41000 | 2.3
215853994 | 10/30/24 | Live | Midea Electric Trading | BLUERIDGE | Multizone All Non-Ducted | 215853994 |  | HMSR-A-CB-O | BMMZ60C | Non-Ducted Indoor Units |  |  |  |  | 10 | 22 | 9.5 | FALSE | FALSE |  | 60000 | 39000 | 2.8 | 42000 | 2.4
215853978 | 10/30/24 | Live | Midea Electric Trading | BLUERIDGE | Multizone Mix of Ducted and Non-Ducted | 215853978 |  | HMSV-A-CB | BMMZ48C | Mixed Ducted and Non-Ducted Indoor Units |  |  |  |  | 12.25 | 22.2 | 10.45 | TRUE | TRUE |  | 46000 | 37400 | 2.5 | 39750 | 2.19
215853977 | 10/30/24 | Live | Midea Electric Trading | BLUERIDGE | Multizone All Ducted | 215853977 |  | HMSV-A-CB | BMMZ48C | Ducted Indoor Units |  |  |  |  | 12 | 20.4 | 10.6 | TRUE | TRUE |  | 45000 | 37000 | 2.5 | 41000 | 2.4
215853976 | 10/30/24 | Live | Midea Electric Trading | BLUERIDGE | Multizone All Non-Ducted | 215853976 |  | HMSR-A-CB-O | BMMZ48C | Non-Ducted Indoor Units |  |  |  |  | 12.5 | 24 | 10.3 | TRUE | TRUE |  | 47000 | 38000 | 2.5 | 38500 | 2
215853975 | 10/30/24 | Live | Midea Electric Trading | BLUERIDGE | Multizone Mix of Ducted and Non-Ducted | 215853975 |  | HMSV-A-CB | BMMZ36C | Mixed Ducted and Non-Ducted Indoor Units |  |  |  |  | 11.85 | 22 | 9.35 | TRUE | TRUE |  | 35400 | 26400 | 2.35 | 27300 | 2.15
215853974 | 10/30/24 | Live | Midea Electric Trading | BLUERIDGE | Multizone All Ducted | 215853974 |  | HMSV-A-CB | BMMZ36C | Ducted Indoor Units |  |  |  |  | 11.7 | 20 | 9.2 | TRUE | TRUE |  | 35000 | 26400 | 2.3 | 28000 | 2.2
215853973 | 10/30/24 | Live | Midea Electric Trading | BLUERIDGE | Multizone All Non-Ducted | 215853973 |  | HMSR-A-CB-O | BMMZ36C | Non-Ducted Indoor Units |  |  |  |  | 12 | 24 | 9.5 | TRUE | TRUE |  | 36000 | 26600 | 2.4 | 26600 | 2.1
215853972 | 10/30/24 | Live | Midea Electric Trading | BLUERIDGE | Multizone Mix of Ducted and Non-Ducted | 215853972 |  | HMSV-A-CB | BMMZ27C | Mixed Ducted and Non-Ducted Indoor Units |  |  |  |  | 12.5 | 23 | 9.25 | TRUE | TRUE |  | 26800 | 18400 | 2.56 | 18800 | 2.3
215853971 | 10/30/24 | Live | Midea Electric Trading | BLUERIDGE | Multizone All Ducted | 215853971 |  | HMSV-A-CB | BMMZ27C | Ducted Indoor Units |  |  |  |  | 12 | 21 | 9 | TRUE | TRUE |  | 26600 | 18400 | 2.5 | 18600 | 2.3
215853970 | 10/30/24 | Live | Midea Electric Trading | BLUERIDGE | Multizone All Non-Ducted | 215853970 |  | HMSR-A-CB-O | BMMZ27C | Non-Ducted Indoor Units |  |  |  |  | 13 | 25 | 9.5 | TRUE | TRUE |  | 27000 | 18400 | 2.61 | 19000 | 2.3
215853969 | 10/30/24 | Live | Midea Electric Trading | BLUERIDGE | Multizone Mix of Ducted and Non-Ducted | 215853969 |  | HMSV-A-CB | BMMZ18C | Mixed Ducted and Non-Ducted Indoor Units |  |  |  |  | 13 | 22.55 | 9.9 | TRUE | TRUE |  | 18000 | 14100 | 2.55 | 14300 | 2.39
215853968 | 10/30/24 | Live | Midea Electric Trading | BLUERIDGE | Multizone All Ducted | 215853968 |  | HMSV-A-CB | BMMZ18C | Ducted Indoor Units |  |  |  |  | 12 | 20 | 10 | TRUE | TRUE |  | 18000 | 14600 | 2.3 | 14600 | 2.3
215853967 | 10/30/24 | Live | Midea Electric Trading | BLUERIDGE | Multizone All Non-Ducted | 215853967 |  | HMSR-A-CB-O | BMMZ18C | Non-Ducted Indoor Units |  |  |  |  | 14 | 25.1 | 9.8 | TRUE | TRUE |  | 18000 | 13600 | 2.81 | 14000 | 2.5
215853993 | 10/30/24 | Live | Midea Electric Trading | BLUERIDGE | Multizone Mix of Ducted and Non-Ducted | 215853993 |  | HMSV-A-CB | BMMZ55HHC | Mixed Ducted and Non-Ducted Indoor Units |  |  |  |  | 11.85 | 21.1 | 10.6 | TRUE | TRUE |  | 52000 | 44500 | 2.65 | 49500 | 2.39
215853992 | 10/30/24 | Live | Midea Electric Trading | BLUERIDGE | Multizone All Ducted | 215853992 |  | HMSV-A-CB | BMMZ55HHC | Ducted Indoor Units |  |  |  |  | 11.7 | 20 | 10.7 | TRUE | TRUE |  | 53000 | 45000 | 2.7 | 52000 | 2.3
215853991 | 10/30/24 | Live | Midea Electric Trading | BLUERIDGE | Multizone All Non-Ducted | 215853991 |  | HMSR-A-CB-O | BMMZ55HHC | Non-Ducted Indoor Units |  |  |  |  | 12 | 22.2 | 10.5 | TRUE | TRUE |  | 51000 | 44000 | 2.6 | 47000 | 2.5
215853990 | 10/30/24 | Live | Midea Electric Trading | BLUERIDGE | Multizone Mix of Ducted and Non-Ducted | 215853990 |  | HMSV-A-CB | BMMZ48HHC | Mixed Ducted and Non-Ducted Indoor Units |  |  |  |  | 11.85 | 21.7 | 11 | TRUE | TRUE |  | 47000 | 44000 | 2.6 | 45500 | 2.1
215853989 | 10/30/24 | Live | Midea Electric Trading | BLUERIDGE | Multizone All Ducted | 215853989 |  | HMSV-A-CB | BMMZ48HHC | Ducted Indoor Units |  |  |  |  | 11.7 | 20.4 | 11 | TRUE | TRUE |  | 47000 | 44500 | 2.6 | 46000 | 2.2
215853988 | 10/30/24 | Live | Midea Electric Trading | BLUERIDGE | Multizone All Non-Ducted | 215853988 |  | HMSR-A-CB-O | BMMZ48HHC | Non-Ducted Indoor Units |  |  |  |  | 12 | 23 | 11 | TRUE | TRUE |  | 47000 | 44000 | 2.6 | 45000 | 2
215853987 | 10/30/24 | Live | Midea Electric Trading | BLUERIDGE | Multizone Mix of Ducted and Non-Ducted | 215853987 |  | HMSV-A-CB | BMMZ36HHC | Mixed Ducted and Non-Ducted Indoor Units |  |  |  |  | 12.5 | 21.2 | 10.55 | TRUE | TRUE |  | 36000 | 31400 | 2.4 | 38000 | 2.41
215853986 | 10/30/24 | Live | Midea Electric Trading | BLUERIDGE | Multizone All Ducted | 215853986 |  | HMSV-A-CB | BMMZ36HHC | Ducted Indoor Units |  |  |  |  | 12 | 19.4 | 10.4 | TRUE | TRUE |  | 36000 | 33000 | 2.4 | 34000 | 2.2
215853985 | 10/30/24 | Live | Midea Electric Trading | BLUERIDGE | Multizone All Non-Ducted | 215853985 |  | HMSR-A-CB-O | BMMZ36HHC | Non-Ducted Indoor Units |  |  |  |  | 13 | 23 | 10.7 | TRUE | TRUE |  | 36000 | 30000 | 2.4 | 42000 | 2.6
215853984 | 10/30/24 | Live | Midea Electric Trading | BLUERIDGE | Multizone Mix of Ducted and Non-Ducted | 215853984 |  | HMSV-A-CB | BMMZ27HHC | Mixed Ducted and Non-Ducted Indoor Units |  |  |  |  | 12.25 | 21 | 10 | TRUE | TRUE |  | 27400 | 24000 | 2.5 | 27500 | 2.15
215853983 | 10/30/24 | Live | Midea Electric Trading | BLUERIDGE | Multizone All Ducted | 215853983 |  | HMSV-A-CB | BMMZ27HHC | Ducted Indoor Units |  |  |  |  | 12 | 19 | 9.5 | TRUE | TRUE |  | 28000 | 23000 | 2.4 | 27000 | 2.1
215853982 | 10/30/24 | Live | Midea Electric Trading | BLUERIDGE | Multizone All Non-Ducted | 215853982 |  | HMSR-A-CB-O | BMMZ27HHC | Non-Ducted Indoor Units |  |  |  |  | 12.5 | 23 | 10.5 | TRUE | TRUE |  | 27000 | 25000 | 2.6 | 28000 | 2.2
215853981 | 10/30/24 | Live | Midea Electric Trading | BLUERIDGE | Multizone Mix of Ducted and Non-Ducted | 215853981 |  | HMSV-A-CB | BMMZ18HHC | Mixed Ducted and Non-Ducted Indoor Units |  |  |  |  | 14 | 22.5 | 10.2 | TRUE | TRUE |  | 19000 | 17300 | 2.65 | 20500 | 2.36
215853980 | 10/30/24 | Live | Midea Electric Trading | BLUERIDGE | Multizone All Ducted | 215853980 |  | HMSV-A-CB | BMMZ18HHC | Ducted Indoor Units |  |  |  |  | 13 | 20 | 10 | TRUE | TRUE |  | 19000 | 17000 | 2.59 | 22000 | 2.5
215853979 | 10/30/24 | Live | Midea Electric Trading | BLUERIDGE | Multizone All Non-Ducted | 215853979 |  | HMSR-A-CB-O | BMMZ18HHC | Non-Ducted Indoor Units |  |  |  |  | 15 | 25 | 10.4 | TRUE | TRUE |  | 19000 | 17600 | 2.7 | 19000 | 2.2
215853884 | 10/30/24 | Live | Midea Electric Trading | BLUERIDGE | Singlezone Non-Ducted, Wall Placement | 215853884 |  | HRCU-A-CB-O | BMS1218YC | Mini-Splits | BMS1218YW |  |  |  | 8.8 | 18 | 8.8 | FALSE | FALSE |  | 12000 | 8000 | 2.58 | 8300 | 2.41
215853883 | 10/30/24 | Live | Midea Electric Trading | BLUERIDGE | Singlezone Non-Ducted, Wall Placement | 215853883 |  | HRCU-A-CB-O | BMS919YC | Mini-Splits | BMS919YW |  |  |  | 10.9 | 19 | 9.7 | TRUE | TRUE |  | 9000 | 8000 | 2.58 | 8300 | 2.41
215853950 | 10/30/24 | Live | Midea Electric Trading | BLUERIDGE | Singlezone Non-Ducted, Floor Placement | 215853950 |  | HRCU-A-CB-O | BMS2421HHYC | Mini-Splits | BMC24FCC |  |  |  | 12 | 20.4 | 12.1 | TRUE | TRUE |  | 22000 | 20200 | 2.74 | 23300 | 2.38
215853933 | 10/30/24 | Live | Midea Electric Trading | BLUERIDGE | Singlezone Non-Ducted, Wall Placement | 215853933 |  | HRCU-A-CB-O | BMS2421HHYC | Mini-Splits | BMC24CC |  |  |  | 12 | 20.7 | 11.6 | TRUE | TRUE |  | 23400 | 20400 | 2.78 | 23900 | 2.48
215853949 | 10/30/24 | Live | Midea Electric Trading | BLUERIDGE | Singlezone Non-Ducted, Floor Placement | 215853949 |  | HRCU-A-CB-O | BMS1821HHYC | Mini-Splits | BMC18FCC |  |  |  | 12.5 | 20.4 | 10.3 | TRUE | TRUE |  | 17000 | 14400 | 2.54 | 20200 | 2.24
215853948 | 10/30/24 | Live | Midea Electric Trading | BLUERIDGE | Singlezone Non-Ducted, Wall Placement | 215853948 |  | HRCU-A-CB-O | BMS1821HHYC | Mini-Splits | BMC16LW |  |  |  | 12.5 | 20 | 10.3 | TRUE | TRUE |  | 16000 | 14200 | 2.6 | 18800 | 2.13
215853932 | 10/30/24 | Live | Midea Electric Trading | BLUERIDGE | Singlezone Non-Ducted, Ceiling Placement | 215853932 |  | HRCU-A-CB-O | BMS1821HHYC | Mini-Splits | BMC18CC |  |  |  | 12.5 | 20 | 12.3 | TRUE | TRUE |  | 16000 | 14900 | 2.7 | 18000 | 2.1
215853937 | 10/30/24 | Live | Midea Electric Trading | BLUERIDGE | Singlezone Non-Ducted, Ceiling Placement | 215853937 |  | HRCU-A-CB-O | BMS1821HHYC | Mini-Splits | BMC18CC2 |  |  |  | 12.5 | 20.6 | 12.2 | TRUE | TRUE |  | 16700 | 14500 | 2.5 | 18800 | 2.05
215853931 | 10/30/24 | Live | Midea Electric Trading | BLUERIDGE | Singlezone Non-Ducted, Ceiling Placement | 215853931 |  | HRCU-A-CB-O | BMS1225HHYC | Mini-Splits | BMC12CC |  |  |  | 12.5 | 22.2 | 11.6 | TRUE | TRUE |  | 12000 | 10000 | 2.74 | 12900 | 2.14
215853936 | 10/30/24 | Live | Midea Electric Trading | BLUERIDGE | Singlezone Non-Ducted, Ceiling Placement | 215853936 |  | HRCU-A-CB-O | BMS1225HHYC | Mini-Splits | BMC12CC2 |  |  |  | 13 | 23 | 10 | TRUE | TRUE |  | 12000 | 9600 | 2.65 | 11900 | 1.95
215853946 | 10/30/24 | Live | Midea Electric Trading | BLUERIDGE | Singlezone Non-Ducted, Wall Placement | 215853946 |  | HRCU-A-CB-O | BMS927HHYC | Mini-Splits | BMC9LW |  |  |  | 15.1 | 27.2 | 10.9 | TRUE | TRUE |  | 9000 | 9800 | 2.71 | 12200 | 2.17
215853934 | 10/30/24 | Live | Midea Electric Trading | BLUERIDGE | Singlezone Non-Ducted, Ceiling Placement | 215853934 |  | HRCU-A-CB-O | BMS626HHYC | Mini-Splits | BMC6CC2 |  |  |  | 15 | 22 | 12 | TRUE | TRUE |  | 6500 | 7000 | 2.66 | 9500 | 2.53
215853901 | 10/30/24 | Live | Midea Electric Trading | BLUERIDGE | Singlezone Non-Ducted, Wall Placement | 215853901 |  | HRCU-A-CB-O | BMS626HHYC | Mini-Splits | BMC6HHYW |  |  |  | 18 | 25.5 | 14.8 | TRUE | TRUE |  | 6000 | 7900 | 2.79 | 8600 | 2.38
215853892 | 10/30/24 | Live | Midea Electric Trading | BLUERIDGE | Singlezone Non-Ducted, Wall Placement | 215853892 |  | HRCU-A-CB-O | BMS2419YC | Mini-Splits | BMS2419YW |  |  |  | 9.6 | 18.5 | 9 | TRUE | TRUE |  | 24000 | 17200 | 2.46 | 20200 | 2.26
215853958 | 10/30/24 | Live | Midea Electric Trading | BLUERIDGE | Singlezone Non-Ducted, Floor Placement | 215853958 |  | HRCU-A-CB-O | BMS60UYC | Mini-Splits | BMS60FCC |  |  |  | 9.5 | 19.5 | 9.5 | FALSE | FALSE |  | 54000 | 37200 | 2.53 | 45300 | 2.22
215853957 | 10/30/24 | Live | Midea Electric Trading | BLUERIDGE | Singlezone Non-Ducted, Floor Placement | 215853957 |  | HRCU-A-CB-O | BMS48UYC | Mini-Splits | BMS48FCC |  |  |  | 9.5 | 19.8 | 10.2 | TRUE | TRUE |  | 48000 | 39500 | 2.4 | 45100 | 2.13
215853956 | 10/30/24 | Live | Midea Electric Trading | BLUERIDGE | Singlezone Non-Ducted, Floor Placement | 215853956 |  | HRCU-A-CB-O | BMS36UYC | Mini-Splits | BMS36FCC |  |  |  | 10.1 | 20 | 10 | FALSE | FALSE |  | 36000 | 26400 | 2.68 | 30900 | 2.36
215853951 | 10/30/24 | Live | Midea Electric Trading | BLUERIDGE | Singlezone Non-Ducted, Wall Placement | 215853951 |  | HRCU-A-CB-O | BMS36UYC | Mini-Splits | BMS36CC |  |  |  | 9.6 | 20 | 10.3 | TRUE | TRUE |  | 36000 | 26800 | 2.68 | 28100 | 2.22
215853966 | 10/30/24 | Live | Midea Electric Trading | BLUERIDGE | Singlezone Non-Ducted, Floor Placement | 215853966 |  | HRCU-A-CB-O | BMS60HHUYC | Mini-Splits | BMS60FCC |  |  |  | 9 | 18 | 10.7 | TRUE | TRUE |  | 54000 | 41000 | 2.33 | 58000 | 2.17
215853965 | 10/30/24 | Live | Midea Electric Trading | BLUERIDGE | Singlezone Non-Ducted, Floor Placement | 215853965 |  | HRCU-A-CB-O | BMS48HHUYC | Mini-Splits | BMS48FCC |  |  |  | 9.4 | 18.5 | 10.1 | TRUE | TRUE |  | 48000 | 38500 | 2.38 | 44500 | 2.23
215853960 | 10/30/24 | Live | Midea Electric Trading | BLUERIDGE | Singlezone Non-Ducted, Wall Placement | 215853960 |  | HRCU-A-CB-O | BMS48HHUYC | Mini-Splits | BMS48CC |  |  |  | 10 | 18 | 11 | TRUE | TRUE |  | 48000 | 44000 | 2.44 | 48000 | 2.17
215853964 | 10/30/24 | Live | Midea Electric Trading | BLUERIDGE | Singlezone Non-Ducted, Floor Placement | 215853964 |  | HRCU-A-CB-O | BMS36HHUYC | Mini-Splits | BMS36FCC |  |  |  | 12 | 20 | 10.8 | TRUE | TRUE |  | 36400 | 30200 | 2.58 | 42400 | 2.16
215853959 | 10/30/24 | Live | Midea Electric Trading | BLUERIDGE | Singlezone Non-Ducted, Wall Placement | 215853959 |  | HRCU-A-CB-O | BMS36HHUYC | Mini-Splits | BMS36CC |  |  |  | 12 | 21.2 | 10.6 | TRUE | TRUE |  | 36600 | 30600 | 2.56 | 46200 | 2.17
215853894 | 10/30/24 | Live | Midea Electric Trading | BLUERIDGE | Singlezone Non-Ducted, Wall Placement | 215853894 |  | HRCU-A-CB-O | BMS3620YC | Mini-Splits | BMS3620YW |  |  |  | 9.3 | 19.5 | 9.1 | FALSE | FALSE |  | 36000 | 25600 | 2.3 | 25600 | 2.27
215853893 | 10/30/24 | Live | Midea Electric Trading | BLUERIDGE | Singlezone Non-Ducted, Wall Placement | 215853893 |  | HRCU-A-CB-O | BMS3022YC | Mini-Splits | BMS3022YW |  |  |  | 12 | 22.3 | 9 | TRUE | FALSE |  | 30000 | 20000 | 2.4 | 21500 | 2.2
215853891 | 10/30/24 | Live | Midea Electric Trading | BLUERIDGE | Singlezone Non-Ducted, Wall Placement | 215853891 |  | HRCU-A-CB-O | BMS1820YC | Mini-Splits | BMS1820YW |  |  |  | 11.5 | 20.2 | 9.1 | FALSE | FALSE |  | 18000 | 11700 | 2.62 | 13300 | 2.41
215853890 | 10/30/24 | Live | Midea Electric Trading | BLUERIDGE | Singlezone Non-Ducted, Wall Placement | 215853890 |  | HRCU-A-CB-O | BMS1221YC | Mini-Splits | BMS1221YW |  |  |  | 10.8 | 21.3 | 9.2 | FALSE | FALSE |  | 12000 | 8300 | 2.32 | 9300 | 2.11
215853889 | 10/30/24 | Live | Midea Electric Trading | BLUERIDGE | Singlezone Non-Ducted, Wall Placement | 215853889 |  | HRCU-A-CB-O | BMS922YC | Mini-Splits | BMS922YW |  |  |  | 12.6 | 21.6 | 9.4 | TRUE | TRUE |  | 9000 | 6600 | 2.45 | 7500 | 2
215853888 | 10/30/24 | Live | Midea Electric Trading | BLUERIDGE | Singlezone Non-Ducted, Wall Placement | 215853888 |  | HRCU-A-CB-O | BMS1221XC | Mini-Splits | BMS1221XW |  |  |  | 10 | 21.3 | 8.7 | FALSE | FALSE |  | 12000 | 7800 | 2.31 | 8100 | 1.99
215853887 | 10/30/24 | Live | Midea Electric Trading | BLUERIDGE | Singlezone Non-Ducted, Wall Placement | 215853887 |  | HRCU-A-CB-O | BMS922XC | Mini-Splits | BMS922XW |  |  |  | 12.5 | 21.5 | 9 | TRUE | TRUE |  | 9000 | 6600 | 2.33 | 7600 | 1.9
215853929 | 10/30/24 | Live | Midea Electric Trading | BLUERIDGE | Singlezone Non-Ducted, Floor Placement | 215853929 |  | HRCU-A-CB-O | BMS2423YC | Mini-Splits | BMC24FCC |  |  |  | 12.2 | 21.1 | 11.1 | TRUE | TRUE |  | 24000 | 20000 | 2.56 | 20000 | 2.31
215853900 | 10/30/24 | Live | Midea Electric Trading | BLUERIDGE | Singlezone Non-Ducted, Wall Placement | 215853900 |  | HRCU-A-CB-O | BMS2423YC | Mini-Splits | BMC24HHYW |  |  |  | 14 | 23 | 11.7 | TRUE | TRUE |  | 24000 | 18800 | 2.65 | 19300 | 2.33
215853928 | 10/30/24 | Live | Midea Electric Trading | BLUERIDGE | Singlezone Non-Ducted, Floor Placement | 215853928 |  | HRCU-A-CB-O | BMS1824YC | Mini-Splits | BMC18FCC |  |  |  | 12.5 | 22.3 | 10.4 | TRUE | TRUE |  | 18000 | 13700 | 2.51 | 15100 | 2.38
215853927 | 10/30/24 | Live | Midea Electric Trading | BLUERIDGE | Singlezone Non-Ducted, Wall Placement | 215853927 |  | HRCU-A-CB-O | BMS1824YC | Mini-Splits | BMC16LW |  |  |  | 12.5 | 23.8 | 13.5 | TRUE | TRUE |  | 16000 | 14100 | 2.75 | 14600 | 2.58
215853913 | 10/30/24 | Live | Midea Electric Trading | BLUERIDGE | Singlezone Non-Ducted, Ceiling Placement | 215853913 |  | HRCU-A-CB-O | BMS1824YC | Mini-Splits | BMC18CC |  |  |  | 12.5 | 20.7 | 11.4 | TRUE | TRUE |  | 16800 | 13900 | 2.66 | 14800 | 2.36
215853917 | 10/30/24 | Live | Midea Electric Trading | BLUERIDGE | Singlezone Non-Ducted, Ceiling Placement | 215853917 |  | HRCU-A-CB-O | BMS1824YC | Mini-Splits | BMC18CC2 |  |  |  | 12.5 | 22.2 | 12.2 | TRUE | TRUE |  | 18000 | 14000 | 2.77 | 15200 | 2.47
215864136 | 10/30/24 | Live | Midea Electric Trading | COOPER&HUNTER | Singlezone Non-Ducted, Wall Placement | 215864136 |  | HRCU-A-CB-O | CH-R09MIA-115VO | Mini-Splits | CH-R09MIA-115VI |  |  |  | 12.5 | 21.5 | 9 | FALSE | FALSE |  | 9000 | 6500 | 2.3 | 8000 | 2.13
215864135 | 10/30/24 | Live | Midea Electric Trading | COOPER&HUNTER | Singlezone Non-Ducted, Wall Placement | 215864135 |  | HRCU-A-CB-O | CH-R06MIA-115VO | Mini-Splits | CH-R06MIA-115VI |  |  |  | 12.5 | 21.5 | 9 | FALSE | FALSE |  | 9000 | 6500 | 2.3 | 8000 | 2.13
215864162 | 10/30/24 | Live | Midea Electric Trading | COOPER&HUNTER | Singlezone Non-Ducted, Wall Placement | 215864162 |  | HRCU-A-CB-O | CH-RES24-230VO | Mini-Splits | CH-RB24MOLVWM-230VI |  |  |  | 13 | 23.5 | 10 | TRUE | TRUE |  | 24000 | 19500 | 2.5 | 21300 | 2.42
215864150 | 10/30/24 | Live | Midea Electric Trading | COOPER&HUNTER | Singlezone Non-Ducted, Wall Placement | 215864150 |  | HRCU-A-CB-O | CH-RES24-230VO | Mini-Splits | CH-R24MOLVWM-230VI |  |  |  | 13 | 23.5 | 10 | TRUE | TRUE |  | 24000 | 19500 | 2.5 | 21300 | 2.42
215864149 | 10/30/24 | Live | Midea Electric Trading | COOPER&HUNTER | Singlezone Non-Ducted, Wall Placement | 215864149 |  | HRCU-A-CB-O | CH-RES18-230VO | Mini-Splits | CH-R18MOLVWM-230VI |  |  |  | 13.5 | 24 | 11.1 | TRUE | TRUE |  | 18000 | 13000 | 2.59 | 15000 | 2.43
215864161 | 10/30/24 | Live | Midea Electric Trading | COOPER&HUNTER | Singlezone Non-Ducted, Wall Placement | 215864161 |  | HRCU-A-CB-O | CH-RES18-230VO | Mini-Splits | CH-RB18MOLVWM-230VI |  |  |  | 13.5 | 24 | 11.1 | TRUE | TRUE |  | 18000 | 13000 | 2.59 | 15000 | 2.43
215864160 | 10/30/24 | Live | Midea Electric Trading | COOPER&HUNTER | Singlezone Non-Ducted, Wall Placement | 215864160 |  | HRCU-A-CB-O | CH-RES12-230VO | Mini-Splits | CH-RB12MOLVWM-230VI |  |  |  | 12.2 | 23.1 | 11.5 | TRUE | TRUE |  | 12000 | 9600 | 2.84 | 9900 | 2.57
215864148 | 10/30/24 | Live | Midea Electric Trading | COOPER&HUNTER | Singlezone Non-Ducted, Wall Placement | 215864148 |  | HRCU-A-CB-O | CH-RES12-230VO | Mini-Splits | CH-R12MOLVWM-230VI |  |  |  | 12.2 | 23.1 | 11.5 | TRUE | TRUE |  | 12000 | 9600 | 2.84 | 9900 | 2.57
215864147 | 10/30/24 | Live | Midea Electric Trading | COOPER&HUNTER | Singlezone Non-Ducted, Wall Placement | 215864147 |  | HRCU-A-CB-O | CH-RES09-230VO | Mini-Splits | CH-R09MOLVWM-230VI |  |  |  | 14.7 | 24.6 | 13 | TRUE | TRUE |  | 9000 | 8600 | 2.8 | 10200 | 2.47
215864159 | 10/30/24 | Live | Midea Electric Trading | COOPER&HUNTER | Singlezone Non-Ducted, Wall Placement | 215864159 |  | HRCU-A-CB-O | CH-RES09-230VO | Mini-Splits | CH-RB09MOLVWM-230VI |  |  |  | 14.7 | 24.6 | 13 | TRUE | TRUE |  | 9000 | 8600 | 2.8 | 10200 | 2.47
215864158 | 10/30/24 | Live | Midea Electric Trading | COOPER&HUNTER | Singlezone Non-Ducted, Wall Placement | 215864158 |  | HRCU-A-CB-O | CH-RES12-115VO | Mini-Splits | CH-RB12OLVWM-115VI |  |  |  | 12.5 | 23.2 | 10.4 | TRUE | FALSE |  | 12000 | 8800 | 2.77 | 8800 | 2.77
215864146 | 10/30/24 | Live | Midea Electric Trading | COOPER&HUNTER | Singlezone Non-Ducted, Wall Placement | 215864146 |  | HRCU-A-CB-O | CH-RES12-115VO | Mini-Splits | CH-R12OLVWM-115VI |  |  |  | 12.5 | 23.2 | 10.4 | TRUE | FALSE |  | 12000 | 8800 | 2.77 | 8800 | 2.77
215864145 | 10/30/24 | Live | Midea Electric Trading | COOPER&HUNTER | Singlezone Non-Ducted, Wall Placement | 215864145 |  | HRCU-A-CB-O | CH-RES09-115VO | Mini-Splits | CH-R09OLVWM-115VI |  |  |  | 15 | 24.5 | 10.7 | TRUE | TRUE |  | 9000 | 8800 | 2.77 | 8800 | 2.77
215864144 | 10/30/24 | Live | Midea Electric Trading | COOPER&HUNTER | Singlezone Non-Ducted, Wall Placement | 215864144 |  | HRCU-A-CB-O | CH-RES06-115VO | Mini-Splits | CH-R06OLVWM-115VI |  |  |  | 15 | 24.5 | 10.7 | TRUE | TRUE |  | 9000 | 8800 | 2.77 | 8800 | 2.77
215864157 | 10/30/24 | Live | Midea Electric Trading | COOPER&HUNTER | Singlezone Non-Ducted, Wall Placement | 215864157 |  | HRCU-A-CB-O | CH-RES09-115VO | Mini-Splits | CH-RB09OLVWM-115VI |  |  |  | 15 | 24.5 | 10.7 | TRUE | TRUE |  | 9000 | 8800 | 2.77 | 8800 | 2.77
215864155 | 10/30/24 | Live | Midea Electric Trading | COOPER&HUNTER | Singlezone Non-Ducted, Wall Placement | 215864155 |  | HRCU-A-CB-O | CH-RHP24-230VO | Mini-Splits | CH-R24MOLVWM-230VI |  |  |  | 12.5 | 22.3 | 13.3 | TRUE | TRUE |  | 23000 | 21600 | 2.61 | 23400 | 2.33
215864167 | 10/30/24 | Live | Midea Electric Trading | COOPER&HUNTER | Singlezone Non-Ducted, Wall Placement | 215864167 |  | HRCU-A-CB-O | CH-RHP24-230VO | Mini-Splits | CH-RB24MOLVWM-230VI |  |  |  | 12.5 | 22.3 | 13.3 | TRUE | TRUE |  | 23000 | 21600 | 2.61 | 23400 | 2.33
215864166 | 10/30/24 | Live | Midea Electric Trading | COOPER&HUNTER | Singlezone Non-Ducted, Wall Placement | 215864166 |  | HRCU-A-CB-O | CH-RHP18-230VO | Mini-Splits | CH-RB18MOLVWM-230VI |  |  |  | 13 | 21.7 | 10.8 | TRUE | TRUE |  | 18000 | 14400 | 2.61 | 19800 | 2.49
215864154 | 10/30/24 | Live | Midea Electric Trading | COOPER&HUNTER | Singlezone Non-Ducted, Wall Placement | 215864154 |  | HRCU-A-CB-O | CH-RHP18-230VO | Mini-Splits | CH-R18MOLVWM-230VI |  |  |  | 13 | 21.7 | 10.8 | TRUE | TRUE |  | 18000 | 14400 | 2.61 | 19800 | 2.49
215864163 | 10/30/24 | Live | Midea Electric Trading | COOPER&HUNTER | Singlezone Non-Ducted, Wall Placement | 215864163 |  | HRCU-A-CB-O | CH-RHP06F9-230VO | Mini-Splits | CH-RB06MOLVWM-230VI |  |  |  | 16 | 25.3 | 14.6 | TRUE | TRUE |  | 6000 | 7600 | 2.5 | 8700 | 2.04
215864151 | 10/30/24 | Live | Midea Electric Trading | COOPER&HUNTER | Singlezone Non-Ducted, Wall Placement | 215864151 |  | HRCU-A-CB-O | CH-RHP06F9-230VO | Mini-Splits | CH-R06MOLVWM-230VI |  |  |  | 16 | 25.3 | 14.6 | TRUE | TRUE |  | 6000 | 7600 | 2.5 | 8700 | 2.04
215864153 | 10/30/24 | Live | Midea Electric Trading | COOPER&HUNTER | Singlezone Non-Ducted, Wall Placement | 215864153 |  | HRCU-A-CB-O | CH-RHP12-230VO | Mini-Splits | CH-R12MOLVWM-230VI |  |  |  | 13.2 | 24 | 10.5 | TRUE | TRUE |  | 12000 | 10000 | 2.59 | 12800 | 1.75
215864165 | 10/30/24 | Live | Midea Electric Trading | COOPER&HUNTER | Singlezone Non-Ducted, Wall Placement | 215864165 |  | HRCU-A-CB-O | CH-RHP12-230VO | Mini-Splits | CH-RB12MOLVWM-230VI |  |  |  | 13.2 | 24 | 10.5 | TRUE | TRUE |  | 12000 | 10000 | 2.59 | 12800 | 1.75
215864164 | 10/30/24 | Live | Midea Electric Trading | COOPER&HUNTER | Singlezone Non-Ducted, Wall Placement | 215864164 |  | HRCU-A-CB-O | CH-RHP09-230VO | Mini-Splits | CH-RB09MOLVWM-230VI |  |  |  | 15 | 26 | 12.5 | TRUE | TRUE |  | 9000 | 10000 | 2.59 | 12800 | 1.75
215864152 | 10/30/24 | Live | Midea Electric Trading | COOPER&HUNTER | Singlezone Non-Ducted, Wall Placement | 215864152 |  | HRCU-A-CB-O | CH-RHP09-230VO | Mini-Splits | CH-R09MOLVWM-230VI |  |  |  | 15 | 26 | 12.5 | TRUE | TRUE |  | 9000 | 10000 | 2.59 | 12800 | 1.75
215835698 | 10/30/24 | Live | Midea Electric Trading | INNOVAIR | Multizone Mix of Ducted and Non-Ducted | 215835698 |  | HMSV-A-CB | MOM60H2BM6A | Mixed Ducted and Non-Ducted Indoor Units |  |  |  |  | 10 | 20 | 9.35 | FALSE | FALSE |  | 60000 | 39000 | 2.7 | 41500 | 2.35
215835697 | 10/30/24 | Live | Midea Electric Trading | INNOVAIR | Multizone All Ducted | 215835697 |  | HMSV-A-CB | MOM60H2BM6A | Ducted Indoor Units |  |  |  |  | 10 | 18 | 9.2 | FALSE | FALSE |  | 60000 | 39000 | 2.6 | 41000 | 2.3
215835696 | 10/30/24 | Live | Midea Electric Trading | INNOVAIR | Multizone All Non-Ducted | 215835696 |  | HMSR-A-CB-O | MOM60H2BM6A | Non-Ducted Indoor Units |  |  |  |  | 10 | 22 | 9.5 | FALSE | FALSE |  | 60000 | 39000 | 2.8 | 42000 | 2.4
215835704 | 10/30/24 | Live | Midea Electric Trading | INNOVAIR | Multizone Mix of Ducted and Non-Ducted | 215835704 |  | HMSV-A-CB | MOM60H2BH6A | Mixed Ducted and Non-Ducted Indoor Units |  |  |  |  | 11.85 | 21.1 | 10.6 | TRUE | TRUE |  | 52000 | 44500 | 2.65 | 49500 | 2.39
215835703 | 10/30/24 | Live | Midea Electric Trading | INNOVAIR | Multizone All Ducted | 215835703 |  | HMSV-A-CB | MOM60H2BH6A | Ducted Indoor Units |  |  |  |  | 11.7 | 20 | 10.7 | TRUE | TRUE |  | 53000 | 45000 | 2.7 | 52000 | 2.3
215835702 | 10/30/24 | Live | Midea Electric Trading | INNOVAIR | Multizone All Non-Ducted | 215835702 |  | HMSR-A-CB-O | MOM60H2BH6A | Non-Ducted Indoor Units |  |  |  |  | 12 | 22.2 | 10.5 | TRUE | TRUE |  | 51000 | 44000 | 2.6 | 47000 | 2.5
215835701 | 10/30/24 | Live | Midea Electric Trading | INNOVAIR | Multizone Mix of Ducted and Non-Ducted | 215835701 |  | HMSV-A-CB | MOM60H2BM6B | Mixed Ducted and Non-Ducted Indoor Units |  |  |  |  | 10 | 20 | 9.35 | FALSE | FALSE |  | 60000 | 39000 | 2.7 | 41500 | 2.35
215835700 | 10/30/24 | Live | Midea Electric Trading | INNOVAIR | Multizone All Ducted | 215835700 |  | HMSV-A-CB | MOM60H2BM6B | Ducted Indoor Units |  |  |  |  | 10 | 18 | 9.2 | FALSE | FALSE |  | 60000 | 39000 | 2.6 | 41000 | 2.3
215835699 | 10/30/24 | Live | Midea Electric Trading | INNOVAIR | Multizone All Non-Ducted | 215835699 |  | HMSR-A-CB-O | MOM60H2BM6B | Non-Ducted Indoor Units |  |  |  |  | 10 | 22 | 9.5 | FALSE | FALSE |  | 60000 | 39000 | 2.8 | 42000 | 2.4
215835707 | 10/30/24 | Live | Midea Electric Trading | INNOVAIR | Multizone Mix of Ducted and Non-Ducted | 215835707 |  | HMSV-A-CB | MOM60H2BH6B | Mixed Ducted and Non-Ducted Indoor Units |  |  |  |  | 11.85 | 21.1 | 10.6 | TRUE | TRUE |  | 52000 | 44500 | 2.65 | 49500 | 2.39
215835706 | 10/30/24 | Live | Midea Electric Trading | INNOVAIR | Multizone All Ducted | 215835706 |  | HMSV-A-CB | MOM60H2BH6B | Ducted Indoor Units |  |  |  |  | 11.7 | 20 | 10.7 | TRUE | TRUE |  | 53000 | 45000 | 2.7 | 52000 | 2.3
215835705 | 10/30/24 | Live | Midea Electric Trading | INNOVAIR | Multizone All Non-Ducted | 215835705 |  | HMSR-A-CB-O | MOM60H2BH6B | Non-Ducted Indoor Units |  |  |  |  | 12 | 22.2 | 10.5 | TRUE | TRUE |  | 51000 | 44000 | 2.6 | 47000 | 2.5
215862730 | 10/30/24 | Live | Midea Electric Trading | EMI | Singlezone Non-Ducted, Wall Placement | 215862730 |  | HRCU-A-CB-O | ECOSZ124DA | Mini-Splits | ECOWAL24DA* |  |  |  | 9.6 | 18.5 | 9 | TRUE | TRUE |  | 24000 | 17200 | 2.46 | 20200 | 2.26
215862729 | 10/30/24 | Live | Midea Electric Trading | EMI | Singlezone Non-Ducted, Wall Placement | 215862729 |  | HRCU-A-CB-O | ECOSZ118DA | Mini-Splits | ECOWAL18DA* |  |  |  | 11.5 | 20.2 | 9.1 | FALSE | FALSE |  | 18000 | 11700 | 2.62 | 13300 | 2.41
215862728 | 10/30/24 | Live | Midea Electric Trading | EMI | Singlezone Non-Ducted, Wall Placement | 215862728 |  | HRCU-A-CB-O | ECOSZ112DA | Mini-Splits | ECOWAL12DA* |  |  |  | 10.8 | 21.3 | 9.2 | FALSE | FALSE |  | 12000 | 8300 | 2.32 | 9300 | 2.11
215862727 | 10/30/24 | Live | Midea Electric Trading | EMI | Singlezone Non-Ducted, Wall Placement | 215862727 |  | HRCU-A-CB-O | ECOSZ109DA | Mini-Splits | ECOWAL09DA* |  |  |  | 12.6 | 21.6 | 9.4 | TRUE | TRUE |  | 9000 | 6600 | 2.45 | 7500 | 2
215798837 | 10/30/24 | Live | Midea Electric Trading | INNOVAIR | Singlezone Ducted, Centrally Ducted | 215798837 |  | HRCU-A-CB | SHV36H2BA |  | SAV36BDA |  |  |  | 10 | 16.5 | 8.2 | TRUE | TRUE |  | 36000 | 23200 | 2.34 | 31900 | 2.09
215866707 | 10/30/24 | Live | Midea Electric Trading | AI AIR CONDITIONING | Singlezone Ducted, Centrally Ducted | 215866707 |  | HRCU-A-CB | AUO19-36N2-M3H |  | AUH2-36N2-CM3E |  |  |  | 10 | 16.5 | 8.2 | TRUE | TRUE |  | 36000 | 23200 | 2.34 | 31900 | 2.09
215866619 | 10/30/24 | Live | Midea Electric Trading | KADEN | Singlezone Ducted, Centrally Ducted | 215866619 |  | HRCU-A-CB | KOB-HH-UUX36HP-2AAMA |  | KIB-UUX36AH-2AAMA |  |  |  | 10 | 16.5 | 8.2 | FALSE | FALSE |  | 36000 | 23200 | 2.34 | 31900 | 2.09
215866717 | 10/30/24 | Live | Midea Electric Trading | AI AIR CONDITIONING | Singlezone Ducted, Centrally Ducted | 215866717 |  | HRCU-A-CB | AUO19-36N2-M3H-S |  | AUH3-36N2-BM3E |  |  |  | 12 | 18 | 10 | TRUE | TRUE |  | 36000 | 31000 | 2.5 | 41500 | 2.21
215866719 | 10/30/24 | Live | Midea Electric Trading | AI AIR CONDITIONING | Singlezone Ducted, Centrally Ducted | 215866719 |  | HRCU-A-CB | AUO19-60N2-M3H |  | AUH3-60N2-CM3E |  |  |  | 12 | 17.5 | 9.5 | TRUE | TRUE |  | 54000 | 35000 | 2.5 | 54000 | 2.29
215866718 | 10/30/24 | Live | Midea Electric Trading | AI AIR CONDITIONING | Singlezone Ducted, Centrally Ducted | 215866718 |  | HRCU-A-CB | AUO19-48N2-M3H |  | AUH3-48N2-CM3E |  |  |  | 12 | 17.5 | 9.5 | TRUE | TRUE |  | 48000 | 34000 | 2.56 | 48000 | 2.13
215864026 | 10/30/24 | Live | Midea Electric Trading | WELLS | Singlezone Ducted, Centrally Ducted | 215864026 |  | HRCU-A-CB | WDHP-60RH |  | WDAH-60MOC |  |  |  | 8.6 | 15.2 | 8.4 | TRUE | TRUE |  | 54000 | 33000 | 2.34 | 35800 | 1.96
215866627 | 10/30/24 | Live | Midea Electric Trading | KADEN | Singlezone Ducted, Centrally Ducted | 215866627 |  | HRCU-A-CB | KOB-UUX60HP-2AAMA |  | KIB-UUX60AH-2AAMA |  |  |  | 8.6 | 15.2 | 8.4 | FALSE | FALSE |  | 54000 | 33000 | 2.34 | 35800 | 1.96
215866703 | 10/30/24 | Live | Midea Electric Trading | AI AIR CONDITIONING | Singlezone Ducted, Centrally Ducted | 215866703 |  | HRCU-A-CB | AUO18-60N2-M3 |  | AUH2-60N2-DM3E |  |  |  | 8.6 | 15.2 | 8.4 | TRUE | TRUE |  | 54000 | 33000 | 2.34 | 35800 | 1.96
215894256 | 10/30/24 | Live | Midea Electric Trading | NUTECH | Singlezone Ducted, Centrally Ducted | 215894256 |  | HRCU-A-CB | NOX630-60HFN10-M3 |  | NVBC-60HWFN10-MD3E-D |  |  |  | 8.6 | 15.2 | 8.4 | FALSE | FALSE |  | 54000 | 33000 | 2.34 | 35800 | 1.96
215894255 | 10/30/24 | Live | Midea Electric Trading | NUTECH | Singlezone Ducted, Centrally Ducted | 215894255 |  | HRCU-A-CB | NOX630-48HFN10-M3 |  | NVBC-48HWFN10-MD3E-D |  |  |  | 10 | 16 | 8.5 | FALSE | FALSE |  | 48000 | 32400 | 2.46 | 35400 | 2
215866702 | 10/30/24 | Live | Midea Electric Trading | AI AIR CONDITIONING | Singlezone Ducted, Centrally Ducted | 215866702 |  | HRCU-A-CB | AUO18-48N2-M3 |  | AUH2-48N2-DM3E |  |  |  | 10 | 16 | 8.5 | TRUE | TRUE |  | 48000 | 32400 | 2.46 | 35400 | 2
215866626 | 10/30/24 | Live | Midea Electric Trading | KADEN | Singlezone Ducted, Centrally Ducted | 215866626 |  | HRCU-A-CB | KOB-UUX48HP-2AAMA |  | KIB-UUX48AH-2AAMA |  |  |  | 10 | 16 | 8.5 | FALSE | FALSE |  | 48000 | 32400 | 2.46 | 35400 | 2
215864025 | 10/30/24 | Live | Midea Electric Trading | WELLS | Singlezone Ducted, Centrally Ducted | 215864025 |  | HRCU-A-CB | WDHP-36RH |  | WDAH-36MOC |  |  |  | 10 | 16.1 | 8.7 | TRUE | TRUE |  | 36000 | 25600 | 2.6 | 26200 | 2.19
215866625 | 10/30/24 | Live | Midea Electric Trading | KADEN | Singlezone Ducted, Centrally Ducted | 215866625 |  | HRCU-A-CB | KOB-UUX36HP-2AAMA |  | KIB-UUX36AH-2AAMA |  |  |  | 10 | 16.1 | 8.7 | FALSE | FALSE |  | 36000 | 25600 | 2.6 | 26200 | 2.19
215866701 | 10/30/24 | Live | Midea Electric Trading | AI AIR CONDITIONING | Singlezone Ducted, Centrally Ducted | 215866701 |  | HRCU-A-CB | AUO18-36N2-M3 |  | AUH2-36N2-CM3E |  |  |  | 10 | 16.1 | 8.7 | TRUE | TRUE |  | 36000 | 25600 | 2.6 | 26200 | 2.19
215894254 | 10/30/24 | Live | Midea Electric Trading | NUTECH | Singlezone Ducted, Centrally Ducted | 215894254 |  | HRCU-A-CB | NOD30-36HFN10-M3 |  | NVBC-36HWFN10-MC3E-D |  |  |  | 10 | 16.1 | 8.7 | FALSE | FALSE |  | 36000 | 25600 | 2.6 | 26200 | 2.19
215894253 | 10/30/24 | Live | Midea Electric Trading | NUTECH | Singlezone Ducted, Centrally Ducted | 215894253 |  | HRCU-A-CB | NOD30-30HFN10-M3 |  | NVBC-30HWFN10-MC3E-D |  |  |  | 10.7 | 17 | 8.5 | FALSE | FALSE |  | 30000 | 18500 | 2.4 | 20200 | 2.26
215866700 | 10/30/24 | Live | Midea Electric Trading | AI AIR CONDITIONING | Singlezone Ducted, Centrally Ducted | 215866700 |  | HRCU-A-CB | AUO18-30N2-M3 |  | AUH2-30N2-CM3E |  |  |  | 10.7 | 17 | 8.5 | FALSE | FALSE |  | 30000 | 18500 | 2.4 | 20200 | 2.26
215866624 | 10/30/24 | Live | Midea Electric Trading | KADEN | Singlezone Ducted, Centrally Ducted | 215866624 |  | HRCU-A-CB | KOB-UUX30HP-2AAMA |  | KIB-UUX30AH-2AAMA |  |  |  | 10.7 | 17 | 8.5 | FALSE | FALSE |  | 30000 | 18500 | 2.4 | 20200 | 2.26
215866623 | 10/30/24 | Live | Midea Electric Trading | KADEN | Singlezone Ducted, Centrally Ducted | 215866623 |  | HRCU-A-CB | KOB-UUX24HP-2AAMA |  | KIB-UUX24AH-2AAMA |  |  |  | 11 | 18.1 | 9.7 | FALSE | FALSE |  | 24000 | 20000 | 2.42 | 22200 | 2.24
215866699 | 10/30/24 | Live | Midea Electric Trading | AI AIR CONDITIONING | Singlezone Ducted, Centrally Ducted | 215866699 |  | HRCU-A-CB | AUO18-24N2-M3 |  | AUH2-24N2-BM3E |  |  |  | 11 | 18.1 | 9.7 | TRUE | TRUE |  | 24000 | 20000 | 2.42 | 22200 | 2.24
215894252 | 10/30/24 | Live | Midea Electric Trading | NUTECH | Singlezone Ducted, Centrally Ducted | 215894252 |  | HRCU-A-CB | NOX430-24HFN10-M3 |  | NVBC-24HWFN10-MB3E-D |  |  |  | 11 | 18.1 | 9.7 | FALSE | FALSE |  | 24000 | 20000 | 2.42 | 22200 | 2.24
215894251 | 10/30/24 | Live | Midea Electric Trading | NUTECH | Singlezone Ducted, Centrally Ducted | 215894251 |  | HRCU-A-CB | NOX330-18HFN10-M3 |  | NVBC-18HWFN10-MB3E-D |  |  |  | 11 | 18.8 | 9.1 | FALSE | FALSE |  | 18000 | 12600 | 2.6 | 12600 | 2.2
215866698 | 10/30/24 | Live | Midea Electric Trading | AI AIR CONDITIONING | Singlezone Ducted, Centrally Ducted | 215866698 |  | HRCU-A-CB | AUO18-18N2-M3 |  | AUH2-18N2-BM3E |  |  |  | 11 | 18.8 | 9.1 | FALSE | FALSE |  | 18000 | 12600 | 2.6 | 12600 | 2.2
215866622 | 10/30/24 | Live | Midea Electric Trading | KADEN | Singlezone Ducted, Centrally Ducted | 215866622 |  | HRCU-A-CB | KOB-UUX18HP-2AAMA |  | KIB-UUX18AH-2AAMA |  |  |  | 11 | 18.8 | 9.1 | FALSE | FALSE |  | 18000 | 12600 | 2.6 | 12600 | 2.2
215864031 | 10/30/24 | Live | Midea Electric Trading | WELLS | Singlezone Ducted, Centrally Ducted | 215864031 |  | HRCU-A-CB | WDHP-60HH |  | WDAH-60MOC |  |  |  | 10 | 16 | 9 | TRUE | TRUE |  | 54000 | 45000 | 2.4 | 50400 | 2.3
215866621 | 10/30/24 | Live | Midea Electric Trading | KADEN | Singlezone Ducted, Centrally Ducted | 215866621 |  | HRCU-A-CB | KOB-HH-UUX60HP-2AAMA |  | KIB-UUX60AH-2AAMA |  |  |  | 10 | 16 | 9 | FALSE | FALSE |  | 54000 | 45000 | 2.4 | 50400 | 2.3
215866712 | 10/30/24 | Live | Midea Electric Trading | AI AIR CONDITIONING | Singlezone Ducted, Centrally Ducted | 215866712 |  | HRCU-A-CB | AUO19-60N2-M3H |  | AUH2-60N2-DM3E |  |  |  | 10 | 16 | 9 | TRUE | TRUE |  | 54000 | 45000 | 2.4 | 50400 | 2.3
215866711 | 10/30/24 | Live | Midea Electric Trading | AI AIR CONDITIONING | Singlezone Ducted, Centrally Ducted | 215866711 |  | HRCU-A-CB | AUO19-48N2-M3H-S |  | AUH2-60N2-DM3E |  |  |  | 11.7 | 16.3 | 9 | TRUE | TRUE |  | 48000 | 45000 | 2.4 | 50400 | 2.3
215864030 | 10/30/24 | Live | Midea Electric Trading | WELLS | Singlezone Ducted, Centrally Ducted | 215864030 |  | HRCU-A-CB | WDHP-48HH |  | WDAH-48MOC |  |  |  | 10.5 | 16.5 | 9.5 | TRUE | TRUE |  | 48000 | 37000 | 2.7 | 38300 | 2.02
215866620 | 10/30/24 | Live | Midea Electric Trading | KADEN | Singlezone Ducted, Centrally Ducted | 215866620 |  | HRCU-A-CB | KOB-HH-UUX48HP-2AAMA |  | KIB-UUX48AH-2AAMA |  |  |  | 10.5 | 16.5 | 9.5 | FALSE | FALSE |  | 48000 | 37000 | 2.7 | 38300 | 2.02
215866710 | 10/30/24 | Live | Midea Electric Trading | AI AIR CONDITIONING | Singlezone Ducted, Centrally Ducted | 215866710 |  | HRCU-A-CB | AUO19-48N2-M3H |  | AUH2-48N2-DM3E |  |  |  | 10.5 | 16.5 | 9.5 | TRUE | TRUE |  | 48000 | 37000 | 2.7 | 38300 | 2.02
215866709 | 10/30/24 | Live | Midea Electric Trading | AI AIR CONDITIONING | Singlezone Ducted, Centrally Ducted | 215866709 |  | HRCU-A-CB | AUO19-42N2-M3H-S |  | AUH2-48N2-DM3E |  |  |  | 11.7 | 16.7 | 9.5 | TRUE | TRUE |  | 42000 | 37000 | 2.7 | 38300 | 2.02
215866716 | 10/30/24 | Live | Midea Electric Trading | AI AIR CONDITIONING | Singlezone Ducted, Centrally Ducted | 215866716 |  | HRCU-A-CB | AUO19-36N2-M3H |  | AUH3-36N2-BM3E |  |  |  | 12 | 17.7 | 10 | TRUE | TRUE |  | 36000 | 24600 | 2.68 | 33000 | 2.26
215866715 | 10/30/24 | Live | Midea Electric Trading | AI AIR CONDITIONING | Singlezone Ducted, Centrally Ducted | 215866715 |  | HRCU-A-CB | AUO19-30N2-M3H |  | AUH3-30N2-BM3E |  |  |  | 12 | 17.2 | 10.8 | TRUE | TRUE |  | 30000 | 24000 | 2.69 | 24600 | 1.94
215864028 | 10/30/24 | Live | Midea Electric Trading | WELLS | Singlezone Ducted, Centrally Ducted | 215864028 |  | HRCU-A-CB | WDHP-30HH |  | WDAH-30MOC |  |  |  | 11.7 | 16.8 | 10 | TRUE | TRUE |  | 30000 | 23800 | 2.76 | 37800 | 2.39
215866706 | 10/30/24 | Live | Midea Electric Trading | AI AIR CONDITIONING | Singlezone Ducted, Centrally Ducted | 215866706 |  | HRCU-A-CB | AUO19-30N2-M3H |  | AUH2-30N2-CM3E |  |  |  | 11.7 | 16.8 | 10 | TRUE | TRUE |  | 30000 | 23800 | 2.76 | 37800 | 2.39
215866618 | 10/30/24 | Live | Midea Electric Trading | KADEN | Singlezone Ducted, Centrally Ducted | 215866618 |  | HRCU-A-CB | KOB-HH-UUX30HP-2AAMA |  | KIB-UUX30AH-2AAMA |  |  |  | 11.7 | 16.8 | 10 | FALSE | FALSE |  | 30000 | 23800 | 2.76 | 37800 | 2.39
215866714 | 10/30/24 | Live | Midea Electric Trading | AI AIR CONDITIONING | Singlezone Ducted, Centrally Ducted | 215866714 |  | HRCU-A-CB | AUO19-24N2-M3H |  | AUH3-24N2-AM3E |  |  |  | 12 | 18.6 | 10 | TRUE | TRUE |  | 24000 | 19000 | 2.64 | 20200 | 2.24
215866713 | 10/30/24 | Live | Midea Electric Trading | AI AIR CONDITIONING | Singlezone Ducted, Centrally Ducted | 215866713 |  | HRCU-A-CB | AUO19-18N2-M3H |  | AUH3-18N2-AM3E |  |  |  | 12.5 | 19 | 10.1 | TRUE | TRUE |  | 18000 | 14700 | 2.66 | 19000 | 2.37
215864021 | 10/30/24 | Live | Midea Electric Trading | WELLS | Singlezone Ducted, Centrally Ducted | 215864021 |  | HRCU-A-CB | WOS-24QUA/230 |  | WIAH-24MOC/230 |  |  |  | 11.7 | 19.7 | 9 | TRUE | TRUE |  | 24000 | 17600 | 2.4 | 23200 | 2.55
215864020 | 10/30/24 | Live | Midea Electric Trading | WELLS | Singlezone Ducted, Centrally Ducted | 215864020 |  | HRCU-A-CB | WOS-18QUA/230 |  | WIAH-18MOC/230 |  |  |  | 12.1 | 18.5 | 9.8 | TRUE | TRUE |  | 18000 | 13200 | 2.6 | 14800 | 2.48
215864024 | 10/30/24 | Live | Midea Electric Trading | WELLS | Singlezone Ducted, Centrally Ducted | 215864024 |  | HRCU-A-CB | WOS-33PRE/230 |  | WIAH-36MOC/230 |  |  |  | 11.7 | 16.5 | 10 | TRUE | TRUE |  | 33000 | 27400 | 2.58 | 33400 | 2.62
215864023 | 10/30/24 | Live | Midea Electric Trading | WELLS | Singlezone Ducted, Centrally Ducted | 215864023 |  | HRCU-A-CB | WOS-24PRE/230 |  | WIAH-24MOC/230 |  |  |  | 12 | 18.7 | 10 | TRUE | TRUE |  | 23000 | 16900 | 2.4 | 24000 | 2.39
215864022 | 10/30/24 | Live | Midea Electric Trading | WELLS | Singlezone Ducted, Centrally Ducted | 215864022 |  | HRCU-A-CB | WOS-18PRE/230 |  | WIAH-18MOC/230 |  |  |  | 12 | 18 | 10 | TRUE | TRUE |  | 18000 | 14000 | 2.6 | 19800 | 2.38
215853878 | 10/30/24 | Live | Midea Electric Trading | BLUERIDGE | Singlezone Ducted, Centrally Ducted | 215853878 |  | HRCU-A-CB | BMSAH36HHC |  | BMS3AH36I |  |  |  | 12 | 18 | 10 | TRUE | TRUE |  | 36000 | 31000 | 2.5 | 41500 | 2.21
215864125 | 10/30/24 | Live | Midea Electric Trading | COOPER&HUNTER | Singlezone Ducted, Centrally Ducted | 215864125 |  | HRCU-A-CB | CH-PQ55-230VO |  | CH-PQ55AHU |  |  |  | 12 | 17.5 | 9.5 | TRUE | TRUE |  | 54000 | 35000 | 2.5 | 54000 | 2.29
215853880 | 10/30/24 | Live | Midea Electric Trading | BLUERIDGE | Singlezone Ducted, Centrally Ducted | 215853880 |  | HRCU-A-CB | BMSAH60HHC |  | BMS3AH60I |  |  |  | 12 | 17.5 | 9.5 | TRUE | TRUE |  | 54000 | 35000 | 2.5 | 54000 | 2.29
215853879 | 10/30/24 | Live | Midea Electric Trading | BLUERIDGE | Singlezone Ducted, Centrally Ducted | 215853879 |  | HRCU-A-CB | BMSAH48HHC |  | BMS3AH48I |  |  |  | 12 | 17.5 | 9.5 | TRUE | TRUE |  | 48000 | 34000 | 2.56 | 48000 | 2.13
215864124 | 10/30/24 | Live | Midea Electric Trading | COOPER&HUNTER | Singlezone Ducted, Centrally Ducted | 215864124 |  | HRCU-A-CB | CH-PQ48-230VO |  | CH-PQ48AHU |  |  |  | 12 | 17.5 | 9.5 | TRUE | TRUE |  | 48000 | 34000 | 2.56 | 48000 | 2.13
215853868 | 10/30/24 | Live | Midea Electric Trading | BLUERIDGE | Singlezone Ducted, Centrally Ducted | 215853868 |  | HRCU-A-CB | BMSAHS6015C |  | BMS2AH60I |  |  |  | 8.6 | 15.2 | 8.4 | TRUE | TRUE |  | 54000 | 33000 | 2.34 | 35800 | 1.96
215853867 | 10/30/24 | Live | Midea Electric Trading | BLUERIDGE | Singlezone Ducted, Centrally Ducted | 215853867 |  | HRCU-A-CB | BMSAHS4816C |  | BMS2AH48I |  |  |  | 10 | 16 | 8.5 | TRUE | TRUE |  | 48000 | 32400 | 2.46 | 35400 | 2
215853866 | 10/30/24 | Live | Midea Electric Trading | BLUERIDGE | Singlezone Ducted, Centrally Ducted | 215853866 |  | HRCU-A-CB | BMSAHS3616C |  | BMS2AH36I |  |  |  | 10 | 16.1 | 8.7 | TRUE | TRUE |  | 36000 | 25600 | 2.6 | 26200 | 2.19
215853865 | 10/30/24 | Live | Midea Electric Trading | BLUERIDGE | Singlezone Ducted, Centrally Ducted | 215853865 |  | HRCU-A-CB | BMSAHS3017C |  | BMS2AH30I |  |  |  | 10.7 | 17 | 8.5 | FALSE | FALSE |  | 30000 | 18500 | 2.4 | 20200 | 2.26
215853864 | 10/30/24 | Live | Midea Electric Trading | BLUERIDGE | Singlezone Ducted, Centrally Ducted | 215853864 |  | HRCU-A-CB | BMSAHS2418C |  | BMS2AH24I |  |  |  | 11 | 18.1 | 9.7 | TRUE | TRUE |  | 24000 | 20000 | 2.42 | 22200 | 2.24
215853863 | 10/30/24 | Live | Midea Electric Trading | BLUERIDGE | Singlezone Ducted, Centrally Ducted | 215853863 |  | HRCU-A-CB | BMSAHS1819C |  | BMS2AH18I |  |  |  | 11 | 18.8 | 9.1 | FALSE | FALSE |  | 18000 | 12600 | 2.6 | 12600 | 2.2
215853874 | 10/30/24 | Live | Midea Electric Trading | BLUERIDGE | Singlezone Ducted, Centrally Ducted | 215853874 |  | HRCU-A-CB | BMSAH60HHC |  | BMS2AH60I |  |  |  | 10 | 16 | 9 | TRUE | TRUE |  | 54000 | 45000 | 2.4 | 50400 | 2.3
215853873 | 10/30/24 | Live | Midea Electric Trading | BLUERIDGE | Singlezone Ducted, Centrally Ducted | 215853873 |  | HRCU-A-CB | BMSAH48HHC |  | BMS2AH48I |  |  |  | 10.5 | 16.5 | 9.5 | TRUE | TRUE |  | 48000 | 37000 | 2.7 | 38300 | 2.02
215864123 | 10/30/24 | Live | Midea Electric Trading | COOPER&HUNTER | Singlezone Ducted, Centrally Ducted | 215864123 |  | HRCU-A-CB | CH-PQ36-230VO |  | CH-PQ36AHU |  |  |  | 12 | 17.7 | 10 | TRUE | TRUE |  | 36000 | 24600 | 2.68 | 33000 | 2.26
215864122 | 10/30/24 | Live | Midea Electric Trading | COOPER&HUNTER | Singlezone Ducted, Centrally Ducted | 215864122 |  | HRCU-A-CB | CH-PQ33-230VO |  | CH-PQ33AHU |  |  |  | 12 | 17.2 | 10.8 | TRUE | TRUE |  | 30000 | 24000 | 2.69 | 24600 | 1.94
215853877 | 10/30/24 | Live | Midea Electric Trading | BLUERIDGE | Singlezone Ducted, Centrally Ducted | 215853877 |  | HRCU-A-CB | BMSAH30HHC |  | BMS3AH30I |  |  |  | 12 | 17.2 | 10.8 | TRUE | TRUE |  | 30000 | 24000 | 2.69 | 24600 | 1.94
215853871 | 10/30/24 | Live | Midea Electric Trading | BLUERIDGE | Singlezone Ducted, Centrally Ducted | 215853871 |  | HRCU-A-CB | BMSAH30HHC |  | BMS2AH30I |  |  |  | 11.7 | 16.8 | 10 | TRUE | TRUE |  | 30000 | 23800 | 2.76 | 37800 | 2.39
215864121 | 10/30/24 | Live | Midea Electric Trading | COOPER&HUNTER | Singlezone Ducted, Centrally Ducted | 215864121 |  | HRCU-A-CB | CH-PQ24-230VO |  | CH-PQ24AHU |  |  |  | 12 | 18.6 | 10 | TRUE | TRUE |  | 24000 | 19000 | 2.64 | 20200 | 2.24
215853876 | 10/30/24 | Live | Midea Electric Trading | BLUERIDGE | Singlezone Ducted, Centrally Ducted | 215853876 |  | HRCU-A-CB | BMSAH24HHC |  | BMS3AH24I |  |  |  | 12 | 18.6 | 10 | TRUE | TRUE |  | 24000 | 19000 | 2.64 | 20200 | 2.24
215864120 | 10/30/24 | Live | Midea Electric Trading | COOPER&HUNTER | Singlezone Ducted, Centrally Ducted | 215864120 |  | HRCU-A-CB | CH-PQ18-230VO |  | CH-PQ18AHU |  |  |  | 12.5 | 19 | 10.1 | TRUE | TRUE |  | 18000 | 14700 | 2.66 | 19000 | 2.37
215853875 | 10/30/24 | Live | Midea Electric Trading | BLUERIDGE | Singlezone Ducted, Centrally Ducted | 215853875 |  | HRCU-A-CB | BMSAH18HHC |  | BMS3AH18I |  |  |  | 12.5 | 19 | 10.1 | TRUE | TRUE |  | 18000 | 14700 | 2.66 | 19000 | 2.37
215853859 | 10/30/24 | Live | Midea Electric Trading | BLUERIDGE | Singlezone Ducted, Centrally Ducted | 215853859 |  | HRCU-A-CB | BMS3620YC |  | BMMZAH36I |  |  |  | 8.5 | 16 | 7.7 | FALSE | FALSE |  | 36000 | 17900 | 2.04 | 22400 | 2.04
215864133 | 10/30/24 | Live | Midea Electric Trading | COOPER&HUNTER | Singlezone Ducted, Centrally Ducted | 215864133 |  | HRCU-A-CB | CH-REL30-230VO |  | CH-RS30MAHU |  |  |  | 11 | 17 | 8.7 | FALSE | FALSE |  | 30000 | 19400 | 2.4 | 23600 | 2.23
215853858 | 10/30/24 | Live | Midea Electric Trading | BLUERIDGE | Singlezone Ducted, Centrally Ducted | 215853858 |  | HRCU-A-CB | BMS3022YC |  | BMMZAH30I |  |  |  | 11 | 17 | 8.7 | FALSE | FALSE |  | 30000 | 19400 | 2.4 | 23600 | 2.23
215853857 | 10/30/24 | Live | Midea Electric Trading | BLUERIDGE | Singlezone Ducted, Centrally Ducted | 215853857 |  | HRCU-A-CB | BMS2423YC |  | BMMZAH24I |  |  |  | 11.7 | 19.7 | 9 | TRUE | TRUE |  | 24000 | 17600 | 2.4 | 23200 | 2.55
215864132 | 10/30/24 | Live | Midea Electric Trading | COOPER&HUNTER | Singlezone Ducted, Centrally Ducted | 215864132 |  | HRCU-A-CB | CH-RES24-230VO |  | CH-RS24MAHU |  |  |  | 11.7 | 19.7 | 9 | TRUE | TRUE |  | 24000 | 17600 | 2.4 | 23200 | 2.55
215864131 | 10/30/24 | Live | Midea Electric Trading | COOPER&HUNTER | Singlezone Ducted, Centrally Ducted | 215864131 |  | HRCU-A-CB | CH-RES18-230VO |  | CH-RS18MAHU |  |  |  | 12.1 | 18.5 | 9.8 | TRUE | TRUE |  | 18000 | 13200 | 2.6 | 14800 | 2.48
215853856 | 10/30/24 | Live | Midea Electric Trading | BLUERIDGE | Singlezone Ducted, Centrally Ducted | 215853856 |  | HRCU-A-CB | BMS1824YC |  | BMMZAH18I |  |  |  | 12.1 | 18.5 | 9.8 | TRUE | TRUE |  | 18000 | 13200 | 2.6 | 14800 | 2.48
215864285 | 10/30/24 | Live | Midea Electric Trading | COOPER&HUNTER | Singlezone Ducted, Centrally Ducted | 215864285 |  | HRCU-A-CB | CH-R60LCU-230VO |  | CH-RS60LCAHU |  |  |  | 9.5 | 16 | 9.1 | FALSE | FALSE |  | 55000 | 40500 | 2.6 | 41500 | 2.2
215864134 | 10/30/24 | Live | Midea Electric Trading | COOPER&HUNTER | Singlezone Ducted, Centrally Ducted | 215864134 |  | HRCU-A-CB | CH-R48LCU-230VO |  | CH-RS48LCAHU |  |  |  | 10 | 17.7 | 10 | TRUE | TRUE |  | 48000 | 40000 | 2.6 | 41000 | 2.28
215864284 | 10/30/24 | Live | Midea Electric Trading | COOPER&HUNTER | Singlezone Ducted, Centrally Ducted | 215864284 |  | HRCU-A-CB | CH-R36LCU-230VO |  | CH-RS36LCAHU |  |  |  | 9 | 15.8 | 9.3 | FALSE | FALSE |  | 36000 | 25000 | 2.4 | 27000 | 2.15
215864130 | 10/30/24 | Live | Midea Electric Trading | COOPER&HUNTER | Singlezone Ducted, Centrally Ducted | 215864130 |  | HRCU-A-CB | CH-RHP60LCU-230VO |  | CH-RS60LCAHU |  |  |  | 10 | 15.2 | 9.2 | TRUE | TRUE |  | 54000 | 41000 | 2.6 | 51500 | 2.2
215864129 | 10/30/24 | Live | Midea Electric Trading | COOPER&HUNTER | Singlezone Ducted, Centrally Ducted | 215864129 |  | HRCU-A-CB | CH-RHP48LCU-230VO |  | CH-RS48LCAHU |  |  |  | 10 | 17 | 10.2 | TRUE | TRUE |  | 48000 | 40000 | 2.5 | 42000 | 2.16
215864128 | 10/30/24 | Live | Midea Electric Trading | COOPER&HUNTER | Singlezone Ducted, Centrally Ducted | 215864128 |  | HRCU-A-CB | CH-RHP36LCU-230VO |  | CH-RS36LCAHU |  |  |  | 11.7 | 17.2 | 9.5 | TRUE | TRUE |  | 36000 | 28000 | 2.2 | 38000 | 2.11
215853862 | 10/30/24 | Live | Midea Electric Trading | BLUERIDGE | Singlezone Ducted, Centrally Ducted | 215853862 |  | HRCU-A-CB | BMS3320HHYC |  | BMMZAH36I |  |  |  | 11.7 | 16.5 | 10 | TRUE | TRUE |  | 33000 | 27400 | 2.58 | 33400 | 2.62
215853861 | 10/30/24 | Live | Midea Electric Trading | BLUERIDGE | Singlezone Ducted, Centrally Ducted | 215853861 |  | HRCU-A-CB | BMS2421HHYC |  | BMMZAH24I |  |  |  | 12 | 18.7 | 10 | TRUE | TRUE |  | 23000 | 16900 | 2.4 | 24000 | 2.39
215864127 | 10/30/24 | Live | Midea Electric Trading | COOPER&HUNTER | Singlezone Ducted, Centrally Ducted | 215864127 |  | HRCU-A-CB | CH-RHP24-230VO |  | CH-RS24MAHU |  |  |  | 12 | 18.7 | 10 | TRUE | TRUE |  | 23000 | 16900 | 2.4 | 24000 | 2.39
215864126 | 10/30/24 | Live | Midea Electric Trading | COOPER&HUNTER | Singlezone Ducted, Centrally Ducted | 215864126 |  | HRCU-A-CB | CH-RHP18-230VO |  | CH-RS18MAHU |  |  |  | 12 | 18 | 10 | TRUE | TRUE |  | 18000 | 14000 | 2.6 | 19800 | 2.38
215853860 | 10/30/24 | Live | Midea Electric Trading | BLUERIDGE | Singlezone Ducted, Centrally Ducted | 215853860 |  | HRCU-A-CB | BMS1821HHYC |  | BMMZAH18I |  |  |  | 12 | 18 | 10 | TRUE | TRUE |  | 18000 | 14000 | 2.6 | 19800 | 2.38
206347276 | 04/28/22 | Live | Fujitsu General America, Inc. | FUJITSU | Multizone All Ducted | 206347276 |  | HMSV-A-CB | AOU36RLAVM4 | Ducted Indoor Units |  | 12.5 | 17 | 10 | 10.6 | 15.5 | 8.2 | FALSE | FALSE | FALSE | 36000 | 28200 | 2.99 | 42000 | 2.87
206347272 | 04/28/22 | Live | Fujitsu General America, Inc. | FUJITSU | Multizone All Ducted | 206347272 |  | HMSV-A-CB | AOU60RLAVM4 | Ducted Indoor Units |  | 10.4 | 16.5 | 10.5 | 9.1 | 14.7 | 8.6 | FALSE | FALSE | FALSE | 60000 | 41500 | 2.68 | 56100 | 3.25
206347303 | 04/28/22 | Live | Fujitsu General America, Inc. | FUJITSU | Multizone Mix of Ducted and Non-Ducted | 206347303 |  | HMSV-A-CB | AOU36RLAVS4 | Mixed Ducted and Non-Ducted Indoor Units |  | 11.5 | 18.55 | 10.75 | 11 | 18 | 8.8 | FALSE | FALSE | FALSE | 36000 | 26200 | 2.61 | 37500 | 2.99
206347301 | 04/28/22 | Live | Fujitsu General America, Inc. | FUJITSU | Multizone Mix of Ducted and Non-Ducted | 206347301 |  | HMSV-A-CB | AOU36RLAVM4 | Mixed Ducted and Non-Ducted Indoor Units |  | 12.9 | 18 | 10.75 | 11.95 | 17.35 | 9.1 | FALSE | FALSE | FALSE | 36000 | 27000 | 2.9 | 42000 | 2.86
206347275 | 09/07/22 | Live | Fujitsu General America, Inc. | FUJITSU | Multizone All Non-Ducted | 206347275 |  | HMSR-A-CB-O | AOU48RLAVM4 | Non-Ducted Indoor Units |  | 12.5 | 19.8 | 11.1 | 12.5 | 20.4 | 9.6 | FALSE | FALSE | FALSE | 48000 | 33000 | 2.84 | 50000 | 3.35
206347273 | 09/07/22 | Live | Fujitsu General America, Inc. | FUJITSU | Multizone All Non-Ducted | 206347273 |  | HMSR-A-CB-O | AOU60RLAVM4 | Non-Ducted Indoor Units |  | 10.8 | 18.5 | 11 | 10.8 | 19.5 | 9.4 | FALSE | FALSE | FALSE | 60000 | 41500 | 2.68 | 56100 | 3.29
206347299 | 04/28/22 | Live | Fujitsu General America, Inc. | FUJITSU | Multizone Mix of Ducted and Non-Ducted | 206347299 |  | HMSV-A-CB | AOU60RLAVM4 | Mixed Ducted and Non-Ducted Indoor Units |  | 10.6 | 17.5 | 10.75 | 9.95 | 17.1 | 9 | FALSE | FALSE | FALSE | 60000 | 43500 | 2.81 | 56100 | 3.28
206347300 | 04/28/22 | Live | Fujitsu General America, Inc. | FUJITSU | Multizone Mix of Ducted and Non-Ducted | 206347300 |  | HMSV-A-CB | AOU48RLAVM4 | Mixed Ducted and Non-Ducted Indoor Units |  | 12.15 | 18.95 | 10.75 | 11.5 | 18 | 9.05 | FALSE | FALSE | FALSE | 48000 | 33600 | 2.77 | 50000 | 3.25
206347281 | 09/07/22 | Live | Fujitsu General America, Inc. | FUJITSU | Multizone All Non-Ducted | 206347281 |  | HMSR-A-CB-O | AOU36RLAVS4 | Non-Ducted Indoor Units |  | 11.8 | 19.7 | 11.2 | 11.8 | 20.5 | 9.7 | FALSE | FALSE | FALSE | 36000 | 26600 | 2.66 | 37500 | 3.04
206347274 | 04/28/22 | Live | Fujitsu General America, Inc. | FUJITSU | Multizone All Ducted | 206347274 |  | HMSV-A-CB | AOU48RLAVM4 | Ducted Indoor Units |  | 11.8 | 18.1 | 10.4 | 9.6 | 15.6 | 8.5 | FALSE | FALSE | FALSE | 48000 | 34400 | 2.73 | 50000 | 3.14
8912451 | 08/12/19 | Live | Fujitsu General America, Inc. | FUJITSU | Multizone Mix of Ducted and Non-Ducted | 8912451 |  | HMSV-A-CB | AOU45RLXFZ | Mixed Ducted and Non-Ducted Indoor Units |  | 10.15 | 18.7 | 9.8 | 10.15 | 19.1 | 8.75 | FALSE | FALSE | TRUE | 45000 | 28000 | 2.56 | 36407 | 2.01
206347277 | 09/07/22 | Live | Fujitsu General America, Inc. | FUJITSU | Multizone All Non-Ducted | 206347277 |  | HMSR-A-CB-O | AOU36RLAVM4 | Non-Ducted Indoor Units |  | 13.3 | 19 | 11.5 | 13.3 | 19.2 | 10 | FALSE | FALSE | FALSE | 36000 | 25800 | 2.8 | 42000 | 2.84
206347278 | 04/28/22 | Live | Fujitsu General America, Inc. | FUJITSU | Multizone All Ducted | 206347278 |  | HMSV-A-CB | AOU48RLAVS4 | Ducted Indoor Units |  | 9.1 | 16.9 | 10.1 | 8.4 | 14.7 | 8.2 | FALSE | FALSE | FALSE | 48000 | 34600 | 2.54 | 43800 | 2.96
206347280 | 04/28/22 | Live | Fujitsu General America, Inc. | FUJITSU | Multizone All Ducted | 206347280 |  | HMSV-A-CB | AOU36RLAVS4 | Ducted Indoor Units |  | 11.2 | 17.4 | 10.3 | 10.25 | 15.5 | 7.9 | FALSE | FALSE | FALSE | 36000 | 25400 | 2.52 | 37500 | 2.96
206347279 | 04/28/22 | Live | Fujitsu General America, Inc. | FUJITSU | Multizone All Non-Ducted | 206347279 |  | HMSV-A-CB | AOU48RLAVS4 | Non-Ducted Indoor Units |  | 9.6 | 18.8 | 10.9 | 9.6 | 20.4 | 9.4 | FALSE | FALSE | FALSE | 48000 | 33400 | 2.66 | 43800 | 3.03
215570377 | 10/28/24 | Live | TCL AIR CONDITIONER (ZHONGSHAN) CO.,LTD. | TCL | Singlezone Non-Ducted, Wall Placement | 215570377 |  | HRCU-A-CB | H24SBH20XPC | Mini-Splits | H24DTHU1XAE |  |  |  | 11.7 | 19 | 9.5 | TRUE | TRUE |  | 22000 | 15100 | 2.77 | 22000 | 1.87
215570376 | 10/28/24 | Live | TCL AIR CONDITIONER (ZHONGSHAN) CO.,LTD. | TCL | Singlezone Non-Ducted, Wall Placement | 215570376 |  | HRCU-A-CB-O | H24SBH20XPC | Mini-Splits | H24CSHU1XAE |  |  |  | 11.7 | 22 | 10 | TRUE | TRUE |  | 23000 | 15300 | 2.87 | 22000 | 1.87
215570375 | 10/28/24 | Live | TCL AIR CONDITIONER (ZHONGSHAN) CO.,LTD. | TCL | Singlezone Non-Ducted, Wall Placement | 215570375 |  | HRCU-A-CB | H18SBH22XPC | Mini-Splits | H18DTHU1XAE |  |  |  | 11.7 | 21 | 8.1 | TRUE | TRUE |  | 17000 | 11200 | 2.43 | 17500 | 2.14
215570374 | 10/28/24 | Live | TCL AIR CONDITIONER (ZHONGSHAN) CO.,LTD. | TCL | Singlezone Non-Ducted, Wall Placement | 215570374 |  | HRCU-A-CB-O | H18SBH22XPC | Mini-Splits | H18CSHU1XAE |  |  |  | 11.7 | 20 | 8.5 | TRUE | TRUE |  | 16000 | 11100 | 2.46 | 17500 | 2.14
215570373 | 10/28/24 | Live | TCL AIR CONDITIONER (ZHONGSHAN) CO.,LTD. | TCL | Singlezone Non-Ducted, Wall Placement | 215570373 |  | HRCU-A-CB | H12SBH23XPC | Mini-Splits | H12DTHU1XAE |  |  |  | 11.7 | 19 | 8.1 | TRUE | TRUE |  | 11000 | 7500 | 2.65 | 9700 | 2.2
215570372 | 10/28/24 | Live | TCL AIR CONDITIONER (ZHONGSHAN) CO.,LTD. | TCL | Singlezone Non-Ducted, Wall Placement | 215570372 |  | HRCU-A-CB-O | H12SBH23XPC | Mini-Splits | H12CSHU1XAE |  |  |  | 11.7 | 21 | 10 | TRUE | TRUE |  | 12000 | 7800 | 2.86 | 9700 | 2.2
215570371 | 10/28/24 | Live | TCL AIR CONDITIONER (ZHONGSHAN) CO.,LTD. | TCL | Singlezone Non-Ducted, Wall Placement | 215570371 |  | HRCU-A-CB | H09SBH23XPC | Mini-Splits | H09DTHU1XAE |  |  |  | 12.5 | 20.5 | 9.5 | TRUE | TRUE |  | 9500 | 6100 | 2.71 | 9100 | 2.22
215570370 | 10/28/24 | Live | TCL AIR CONDITIONER (ZHONGSHAN) CO.,LTD. | TCL | Singlezone Non-Ducted, Wall Placement | 215570370 |  | HRCU-A-CB-O | H09SBH23XPC | Mini-Splits | H09CSHU1XAE |  |  |  | 12 | 22 | 10 | TRUE | TRUE |  | 9500 | 6300 | 2.93 | 9100 | 2.22
215402576 | 09/10/24 | Live | Lennox Industries | ADP | Singlezone Ducted, Centrally Ducted | 215402576 |  | HRCU-A-C | AUWR-48U3SP | Ducted Indoor Units | HG88960+TD |  |  |  | 11 | 15.2 | 8.55 | FALSE | FALSE | TRUE | 42000 | 30200 | 2.1 | 39000 | 2.19
215220929 | 10/28/24 | Live | Samsung Electronics | SAMSUNG | Singlezone Ducted, Compact Ducted | 215220929 |  | HRCU-A-CB | AC018DXSCCG | Mini-Splits | AC018DNLDCG |  |  |  | 11.7 | 17 | 9 | TRUE | TRUE |  | 17500 | 16200 | 2.16 | 25300 | 2.05
215220729 | 10/28/24 | Live | Samsung Electronics | SAMSUNG | Singlezone Non-Ducted, Ceiling Placement | 215220729 |  | HRCU-A-CB-O | AC018DXSCCG | Mini-Splits | AC018DNNDCG |  |  |  | 12.5 | 20.5 | 9.5 | TRUE | TRUE |  | 17000 | 15600 | 2.31 | 25300 | 2.05
215220726 | 10/28/24 | Live | Samsung Electronics | SAMSUNG | Singlezone Non-Ducted, Ceiling Placement | 215220726 |  | HRCU-A-CB-O | AC018DXSCCG | Mini-Splits | AC018DN1DCG |  |  |  | 12 | 20 | 9.5 | TRUE | TRUE |  | 17500 | 16000 | 2.21 | 25300 | 2.05
215386399 | 10/28/24 | Live | Samsung Electronics | SAMSUNG | Singlezone Ducted, Centrally Ducted | 215386399 |  | HRCU-A-CB | AC048DXSCCG | Mini-Splits | AC048DNHDCG |  |  |  | 11.7 | 18 | 9.5 | TRUE | TRUE |  | 47000 | 41000 | 2.48 | 57600 | 2.03
215385459 | 10/28/24 | Live | Samsung Electronics | SAMSUNG | Singlezone Ducted, Centrally Ducted | 215385459 |  | HRCU-A-CB | AC036DXSCCG | Mini-Splits | AC036DNHDCG |  |  |  | 12.8 | 20 | 9.8 | TRUE | TRUE |  | 36000 | 30600 | 2.68 | 42700 | 2.49
215385456 | 10/28/24 | Live | Samsung Electronics | SAMSUNG | Singlezone Ducted, Centrally Ducted | 215385456 |  | HRCU-A-CB | AC030DXSCCG | Mini-Splits | AC030DNHDCG |  |  |  | 13 | 20 | 10 | TRUE | TRUE |  | 30000 | 27000 | 2.76 | 38800 | 2.66
215220731 | 10/28/24 | Live | Samsung Electronics | SAMSUNG | Singlezone Ducted, Centrally Ducted | 215220731 |  | HRCU-A-CB | AC024DXSCCG | Mini-Splits | AC024DNHDCG |  |  |  | 12 | 18 | 9.5 | TRUE | TRUE |  | 23000 | 21600 | 2.25 | 34300 | 2.04
215220728 | 10/28/24 | Live | Samsung Electronics | SAMSUNG | Singlezone Ducted, Centrally Ducted | 215220728 |  | HRCU-A-CB | AC018DXSCCG | Mini-Splits | AC018DNHDCG |  |  |  | 12 | 18.3 | 8.9 | TRUE | TRUE |  | 18000 | 12800 | 2.7 | 28700 | 2.16
215490151 | 10/28/24 | Live | Samsung Electronics | SAMSUNG | Singlezone Ducted, Centrally Ducted | 215490151 |  | HRCU-A-CB | AC048DXADCG | Mini-Splits | AC048DNHDCG |  |  |  | 8.7 | 17.3 | 8.7 | TRUE | TRUE |  | 48000 | 34000 | 2.5 | 54500 | 2.33
215490150 | 10/28/24 | Live | Samsung Electronics | SAMSUNG | Singlezone Ducted, Centrally Ducted | 215490150 |  | HRCU-A-CB | AC036DXADCG | Mini-Splits | AC036DNHDCG |  |  |  | 9.5 | 17.4 | 8.8 | TRUE | TRUE |  | 36000 | 27600 | 2.49 | 42400 | 2.61
215490149 | 10/28/24 | Live | Samsung Electronics | SAMSUNG | Singlezone Ducted, Centrally Ducted | 215490149 |  | HRCU-A-CB | AC030DXADCG | Mini-Splits | AC030DNHDCG |  |  |  | 11 | 19 | 9 | TRUE | TRUE |  | 30000 | 22800 | 2.59 | 38000 | 2.4
215490148 | 10/28/24 | Live | Samsung Electronics | SAMSUNG | Singlezone Ducted, Centrally Ducted | 215490148 |  | HRCU-A-CB | AC024DXADCG | Mini-Splits | AC024DNHDCG |  |  |  | 11 | 17.5 | 8.7 | TRUE | TRUE |  | 24000 | 15300 | 2.34 | 27500 | 1.81
215490147 | 10/28/24 | Live | Samsung Electronics | SAMSUNG | Singlezone Ducted, Centrally Ducted | 215490147 |  | HRCU-A-CB | AC018DXADCG | Mini-Splits | AC018DNHDCG |  |  |  | 10.5 | 18 | 8.5 | TRUE | TRUE |  | 18000 | 12400 | 2.29 | 25700 | 1.92
215385460 | 10/28/24 | Live | Samsung Electronics | SAMSUNG | Singlezone Non-Ducted, Ceiling Placement | 215385460 |  | HRCU-A-CB-O | AC048DXSCCG | Mini-Splits | AC048DN4DCG |  |  |  | 12.2 | 20 | 10.4 | TRUE | TRUE |  | 48000 | 42000 | 2.61 | 57600 | 2.36
215385457 | 10/28/24 | Live | Samsung Electronics | SAMSUNG | Singlezone Non-Ducted, Ceiling Placement | 215385457 |  | HRCU-A-CB-O | AC036DXSCCG | Mini-Splits | AC036DN4DCG |  |  |  | 13.5 | 22 | 10.6 | TRUE | TRUE |  | 36000 | 28200 | 2.85 | 42700 | 2.77
215385454 | 10/28/24 | Live | Samsung Electronics | SAMSUNG | Singlezone Non-Ducted, Ceiling Placement | 215385454 |  | HRCU-A-CB-O | AC030DXSCCG | Mini-Splits | AC030DN4DCG |  |  |  | 14.4 | 22.8 | 10.7 | TRUE | TRUE |  | 30000 | 27000 | 3.01 | 37700 | 3.02
215220725 | 10/28/24 | Live | Samsung Electronics | SAMSUNG | Singlezone Non-Ducted, Ceiling Placement | 215220725 |  | HRCU-A-CB-O | AC024DXSCCG | Mini-Splits | AC024DN4DCG |  |  |  | 13 | 22 | 10.2 | TRUE | TRUE |  | 24000 | 18600 | 2.49 | 34300 | 2.17
215220724 | 10/28/24 | Live | Samsung Electronics | SAMSUNG | Singlezone Non-Ducted, Ceiling Placement | 215220724 |  | HRCU-A-CB-O | AC018DXSCCG | Mini-Splits | AC018DN4DCG |  |  |  | 14.5 | 23.8 | 9.6 | TRUE | TRUE |  | 18000 | 12400 | 2.98 | 28700 | 2.65
215490146 | 10/28/24 | Live | Samsung Electronics | SAMSUNG | Singlezone Non-Ducted, Ceiling Placement | 215490146 |  | HRCU-A-CB-O | AC048DXADCG | Mini-Splits | AC048DN4DCG |  |  |  | 9 | 18.5 | 9 | TRUE | TRUE |  | 48000 | 35400 | 2.28 | 55400 | 2.56
215490145 | 10/28/24 | Live | Samsung Electronics | SAMSUNG | Singlezone Non-Ducted, Ceiling Placement | 215490145 |  | HRCU-A-CB-O | AC036DXADCG | Mini-Splits | AC036DN4DCG |  |  |  | 11 | 19.5 | 9.2 | TRUE | TRUE |  | 36000 | 26200 | 2.43 | 42400 | 2.93
215490144 | 10/28/24 | Live | Samsung Electronics | SAMSUNG | Singlezone Non-Ducted, Ceiling Placement | 215490144 |  | HRCU-A-CB-O | AC030DXADCG | Mini-Splits | AC030DN4DCG |  |  |  | 12 | 21.7 | 9.5 | TRUE | TRUE |  | 30000 | 22600 | 2.75 | 38000 | 2.61
215490143 | 10/28/24 | Live | Samsung Electronics | SAMSUNG | Singlezone Non-Ducted, Ceiling Placement | 215490143 |  | HRCU-A-CB-O | AC024DXADCG | Mini-Splits | AC024DN4DCG |  |  |  | 12 | 21.6 | 9.6 | TRUE | TRUE |  | 24000 | 16800 | 2.68 | 27500 | 1.74
215490142 | 10/28/24 | Live | Samsung Electronics | SAMSUNG | Singlezone Non-Ducted, Ceiling Placement | 215490142 |  | HRCU-A-CB-O | AC018DXADCG | Mini-Splits | AC018DN4DCG |  |  |  | 13 | 23.8 | 9.3 | TRUE | TRUE |  | 18000 | 11600 | 2.98 | 25700 | 2.23
215385461 | 10/28/24 | Live | Samsung Electronics | SAMSUNG | Singlezone Non-Ducted, Ceiling Placement | 215385461 |  | HRCU-A-CB-O | AC048DXSCCG | Mini-Splits | AC048DN6DCG |  |  |  | 12 | 18.5 | 10 | TRUE | TRUE |  | 46000 | 40500 | 2.48 | 57600 | 2.23
215385458 | 10/28/24 | Live | Samsung Electronics | SAMSUNG | Singlezone Non-Ducted, Ceiling Placement | 215385458 |  | HRCU-A-CB-O | AC036DXSCCG | Mini-Splits | AC036DN6DCG |  |  |  | 12.8 | 21.7 | 10.3 | TRUE | TRUE |  | 36000 | 28400 | 2.77 | 42700 | 2.63
215385455 | 10/28/24 | Live | Samsung Electronics | SAMSUNG | Singlezone Non-Ducted, Ceiling Placement | 215385455 |  | HRCU-A-CB-O | AC030DXSCCG | Mini-Splits | AC030DN6DCG |  |  |  | 13 | 22 | 10.4 | TRUE | TRUE |  | 30000 | 23800 | 2.44 | 37700 | 2.81
215220730 | 10/28/24 | Live | Samsung Electronics | SAMSUNG | Singlezone Non-Ducted, Ceiling Placement | 215220730 |  | HRCU-A-CB-O | AC024DXSCCG | Mini-Splits | AC024DN6DCG |  |  |  | 13.5 | 23 | 9.8 | TRUE | TRUE |  | 24000 | 16800 | 2.55 | 34300 | 2.23
215220727 | 10/28/24 | Live | Samsung Electronics | SAMSUNG | Singlezone Non-Ducted, Ceiling Placement | 215220727 |  | HRCU-A-CB-O | AC018DXSCCG | Mini-Splits | AC018DN6DCG |  |  |  | 13.5 | 22.5 | 9.5 | TRUE | TRUE |  | 18000 | 13400 | 2.45 | 28700 | 2.16
215224722 | 10/24/24 | Live | Johnson Controls Inc. (York International Norman) | HITACHI | Singlezone Non-Ducted, Wall Placement | 215224722 |  | HRCU-A-CB-O | RAC-DJ24WHAA | Mini-Splits | RAK-DJ24PHAA |  |  |  | 12 | 18.3 | 10 | TRUE | FALSE | TRUE | 24000 | 17500 | 2.5 | 22500 | 2.4
215427968 | 10/23/24 | Live | Hisense | COMFIAIRE | Singlezone Non-Ducted, Wall Placement | 215427968 |  | HRCU-A-CB-O | CA-12UXEO | Mini-Splits | CA-12UWXI | 12.5 | 23 | 11 | 12.7 | 23.5 | 9.5 | TRUE | TRUE | TRUE | 12000 | 6800 | 2.73 | 11500 | 2.41
215427969 | 10/23/24 | Live | Hisense | COMFIAIRE | Singlezone Non-Ducted, Wall Placement | 215427969 |  | HRCU-A-CB-O | CA-18UXEO | Mini-Splits | CA-18UWXI | 13 | 20.5 | 10.5 | 13.2 | 20.5 | 9.5 | TRUE | TRUE | TRUE | 18000 | 10500 | 1.2 | 17500 | 1.84
215413141 | 10/23/24 | Live | CARRIER | CARRIER | Singlezone Non-Ducted, Wall Placement | 215413141 |  | HRCU-A-CB-O | 37MPRAQ06AA3 | Mini-Splits | 45MPHAQ06XA3 |  |  |  | 17.5 | 35.1 | 30 | TRUE | TRUE | TRUE | 6000 | 11000 | 2.41 | 14600 | 2.26
215413165 | 10/23/24 | Live | CARRIER | MIDEA | Singlezone Non-Ducted, Wall Placement | 215413165 |  | HRCU-A-CB-O | 37MPRAQ06AA3 | Mini-Splits | D5MPHAQ06XA3 |  |  |  | 17.5 | 35.1 | 30 | TRUE | TRUE | TRUE | 6000 | 11000 | 2.41 | 14600 | 2.26
215413236 | 10/23/24 | Live | CARRIER | COMFORTMAKER | Singlezone Non-Ducted, Wall Placement | 215413236 |  | HRCU-A-CB-O | D5CERAH24AAK | Mini-Splits | D5FEHAH24XCK |  |  |  | 9.5 | 18.5 | 9 | FALSE | FALSE | FALSE | 24000 | 17200 | 2.46 | 20200 | 2.26
215413222 | 10/23/24 | Live | CARRIER | ARCOAIRE | Singlezone Non-Ducted, Wall Placement | 215413222 |  | HRCU-A-CB-O | D5CERAH24AAK | Mini-Splits | D5FEHAH24XCK |  |  |  | 9.5 | 18.5 | 9 | FALSE | FALSE | FALSE | 24000 | 17200 | 2.46 | 20200 | 2.26
215413208 | 10/23/24 | Live | CARRIER | MIDEA | Singlezone Non-Ducted, Wall Placement | 215413208 |  | HRCU-A-CB-O | 37MHRAQ24AA3 | Mini-Splits | 45MHHAQ24XC3 |  |  |  | 9.5 | 18.5 | 9 | FALSE | FALSE | FALSE | 24000 | 17200 | 2.46 | 20200 | 2.26
215413200 | 10/23/24 | Live | CARRIER | WEATHERMAKER | Singlezone Non-Ducted, Wall Placement | 215413200 |  | HRCU-A-CB-O | 37MHRAQ24AA3 | Mini-Splits | 45MHHAQ24XC3 |  |  |  | 9.5 | 18.5 | 9 | FALSE | FALSE | FALSE | 24000 | 17200 | 2.46 | 20200 | 2.26
215413192 | 10/23/24 | Live | CARRIER | PAYNE | Singlezone Non-Ducted, Wall Placement | 215413192 |  | HRCU-A-CB-O | 37MHRAQ24AA3 | Mini-Splits | 45MHHAQ24XC3 |  |  |  | 9.5 | 18.5 | 9 | FALSE | FALSE | FALSE | 24000 | 17200 | 2.46 | 20200 | 2.26
215413184 | 10/23/24 | Live | CARRIER | BRYANT | Singlezone Non-Ducted, Wall Placement | 215413184 |  | HRCU-A-CB-O | 37MHRAQ24AA3 | Mini-Splits | 45MHHAQ24XC3 |  |  |  | 9.5 | 18.5 | 9 | FALSE | FALSE | FALSE | 24000 | 17200 | 2.46 | 20200 | 2.26
215413176 | 10/23/24 | Live | CARRIER | CARRIER | Singlezone Non-Ducted, Wall Placement | 215413176 |  | HRCU-A-CB-O | 37MHRAQ24AA3 | Mini-Splits | 45MHHAQ24XC3 |  |  |  | 9.5 | 18.5 | 9 | FALSE | FALSE | FALSE | 24000 | 17200 | 2.46 | 20200 | 2.26
215413306 | 10/23/24 | Live | CARRIER | MIDEA | Singlezone Non-Ducted, Wall Placement | 215413306 |  | HRCU-A-CB-O | D5CERAH24AAK | Mini-Splits | D5FEHAH24XCK |  |  |  | 9.5 | 18.5 | 9 | FALSE | FALSE | FALSE | 24000 | 17200 | 2.46 | 20200 | 2.26
215413292 | 10/23/24 | Live | CARRIER | KENMORE | Singlezone Non-Ducted, Wall Placement | 215413292 |  | HRCU-A-CB-O | D5CERAH24AAK | Mini-Splits | D5FEHAH24XCK |  |  |  | 9.5 | 18.5 | 9 | FALSE | FALSE | FALSE | 24000 | 17200 | 2.46 | 20200 | 2.26
215413278 | 10/23/24 | Live | CARRIER | KEEPRITE | Singlezone Non-Ducted, Wall Placement | 215413278 |  | HRCU-A-CB-O | D5CERAH24AAK | Mini-Splits | D5FEHAH24XCK |  |  |  | 9.5 | 18.5 | 9 | FALSE | FALSE | FALSE | 24000 | 17200 | 2.46 | 20200 | 2.26
215413264 | 10/23/24 | Live | CARRIER | HEIL | Singlezone Non-Ducted, Wall Placement | 215413264 |  | HRCU-A-CB-O | D5CERAH24AAK | Mini-Splits | D5FEHAH24XCK |  |  |  | 9.5 | 18.5 | 9 | FALSE | FALSE | FALSE | 24000 | 17200 | 2.46 | 20200 | 2.26
215413250 | 10/23/24 | Live | CARRIER | DAY & NIGHT | Singlezone Non-Ducted, Wall Placement | 215413250 |  | HRCU-A-CB-O | D5CERAH24AAK | Mini-Splits | D5FEHAH24XCK |  |  |  | 9.5 | 18.5 | 9 | FALSE | FALSE | FALSE | 24000 | 17200 | 2.46 | 20200 | 2.26
215413348 | 10/23/24 | Live | CARRIER | AIRQUEST | Singlezone Non-Ducted, Wall Placement | 215413348 |  | HRCU-A-CB-O | D5CERAH24AAK | Mini-Splits | D5FEHAH24XCK |  |  |  | 9.5 | 18.5 | 9 | FALSE | FALSE | FALSE | 24000 | 17200 | 2.46 | 20200 | 2.26
215413334 | 10/23/24 | Live | CARRIER | SMART COMFORT | Singlezone Non-Ducted, Wall Placement | 215413334 |  | HRCU-A-CB-O | D5CERAH24AAK | Mini-Splits | D5FEHAH24XCK |  |  |  | 9.5 | 18.5 | 9 | FALSE | FALSE | FALSE | 24000 | 17200 | 2.46 | 20200 | 2.26
215413320 | 10/23/24 | Live | CARRIER | TEMPSTAR | Singlezone Non-Ducted, Wall Placement | 215413320 |  | HRCU-A-CB-O | D5CERAH24AAK | Mini-Splits | D5FEHAH24XCK |  |  |  | 9.5 | 18.5 | 9 | FALSE | FALSE | FALSE | 24000 | 17200 | 2.46 | 20200 | 2.26
215413362 | 10/23/24 | Live | CARRIER | LPS LEGACY | Singlezone Non-Ducted, Wall Placement | 215413362 |  | HRCU-A-CB-O | D5CERAH24AAK | Mini-Splits | D5FEHAH24XCK |  |  |  | 9.5 | 18.5 | 9 | FALSE | FALSE | FALSE | 24000 | 17200 | 2.46 | 20200 | 2.26
215413376 | 10/23/24 | Live | CARRIER | GRANDAIRE | Singlezone Non-Ducted, Wall Placement | 215413376 |  | HRCU-A-CB-O | D5CERAH24AAK | Mini-Splits | D5FEHAH24XCK |  |  |  | 9.5 | 18.5 | 9 | FALSE | FALSE | FALSE | 24000 | 17200 | 2.46 | 20200 | 2.26
215413055 | 10/23/24 | Live | CARRIER | GRANDAIRE | Singlezone Ducted, Centrally Ducted | 215413055 |  | HRCU-A-CB | D5CSRAH36AAK |  | D5FSAAH36XBK |  |  |  | 8.6 | 16 | 7.7 | FALSE | FALSE | FALSE | 36000 | 17900 | 2.04 | 22400 | 2.04
215413023 | 10/23/24 | Live | CARRIER | CARRIER | Singlezone Ducted, Centrally Ducted | 215413023 |  | HRCU-A-CB | 37MARAQ36AA3 |  | 45MBAAQ36XB3 |  |  |  | 8.6 | 16 | 7.7 | FALSE | FALSE | FALSE | 36000 | 17900 | 2.04 | 22400 | 2.04
215413025 | 10/23/24 | Live | CARRIER | BRYANT | Singlezone Ducted, Centrally Ducted | 215413025 |  | HRCU-A-CB | 37MARAQ36AA3 |  | 45MBAAQ36XB3 |  |  |  | 8.6 | 16 | 7.7 | FALSE | FALSE | FALSE | 36000 | 17900 | 2.04 | 22400 | 2.04
215413027 | 10/23/24 | Live | CARRIER | PAYNE | Singlezone Ducted, Centrally Ducted | 215413027 |  | HRCU-A-CB | 37MARAQ36AA3 |  | 45MBAAQ36XB3 |  |  |  | 8.6 | 16 | 7.7 | FALSE | FALSE | FALSE | 36000 | 17900 | 2.04 | 22400 | 2.04
215413029 | 10/23/24 | Live | CARRIER | WEATHERMAKER | Singlezone Ducted, Centrally Ducted | 215413029 |  | HRCU-A-CB | 37MARAQ36AA3 |  | 45MBAAQ36XB3 |  |  |  | 8.6 | 16 | 7.7 | FALSE | FALSE | FALSE | 36000 | 17900 | 2.04 | 22400 | 2.04
215413031 | 10/23/24 | Live | CARRIER | MIDEA | Singlezone Ducted, Centrally Ducted | 215413031 |  | HRCU-A-CB | 37MARAQ36AA3 |  | 45MBAAQ36XB3 |  |  |  | 8.6 | 16 | 7.7 | FALSE | FALSE | FALSE | 36000 | 17900 | 2.04 | 22400 | 2.04
215413033 | 10/23/24 | Live | CARRIER | ARCOAIRE | Singlezone Ducted, Centrally Ducted | 215413033 |  | HRCU-A-CB | D5CSRAH36AAK |  | D5FSAAH36XBK |  |  |  | 8.6 | 16 | 7.7 | FALSE | FALSE | FALSE | 36000 | 17900 | 2.04 | 22400 | 2.04
215413035 | 10/23/24 | Live | CARRIER | COMFORTMAKER | Singlezone Ducted, Centrally Ducted | 215413035 |  | HRCU-A-CB | D5CSRAH36AAK |  | D5FSAAH36XBK |  |  |  | 8.6 | 16 | 7.7 | FALSE | FALSE | FALSE | 36000 | 17900 | 2.04 | 22400 | 2.04
215413037 | 10/23/24 | Live | CARRIER | DAY & NIGHT | Singlezone Ducted, Centrally Ducted | 215413037 |  | HRCU-A-CB | D5CSRAH36AAK |  | D5FSAAH36XBK |  |  |  | 8.6 | 16 | 7.7 | FALSE | FALSE | FALSE | 36000 | 17900 | 2.04 | 22400 | 2.04
215413039 | 10/23/24 | Live | CARRIER | HEIL | Singlezone Ducted, Centrally Ducted | 215413039 |  | HRCU-A-CB | D5CSRAH36AAK |  | D5FSAAH36XBK |  |  |  | 8.6 | 16 | 7.7 | FALSE | FALSE | FALSE | 36000 | 17900 | 2.04 | 22400 | 2.04
215413041 | 10/23/24 | Live | CARRIER | KEEPRITE | Singlezone Ducted, Centrally Ducted | 215413041 |  | HRCU-A-CB | D5CSRAH36AAK |  | D5FSAAH36XBK |  |  |  | 8.6 | 16 | 7.7 | FALSE | FALSE | FALSE | 36000 | 17900 | 2.04 | 22400 | 2.04
215413043 | 10/23/24 | Live | CARRIER | KENMORE | Singlezone Ducted, Centrally Ducted | 215413043 |  | HRCU-A-CB | D5CSRAH36AAK |  | D5FSAAH36XBK |  |  |  | 8.6 | 16 | 7.7 | FALSE | FALSE | FALSE | 36000 | 17900 | 2.04 | 22400 | 2.04
215413045 | 10/23/24 | Live | CARRIER | MIDEA | Singlezone Ducted, Centrally Ducted | 215413045 |  | HRCU-A-CB | D5CSRAH36AAK |  | D5FSAAH36XBK |  |  |  | 8.6 | 16 | 7.7 | FALSE | FALSE | FALSE | 36000 | 17900 | 2.04 | 22400 | 2.04
215413047 | 10/23/24 | Live | CARRIER | TEMPSTAR | Singlezone Ducted, Centrally Ducted | 215413047 |  | HRCU-A-CB | D5CSRAH36AAK |  | D5FSAAH36XBK |  |  |  | 8.6 | 16 | 7.7 | FALSE | FALSE | FALSE | 36000 | 17900 | 2.04 | 22400 | 2.04
215413049 | 10/23/24 | Live | CARRIER | SMART COMFORT | Singlezone Ducted, Centrally Ducted | 215413049 |  | HRCU-A-CB | D5CSRAH36AAK |  | D5FSAAH36XBK |  |  |  | 8.6 | 16 | 7.7 | FALSE | FALSE | FALSE | 36000 | 17900 | 2.04 | 22400 | 2.04
215413051 | 10/23/24 | Live | CARRIER | AIRQUEST | Singlezone Ducted, Centrally Ducted | 215413051 |  | HRCU-A-CB | D5CSRAH36AAK |  | D5FSAAH36XBK |  |  |  | 8.6 | 16 | 7.7 | FALSE | FALSE | FALSE | 36000 | 17900 | 2.04 | 22400 | 2.04
215413053 | 10/23/24 | Live | CARRIER | LPS LEGACY | Singlezone Ducted, Centrally Ducted | 215413053 |  | HRCU-A-CB | D5CSRAH36AAK |  | D5FSAAH36XBK |  |  |  | 8.6 | 16 | 7.7 | FALSE | FALSE | FALSE | 36000 | 17900 | 2.04 | 22400 | 2.04
215413052 | 10/23/24 | Live | CARRIER | LPS LEGACY | Singlezone Ducted, Centrally Ducted | 215413052 |  | HRCU-A-CB | D5CSRAH30AAK |  | D5FSAAH30XBK |  |  |  | 11 | 17 | 8.8 | FALSE | FALSE | TRUE | 30000 | 19400 | 2.4 | 23600 | 2.23
215413050 | 10/23/24 | Live | CARRIER | AIRQUEST | Singlezone Ducted, Centrally Ducted | 215413050 |  | HRCU-A-CB | D5CSRAH30AAK |  | D5FSAAH30XBK |  |  |  | 11 | 17 | 8.8 | FALSE | FALSE | TRUE | 30000 | 19400 | 2.4 | 23600 | 2.23
215413048 | 10/23/24 | Live | CARRIER | SMART COMFORT | Singlezone Ducted, Centrally Ducted | 215413048 |  | HRCU-A-CB | D5CSRAH30AAK |  | D5FSAAH30XBK |  |  |  | 11 | 17 | 8.8 | FALSE | FALSE | TRUE | 30000 | 19400 | 2.4 | 23600 | 2.23
215413046 | 10/23/24 | Live | CARRIER | TEMPSTAR | Singlezone Ducted, Centrally Ducted | 215413046 |  | HRCU-A-CB | D5CSRAH30AAK |  | D5FSAAH30XBK |  |  |  | 11 | 17 | 8.8 | FALSE | FALSE | TRUE | 30000 | 19400 | 2.4 | 23600 | 2.23
215413044 | 10/23/24 | Live | CARRIER | MIDEA | Singlezone Ducted, Centrally Ducted | 215413044 |  | HRCU-A-CB | D5CSRAH30AAK |  | D5FSAAH30XBK |  |  |  | 11 | 17 | 8.8 | FALSE | FALSE | TRUE | 30000 | 19400 | 2.4 | 23600 | 2.23
215413042 | 10/23/24 | Live | CARRIER | KENMORE | Singlezone Ducted, Centrally Ducted | 215413042 |  | HRCU-A-CB | D5CSRAH30AAK |  | D5FSAAH30XBK |  |  |  | 11 | 17 | 8.8 | FALSE | FALSE | TRUE | 30000 | 19400 | 2.4 | 23600 | 2.23
215413040 | 10/23/24 | Live | CARRIER | KEEPRITE | Singlezone Ducted, Centrally Ducted | 215413040 |  | HRCU-A-CB | D5CSRAH30AAK |  | D5FSAAH30XBK |  |  |  | 11 | 17 | 8.8 | FALSE | FALSE | TRUE | 30000 | 19400 | 2.4 | 23600 | 2.23
215413038 | 10/23/24 | Live | CARRIER | HEIL | Singlezone Ducted, Centrally Ducted | 215413038 |  | HRCU-A-CB | D5CSRAH30AAK |  | D5FSAAH30XBK |  |  |  | 11 | 17 | 8.8 | FALSE | FALSE | TRUE | 30000 | 19400 | 2.4 | 23600 | 2.23
215413036 | 10/23/24 | Live | CARRIER | DAY & NIGHT | Singlezone Ducted, Centrally Ducted | 215413036 |  | HRCU-A-CB | D5CSRAH30AAK |  | D5FSAAH30XBK |  |  |  | 11 | 17 | 8.8 | FALSE | FALSE | TRUE | 30000 | 19400 | 2.4 | 23600 | 2.23
215413034 | 10/23/24 | Live | CARRIER | COMFORTMAKER | Singlezone Ducted, Centrally Ducted | 215413034 |  | HRCU-A-CB | D5CSRAH30AAK |  | D5FSAAH30XBK |  |  |  | 11 | 17 | 8.8 | FALSE | FALSE | TRUE | 30000 | 19400 | 2.4 | 23600 | 2.23
215413032 | 10/23/24 | Live | CARRIER | ARCOAIRE | Singlezone Ducted, Centrally Ducted | 215413032 |  | HRCU-A-CB | D5CSRAH30AAK |  | D5FSAAH30XBK |  |  |  | 11 | 17 | 8.8 | FALSE | FALSE | TRUE | 30000 | 19400 | 2.4 | 23600 | 2.23
215413030 | 10/23/24 | Live | CARRIER | MIDEA | Singlezone Ducted, Centrally Ducted | 215413030 |  | HRCU-A-CB | 37MARAQ30AA3 |  | 45MBAAQ30XB3 |  |  |  | 11 | 17 | 8.8 | FALSE | FALSE | TRUE | 30000 | 19400 | 2.4 | 23600 | 2.23
215413028 | 10/23/24 | Live | CARRIER | WEATHERMAKER | Singlezone Ducted, Centrally Ducted | 215413028 |  | HRCU-A-CB | 37MARAQ30AA3 |  | 45MBAAQ30XB3 |  |  |  | 11 | 17 | 8.8 | FALSE | FALSE | TRUE | 30000 | 19400 | 2.4 | 23600 | 2.23
215413026 | 10/23/24 | Live | CARRIER | PAYNE | Singlezone Ducted, Centrally Ducted | 215413026 |  | HRCU-A-CB | 37MARAQ30AA3 |  | 45MBAAQ30XB3 |  |  |  | 11 | 17 | 8.8 | FALSE | FALSE | TRUE | 30000 | 19400 | 2.4 | 23600 | 2.23
215413024 | 10/23/24 | Live | CARRIER | BRYANT | Singlezone Ducted, Centrally Ducted | 215413024 |  | HRCU-A-CB | 37MARAQ30AA3 |  | 45MBAAQ30XB3 |  |  |  | 11 | 17 | 8.8 | TRUE | TRUE | TRUE | 30000 | 19400 | 2.4 | 23600 | 2.23
215413022 | 10/23/24 | Live | CARRIER | CARRIER | Singlezone Ducted, Centrally Ducted | 215413022 |  | HRCU-A-CB | 37MARAQ30AA3 |  | 45MBAAQ30XB3 |  |  |  | 11 | 17 | 8.8 | FALSE | FALSE | TRUE | 30000 | 19400 | 2.4 | 23600 | 2.23
215413054 | 10/23/24 | Live | CARRIER | GRANDAIRE | Singlezone Ducted, Centrally Ducted | 215413054 |  | HRCU-A-CB | D5CSRAH30AAK |  | D5FSAAH30XBK |  |  |  | 11 | 17 | 8.8 | FALSE | FALSE | TRUE | 30000 | 19400 | 2.4 | 23600 | 2.23
215357810 | 10/23/24 | Live | CARRIER | MIDEA | Multizone Mix of Ducted and Non-Ducted | 215357810 |  | HMSV-A-CB | 37MGRAQ30EA3 | Mixed Ducted and Non-Ducted Indoor Units |  |  |  |  | 12.5 | 23 | 9.75 | TRUE | TRUE | TRUE | 30000 | 26200 | 2.45 | 27300 | 2.15
215357726 | 10/23/24 | Live | CARRIER | PAYNE | Multizone Mix of Ducted and Non-Ducted | 215357726 |  | HMSV-A-CB | 37MGRAQ30EA3 | Mixed Ducted and Non-Ducted Indoor Units |  |  |  |  | 12.5 | 23 | 9.75 | TRUE | TRUE | TRUE | 30000 | 26200 | 2.45 | 27300 | 2.15
215357768 | 10/23/24 | Live | CARRIER | WEATHERMAKER | Multizone Mix of Ducted and Non-Ducted | 215357768 |  | HMSV-A-CB | 37MGRAQ30EA3 | Mixed Ducted and Non-Ducted Indoor Units |  |  |  |  | 12.5 | 23 | 9.75 | TRUE | TRUE | TRUE | 30000 | 26200 | 2.45 | 27300 | 2.15
215357642 | 10/23/24 | Live | CARRIER | LPS LEGACY | Multizone Mix of Ducted and Non-Ducted | 215357642 |  | HMSV-A-CB | D5CMRAH30EAK | Mixed Ducted and Non-Ducted Indoor Units |  |  |  |  | 12.5 | 23 | 9.75 | TRUE | TRUE | TRUE | 30000 | 26200 | 2.45 | 27300 | 2.15
215357684 | 10/23/24 | Live | CARRIER | GRANDAIRE | Multizone Mix of Ducted and Non-Ducted | 215357684 |  | HMSV-A-CB | D5CMRAH30EAK | Mixed Ducted and Non-Ducted Indoor Units |  |  |  |  | 12.5 | 23 | 9.75 | TRUE | TRUE | TRUE | 30000 | 26200 | 2.45 | 27300 | 2.15
215357705 | 10/23/24 | Live | CARRIER | PAYNE | Multizone Mix of Ducted and Non-Ducted | 215357705 |  | HMSV-A-CB | 37MGHAQ30EA3 | Mixed Ducted and Non-Ducted Indoor Units |  |  |  |  | 12.85 | 21.75 | 10.6 | TRUE | TRUE | TRUE | 30000 | 31400 | 2.4 | 38000 | 2.41
215357663 | 10/23/24 | Live | CARRIER | GRANDAIRE | Multizone Mix of Ducted and Non-Ducted | 215357663 |  | HMSV-A-CB | D5CMHAH30EAK | Mixed Ducted and Non-Ducted Indoor Units |  |  |  |  | 12.85 | 21.75 | 10.6 | TRUE | TRUE | TRUE | 30000 | 31400 | 2.4 | 38000 | 2.41
215357747 | 10/23/24 | Live | CARRIER | WEATHERMAKER | Multizone Mix of Ducted and Non-Ducted | 215357747 |  | HMSV-A-CB | 37MGHAQ30EA3 | Mixed Ducted and Non-Ducted Indoor Units |  |  |  |  | 12.85 | 21.75 | 10.6 | TRUE | TRUE | TRUE | 30000 | 31400 | 2.4 | 38000 | 2.41
215357789 | 10/23/24 | Live | CARRIER | MIDEA | Multizone Mix of Ducted and Non-Ducted | 215357789 |  | HMSV-A-CB | 37MGHAQ30EA3 | Mixed Ducted and Non-Ducted Indoor Units |  |  |  |  | 12.85 | 21.75 | 10.6 | TRUE | TRUE | TRUE | 30000 | 31400 | 2.4 | 38000 | 2.41
215357783 | 10/23/24 | Live | CARRIER | MIDEA | Multizone Mix of Ducted and Non-Ducted | 215357783 |  | HMSV-A-CB | 37MGHAQ24DA3 | Mixed Ducted and Non-Ducted Indoor Units |  |  |  |  | 13 | 22 | 9.75 | TRUE | TRUE | TRUE | 24000 | 23200 | 2.45 | 27500 | 2.1
215357741 | 10/23/24 | Live | CARRIER | WEATHERMAKER | Multizone Mix of Ducted and Non-Ducted | 215357741 |  | HMSV-A-CB | 37MGHAQ24DA3 | Mixed Ducted and Non-Ducted Indoor Units |  |  |  |  | 13 | 22 | 9.75 | TRUE | TRUE | TRUE | 24000 | 23200 | 2.45 | 27500 | 2.1
215357657 | 10/23/24 | Live | CARRIER | GRANDAIRE | Multizone Mix of Ducted and Non-Ducted | 215357657 |  | HMSV-A-CB | D5CMHAH24DAK | Mixed Ducted and Non-Ducted Indoor Units |  |  |  |  | 13 | 22 | 9.75 | TRUE | TRUE | TRUE | 24000 | 23200 | 2.45 | 27500 | 2.1
215357699 | 10/23/24 | Live | CARRIER | PAYNE | Multizone Mix of Ducted and Non-Ducted | 215357699 |  | HMSV-A-CB | 37MGHAQ24DA3 | Mixed Ducted and Non-Ducted Indoor Units |  |  |  |  | 13 | 22 | 9.75 | TRUE | TRUE | TRUE | 24000 | 23200 | 2.45 | 27500 | 2.1
215357720 | 10/23/24 | Live | CARRIER | PAYNE | Multizone Mix of Ducted and Non-Ducted | 215357720 |  | HMSV-A-CB | 37MGRAQ24DA3 | Mixed Ducted and Non-Ducted Indoor Units |  |  |  |  | 13 | 23 | 9.5 | TRUE | TRUE | TRUE | 24000 | 18000 | 2.6 | 18800 | 2.3
215357678 | 10/23/24 | Live | CARRIER | GRANDAIRE | Multizone Mix of Ducted and Non-Ducted | 215357678 |  | HMSV-A-CB | D5CMRAH24DAK | Mixed Ducted and Non-Ducted Indoor Units |  |  |  |  | 13 | 23 | 9.5 | TRUE | TRUE | TRUE | 24000 | 18000 | 2.6 | 18800 | 2.3
215357762 | 10/23/24 | Live | CARRIER | WEATHERMAKER | Multizone Mix of Ducted and Non-Ducted | 215357762 |  | HMSV-A-CB | 37MGRAQ24DA3 | Mixed Ducted and Non-Ducted Indoor Units |  |  |  |  | 13 | 23 | 9.5 | TRUE | TRUE | TRUE | 24000 | 18000 | 2.6 | 18800 | 2.3
215357804 | 10/23/24 | Live | CARRIER | MIDEA | Multizone Mix of Ducted and Non-Ducted | 215357804 |  | HMSV-A-CB | 37MGRAQ24DA3 | Mixed Ducted and Non-Ducted Indoor Units |  |  |  |  | 13 | 23 | 9.5 | TRUE | TRUE | TRUE | 24000 | 18000 | 2.6 | 18800 | 2.3
215357788 | 10/23/24 | Live | CARRIER | MIDEA | Multizone All Ducted | 215357788 |  | HMSV-A-CB | 37MGHAQ30EA3 | Ducted Indoor Units |  |  |  |  | 12.5 | 19.5 | 10.5 | TRUE | TRUE | TRUE | 30000 | 33000 | 2.4 | 34000 | 2.2
215357746 | 10/23/24 | Live | CARRIER | WEATHERMAKER | Multizone All Ducted | 215357746 |  | HMSV-A-CB | 37MGHAQ30EA3 | Ducted Indoor Units |  |  |  |  | 12.5 | 19.5 | 10.5 | TRUE | TRUE | TRUE | 30000 | 33000 | 2.4 | 34000 | 2.2
215357662 | 10/23/24 | Live | CARRIER | GRANDAIRE | Multizone All Ducted | 215357662 |  | HMSV-A-CB | D5CMHAH30EAK | Ducted Indoor Units |  |  |  |  | 12.5 | 19.5 | 10.5 | TRUE | TRUE | TRUE | 30000 | 33000 | 2.4 | 34000 | 2.2
215357704 | 10/23/24 | Live | CARRIER | PAYNE | Multizone All Ducted | 215357704 |  | HMSV-A-CB | 37MGHAQ30EA3 | Ducted Indoor Units |  |  |  |  | 12.5 | 19.5 | 10.5 | TRUE | TRUE | TRUE | 30000 | 33000 | 2.4 | 34000 | 2.2
215357703 | 10/23/24 | Live | CARRIER | PAYNE | Multizone All Non-Ducted | 215357703 |  | HMSR-A-CB-O | 37MGHAQ30EA3 | Non-Ducted Indoor Units |  |  |  |  | 13.2 | 24 | 10.7 | TRUE | TRUE | TRUE | 30000 | 30000 | 2.4 | 42000 | 2.6
215357661 | 10/23/24 | Live | CARRIER | GRANDAIRE | Multizone All Non-Ducted | 215357661 |  | HMSR-A-CB-O | D5CMHAH30EAK | Non-Ducted Indoor Units |  |  |  |  | 13.2 | 24 | 10.7 | TRUE | TRUE | TRUE | 30000 | 30000 | 2.4 | 42000 | 2.6
215357745 | 10/23/24 | Live | CARRIER | WEATHERMAKER | Multizone All Non-Ducted | 215357745 |  | HMSR-A-CB-O | 37MGHAQ30EA3 | Non-Ducted Indoor Units |  |  |  |  | 13.2 | 24 | 10.7 | TRUE | TRUE | TRUE | 30000 | 30000 | 2.4 | 42000 | 2.6
215357787 | 10/23/24 | Live | CARRIER | MIDEA | Multizone All Non-Ducted | 215357787 |  | HMSR-A-CB-O | 37MGHAQ30EA3 | Non-Ducted Indoor Units |  |  |  |  | 13.2 | 24 | 10.7 | TRUE | TRUE | TRUE | 30000 | 30000 | 2.4 | 42000 | 2.6
215357809 | 10/23/24 | Live | CARRIER | MIDEA | Multizone All Ducted | 215357809 |  | HMSV-A-CB | 37MGRAQ30EA3 | Ducted Indoor Units |  |  |  |  | 12 | 21 | 9.5 | TRUE | TRUE | TRUE | 30000 | 26000 | 2.4 | 28000 | 2.2
215357725 | 10/23/24 | Live | CARRIER | PAYNE | Multizone All Ducted | 215357725 |  | HMSV-A-CB | 37MGRAQ30EA3 | Ducted Indoor Units |  |  |  |  | 12 | 21 | 9.5 | TRUE | TRUE | TRUE | 30000 | 26000 | 2.4 | 28000 | 2.2
215357767 | 10/23/24 | Live | CARRIER | WEATHERMAKER | Multizone All Ducted | 215357767 |  | HMSV-A-CB | 37MGRAQ30EA3 | Ducted Indoor Units |  |  |  |  | 12 | 21 | 9.5 | TRUE | TRUE | TRUE | 30000 | 26000 | 2.4 | 28000 | 2.2
215357641 | 10/23/24 | Live | CARRIER | LPS LEGACY | Multizone All Ducted | 215357641 |  | HMSV-A-CB | D5CMRAH30EAK | Ducted Indoor Units |  |  |  |  | 12 | 21 | 9.5 | TRUE | TRUE | TRUE | 30000 | 26000 | 2.4 | 28000 | 2.2
215357683 | 10/23/24 | Live | CARRIER | GRANDAIRE | Multizone All Ducted | 215357683 |  | HMSV-A-CB | D5CMRAH30EAK | Ducted Indoor Units |  |  |  |  | 12 | 21 | 9.5 | TRUE | TRUE | TRUE | 30000 | 26000 | 2.4 | 28000 | 2.2
215357682 | 10/23/24 | Live | CARRIER | GRANDAIRE | Multizone All Non-Ducted | 215357682 |  | HMSR-A-CB-O | D5CMRAH30EAK | Non-Ducted Indoor Units |  |  |  |  | 13 | 25 | 10 | TRUE | TRUE | TRUE | 30000 | 26600 | 2.5 | 26600 | 2.1
215357640 | 10/23/24 | Live | CARRIER | LPS LEGACY | Multizone All Non-Ducted | 215357640 |  | HMSR-A-CB-O | D5CMRAH30EAK | Non-Ducted Indoor Units |  |  |  |  | 13 | 25 | 10 | TRUE | TRUE | TRUE | 30000 | 26600 | 2.5 | 26600 | 2.1
215357766 | 10/23/24 | Live | CARRIER | WEATHERMAKER | Multizone All Non-Ducted | 215357766 |  | HMSR-A-CB-O | 37MGRAQ30EA3 | Non-Ducted Indoor Units |  |  |  |  | 13 | 25 | 10 | TRUE | TRUE | TRUE | 30000 | 26600 | 2.5 | 26600 | 2.1
215357724 | 10/23/24 | Live | CARRIER | PAYNE | Multizone All Non-Ducted | 215357724 |  | HMSR-A-CB-O | 37MGRAQ30EA3 | Non-Ducted Indoor Units |  |  |  |  | 13 | 25 | 10 | TRUE | TRUE | TRUE | 30000 | 26600 | 2.5 | 26600 | 2.1
215357808 | 10/23/24 | Live | CARRIER | MIDEA | Multizone All Non-Ducted | 215357808 |  | HMSR-A-CB-O | 37MGRAQ30EA3 | Non-Ducted Indoor Units |  |  |  |  | 13 | 25 | 10 | TRUE | TRUE | TRUE | 30000 | 26600 | 2.5 | 26600 | 2.1
215357782 | 10/23/24 | Live | CARRIER | MIDEA | Multizone All Ducted | 215357782 |  | HMSV-A-CB | 37MGHAQ24DA3 | Ducted Indoor Units |  |  |  |  | 13 | 20 | 9.5 | TRUE | TRUE | TRUE | 24000 | 23000 | 2.4 | 27000 | 2.1
215357740 | 10/23/24 | Live | CARRIER | WEATHERMAKER | Multizone All Ducted | 215357740 |  | HMSV-A-CB | 37MGHAQ24DA3 | Ducted Indoor Units |  |  |  |  | 13 | 20 | 9.5 | TRUE | TRUE | TRUE | 24000 | 23000 | 2.4 | 27000 | 2.1
215357698 | 10/23/24 | Live | CARRIER | PAYNE | Multizone All Ducted | 215357698 |  | HMSV-A-CB | 37MGHAQ24DA3 | Ducted Indoor Units |  |  |  |  | 13 | 20 | 9.5 | TRUE | TRUE | TRUE | 24000 | 23000 | 2.4 | 27000 | 2.1
215357656 | 10/23/24 | Live | CARRIER | GRANDAIRE | Multizone All Ducted | 215357656 |  | HMSV-A-CB | D5CMHAH24DAK | Ducted Indoor Units |  |  |  |  | 13 | 20 | 9.5 | TRUE | TRUE | TRUE | 24000 | 23000 | 2.4 | 27000 | 2.1
215357655 | 10/23/24 | Live | CARRIER | GRANDAIRE | Multizone All Non-Ducted | 215357655 |  | HMSR-A-CB-O | D5CMHAH24DAK | Non-Ducted Indoor Units |  |  |  |  | 13 | 24 | 10 | TRUE | TRUE | TRUE | 24000 | 23600 | 2.5 | 28000 | 2.1
215357697 | 10/23/24 | Live | CARRIER | PAYNE | Multizone All Non-Ducted | 215357697 |  | HMSR-A-CB-O | 37MGHAQ24DA3 | Non-Ducted Indoor Units |  |  |  |  | 13 | 24 | 10 | TRUE | TRUE | TRUE | 24000 | 23600 | 2.5 | 28000 | 2.1
215357739 | 10/23/24 | Live | CARRIER | WEATHERMAKER | Multizone All Non-Ducted | 215357739 |  | HMSR-A-CB-O | 37MGHAQ24DA3 | Non-Ducted Indoor Units |  |  |  |  | 13 | 24 | 10 | TRUE | TRUE | TRUE | 24000 | 23600 | 2.5 | 28000 | 2.1
215357781 | 10/23/24 | Live | CARRIER | MIDEA | Multizone All Non-Ducted | 215357781 |  | HMSR-A-CB-O | 37MGHAQ24DA3 | Non-Ducted Indoor Units |  |  |  |  | 13 | 24 | 10 | TRUE | TRUE | TRUE | 24000 | 23600 | 2.5 | 28000 | 2.1
215357803 | 10/23/24 | Live | CARRIER | MIDEA | Multizone All Ducted | 215357803 |  | HMSV-A-CB | 37MGRAQ24DA3 | Ducted Indoor Units |  |  |  |  | 12.5 | 21 | 9.5 | TRUE | TRUE | TRUE | 24000 | 18200 | 2.6 | 18600 | 2.3
215357761 | 10/23/24 | Live | CARRIER | WEATHERMAKER | Multizone All Ducted | 215357761 |  | HMSV-A-CB | 37MGRAQ24DA3 | Ducted Indoor Units |  |  |  |  | 12.5 | 21 | 9.5 | TRUE | TRUE | TRUE | 24000 | 18200 | 2.6 | 18600 | 2.3
215357719 | 10/23/24 | Live | CARRIER | PAYNE | Multizone All Ducted | 215357719 |  | HMSV-A-CB | 37MGRAQ24DA3 | Ducted Indoor Units |  |  |  |  | 12.5 | 21 | 9.5 | TRUE | TRUE | TRUE | 24000 | 18200 | 2.6 | 18600 | 2.3
215357677 | 10/23/24 | Live | CARRIER | GRANDAIRE | Multizone All Ducted | 215357677 |  | HMSV-A-CB | D5CMRAH24DAK | Ducted Indoor Units |  |  |  |  | 12.5 | 21 | 9.5 | TRUE | TRUE | TRUE | 24000 | 18200 | 2.6 | 18600 | 2.3
215357676 | 10/23/24 | Live | CARRIER | GRANDAIRE | Multizone All Non-Ducted | 215357676 |  | HMSR-A-CB-O | D5CMRAH24DAK | Non-Ducted Indoor Units |  |  |  |  | 13.5 | 25 | 9.5 | TRUE | TRUE | TRUE | 24000 | 17800 | 2.6 | 19000 | 2.3
215357718 | 10/23/24 | Live | CARRIER | PAYNE | Multizone All Non-Ducted | 215357718 |  | HMSR-A-CB-O | 37MGRAQ24DA3 | Non-Ducted Indoor Units |  |  |  |  | 13.5 | 25 | 9.5 | TRUE | TRUE | TRUE | 24000 | 17800 | 2.6 | 19000 | 2.3
215357760 | 10/23/24 | Live | CARRIER | WEATHERMAKER | Multizone All Non-Ducted | 215357760 |  | HMSR-A-CB-O | 37MGRAQ24DA3 | Non-Ducted Indoor Units |  |  |  |  | 13.5 | 25 | 9.5 | TRUE | TRUE | TRUE | 24000 | 17800 | 2.6 | 19000 | 2.3
215357802 | 10/23/24 | Live | CARRIER | MIDEA | Multizone All Non-Ducted | 215357802 |  | HMSR-A-CB-O | 37MGRAQ24DA3 | Non-Ducted Indoor Units |  |  |  |  | 13.5 | 25 | 9.5 | TRUE | TRUE | TRUE | 24000 | 17800 | 2.6 | 19000 | 2.3
215357819 | 10/23/24 | Live | CARRIER | MIDEA | Multizone Mix of Ducted and Non-Ducted | 215357819 |  | HMSV-A-CB | 37MGRAQ55FA3 | Mixed Ducted and Non-Ducted Indoor Units |  |  |  |  | 10 | 20 | 9.45 | FALSE | FALSE | TRUE | 60000 | 39000 | 2.7 | 41500 | 2.35
215357777 | 10/23/24 | Live | CARRIER | WEATHERMAKER | Multizone Mix of Ducted and Non-Ducted | 215357777 |  | HMSV-A-CB | 37MGRAQ55FA3 | Mixed Ducted and Non-Ducted Indoor Units |  |  |  |  | 10 | 20 | 9.45 | FALSE | FALSE | TRUE | 60000 | 39000 | 2.7 | 41500 | 2.35
215357693 | 10/23/24 | Live | CARRIER | GRANDAIRE | Multizone Mix of Ducted and Non-Ducted | 215357693 |  | HMSV-A-CB | D5CMRAH55FAK | Mixed Ducted and Non-Ducted Indoor Units |  |  |  |  | 10 | 20 | 9.45 | FALSE | FALSE | TRUE | 60000 | 39000 | 2.7 | 41500 | 2.35
215357735 | 10/23/24 | Live | CARRIER | PAYNE | Multizone Mix of Ducted and Non-Ducted | 215357735 |  | HMSV-A-CB | 37MGRAQ55FA3 | Mixed Ducted and Non-Ducted Indoor Units |  |  |  |  | 10 | 20 | 9.45 | FALSE | FALSE | TRUE | 60000 | 39000 | 2.7 | 41500 | 2.35
215357651 | 10/23/24 | Live | CARRIER | LPS LEGACY | Multizone Mix of Ducted and Non-Ducted | 215357651 |  | HMSV-A-CB | D5CMRAH55FAK | Mixed Ducted and Non-Ducted Indoor Units |  |  |  |  | 10 | 20 | 9.45 | FALSE | FALSE | TRUE | 60000 | 39000 | 2.7 | 41500 | 2.35
215357650 | 10/23/24 | Live | CARRIER | LPS LEGACY | Multizone All Ducted | 215357650 |  | HMSV-A-CB | D5CMRAH55FAK | Ducted Indoor Units |  |  |  |  | 10 | 18 | 9.3 | FALSE | FALSE | TRUE | 60000 | 39000 | 2.6 | 41000 | 2.3
215357734 | 10/23/24 | Live | CARRIER | PAYNE | Multizone All Ducted | 215357734 |  | HMSV-A-CB | 37MGRAQ55FA3 | Ducted Indoor Units |  |  |  |  | 10 | 18 | 9.3 | FALSE | FALSE | TRUE | 60000 | 39000 | 2.6 | 41000 | 2.3
215357692 | 10/23/24 | Live | CARRIER | GRANDAIRE | Multizone All Ducted | 215357692 |  | HMSV-A-CB | D5CMRAH55FAK | Ducted Indoor Units |  |  |  |  | 10 | 18 | 9.3 | FALSE | FALSE | TRUE | 60000 | 39000 | 2.6 | 41000 | 2.3
215357776 | 10/23/24 | Live | CARRIER | WEATHERMAKER | Multizone All Ducted | 215357776 |  | HMSV-A-CB | 37MGRAQ55FA3 | Ducted Indoor Units |  |  |  |  | 10 | 18 | 9.3 | FALSE | FALSE | TRUE | 60000 | 39000 | 2.6 | 41000 | 2.3
215357818 | 10/23/24 | Live | CARRIER | MIDEA | Multizone All Ducted | 215357818 |  | HMSV-A-CB | 37MGRAQ55FA3 | Ducted Indoor Units |  |  |  |  | 10 | 18 | 9.3 | FALSE | FALSE | TRUE | 60000 | 39000 | 2.6 | 41000 | 2.3
215357817 | 10/23/24 | Live | CARRIER | MIDEA | Multizone All Non-Ducted | 215357817 |  | HMSR-A-CB-O | 37MGRAQ55FA3 | Non-Ducted Indoor Units |  |  |  |  | 10 | 22 | 9.6 | FALSE | FALSE | TRUE | 60000 | 39000 | 2.8 | 42000 | 2.4
215357775 | 10/23/24 | Live | CARRIER | WEATHERMAKER | Multizone All Non-Ducted | 215357775 |  | HMSR-A-CB-O | 37MGRAQ55FA3 | Non-Ducted Indoor Units |  |  |  |  | 10 | 22 | 9.6 | FALSE | FALSE | TRUE | 60000 | 39000 | 2.8 | 42000 | 2.4
215357691 | 10/23/24 | Live | CARRIER | GRANDAIRE | Multizone All Non-Ducted | 215357691 |  | HMSR-A-CB-O | D5CMRAH55FAK | Non-Ducted Indoor Units |  |  |  |  | 10 | 22 | 9.6 | FALSE | FALSE | TRUE | 60000 | 39000 | 2.8 | 42000 | 2.4
215357733 | 10/23/24 | Live | CARRIER | PAYNE | Multizone All Non-Ducted | 215357733 |  | HMSR-A-CB-O | 37MGRAQ55FA3 | Non-Ducted Indoor Units |  |  |  |  | 10 | 22 | 9.6 | FALSE | FALSE | TRUE | 60000 | 39000 | 2.8 | 42000 | 2.4
215357649 | 10/23/24 | Live | CARRIER | LPS LEGACY | Multizone All Non-Ducted | 215357649 |  | HMSR-A-CB-O | D5CMRAH55FAK | Non-Ducted Indoor Units |  |  |  |  | 10 | 22 | 9.6 | FALSE | FALSE | TRUE | 60000 | 39000 | 2.8 | 42000 | 2.4
215357648 | 10/23/24 | Live | CARRIER | LPS LEGACY | Multizone Mix of Ducted and Non-Ducted | 215357648 |  | HMSV-A-CB | D5CMRAH48FAK | Mixed Ducted and Non-Ducted Indoor Units |  |  |  |  | 12.25 | 22.5 | 10.5 | TRUE | TRUE | TRUE | 46000 | 37400 | 2.5 | 39750 | 2.19
215357732 | 10/23/24 | Live | CARRIER | PAYNE | Multizone Mix of Ducted and Non-Ducted | 215357732 |  | HMSV-A-CB | 37MGRAQ48FA3 | Mixed Ducted and Non-Ducted Indoor Units |  |  |  |  | 12.25 | 22.5 | 10.5 | TRUE | TRUE | TRUE | 46000 | 37400 | 2.5 | 39750 | 2.19
215357690 | 10/23/24 | Live | CARRIER | GRANDAIRE | Multizone Mix of Ducted and Non-Ducted | 215357690 |  | HMSV-A-CB | D5CMRAH48FAK | Mixed Ducted and Non-Ducted Indoor Units |  |  |  |  | 12.25 | 22.5 | 10.5 | TRUE | TRUE | TRUE | 46000 | 37400 | 2.5 | 39750 | 2.19
215357774 | 10/23/24 | Live | CARRIER | WEATHERMAKER | Multizone Mix of Ducted and Non-Ducted | 215357774 |  | HMSV-A-CB | 37MGRAQ48FA3 | Mixed Ducted and Non-Ducted Indoor Units |  |  |  |  | 12.25 | 22.5 | 10.5 | TRUE | TRUE | TRUE | 46000 | 37400 | 2.5 | 39750 | 2.19
215357816 | 10/23/24 | Live | CARRIER | MIDEA | Multizone Mix of Ducted and Non-Ducted | 215357816 |  | HMSV-A-CB | 37MGRAQ48FA3 | Mixed Ducted and Non-Ducted Indoor Units |  |  |  |  | 12.25 | 22.5 | 10.5 | TRUE | TRUE | TRUE | 46000 | 37400 | 2.5 | 39750 | 2.19
215357815 | 10/23/24 | Live | CARRIER | MIDEA | Multizone All Ducted | 215357815 |  | HMSV-A-CB | 37MGRAQ48FA3 | Ducted Indoor Units |  |  |  |  | 12 | 20.5 | 10.6 | TRUE | TRUE | TRUE | 45000 | 37000 | 2.5 | 41000 | 2.4
215357773 | 10/23/24 | Live | CARRIER | WEATHERMAKER | Multizone All Ducted | 215357773 |  | HMSV-A-CB | 37MGRAQ48FA3 | Ducted Indoor Units |  |  |  |  | 12 | 20.5 | 10.6 | TRUE | TRUE | TRUE | 45000 | 37000 | 2.5 | 41000 | 2.4
215357689 | 10/23/24 | Live | CARRIER | GRANDAIRE | Multizone All Ducted | 215357689 |  | HMSV-A-CB | D5CMRAH48FAK | Ducted Indoor Units |  |  |  |  | 12 | 20.5 | 10.6 | TRUE | TRUE | TRUE | 45000 | 37000 | 2.5 | 41000 | 2.4
215357731 | 10/23/24 | Live | CARRIER | PAYNE | Multizone All Ducted | 215357731 |  | HMSV-A-CB | 37MGRAQ48FA3 | Ducted Indoor Units |  |  |  |  | 12 | 20.5 | 10.6 | TRUE | TRUE | TRUE | 45000 | 37000 | 2.5 | 41000 | 2.4
215357647 | 10/23/24 | Live | CARRIER | LPS LEGACY | Multizone All Ducted | 215357647 |  | HMSV-A-CB | D5CMRAH48FAK | Ducted Indoor Units |  |  |  |  | 12 | 20.5 | 10.6 | TRUE | TRUE | TRUE | 45000 | 37000 | 2.5 | 41000 | 2.4
215357646 | 10/23/24 | Live | CARRIER | LPS LEGACY | Multizone All Non-Ducted | 215357646 |  | HMSR-A-CB-O | D5CMRAH48FAK | Non-Ducted Indoor Units |  |  |  |  | 12.5 | 24 | 10.4 | TRUE | TRUE | TRUE | 47000 | 38000 | 2.5 | 38500 | 2
215357730 | 10/23/24 | Live | CARRIER | PAYNE | Multizone All Non-Ducted | 215357730 |  | HMSR-A-CB-O | 37MGRAQ48FA3 | Non-Ducted Indoor Units |  |  |  |  | 12.5 | 24 | 10.4 | TRUE | TRUE | TRUE | 47000 | 38000 | 2.5 | 38500 | 2
215357688 | 10/23/24 | Live | CARRIER | GRANDAIRE | Multizone All Non-Ducted | 215357688 |  | HMSR-A-CB-O | D5CMRAH48FAK | Non-Ducted Indoor Units |  |  |  |  | 12.5 | 24 | 10.4 | TRUE | TRUE | TRUE | 47000 | 38000 | 2.5 | 38500 | 2
215357772 | 10/23/24 | Live | CARRIER | WEATHERMAKER | Multizone All Non-Ducted | 215357772 |  | HMSR-A-CB-O | 37MGRAQ48FA3 | Non-Ducted Indoor Units |  |  |  |  | 12.5 | 24 | 10.4 | TRUE | TRUE | TRUE | 47000 | 38000 | 2.5 | 38500 | 2
215357814 | 10/23/24 | Live | CARRIER | MIDEA | Multizone All Non-Ducted | 215357814 |  | HMSR-A-CB-O | 37MGRAQ48FA3 | Non-Ducted Indoor Units |  |  |  |  | 12.5 | 24 | 10.4 | TRUE | TRUE | TRUE | 47000 | 38000 | 2.5 | 38500 | 2
215357813 | 10/23/24 | Live | CARRIER | MIDEA | Multizone Mix of Ducted and Non-Ducted | 215357813 |  | HMSV-A-CB | 37MGRAQ36EA3 | Mixed Ducted and Non-Ducted Indoor Units |  |  |  |  | 11.85 | 22 | 9.35 | TRUE | TRUE | TRUE | 35400 | 26400 | 2.35 | 27300 | 2.15
215357771 | 10/23/24 | Live | CARRIER | WEATHERMAKER | Multizone Mix of Ducted and Non-Ducted | 215357771 |  | HMSV-A-CB | 37MGRAQ36EA3 | Mixed Ducted and Non-Ducted Indoor Units |  |  |  |  | 11.85 | 22 | 9.35 | TRUE | TRUE | TRUE | 35400 | 26400 | 2.35 | 27300 | 2.15
215357687 | 10/23/24 | Live | CARRIER | GRANDAIRE | Multizone Mix of Ducted and Non-Ducted | 215357687 |  | HMSV-A-CB | D5CMRAH36EAK | Mixed Ducted and Non-Ducted Indoor Units |  |  |  |  | 11.85 | 22 | 9.35 | TRUE | TRUE | TRUE | 35400 | 26400 | 2.35 | 27300 | 2.15
215357729 | 10/23/24 | Live | CARRIER | PAYNE | Multizone Mix of Ducted and Non-Ducted | 215357729 |  | HMSV-A-CB | 37MGRAQ36EA3 | Mixed Ducted and Non-Ducted Indoor Units |  |  |  |  | 11.85 | 22 | 9.35 | TRUE | TRUE | TRUE | 35400 | 26400 | 2.35 | 27300 | 2.15
215357645 | 10/23/24 | Live | CARRIER | LPS LEGACY | Multizone Mix of Ducted and Non-Ducted | 215357645 |  | HMSV-A-CB | D5CMRAH36EAK | Mixed Ducted and Non-Ducted Indoor Units |  |  |  |  | 11.85 | 22 | 9.35 | TRUE | TRUE | TRUE | 35400 | 26400 | 2.35 | 27300 | 2.15
215357644 | 10/23/24 | Live | CARRIER | LPS LEGACY | Multizone All Ducted | 215357644 |  | HMSV-A-CB | D5CMRAH36EAK | Ducted Indoor Units |  |  |  |  | 11.7 | 20 | 9.2 | TRUE | TRUE | TRUE | 35000 | 26400 | 2.3 | 28000 | 2.2
215357728 | 10/23/24 | Live | CARRIER | PAYNE | Multizone All Ducted | 215357728 |  | HMSV-A-CB | 37MGRAQ36EA3 | Ducted Indoor Units |  |  |  |  | 11.7 | 20 | 9.2 | TRUE | TRUE | TRUE | 35000 | 26400 | 2.3 | 28000 | 2.2
215357686 | 10/23/24 | Live | CARRIER | GRANDAIRE | Multizone All Ducted | 215357686 |  | HMSV-A-CB | D5CMRAH36EAK | Ducted Indoor Units |  |  |  |  | 11.7 | 20 | 9.2 | TRUE | TRUE | TRUE | 35000 | 26400 | 2.3 | 28000 | 2.2
215357770 | 10/23/24 | Live | CARRIER | WEATHERMAKER | Multizone All Ducted | 215357770 |  | HMSV-A-CB | 37MGRAQ36EA3 | Ducted Indoor Units |  |  |  |  | 11.7 | 20 | 9.2 | TRUE | TRUE | TRUE | 35000 | 26400 | 2.3 | 28000 | 2.2
215357812 | 10/23/24 | Live | CARRIER | MIDEA | Multizone All Ducted | 215357812 |  | HMSV-A-CB | 37MGRAQ36EA3 | Ducted Indoor Units |  |  |  |  | 11.7 | 20 | 9.2 | TRUE | TRUE | TRUE | 35000 | 26400 | 2.3 | 28000 | 2.2
215357811 | 10/23/24 | Live | CARRIER | MIDEA | Multizone All Non-Ducted | 215357811 |  | HMSR-A-CB-O | 37MGRAQ36EA3 | Non-Ducted Indoor Units |  |  |  |  | 12 | 24 | 9.5 | TRUE | TRUE | TRUE | 36000 | 26600 | 2.4 | 26600 | 2.1
215357769 | 10/23/24 | Live | CARRIER | WEATHERMAKER | Multizone All Non-Ducted | 215357769 |  | HMSR-A-CB-O | 37MGRAQ36EA3 | Non-Ducted Indoor Units |  |  |  |  | 12 | 24 | 9.5 | TRUE | TRUE | TRUE | 36000 | 26600 | 2.4 | 26600 | 2.1
215357685 | 10/23/24 | Live | CARRIER | GRANDAIRE | Multizone All Non-Ducted | 215357685 |  | HMSR-A-CB-O | D5CMRAH36EAK | Non-Ducted Indoor Units |  |  |  |  | 12 | 24 | 9.5 | TRUE | TRUE | TRUE | 36000 | 26600 | 2.4 | 26600 | 2.1
215357727 | 10/23/24 | Live | CARRIER | PAYNE | Multizone All Non-Ducted | 215357727 |  | HMSR-A-CB-O | 37MGRAQ36EA3 | Non-Ducted Indoor Units |  |  |  |  | 12 | 24 | 9.5 | TRUE | TRUE | TRUE | 36000 | 26600 | 2.4 | 26600 | 2.1
215357643 | 10/23/24 | Live | CARRIER | LPS LEGACY | Multizone All Non-Ducted | 215357643 |  | HMSR-A-CB-O | D5CMRAH36EAK | Non-Ducted Indoor Units |  |  |  |  | 12 | 24 | 9.5 | TRUE | TRUE | TRUE | 36000 | 26600 | 2.4 | 26600 | 2.1
215357639 | 10/23/24 | Live | CARRIER | LPS LEGACY | Multizone Mix of Ducted and Non-Ducted | 215357639 |  | HMSV-A-CB | D5CMRAH27DAK | Mixed Ducted and Non-Ducted Indoor Units |  |  |  |  | 12.5 | 23 | 9.35 | FALSE | FALSE | TRUE | 26800 | 18400 | 2.56 | 18800 | 2.3
215357681 | 10/23/24 | Live | CARRIER | GRANDAIRE | Multizone Mix of Ducted and Non-Ducted | 215357681 |  | HMSV-A-CB | D5CMRAH27DAK | Mixed Ducted and Non-Ducted Indoor Units |  |  |  |  | 12.5 | 23 | 9.35 | FALSE | FALSE | TRUE | 26800 | 18400 | 2.56 | 18800 | 2.3
215357765 | 10/23/24 | Live | CARRIER | WEATHERMAKER | Multizone Mix of Ducted and Non-Ducted | 215357765 |  | HMSV-A-CB | 37MGRAQ27DA3 | Mixed Ducted and Non-Ducted Indoor Units |  |  |  |  | 12.5 | 23 | 9.35 | FALSE | FALSE | TRUE | 26800 | 18400 | 2.56 | 18800 | 2.3
215357723 | 10/23/24 | Live | CARRIER | PAYNE | Multizone Mix of Ducted and Non-Ducted | 215357723 |  | HMSV-A-CB | 37MGRAQ27DA3 | Mixed Ducted and Non-Ducted Indoor Units |  |  |  |  | 12.5 | 23 | 9.35 | FALSE | FALSE | TRUE | 26800 | 18400 | 2.56 | 18800 | 2.3
215357807 | 10/23/24 | Live | CARRIER | MIDEA | Multizone Mix of Ducted and Non-Ducted | 215357807 |  | HMSV-A-CB | 37MGRAQ27DA3 | Mixed Ducted and Non-Ducted Indoor Units |  |  |  |  | 12.5 | 23 | 9.35 | FALSE | FALSE | TRUE | 26800 | 18400 | 2.56 | 18800 | 2.3
215357806 | 10/23/24 | Live | CARRIER | MIDEA | Multizone All Ducted | 215357806 |  | HMSV-A-CB | 37MGRAQ27DA3 | Ducted Indoor Units |  |  |  |  | 12 | 21 | 9.2 | FALSE | FALSE | TRUE | 26600 | 18400 | 2.5 | 18600 | 2.3
215357722 | 10/23/24 | Live | CARRIER | PAYNE | Multizone All Ducted | 215357722 |  | HMSV-A-CB | 37MGRAQ27DA3 | Ducted Indoor Units |  |  |  |  | 12 | 21 | 9.2 | FALSE | FALSE | TRUE | 26600 | 18400 | 2.5 | 18600 | 2.3
215357764 | 10/23/24 | Live | CARRIER | WEATHERMAKER | Multizone All Ducted | 215357764 |  | HMSV-A-CB | 37MGRAQ27DA3 | Ducted Indoor Units |  |  |  |  | 12 | 21 | 9.2 | FALSE | FALSE | TRUE | 26600 | 18400 | 2.5 | 18600 | 2.3
215357680 | 10/23/24 | Live | CARRIER | GRANDAIRE | Multizone All Ducted | 215357680 |  | HMSV-A-CB | D5CMRAH27DAK | Ducted Indoor Units |  |  |  |  | 12 | 21 | 9.2 | FALSE | FALSE | TRUE | 26600 | 18400 | 2.5 | 18600 | 2.3
215357679 | 10/23/24 | Live | CARRIER | GRANDAIRE | Multizone All Non-Ducted | 215357679 |  | HMSR-A-CB-O | D5CMRAH27DAK | Non-Ducted Indoor Units |  |  |  |  | 13 | 25 | 9.5 | FALSE | FALSE | TRUE | 27000 | 18400 | 2.61 | 19000 | 2.3
215357763 | 10/23/24 | Live | CARRIER | WEATHERMAKER | Multizone All Non-Ducted | 215357763 |  | HMSR-A-CB-O | 37MGRAQ27DA3 | Non-Ducted Indoor Units |  |  |  |  | 13 | 25 | 9.5 | FALSE | FALSE | TRUE | 27000 | 18400 | 2.61 | 19000 | 2.3
215357721 | 10/23/24 | Live | CARRIER | PAYNE | Multizone All Non-Ducted | 215357721 |  | HMSR-A-CB-O | 37MGRAQ27DA3 | Non-Ducted Indoor Units |  |  |  |  | 13 | 25 | 9.5 | FALSE | FALSE | TRUE | 27000 | 18400 | 2.61 | 19000 | 2.3
215357805 | 10/23/24 | Live | CARRIER | MIDEA | Multizone All Non-Ducted | 215357805 |  | HMSR-A-CB-O | 37MGRAQ27DA3 | Non-Ducted Indoor Units |  |  |  |  | 13 | 25 | 9.5 | FALSE | FALSE | TRUE | 27000 | 18400 | 2.61 | 19000 | 2.3
215357801 | 10/23/24 | Live | CARRIER | MIDEA | Multizone Mix of Ducted and Non-Ducted | 215357801 |  | HMSV-A-CB | 37MGRAQ18CA3 | Mixed Ducted and Non-Ducted Indoor Units |  |  |  |  | 13 | 22.6 | 9.9 | TRUE | TRUE | TRUE | 18000 | 14100 | 2.79 | 14300 | 2.39
215357759 | 10/23/24 | Live | CARRIER | WEATHERMAKER | Multizone Mix of Ducted and Non-Ducted | 215357759 |  | HMSV-A-CB | 37MGRAQ18CA3 | Mixed Ducted and Non-Ducted Indoor Units |  |  |  |  | 13 | 22.6 | 9.9 | TRUE | TRUE | TRUE | 18000 | 14100 | 2.79 | 14300 | 2.39
215357675 | 10/23/24 | Live | CARRIER | GRANDAIRE | Multizone Mix of Ducted and Non-Ducted | 215357675 |  | HMSV-A-CB | D5CMRAH18CAK | Mixed Ducted and Non-Ducted Indoor Units |  |  |  |  | 13 | 22.6 | 9.9 | TRUE | TRUE | TRUE | 18000 | 14100 | 2.79 | 14300 | 2.39
215357717 | 10/23/24 | Live | CARRIER | PAYNE | Multizone Mix of Ducted and Non-Ducted | 215357717 |  | HMSV-A-CB | 37MGRAQ18CA3 | Mixed Ducted and Non-Ducted Indoor Units |  |  |  |  | 13 | 22.6 | 9.9 | TRUE | TRUE | TRUE | 18000 | 14100 | 2.79 | 14300 | 2.39
215357716 | 10/23/24 | Live | CARRIER | PAYNE | Multizone All Ducted | 215357716 |  | HMSV-A-CB | 37MGRAQ18CA3 | Ducted Indoor Units |  |  |  |  | 12 | 20 | 10 | TRUE | TRUE | TRUE | 18000 | 14600 | 2.8 | 14600 | 2.3
215357674 | 10/23/24 | Live | CARRIER | GRANDAIRE | Multizone All Ducted | 215357674 |  | HMSV-A-CB | D5CMRAH18CAK | Ducted Indoor Units |  |  |  |  | 12 | 20 | 10 | TRUE | TRUE | TRUE | 18000 | 14600 | 2.8 | 14600 | 2.3
215357758 | 10/23/24 | Live | CARRIER | WEATHERMAKER | Multizone All Ducted | 215357758 |  | HMSV-A-CB | 37MGRAQ18CA3 | Ducted Indoor Units |  |  |  |  | 12 | 20 | 10 | TRUE | TRUE | TRUE | 18000 | 14600 | 2.8 | 14600 | 2.3
215357800 | 10/23/24 | Live | CARRIER | MIDEA | Multizone All Ducted | 215357800 |  | HMSV-A-CB | 37MGRAQ18CA3 | Ducted Indoor Units |  |  |  |  | 12 | 20 | 10 | TRUE | TRUE | TRUE | 18000 | 14600 | 2.8 | 14600 | 2.3
215357799 | 10/23/24 | Live | CARRIER | MIDEA | Multizone All Non-Ducted | 215357799 |  | HMSR-A-CB-O | 37MGRAQ18CA3 | Non-Ducted Indoor Units |  |  |  |  | 14 | 25.2 | 9.8 | TRUE | TRUE | TRUE | 18000 | 13600 | 2.81 | 14000 | 2.5
215357757 | 10/23/24 | Live | CARRIER | WEATHERMAKER | Multizone All Non-Ducted | 215357757 |  | HMSR-A-CB-O | 37MGRAQ18CA3 | Non-Ducted Indoor Units |  |  |  |  | 14 | 25.2 | 9.8 | TRUE | TRUE | TRUE | 18000 | 13600 | 2.81 | 14000 | 2.5
215357673 | 10/23/24 | Live | CARRIER | GRANDAIRE | Multizone All Non-Ducted | 215357673 |  | HMSR-A-CB-O | D5CMRAH18CAK | Non-Ducted Indoor Units |  |  |  |  | 14 | 25.2 | 9.8 | TRUE | TRUE | TRUE | 18000 | 13600 | 2.81 | 14000 | 2.5
215357715 | 10/23/24 | Live | CARRIER | PAYNE | Multizone All Non-Ducted | 215357715 |  | HMSR-A-CB-O | 37MGRAQ18CA3 | Non-Ducted Indoor Units |  |  |  |  | 14 | 25.2 | 9.8 | TRUE | TRUE | TRUE | 18000 | 13600 | 2.81 | 14000 | 2.5
215357714 | 10/23/24 | Live | CARRIER | PAYNE | Multizone Mix of Ducted and Non-Ducted | 215357714 |  | HMSV-A-CB | 37MGHAQ55FA3 | Mixed Ducted and Non-Ducted Indoor Units |  |  |  |  | 11.85 | 21.25 | 10.6 | TRUE | TRUE | TRUE | 52000 | 44500 | 2.65 | 49500 | 2.39
215357672 | 10/23/24 | Live | CARRIER | GRANDAIRE | Multizone Mix of Ducted and Non-Ducted | 215357672 |  | HMSV-A-CB | D5CMHAH55FAK | Mixed Ducted and Non-Ducted Indoor Units |  |  |  |  | 11.85 | 21.25 | 10.6 | TRUE | TRUE | TRUE | 52000 | 44500 | 2.65 | 49500 | 2.39
215357756 | 10/23/24 | Live | CARRIER | WEATHERMAKER | Multizone Mix of Ducted and Non-Ducted | 215357756 |  | HMSV-A-CB | 37MGHAQ55FA3 | Mixed Ducted and Non-Ducted Indoor Units |  |  |  |  | 11.85 | 21.25 | 10.6 | TRUE | TRUE | TRUE | 52000 | 44500 | 2.65 | 49500 | 2.39
215357798 | 10/23/24 | Live | CARRIER | MIDEA | Multizone Mix of Ducted and Non-Ducted | 215357798 |  | HMSV-A-CB | 37MGHAQ55FA3 | Mixed Ducted and Non-Ducted Indoor Units |  |  |  |  | 11.85 | 21.25 | 10.6 | TRUE | TRUE | TRUE | 52000 | 44500 | 2.65 | 49500 | 2.39
215357797 | 10/23/24 | Live | CARRIER | MIDEA | Multizone All Ducted | 215357797 |  | HMSV-A-CB | 37MGHAQ55FA3 | Ducted Indoor Units |  |  |  |  | 11.7 | 20.2 | 10.7 | TRUE | TRUE | TRUE | 53000 | 45000 | 2.7 | 52000 | 2.3
215357755 | 10/23/24 | Live | CARRIER | WEATHERMAKER | Multizone All Ducted | 215357755 |  | HMSV-A-CB | 37MGHAQ55FA3 | Ducted Indoor Units |  |  |  |  | 11.7 | 20.2 | 10.7 | TRUE | TRUE | TRUE | 53000 | 45000 | 2.7 | 52000 | 2.3
215357671 | 10/23/24 | Live | CARRIER | GRANDAIRE | Multizone All Ducted | 215357671 |  | HMSV-A-CB | D5CMHAH55FAK | Ducted Indoor Units |  |  |  |  | 11.7 | 20.2 | 10.7 | TRUE | TRUE | TRUE | 53000 | 45000 | 2.7 | 52000 | 2.3
215357713 | 10/23/24 | Live | CARRIER | PAYNE | Multizone All Ducted | 215357713 |  | HMSV-A-CB | 37MGHAQ55FA3 | Ducted Indoor Units |  |  |  |  | 11.7 | 20.2 | 10.7 | TRUE | TRUE | TRUE | 53000 | 45000 | 2.7 | 52000 | 2.3
215357712 | 10/23/24 | Live | CARRIER | PAYNE | Multizone All Non-Ducted | 215357712 |  | HMSR-A-CB-O | 37MGHAQ55FA3 | Non-Ducted Indoor Units |  |  |  |  | 12 | 22.3 | 10.5 | TRUE | TRUE | TRUE | 51000 | 44000 | 2.6 | 47000 | 2.5
215357670 | 10/23/24 | Live | CARRIER | GRANDAIRE | Multizone All Non-Ducted | 215357670 |  | HMSR-A-CB-O | D5CMHAH55FAK | Non-Ducted Indoor Units |  |  |  |  | 12 | 22.3 | 10.5 | TRUE | TRUE | TRUE | 51000 | 44000 | 2.6 | 47000 | 2.5
215357754 | 10/23/24 | Live | CARRIER | WEATHERMAKER | Multizone All Non-Ducted | 215357754 |  | HMSR-A-CB-O | 37MGHAQ55FA3 | Non-Ducted Indoor Units |  |  |  |  | 12 | 22.3 | 10.5 | TRUE | TRUE | TRUE | 51000 | 44000 | 2.6 | 47000 | 2.5
215357796 | 10/23/24 | Live | CARRIER | MIDEA | Multizone All Non-Ducted | 215357796 |  | HMSR-A-CB-O | 37MGHAQ55FA3 | Non-Ducted Indoor Units |  |  |  |  | 12 | 22.3 | 10.5 | TRUE | TRUE | TRUE | 51000 | 44000 | 2.6 | 47000 | 2.5
215357795 | 10/23/24 | Live | CARRIER | MIDEA | Multizone Mix of Ducted and Non-Ducted | 215357795 |  | HMSV-A-CB | 37MGHAQ48FA3 | Mixed Ducted and Non-Ducted Indoor Units |  |  |  |  | 11.85 | 21.75 | 11.15 | TRUE | TRUE | TRUE | 47000 | 44000 | 2.6 | 45500 | 2.1
215357753 | 10/23/24 | Live | CARRIER | WEATHERMAKER | Multizone Mix of Ducted and Non-Ducted | 215357753 |  | HMSV-A-CB | 37MGHAQ48FA3 | Mixed Ducted and Non-Ducted Indoor Units |  |  |  |  | 11.85 | 21.75 | 11.15 | TRUE | TRUE | TRUE | 47000 | 44000 | 2.6 | 45500 | 2.1
215357669 | 10/23/24 | Live | CARRIER | GRANDAIRE | Multizone Mix of Ducted and Non-Ducted | 215357669 |  | HMSV-A-CB | D5CMHAH48FAK | Mixed Ducted and Non-Ducted Indoor Units |  |  |  |  | 11.85 | 21.75 | 11.15 | TRUE | TRUE | TRUE | 47000 | 44000 | 2.6 | 45500 | 2.1
215357711 | 10/23/24 | Live | CARRIER | PAYNE | Multizone Mix of Ducted and Non-Ducted | 215357711 |  | HMSV-A-CB | 37MGHAQ48FA3 | Mixed Ducted and Non-Ducted Indoor Units |  |  |  |  | 11.85 | 21.75 | 11.15 | TRUE | TRUE | TRUE | 47000 | 44000 | 2.6 | 45500 | 2.1
215357710 | 10/23/24 | Live | CARRIER | PAYNE | Multizone All Ducted | 215357710 |  | HMSV-A-CB | 37MGHAQ48FA3 | Ducted Indoor Units |  |  |  |  | 11.7 | 20.5 | 11 | TRUE | TRUE | TRUE | 47000 | 44500 | 2.6 | 46000 | 2.2
215357668 | 10/23/24 | Live | CARRIER | GRANDAIRE | Multizone All Ducted | 215357668 |  | HMSV-A-CB | D5CMHAH48FAK | Ducted Indoor Units |  |  |  |  | 11.7 | 20.5 | 11 | TRUE | TRUE | TRUE | 47000 | 44500 | 2.6 | 46000 | 2.2
215357752 | 10/23/24 | Live | CARRIER | WEATHERMAKER | Multizone All Ducted | 215357752 |  | HMSV-A-CB | 37MGHAQ48FA3 | Ducted Indoor Units |  |  |  |  | 11.7 | 20.5 | 11 | TRUE | TRUE | TRUE | 47000 | 44500 | 2.6 | 46000 | 2.2
215357794 | 10/23/24 | Live | CARRIER | MIDEA | Multizone All Ducted | 215357794 |  | HMSV-A-CB | 37MGHAQ48FA3 | Ducted Indoor Units |  |  |  |  | 11.7 | 20.5 | 11 | TRUE | TRUE | TRUE | 47000 | 44500 | 2.6 | 46000 | 2.2
215357793 | 10/23/24 | Live | CARRIER | MIDEA | Multizone All Non-Ducted | 215357793 |  | HMSR-A-CB-O | 37MGHAQ48FA3 | Non-Ducted Indoor Units |  |  |  |  | 12 | 23 | 11.3 | TRUE | TRUE | TRUE | 47000 | 44000 | 2.6 | 45000 | 2
215357751 | 10/23/24 | Live | CARRIER | WEATHERMAKER | Multizone All Non-Ducted | 215357751 |  | HMSR-A-CB-O | 37MGHAQ48FA3 | Non-Ducted Indoor Units |  |  |  |  | 12 | 23 | 11.3 | TRUE | TRUE | TRUE | 47000 | 44000 | 2.6 | 45000 | 2
215357667 | 10/23/24 | Live | CARRIER | GRANDAIRE | Multizone All Non-Ducted | 215357667 |  | HMSR-A-CB-O | D5CMHAH48FAK | Non-Ducted Indoor Units |  |  |  |  | 12 | 23 | 11.3 | TRUE | TRUE | TRUE | 47000 | 44000 | 2.6 | 45000 | 2
215357709 | 10/23/24 | Live | CARRIER | PAYNE | Multizone All Non-Ducted | 215357709 |  | HMSR-A-CB-O | 37MGHAQ48FA3 | Non-Ducted Indoor Units |  |  |  |  | 12 | 23 | 11.3 | TRUE | TRUE | TRUE | 47000 | 44000 | 2.6 | 45000 | 2
215357708 | 10/23/24 | Live | CARRIER | PAYNE | Multizone Mix of Ducted and Non-Ducted | 215357708 |  | HMSV-A-CB | 37MGHAQ36EA3 | Mixed Ducted and Non-Ducted Indoor Units |  |  |  |  | 12.55 | 21.3 | 10.6 | TRUE | TRUE | TRUE | 36000 | 31400 | 2.4 | 38000 | 2.41
215357666 | 10/23/24 | Live | CARRIER | GRANDAIRE | Multizone Mix of Ducted and Non-Ducted | 215357666 |  | HMSV-A-CB | D5CMHAH36EAK | Mixed Ducted and Non-Ducted Indoor Units |  |  |  |  | 12.55 | 21.3 | 10.6 | TRUE | TRUE | TRUE | 36000 | 31400 | 2.4 | 38000 | 2.41
205092761 | 10/23/24 | Live | Hisense | HISENSE | Singlezone Non-Ducted, Wall Placement | 205092761 |  | HRCU-A-CB-O | AST-09UW3SVG01A | Mini-Splits | AST-09UW3SVG**01A | 13.7 | 22.5 | 10.7 | 13.7 | 22 | 9 | TRUE | TRUE | FALSE | 9000 | 5000 | 2.44 | 7800 | 2.04
205092762 | 10/23/24 | Live | Hisense | HISENSE | Singlezone Non-Ducted, Wall Placement | 205092762 |  | HRCU-A-CB-O | AST-12UW3SXG01A | Mini-Splits | AST-12UW3SXG**01A | 13 | 22 | 10.5 | 13 | 21 | 9.5 | TRUE | FALSE | TRUE | 12000 | 7500 | 2.71 | 10100 | 1.95
205092766 | 10/09/24 | Live | Hisense | HISENSE | Singlezone Non-Ducted, Wall Placement | 205092766 |  | HRCU-A-CB-O | AST-24UW3SDN01A | Mini-Splits | AST-24UW3SDN**01A | 12.5 | 21 | 10.5 | 12.2 | 20.5 | 8.6 | TRUE | TRUE | FALSE | 23000 | 12500 | 2.13 | 20250 | 2.12
214606645 | 04/19/24 | Live | TTI FABRICATION INC | TURBOFIN | Singlezone Ducted, Centrally Ducted | 214606645 |  | HRCU-A-CB | HP36R410A | Ducted Indoor Units | THAH-AIRHANDLER36 |  |  |  | 11 | 17 | 8.8 | FALSE | FALSE | FALSE | 27600 | 24000 | 2.51 | 28639 | 2.99
214606644 | 04/19/24 | Live | TTI FABRICATION INC | SOLAIR | Singlezone Ducted, Centrally Ducted | 214606644 |  | HRCU-A-CB | HP36R410A | Ducted Indoor Units | THAH-AIRHANDLER36 |  |  |  | 11 | 17 | 8.8 | FALSE | FALSE | FALSE | 27600 | 24000 | 2.51 | 28639 | 2.99
214606643 | 04/19/24 | Live | TTI FABRICATION INC | PIONEER | Singlezone Ducted, Centrally Ducted | 214606643 |  | HRCU-A-CB | HP36R410A | Ducted Indoor Units | THAH-AIRHANDLER36 |  |  |  | 11 | 17 | 8.8 | FALSE | FALSE | FALSE | 27600 | 24000 | 2.51 | 28639 | 2.99
214606642 | 04/19/24 | Live | TTI FABRICATION INC | OPUS | Singlezone Ducted, Centrally Ducted | 214606642 |  | HRCU-A-CB | HP36R410A | Ducted Indoor Units | THAH-AIRHANDLER36 |  |  |  | 11 | 17 | 8.8 | FALSE | FALSE | FALSE | 27600 | 24000 | 2.51 | 28639 | 2.99
214606641 | 04/19/24 | Live | TTI FABRICATION INC | K2 | Singlezone Ducted, Centrally Ducted | 214606641 |  | HRCU-A-CB | HP36R410A | Ducted Indoor Units | THAH-AIRHANDLER36 |  |  |  | 11 | 17 | 8.8 | FALSE | FALSE | FALSE | 27600 | 24000 | 2.51 | 28639 | 2.99
214606640 | 04/19/24 | Live | TTI FABRICATION INC | INNOVA | Singlezone Ducted, Centrally Ducted | 214606640 |  | HRCU-A-CB | HP36R410A | Ducted Indoor Units | THAH-AIRHANDLER36 |  |  |  | 11 | 17 | 8.8 | FALSE | FALSE | FALSE | 27600 | 24000 | 2.51 | 28639 | 2.99
207699009 | 04/11/23 | Live | Midea Electric Trading | MDV | Singlezone Ducted, Centrally Ducted | 207699009 |  | HRCU-A-CB | MOD30U-30HFN1-MR0(X) |  | MVC-30HWFN1-M | 11 | 18 | 10.5 | 10 | 16.2 | 8.9 | TRUE | TRUE | TRUE | 30000 | 21000 | 2.34 | 28600 | 2.1
207699010 | 04/11/23 | Live | Midea Electric Trading | MDV | Singlezone Ducted, Centrally Ducted | 207699010 |  | HRCU-A-CB | MOE31U-36HFN1-M |  | MVC-36HWFN1-M | 10.5 | 18 | 10.5 | 10 | 16 | 9.5 | TRUE | TRUE | TRUE | 36000 | 30400 | 2.46 | 47000 | 1.9
213386568 | 04/23/24 | Live | Lennox Industries | ADP | Singlezone Ducted, Centrally Ducted | 213386568 |  | HRCU-A-C | AUH2436ZGDA* | Ducted Indoor Units | *E7J936+TD |  |  |  | 9 | 15 | 8.4 | FALSE | FALSE | FALSE | 31000 | 21000 | 2.1 | 23100 | 1.99
213386569 | 04/23/24 | Live | Lennox Industries | ADP | Singlezone Ducted, Centrally Ducted | 213386569 |  | HRCU-A-C | AUH2436ZGDA* | Ducted Indoor Units | *E7J936 |  |  |  | 10.5 | 15.2 | 8.4 | FALSE | FALSE | TRUE | 22200 | 14000 | 2.1 | 17600 | 2.08
213386570 | 04/23/24 | Live | Lennox Industries | ADP | Singlezone Ducted, Centrally Ducted | 213386570 |  | HRCU-A-C | AUH4860ZGDA* | Ducted Indoor Units | *E49960 |  |  |  | 9.5 | 15.2 | 8.35 | FALSE | FALSE | FALSE | 50500 | 34200 | 2.1 | 36900 | 2.08
10146838 | 12/31/17 | Live | Gree | GREE | Singlezone Non-Ducted, Wall Placement | 10146838 |  | HRCU-A-CB-O | GWH15QD-D3DNA5G/O | Mini-Splits | GWH15QD-D3DN***/I | 12.5 | 20 | 11 | 12.6 | 20 | 8.5 | FALSE | FALSE | FALSE | 15000 | 10100 | 2.6 | 18000 | 2.02
210025752 | 04/24/24 | Live | CARRIER | CARRIER | Singlezone Ducted, Centrally Ducted | 210025752 |  | HRCU-A-CB | 38MURAQ60AB3 |  | 40MUAAQ60XA3 | 9 | 16.4 | 10.5 | 8.8 | 15.3 | 9.4 | TRUE | TRUE | FALSE | 55000 | 42000 | 2.6 | 52500 | 2.3
213372211 | 10/30/23 | Live | CARRIER | CARRIER | Singlezone Ducted, Centrally Ducted | 213372211 |  | HRCU-A-C | 38MURAQ60AB3 |  | 40MULAQ60XDX + CI |  |  |  | 8.6 | 14.5 | 8.6 | FALSE | FALSE | FALSE | 53000 | 37000 | 2.26 | 38000 | 2.26
214491638 | 04/24/24 | Live | Daikin North America, LLC | DAIKIN | Singlezone Ducted, Centrally Ducted | 214491638 |  | HRCU-A-CB | DZ6VSA1810A* | Ducted Indoor Units | CA*EA1818*4B*+MBVC1200**-1A* |  |  |  | 10.9 | 17.5 | 8.5 | FALSE | FALSE | TRUE | 16600 | 10800 | 2.71 | 17100 | 2.48
214491645 | 04/24/24 | Live | Daikin North America, LLC | DAIKIN | Singlezone Ducted, Centrally Ducted | 214491645 |  | HRCU-A-CB | DZ6VSA1810A* | Ducted Indoor Units | CA*EA1818*4B*+MBVC1600**-1A* |  |  |  | 10.9 | 17.5 | 8.5 | FALSE | FALSE | TRUE | 16600 | 10800 | 2.71 | 17100 | 2.48
214491656 | 04/24/24 | Live | Daikin North America, LLC | DAIKIN | Singlezone Ducted, Centrally Ducted | 214491656 |  | HRCU-A-CB | DZ6VSA1810A* | Ducted Indoor Units | CA*EA2422*4B*+MBVC1200**-1A* |  |  |  | 10.9 | 17.5 | 8.5 | FALSE | FALSE | TRUE | 16600 | 10800 | 2.71 | 17100 | 2.48
214491663 | 04/24/24 | Live | Daikin North America, LLC | DAIKIN | Singlezone Ducted, Centrally Ducted | 214491663 |  | HRCU-A-CB | DZ6VSA1810A* | Ducted Indoor Units | CA*EA2422*4B*+MBVC1600**-1A* |  |  |  | 10.9 | 17.5 | 8.5 | FALSE | FALSE | TRUE | 16600 | 10800 | 2.71 | 17100 | 2.48
214500305 | 04/24/24 | Live | Daikin North America, LLC | DAIKIN | Singlezone Ducted, Centrally Ducted | 214500305 |  | HRCU-A-CB | DZ6VSA1810A* | Ducted Indoor Units | CA*EA1818*4B*+MBVK12BP1X00A* |  |  |  | 10.9 | 17.5 | 8.5 | FALSE | FALSE | TRUE | 16600 | 10800 | 2.71 | 17100 | 2.48
214500306 | 04/24/24 | Live | Daikin North America, LLC | DAIKIN | Singlezone Ducted, Centrally Ducted | 214500306 |  | HRCU-A-CB | DZ6VSA1810A* | Ducted Indoor Units | CA*EA1818*4B*+MBVK16CP1X00A* |  |  |  | 10.9 | 17.5 | 8.5 | FALSE | FALSE | TRUE | 16600 | 10800 | 2.71 | 17100 | 2.48
214500307 | 04/24/24 | Live | Daikin North America, LLC | DAIKIN | Singlezone Ducted, Centrally Ducted | 214500307 |  | HRCU-A-CB | DZ6VSA1810A* | Ducted Indoor Units | CA*EA2422*4B*+MBVK12BP1X00A* |  |  |  | 10.9 | 17.5 | 8.5 | FALSE | FALSE | TRUE | 16600 | 10800 | 2.71 | 17100 | 2.48
214500308 | 04/24/24 | Live | Daikin North America, LLC | DAIKIN | Singlezone Ducted, Centrally Ducted | 214500308 |  | HRCU-A-CB | DZ6VSA1810A* | Ducted Indoor Units | CA*EA2422*4B*+MBVK16CP1X00A* |  |  |  | 10.9 | 17.5 | 8.5 | FALSE | FALSE | TRUE | 16600 | 10800 | 2.71 | 17100 | 2.48
214491892 | 04/24/24 | Live | Daikin North America, LLC | AMANA | Singlezone Ducted, Centrally Ducted | 214491892 |  | HRCU-A-CB | ASZS601810A* | Ducted Indoor Units | CA*EA1818*4B*+MBVC1200**-1A* |  |  |  | 10.9 | 17.5 | 8.5 | FALSE | FALSE | TRUE | 16600 | 10800 | 2.71 | 17100 | 2.48
214491893 | 04/24/24 | Live | Daikin North America, LLC | AMANA | Singlezone Ducted, Centrally Ducted | 214491893 |  | HRCU-A-CB | ASZS601810A* | Ducted Indoor Units | CA*EA1818*4B*+MBVC1600**-1A* |  |  |  | 10.9 | 17.5 | 8.5 | FALSE | FALSE | TRUE | 16600 | 10800 | 2.71 | 17100 | 2.48
214491894 | 04/24/24 | Live | Daikin North America, LLC | AMANA | Singlezone Ducted, Centrally Ducted | 214491894 |  | HRCU-A-CB | ASZS601810A* | Ducted Indoor Units | CA*EA2422*4B*+MBVC1200**-1A* |  |  |  | 10.9 | 17.5 | 8.5 | FALSE | FALSE | TRUE | 16600 | 10800 | 2.71 | 17100 | 2.48
214491895 | 04/24/24 | Live | Daikin North America, LLC | AMANA | Singlezone Ducted, Centrally Ducted | 214491895 |  | HRCU-A-CB | ASZS601810A* | Ducted Indoor Units | CA*EA2422*4B*+MBVC1600**-1A* |  |  |  | 10.9 | 17.5 | 8.5 | FALSE | FALSE | TRUE | 16600 | 10800 | 2.71 | 17100 | 2.48
214492046 | 04/24/24 | Live | Daikin North America, LLC | LIBERTY HEATING & AIR CONDITIONING | Singlezone Ducted, Centrally Ducted | 214492046 |  | HRCU-A-CB | ASZS601810A* | Ducted Indoor Units | CA*EA1818*4B*+MBVC1200**-1A* |  |  |  | 10.9 | 17.5 | 8.5 | FALSE | FALSE | TRUE | 16600 | 10800 | 2.71 | 17100 | 2.48
214492047 | 04/24/24 | Live | Daikin North America, LLC | LIBERTY HEATING & AIR CONDITIONING | Singlezone Ducted, Centrally Ducted | 214492047 |  | HRCU-A-CB | ASZS601810A* | Ducted Indoor Units | CA*EA1818*4B*+MBVC1600**-1A* |  |  |  | 10.9 | 17.5 | 8.5 | FALSE | FALSE | TRUE | 16600 | 10800 | 2.71 | 17100 | 2.48
214492048 | 04/24/24 | Live | Daikin North America, LLC | LIBERTY HEATING & AIR CONDITIONING | Singlezone Ducted, Centrally Ducted | 214492048 |  | HRCU-A-CB | ASZS601810A* | Ducted Indoor Units | CA*EA2422*4B*+MBVC1200**-1A* |  |  |  | 10.9 | 17.5 | 8.5 | FALSE | FALSE | TRUE | 16600 | 10800 | 2.71 | 17100 | 2.48
214492049 | 04/24/24 | Live | Daikin North America, LLC | LIBERTY HEATING & AIR CONDITIONING | Singlezone Ducted, Centrally Ducted | 214492049 |  | HRCU-A-CB | ASZS601810A* | Ducted Indoor Units | CA*EA2422*4B*+MBVC1600**-1A* |  |  |  | 10.9 | 17.5 | 8.5 | FALSE | FALSE | TRUE | 16600 | 10800 | 2.71 | 17100 | 2.48
214500320 | 04/24/24 | Live | Daikin North America, LLC | AMANA | Singlezone Ducted, Centrally Ducted | 214500320 |  | HRCU-A-CB | ASZS601810A* | Ducted Indoor Units | CA*EA1818*4B*+MBVK12BP1X00A* |  |  |  | 10.9 | 17.5 | 8.5 | FALSE | FALSE | TRUE | 16600 | 10800 | 2.71 | 17100 | 2.48
214500321 | 04/24/24 | Live | Daikin North America, LLC | AMANA | Singlezone Ducted, Centrally Ducted | 214500321 |  | HRCU-A-CB | ASZS601810A* | Ducted Indoor Units | CA*EA1818*4B*+MBVK16CP1X00A* |  |  |  | 10.9 | 17.5 | 8.5 | FALSE | FALSE | TRUE | 16600 | 10800 | 2.71 | 17100 | 2.48
214500322 | 04/24/24 | Live | Daikin North America, LLC | AMANA | Singlezone Ducted, Centrally Ducted | 214500322 |  | HRCU-A-CB | ASZS601810A* | Ducted Indoor Units | CA*EA2422*4B*+MBVK12BP1X00A* |  |  |  | 10.9 | 17.5 | 8.5 | FALSE | FALSE | TRUE | 16600 | 10800 | 2.71 | 17100 | 2.48
214500323 | 04/24/24 | Live | Daikin North America, LLC | AMANA | Singlezone Ducted, Centrally Ducted | 214500323 |  | HRCU-A-CB | ASZS601810A* | Ducted Indoor Units | CA*EA2422*4B*+MBVK16CP1X00A* |  |  |  | 10.9 | 17.5 | 8.5 | FALSE | FALSE | TRUE | 16600 | 10800 | 2.71 | 17100 | 2.48
214500335 | 04/24/24 | Live | Daikin North America, LLC | LIBERTY HEATING & AIR CONDITIONING | Singlezone Ducted, Centrally Ducted | 214500335 |  | HRCU-A-CB | ASZS601810A* | Ducted Indoor Units | CA*EA1818*4B*+MBVK12BP1X00A* |  |  |  | 10.9 | 17.5 | 8.5 | FALSE | FALSE | TRUE | 16600 | 10800 | 2.71 | 17100 | 2.48
214500336 | 04/24/24 | Live | Daikin North America, LLC | LIBERTY HEATING & AIR CONDITIONING | Singlezone Ducted, Centrally Ducted | 214500336 |  | HRCU-A-CB | ASZS601810A* | Ducted Indoor Units | CA*EA1818*4B*+MBVK16CP1X00A* |  |  |  | 10.9 | 17.5 | 8.5 | FALSE | FALSE | TRUE | 16600 | 10800 | 2.71 | 17100 | 2.48
214500337 | 04/24/24 | Live | Daikin North America, LLC | LIBERTY HEATING & AIR CONDITIONING | Singlezone Ducted, Centrally Ducted | 214500337 |  | HRCU-A-CB | ASZS601810A* | Ducted Indoor Units | CA*EA2422*4B*+MBVK12BP1X00A* |  |  |  | 10.9 | 17.5 | 8.5 | FALSE | FALSE | TRUE | 16600 | 10800 | 2.71 | 17100 | 2.48
214500338 | 04/24/24 | Live | Daikin North America, LLC | LIBERTY HEATING & AIR CONDITIONING | Singlezone Ducted, Centrally Ducted | 214500338 |  | HRCU-A-CB | ASZS601810A* | Ducted Indoor Units | CA*EA2422*4B*+MBVK16CP1X00A* |  |  |  | 10.9 | 17.5 | 8.5 | FALSE | FALSE | TRUE | 16600 | 10800 | 2.71 | 17100 | 2.48
214491896 | 04/24/24 | Live | Daikin North America, LLC | AMANA | Singlezone Ducted, Centrally Ducted | 214491896 |  | HRCU-A-CB | ASZS602410A* | Ducted Indoor Units | CA*EA1818*4B*+MBVC1200**-1A* |  |  |  | 10.1 | 17.3 | 8.5 | FALSE | FALSE | TRUE | 22200 | 14600 | 2.58 | 17600 | 2.33
214491897 | 04/24/24 | Live | Daikin North America, LLC | AMANA | Singlezone Ducted, Centrally Ducted | 214491897 |  | HRCU-A-CB | ASZS602410A* | Ducted Indoor Units | CA*EA1818*4B*+MBVC1600**-1A* |  |  |  | 10.1 | 17.3 | 8.5 | FALSE | FALSE | TRUE | 22200 | 14600 | 2.58 | 17600 | 2.33
214491898 | 04/24/24 | Live | Daikin North America, LLC | AMANA | Singlezone Ducted, Centrally Ducted | 214491898 |  | HRCU-A-CB | ASZS602410A* | Ducted Indoor Units | CA*EA2422*4B*+MBVC1200**-1A* |  |  |  | 10.1 | 17.3 | 8.5 | FALSE | FALSE | TRUE | 22200 | 14600 | 2.58 | 17600 | 2.33
214491899 | 04/24/24 | Live | Daikin North America, LLC | AMANA | Singlezone Ducted, Centrally Ducted | 214491899 |  | HRCU-A-CB | ASZS602410A* | Ducted Indoor Units | CA*EA2422*4B*+MBVC1600**-1A* |  |  |  | 10.1 | 17.3 | 8.5 | FALSE | FALSE | TRUE | 22200 | 14600 | 2.58 | 17600 | 2.33
214492050 | 04/24/24 | Live | Daikin North America, LLC | LIBERTY HEATING & AIR CONDITIONING | Singlezone Ducted, Centrally Ducted | 214492050 |  | HRCU-A-CB | ASZS602410A* | Ducted Indoor Units | CA*EA1818*4B*+MBVC1200**-1A* |  |  |  | 10.1 | 17.3 | 8.5 | FALSE | FALSE | TRUE | 22200 | 14600 | 2.58 | 17600 | 2.33
214492051 | 04/24/24 | Live | Daikin North America, LLC | LIBERTY HEATING & AIR CONDITIONING | Singlezone Ducted, Centrally Ducted | 214492051 |  | HRCU-A-CB | ASZS602410A* | Ducted Indoor Units | CA*EA1818*4B*+MBVC1600**-1A* |  |  |  | 10.1 | 17.3 | 8.5 | FALSE | FALSE | TRUE | 22200 | 14600 | 2.58 | 17600 | 2.33
214492052 | 04/24/24 | Live | Daikin North America, LLC | LIBERTY HEATING & AIR CONDITIONING | Singlezone Ducted, Centrally Ducted | 214492052 |  | HRCU-A-CB | ASZS602410A* | Ducted Indoor Units | CA*EA2422*4B*+MBVC1200**-1A* |  |  |  | 10.1 | 17.3 | 8.5 | FALSE | FALSE | TRUE | 22200 | 14600 | 2.58 | 17600 | 2.33
214492053 | 04/24/24 | Live | Daikin North America, LLC | LIBERTY HEATING & AIR CONDITIONING | Singlezone Ducted, Centrally Ducted | 214492053 |  | HRCU-A-CB | ASZS602410A* | Ducted Indoor Units | CA*EA2422*4B*+MBVC1600**-1A* |  |  |  | 10.1 | 17.3 | 8.5 | FALSE | FALSE | TRUE | 22200 | 14600 | 2.58 | 17600 | 2.33
214500324 | 04/24/24 | Live | Daikin North America, LLC | AMANA | Singlezone Ducted, Centrally Ducted | 214500324 |  | HRCU-A-CB | ASZS602410A* | Ducted Indoor Units | CA*EA1818*4B*+MBVK12BP1X00A* |  |  |  | 10.1 | 17.3 | 8.5 | FALSE | FALSE | TRUE | 22200 | 14600 | 2.58 | 17600 | 2.33
214500325 | 04/24/24 | Live | Daikin North America, LLC | AMANA | Singlezone Ducted, Centrally Ducted | 214500325 |  | HRCU-A-CB | ASZS602410A* | Ducted Indoor Units | CA*EA1818*4B*+MBVK16CP1X00A* |  |  |  | 10.1 | 17.3 | 8.5 | FALSE | FALSE | TRUE | 22200 | 14600 | 2.58 | 17600 | 2.33
214500326 | 04/24/24 | Live | Daikin North America, LLC | AMANA | Singlezone Ducted, Centrally Ducted | 214500326 |  | HRCU-A-CB | ASZS602410A* | Ducted Indoor Units | CA*EA2422*4B*+MBVK12BP1X00A* |  |  |  | 10.1 | 17.3 | 8.5 | FALSE | FALSE | TRUE | 22200 | 14600 | 2.58 | 17600 | 2.33
214500327 | 04/24/24 | Live | Daikin North America, LLC | AMANA | Singlezone Ducted, Centrally Ducted | 214500327 |  | HRCU-A-CB | ASZS602410A* | Ducted Indoor Units | CA*EA2422*4B*+MBVK16CP1X00A* |  |  |  | 10.1 | 17.3 | 8.5 | FALSE | FALSE | TRUE | 22200 | 14600 | 2.58 | 17600 | 2.33
214500339 | 04/24/24 | Live | Daikin North America, LLC | LIBERTY HEATING & AIR CONDITIONING | Singlezone Ducted, Centrally Ducted | 214500339 |  | HRCU-A-CB | ASZS602410A* | Ducted Indoor Units | CA*EA1818*4B*+MBVK12BP1X00A* |  |  |  | 10.1 | 17.3 | 8.5 | FALSE | FALSE | TRUE | 22200 | 14600 | 2.58 | 17600 | 2.33
214500340 | 04/24/24 | Live | Daikin North America, LLC | LIBERTY HEATING & AIR CONDITIONING | Singlezone Ducted, Centrally Ducted | 214500340 |  | HRCU-A-CB | ASZS602410A* | Ducted Indoor Units | CA*EA1818*4B*+MBVK16CP1X00A* |  |  |  | 10.1 | 17.3 | 8.5 | FALSE | FALSE | TRUE | 22200 | 14600 | 2.58 | 17600 | 2.33
214500341 | 04/24/24 | Live | Daikin North America, LLC | LIBERTY HEATING & AIR CONDITIONING | Singlezone Ducted, Centrally Ducted | 214500341 |  | HRCU-A-CB | ASZS602410A* | Ducted Indoor Units | CA*EA2422*4B*+MBVK12BP1X00A* |  |  |  | 10.1 | 17.3 | 8.5 | FALSE | FALSE | TRUE | 22200 | 14600 | 2.58 | 17600 | 2.33
214500342 | 04/24/24 | Live | Daikin North America, LLC | LIBERTY HEATING & AIR CONDITIONING | Singlezone Ducted, Centrally Ducted | 214500342 |  | HRCU-A-CB | ASZS602410A* | Ducted Indoor Units | CA*EA2422*4B*+MBVK16CP1X00A* |  |  |  | 10.1 | 17.3 | 8.5 | FALSE | FALSE | TRUE | 22200 | 14600 | 2.58 | 17600 | 2.33
214491674 | 04/24/24 | Live | Daikin North America, LLC | DAIKIN | Singlezone Ducted, Centrally Ducted | 214491674 |  | HRCU-A-CB | DZ6VSA2410A* | Ducted Indoor Units | CA*EA1818*4B*+MBVC1200**-1A* |  |  |  | 10.1 | 17.3 | 8.5 | FALSE | FALSE | TRUE | 22200 | 14600 | 2.58 | 17600 | 2.33
214491681 | 04/24/24 | Live | Daikin North America, LLC | DAIKIN | Singlezone Ducted, Centrally Ducted | 214491681 |  | HRCU-A-CB | DZ6VSA2410A* | Ducted Indoor Units | CA*EA1818*4B*+MBVC1600**-1A* |  |  |  | 10.1 | 17.3 | 8.5 | FALSE | FALSE | TRUE | 22200 | 14600 | 2.58 | 17600 | 2.33
214491692 | 04/24/24 | Live | Daikin North America, LLC | DAIKIN | Singlezone Ducted, Centrally Ducted | 214491692 |  | HRCU-A-CB | DZ6VSA2410A* | Ducted Indoor Units | CA*EA2422*4B*+MBVC1200**-1A* |  |  |  | 10.1 | 17.3 | 8.5 | FALSE | FALSE | TRUE | 22200 | 14600 | 2.58 | 17600 | 2.33
214491699 | 04/24/24 | Live | Daikin North America, LLC | DAIKIN | Singlezone Ducted, Centrally Ducted | 214491699 |  | HRCU-A-CB | DZ6VSA2410A* | Ducted Indoor Units | CA*EA2422*4B*+MBVC1600**-1A* |  |  |  | 10.1 | 17.3 | 8.5 | FALSE | FALSE | TRUE | 22200 | 14600 | 2.58 | 17600 | 2.33
214500309 | 04/24/24 | Live | Daikin North America, LLC | DAIKIN | Singlezone Ducted, Centrally Ducted | 214500309 |  | HRCU-A-CB | DZ6VSA2410A* | Ducted Indoor Units | CA*EA1818*4B*+MBVK12BP1X00A* |  |  |  | 10.1 | 17.3 | 8.5 | FALSE | FALSE | TRUE | 22200 | 14600 | 2.58 | 17600 | 2.33
214500310 | 04/24/24 | Live | Daikin North America, LLC | DAIKIN | Singlezone Ducted, Centrally Ducted | 214500310 |  | HRCU-A-CB | DZ6VSA2410A* | Ducted Indoor Units | CA*EA1818*4B*+MBVK16CP1X00A* |  |  |  | 10.1 | 17.3 | 8.5 | FALSE | FALSE | TRUE | 22200 | 14600 | 2.58 | 17600 | 2.33
214500311 | 04/24/24 | Live | Daikin North America, LLC | DAIKIN | Singlezone Ducted, Centrally Ducted | 214500311 |  | HRCU-A-CB | DZ6VSA2410A* | Ducted Indoor Units | CA*EA2422*4B*+MBVK12BP1X00A* |  |  |  | 10.1 | 17.3 | 8.5 | FALSE | FALSE | TRUE | 22200 | 14600 | 2.58 | 17600 | 2.33
214500312 | 04/24/24 | Live | Daikin North America, LLC | DAIKIN | Singlezone Ducted, Centrally Ducted | 214500312 |  | HRCU-A-CB | DZ6VSA2410A* | Ducted Indoor Units | CA*EA2422*4B*+MBVK16CP1X00A* |  |  |  | 10.1 | 17.3 | 8.5 | FALSE | FALSE | TRUE | 22200 | 14600 | 2.58 | 17600 | 2.33
214501049 | 04/24/24 | Live | Daikin North America, LLC | LIBERTY HEATING & AIR CONDITIONING | Singlezone Ducted, Centrally Ducted | 214501049 |  | HRCU-A-CB | ASZS60241EA* | Ducted Indoor Units | CA*EA2422*4B*+MBVK12BP1X00A* |  |  |  | 10 | 17 | 8.6 | FALSE | FALSE | TRUE | 23000 | 16000 | 2.65 | 19400 | 2
214501050 | 04/24/24 | Live | Daikin North America, LLC | LIBERTY HEATING & AIR CONDITIONING | Singlezone Ducted, Centrally Ducted | 214501050 |  | HRCU-A-CB | ASZS60241EA* | Ducted Indoor Units | CA*EA2422*4B*+MBVK16CP1X00A* |  |  |  | 10 | 17 | 8.6 | FALSE | FALSE | TRUE | 23000 | 16000 | 2.65 | 19400 | 2
214501051 | 04/24/24 | Live | Daikin North America, LLC | LIBERTY HEATING & AIR CONDITIONING | Singlezone Ducted, Centrally Ducted | 214501051 |  | HRCU-A-CB | ASZS60241EA* | Ducted Indoor Units | CA*EA3026*4B*+MBVK12BP1X00A* |  |  |  | 10 | 17 | 8.6 | FALSE | FALSE | TRUE | 23000 | 16000 | 2.65 | 19400 | 2
214501052 | 04/24/24 | Live | Daikin North America, LLC | LIBERTY HEATING & AIR CONDITIONING | Singlezone Ducted, Centrally Ducted | 214501052 |  | HRCU-A-CB | ASZS60241EA* | Ducted Indoor Units | CA*EA3026*4B*+MBVK16CP1X00A* |  |  |  | 10 | 17 | 8.6 | FALSE | FALSE | TRUE | 23000 | 16000 | 2.65 | 19400 | 2
214501053 | 04/24/24 | Live | Daikin North America, LLC | LIBERTY HEATING & AIR CONDITIONING | Singlezone Ducted, Centrally Ducted | 214501053 |  | HRCU-A-CB | ASZS60241EA* | Ducted Indoor Units | CA*EA2422*4B*+MBVC1200**-1A* |  |  |  | 10 | 17 | 8.6 | FALSE | FALSE | TRUE | 23000 | 16000 | 2.65 | 19400 | 2
214501054 | 04/24/24 | Live | Daikin North America, LLC | LIBERTY HEATING & AIR CONDITIONING | Singlezone Ducted, Centrally Ducted | 214501054 |  | HRCU-A-CB | ASZS60241EA* | Ducted Indoor Units | CA*EA2422*4B*+MBVC1600**-1A* |  |  |  | 10 | 17 | 8.6 | FALSE | FALSE | TRUE | 23000 | 16000 | 2.65 | 19400 | 2
214501074 | 04/24/24 | Live | Daikin North America, LLC | LIBERTY HEATING & AIR CONDITIONING | Singlezone Ducted, Centrally Ducted | 214501074 |  | HRCU-A-CB | ASZS60241EA* | Ducted Indoor Units | CA*EA3026*4B*+MBVC1200**-1A* |  |  |  | 10 | 17 | 8.6 | FALSE | FALSE | TRUE | 23000 | 16000 | 2.65 | 19400 | 2
214501075 | 04/24/24 | Live | Daikin North America, LLC | LIBERTY HEATING & AIR CONDITIONING | Singlezone Ducted, Centrally Ducted | 214501075 |  | HRCU-A-CB | ASZS60241EA* | Ducted Indoor Units | CA*EA3026*4B*+MBVC1600**-1A* |  |  |  | 10 | 17 | 8.6 | FALSE | FALSE | TRUE | 23000 | 16000 | 2.65 | 19400 | 2
214505274 | 04/24/24 | Live | Daikin North America, LLC | AMANA | Singlezone Ducted, Centrally Ducted | 214505274 |  | HRCU-A-CB | ASZS60241EA* | Ducted Indoor Units | CA*EA2422*4B*+MBVC1200**-1A* |  |  |  | 10 | 17 | 8.6 | TRUE | TRUE | TRUE | 23000 | 16000 | 2.65 | 19400 | 2
214505276 | 04/24/24 | Live | Daikin North America, LLC | AMANA | Singlezone Ducted, Centrally Ducted | 214505276 |  | HRCU-A-CB | ASZS60241EA* | Ducted Indoor Units | CA*EA2422*4B*+MBVC1600**-1A* |  |  |  | 10 | 17 | 8.6 | TRUE | TRUE | TRUE | 23000 | 16000 | 2.65 | 19400 | 2
214505334 | 04/24/24 | Live | Daikin North America, LLC | AMANA | Singlezone Ducted, Centrally Ducted | 214505334 |  | HRCU-A-CB | ASZS60241EA* | Ducted Indoor Units | CA*EA3026*4B*+MBVC1200**-1A* |  |  |  | 10 | 17 | 8.6 | TRUE | TRUE | TRUE | 23000 | 16000 | 2.65 | 19400 | 2
214505336 | 04/24/24 | Live | Daikin North America, LLC | AMANA | Singlezone Ducted, Centrally Ducted | 214505336 |  | HRCU-A-CB | ASZS60241EA* | Ducted Indoor Units | CA*EA3026*4B*+MBVC1600**-1A* |  |  |  | 10 | 17 | 8.6 | TRUE | TRUE | TRUE | 23000 | 16000 | 2.65 | 19400 | 2
214505411 | 04/24/24 | Live | Daikin North America, LLC | AMANA | Singlezone Ducted, Centrally Ducted | 214505411 |  | HRCU-A-CB | ASZS60241EA* | Ducted Indoor Units | CA*EA2422*4B*+MBVK12BP1X00A* |  |  |  | 10 | 17 | 8.6 | TRUE | TRUE | TRUE | 23000 | 16000 | 2.65 | 19400 | 2
214505414 | 04/24/24 | Live | Daikin North America, LLC | AMANA | Singlezone Ducted, Centrally Ducted | 214505414 |  | HRCU-A-CB | ASZS60241EA* | Ducted Indoor Units | CA*EA2422*4B*+MBVK16CP1X00A* |  |  |  | 10 | 17 | 8.6 | TRUE | TRUE | TRUE | 23000 | 16000 | 2.65 | 19400 | 2
214505416 | 04/24/24 | Live | Daikin North America, LLC | AMANA | Singlezone Ducted, Centrally Ducted | 214505416 |  | HRCU-A-CB | ASZS60241EA* | Ducted Indoor Units | CA*EA3026*4B*+MBVK12BP1X00A* |  |  |  | 10 | 17 | 8.6 | TRUE | TRUE | TRUE | 23000 | 16000 | 2.65 | 19400 | 2
214505419 | 04/24/24 | Live | Daikin North America, LLC | AMANA | Singlezone Ducted, Centrally Ducted | 214505419 |  | HRCU-A-CB | ASZS60241EA* | Ducted Indoor Units | CA*EA3026*4B*+MBVK16CP1X00A* |  |  |  | 10 | 17 | 8.6 | TRUE | TRUE | TRUE | 23000 | 16000 | 2.65 | 19400 | 2
214505160 | 04/24/24 | Live | Daikin North America, LLC | DAIKIN | Singlezone Ducted, Centrally Ducted | 214505160 |  | HRCU-A-CB | DZ6VSA241EA* | Ducted Indoor Units | CA*EA2422*4B*+MBVC1200**-1A* |  |  |  | 10 | 17 | 8.6 | TRUE | TRUE | TRUE | 23000 | 16000 | 2.65 | 19400 | 2
214505163 | 04/24/24 | Live | Daikin North America, LLC | DAIKIN | Singlezone Ducted, Centrally Ducted | 214505163 |  | HRCU-A-CB | DZ6VSA241EA* | Ducted Indoor Units | CA*EA2422*4B*+MBVC1600**-1A* |  |  |  | 10 | 17 | 8.6 | TRUE | TRUE | TRUE | 23000 | 16000 | 2.65 | 19400 | 2
214505221 | 04/24/24 | Live | Daikin North America, LLC | DAIKIN | Singlezone Ducted, Centrally Ducted | 214505221 |  | HRCU-A-CB | DZ6VSA241EA* | Ducted Indoor Units | CA*EA3026*4B*+MBVC1200**-1A* |  |  |  | 10 | 17 | 8.6 | TRUE | TRUE | TRUE | 23000 | 16000 | 2.65 | 19400 | 2
214505225 | 04/24/24 | Live | Daikin North America, LLC | DAIKIN | Singlezone Ducted, Centrally Ducted | 214505225 |  | HRCU-A-CB | DZ6VSA241EA* | Ducted Indoor Units | CA*EA3026*4B*+MBVC1600**-1A* |  |  |  | 10 | 17 | 8.6 | TRUE | TRUE | TRUE | 23000 | 16000 | 2.65 | 19400 | 2
214505401 | 04/24/24 | Live | Daikin North America, LLC | DAIKIN | Singlezone Ducted, Centrally Ducted | 214505401 |  | HRCU-A-CB | DZ6VSA241EA* | Ducted Indoor Units | CA*EA2422*4B*+MBVK12BP1X00A* |  |  |  | 10 | 17 | 8.6 | TRUE | TRUE | TRUE | 23000 | 16000 | 2.65 | 19400 | 2
214505403 | 04/24/24 | Live | Daikin North America, LLC | DAIKIN | Singlezone Ducted, Centrally Ducted | 214505403 |  | HRCU-A-CB | DZ6VSA241EA* | Ducted Indoor Units | CA*EA2422*4B*+MBVK16CP1X00A* |  |  |  | 10 | 17 | 8.6 | TRUE | TRUE | TRUE | 23000 | 16000 | 2.65 | 19400 | 2
214505405 | 04/24/24 | Live | Daikin North America, LLC | DAIKIN | Singlezone Ducted, Centrally Ducted | 214505405 |  | HRCU-A-CB | DZ6VSA241EA* | Ducted Indoor Units | CA*EA3026*4B*+MBVK12BP1X00A* |  |  |  | 10 | 17 | 8.6 | TRUE | TRUE | TRUE | 23000 | 16000 | 2.65 | 19400 | 2
214505408 | 04/24/24 | Live | Daikin North America, LLC | DAIKIN | Singlezone Ducted, Centrally Ducted | 214505408 |  | HRCU-A-CB | DZ6VSA241EA* | Ducted Indoor Units | CA*EA3026*4B*+MBVK16CP1X00A* |  |  |  | 10 | 17 | 8.6 | TRUE | TRUE | TRUE | 23000 | 16000 | 2.65 | 19400 | 2
214594893 | 04/25/24 | Live | Midea Electric Trading | MIDEA | Singlezone Ducted, Centrally Ducted | 214594893 |  | HRCU-A-CB | MOD30U-30HFN1-MR0(X) | Mini-Splits | MVBL-30HWFN1-MJ3 |  |  |  | 11.7 | 18.2 | 8.8 | TRUE | TRUE | TRUE | 28000 | 20000 | 2.3 | 27111 | 2.23
214594891 | 04/25/24 | Live | Midea Electric Trading | MIDEA | Singlezone Ducted, Centrally Ducted | 214594891 |  | HRCU-A-CB | MOX430U-18HFN1-M | Mini-Splits | MVBL-18HWFN1-MH3 |  |  |  | 12.4 | 17 | 9.5 | TRUE | TRUE | TRUE | 18000 | 13500 | 2.6 | 21200 | 2.49
214594892 | 04/25/24 | Live | Midea Electric Trading | MIDEA | Singlezone Ducted, Centrally Ducted | 214594892 |  | HRCU-A-CB | MOD30-24HFN1-MW | Mini-Splits | MVBL-24HWFN1-MI3 |  |  |  | 12 | 19 | 9.3 | TRUE | TRUE | TRUE | 24000 | 19200 | 2.61 | 26400 | 2.42
214594894 | 04/25/24 | Live | Midea Electric Trading | MIDEA | Singlezone Ducted, Centrally Ducted | 214594894 |  | HRCU-A-CB | MOE31U-36HFN1-M | Mini-Splits | MVBL-36HWFN1-MK3 |  |  |  | 10 | 17 | 9.9 | TRUE | TRUE | TRUE | 36000 | 32800 | 2.42 | 43400 | 6.12
214594887 | 04/25/24 | Live | Midea Electric Trading | MIDEA | Singlezone Ducted, Centrally Ducted | 214594887 |  | HRCU-A-CB | MOX330U-18HFN1-MR0 | Mini-Splits | MVBL-18HWFN1-MH3 |  |  |  | 10 | 16 | 8 | FALSE | FALSE | TRUE | 18000 | 12000 | 2.61 | 12000 | 2.59
214594889 | 04/25/24 | Live | Midea Electric Trading | MIDEA | Singlezone Ducted, Centrally Ducted | 214594889 |  | HRCU-A-CB | MOD30U-30HFN1-MR0 | Mini-Splits | MVBL-30HWFN1-MJ3 |  |  |  | 10 | 16.5 | 8.2 | FALSE | FALSE | FALSE | 30000 | 18000 | 2.2 | 20500 | 2.14
214594890 | 04/25/24 | Live | Midea Electric Trading | MIDEA | Singlezone Ducted, Centrally Ducted | 214594890 |  | HRCU-A-CB | MOD30U-36HFN1-MR0 | Mini-Splits | MVBL-36HWFN1-MK3 |  |  |  | 9.5 | 16 | 8 | FALSE | FALSE | FALSE | 36000 | 19000 | 2.1 | 23200 | 2.02
214594888 | 04/25/24 | Live | Midea Electric Trading | MIDEA | Singlezone Ducted, Centrally Ducted | 214594888 |  | HRCU-A-CB | MOX430U-24HFN1-MR0 | Mini-Splits | MVBL-24HWFN1-MI3 |  |  |  | 10 | 16 | 8.5 | FALSE | FALSE | TRUE | 24000 | 21000 | 2.6 | 21000 | 2.6
214594897 | 04/25/24 | Live | Midea Electric Trading | COMFORTSTAR | Multizone All Non-Ducted | 214594897 |  | HMSR-A-CB-O | CVH-60-5SH | Non-Ducted Indoor Units |  | 10.5 | 21.5 | 10.6 | 10.5 | 22 | 9.5 | TRUE | TRUE | TRUE | 55000 | 34400 | 2.5 | 45000 | 2.06
214594898 | 04/25/24 | Live | Midea Electric Trading | COMFORTSTAR | Multizone All Ducted | 214594898 |  | HMSV-A-CB | CVH-60-5SH | Ducted Indoor Units |  | 10.5 | 19 | 11 | 10.5 | 18.8 | 9.3 | TRUE | TRUE | TRUE | 55000 | 35200 | 2.5 | 45000 | 2.06
214594899 | 04/25/24 | Live | Midea Electric Trading | COMFORTSTAR | Multizone Mix of Ducted and Non-Ducted | 214594899 |  | HMSV-A-CB | CVH-60-5SH | Mixed Ducted and Non-Ducted Indoor Units |  | 10.5 | 20.25 | 10.8 | 10.5 | 20.4 | 9.4 | TRUE | TRUE | TRUE | 55000 | 34800 | 2.5 | 45000 | 2.06
214594915 | 04/25/24 | Live | Midea Electric Trading | COMFORTSTAR | Singlezone Non-Ducted, Ceiling Placement | 214594915 |  | HRCU-A-CB-O | CZP18CD(O) | Mini-Splits | T1W18P | 12.5 | 21.2 | 12 | 12.5 | 21.8 | 10.7 | TRUE | FALSE | TRUE | 18000 | 12200 | 2.79 | 15500 | 2.4
214594913 | 04/25/24 | Live | Midea Electric Trading | COMFORTSTAR | Singlezone Non-Ducted, Ceiling Placement | 214594913 |  | HRCU-A-CB-O | CZP09CD(O) | Mini-Splits | T1W9P | 13 | 22 | 13 | 13 | 22.5 | 11.5 | TRUE | TRUE | TRUE | 9000 | 8000 | 2.66 | 10000 | 2.4
214594910 | 04/25/24 | Live | Midea Electric Trading | COMFORTSTAR | Singlezone Non-Ducted, Ceiling Placement | 214594910 |  | HRCU-A-CB-O | CHF09CD(O) | Mini-Splits | T1W9P | 13 | 23 | 13.6 | 13 | 24 | 12.4 | TRUE | TRUE | TRUE | 9000 | 9800 | 2.35 | 11400 | 1.83
214594911 | 04/25/24 | Live | Midea Electric Trading | COMFORTSTAR | Singlezone Non-Ducted, Ceiling Placement | 214594911 |  | HRCU-A-CB-O | CHF12CD(O) | Mini-Splits | T1W12P | 13 | 22 | 11.3 | 13 | 23 | 10 | TRUE | TRUE | TRUE | 12000 | 9500 | 2.49 | 11500 | 2.07
214594914 | 04/25/24 | Live | Midea Electric Trading | COMFORTSTAR | Singlezone Non-Ducted, Ceiling Placement | 214594914 |  | HRCU-A-CB-O | CZP12CD(O) | Mini-Splits | T1W12P | 12.6 | 21.2 | 10.8 | 12.6 | 22 | 9.8 | TRUE | FALSE | TRUE | 12000 | 7700 | 2 | 9000 | 2.42
214594912 | 04/25/24 | Live | Midea Electric Trading | COMFORTSTAR | Singlezone Non-Ducted, Ceiling Placement | 214594912 |  | HRCU-A-CB-O | CHF18CD(O) | Mini-Splits | T1W18P | 12.5 | 19.8 | 11.8 | 12.5 | 19.8 | 11.2 | TRUE | TRUE | TRUE | 16700 | 14500 | 2.4 | 18800 | 2.04
214595281 | 04/25/24 | Live | Midea Electric Trading | FRANKLIN | Singlezone Non-Ducted, Wall Placement | 214595281 |  | HRCU-A-CB-O | MSH123E23MCAA | Mini-Splits | MSH123F25AXAA | 14 | 25.5 | 13 | 14 | 25.5 | 10.4 | TRUE | TRUE | TRUE | 12000 | 10000 | 2.4 | 13112 | 2.11
214595282 | 04/25/24 | Live | Midea Electric Trading | FRANKLIN | Singlezone Non-Ducted, Wall Placement | 214595282 |  | HRCU-A-CB-O | MSH183E23MCAA | Mini-Splits | MSH183F25AXAA | 12.5 | 21.5 | 13 | 12.5 | 21.5 | 11.3 | TRUE | TRUE | TRUE | 18000 | 15000 | 2.35 | 19200 | 1.99
214594900 | 04/25/24 | Live | Midea Electric Trading | GOODMAN | Singlezone Non-Ducted, Ceiling Placement | 214594900 |  | HRCU-A-CB-O | MSH123G22MCAA | Mini-Splits | MST123E20ACAA | 12.7 | 21.5 | 10.6 | 12.7 | 22.3 | 10.2 | TRUE | TRUE | TRUE | 12000 | 9900 | 2.55 | 14000 | 2.29
214594905 | 04/25/24 | Live | Midea Electric Trading | FRANKLIN | Singlezone Non-Ducted, Ceiling Placement | 214594905 |  | HRCU-A-CB-O | MSH123F25MCAA | Mini-Splits | MST123E20ACAA | 12.7 | 21.5 | 10.6 | 12.7 | 22.3 | 10.2 | TRUE | TRUE | TRUE | 12000 | 9900 | 2.55 | 14000 | 2.29
214594902 | 04/25/24 | Live | Midea Electric Trading | GOODMAN | Singlezone Ducted, Compact Ducted | 214594902 |  | HRCU-A-CB | MSH123G22MCAA | Mini-Splits | MST123E21ADAA | 13 | 21.5 | 11.5 | 11.7 | 19.5 | 10 | TRUE | TRUE | TRUE | 12000 | 10600 | 2.51 | 12600 | 1.95
214594907 | 04/25/24 | Live | Midea Electric Trading | FRANKLIN | Singlezone Ducted, Compact Ducted | 214594907 |  | HRCU-A-CB | MSH123F25MCAA | Mini-Splits | MST123E21ADAA | 13 | 21.5 | 11.5 | 11.7 | 19.5 | 10 | TRUE | TRUE | TRUE | 12000 | 10600 | 2.51 | 12600 | 1.95
214594908 | 04/25/24 | Live | Midea Electric Trading | FRANKLIN | Singlezone Ducted, Compact Ducted | 214594908 |  | HRCU-A-CB | MSH183F25MCAA | Mini-Splits | MST183E21ADAA | 12.5 | 19.6 | 11 | 11.7 | 18 | 9.5 | TRUE | TRUE | TRUE | 17000 | 15000 | 2.27 | 19000 | 2.02
214594903 | 04/25/24 | Live | Midea Electric Trading | GOODMAN | Singlezone Ducted, Compact Ducted | 214594903 |  | HRCU-A-CB | MSH183G22MCAA | Mini-Splits | MST183E21ADAA | 12.5 | 19.6 | 11 | 11.7 | 18 | 9.5 | TRUE | TRUE | TRUE | 17000 | 15000 | 2.27 | 19000 | 2.02
214594906 | 04/25/24 | Live | Midea Electric Trading | FRANKLIN | Singlezone Non-Ducted, Ceiling Placement | 214594906 |  | HRCU-A-CB-O | MSH183F25MCAA | Mini-Splits | MST183E20ACAA | 12.5 | 20 | 10.3 | 12.5 | 20 | 9.5 | TRUE | TRUE | TRUE | 16000 | 15600 | 2.24 | 20000 | 1.78
214594901 | 04/25/24 | Live | Midea Electric Trading | GOODMAN | Singlezone Non-Ducted, Ceiling Placement | 214594901 |  | HRCU-A-CB-O | MSH183G22MCAA | Mini-Splits | MST183E20ACAA | 12.5 | 20 | 10.3 | 12.5 | 20 | 9.5 | TRUE | TRUE | TRUE | 16000 | 15600 | 2.24 | 20000 | 1.78
214594904 | 04/25/24 | Live | Midea Electric Trading | GOODMAN | Singlezone Ducted, Compact Ducted | 214594904 |  | HRCU-A-CB | MSH243G22MCAA | Mini-Splits | MST243E21ADAA | 12.5 | 20.6 | 12.6 | 12 | 19.2 | 10.5 | TRUE | TRUE | TRUE | 24000 | 21000 | 2.64 | 24000 | 2.4
214594909 | 04/25/24 | Live | Midea Electric Trading | FRANKLIN | Singlezone Ducted, Compact Ducted | 214594909 |  | HRCU-A-CB | MSH243F25MCAA | Mini-Splits | MST243E21ADAA | 12.5 | 20.6 | 12.6 | 12 | 19.2 | 10.5 | TRUE | TRUE | TRUE | 24000 | 21000 | 2.64 | 24000 | 2.4
214594918 | 04/25/24 | Live | Midea Electric Trading | TK'S | Singlezone Non-Ducted, Wall Placement | 214594918 |  | HRCU-A-CB-O | TWS-12ODU-110 | Mini-Splits | TWS-12IDU-110 | 10.3 | 20 | 10.8 | 10.3 | 20.8 | 8.7 | FALSE | FALSE | FALSE | 12000 | 7800 | 2.31 | 8200 | 1.35
214594895 | 04/25/24 | Live | Midea Electric Trading | CANAIR | Singlezone Non-Ducted, Wall Placement | 214594895 |  | HRCU-A-CB-O | C22SCH12H21 | Mini-Splits | C22SEH12H22 | 10.8 | 20.5 | 10.7 | 10.8 | 21.4 | 9.2 | FALSE | FALSE | FALSE | 12000 | 7000 | 2.5 | 9300 | 2
209270320 | 05/26/23 | Live | Midea Electric Trading | ECO-AIR | Singlezone Ducted, Centrally Ducted | 209270320 |  | HRCU-A-C | MOD30-24HFN1-MW |  | MAC-24HWDN1-MN0 | 11 | 16 | 9.5 | 10.7 | 16.5 | 9.5 | TRUE | TRUE | TRUE | 24000 | 21000 | 2.58 | 23000 | 2.28
212396505 | 05/26/23 | Live | Midea Electric Trading | PANASONIC | Singlezone Ducted, Centrally Ducted | 212396505 |  | HRCU-A-C | CU-HE24YAHK6 |  | CS-HE24YAC6 | 11 | 16 | 9.5 | 10.7 | 16.5 | 9.5 | TRUE | TRUE | TRUE | 24000 | 21000 | 2.58 | 23000 | 2.28
212631694 | 07/26/23 | Live | Midea Electric Trading | KERR | Singlezone Ducted, Centrally Ducted | 212631694 |  | HRCU-A-C | A-KCD24SA-1 |  | MCD18/24B1A | 11 | 16 | 9.5 | 10.7 | 16.5 | 9.5 | TRUE | TRUE | TRUE | 24000 | 21000 | 2.58 | 23000 | 2.28
213885866 | 01/15/24 | Live | Midea Electric Trading | THERMAL ZONE | Singlezone Ducted, Centrally Ducted | 213885866 |  | HRCU-A-C | TZPLV242PA |  | MAC-24HWDN1-MN0 | 11 | 16 | 9.5 | 10.7 | 16.5 | 9.5 | FALSE | FALSE | TRUE | 24000 | 21000 | 2.58 | 23000 | 2.28
209270322 | 05/26/23 | Live | Midea Electric Trading | ECO-AIR | Singlezone Ducted, Centrally Ducted | 209270322 |  | HRCU-A-C | MOE31U-36HFN1-M |  | MAC-36HWFN1-M | 10.2 | 14.8 | 9.6 | 10 | 15.2 | 10 | TRUE | TRUE | TRUE | 35000 | 33000 | 2.4 | 38000 | 1.9
212396507 | 05/26/23 | Live | Midea Electric Trading | PANASONIC | Singlezone Ducted, Centrally Ducted | 212396507 |  | HRCU-A-C | CU-HE36YAHK6 |  | CS-HE36YAC6 | 10.2 | 14.8 | 9.6 | 10 | 15.2 | 10 | TRUE | TRUE | TRUE | 35000 | 33000 | 2.4 | 38000 | 1.9
212631696 | 07/26/23 | Live | Midea Electric Trading | KERR | Singlezone Ducted, Centrally Ducted | 212631696 |  | HRCU-A-C | A-KCD36SA-1 |  | MCD30/36C1A | 10.2 | 14.8 | 9.6 | 10 | 15.2 | 10 | TRUE | TRUE | TRUE | 35000 | 33000 | 2.4 | 38000 | 1.9
213885869 | 01/15/24 | Live | Midea Electric Trading | THERMAL ZONE | Singlezone Ducted, Centrally Ducted | 213885869 |  | HRCU-A-C | TZPLV362PA |  | MAC-36HWDN1-MN0 | 10.2 | 14.8 | 9.6 | 10 | 15.2 | 10 | FALSE | FALSE | TRUE | 35000 | 33000 | 2.4 | 38000 | 1.9
213732640 | 11/15/23 | Live | Midea Electric Trading | BREEZE33 | Singlezone Ducted, Centrally Ducted | 213732640 |  | HRCU-A-C | BZ33-INV24OUT2-J |  | BZ33-MSC24B-J | 11 | 16 | 9.5 | 10.7 | 16.5 | 9.5 | TRUE | TRUE | TRUE | 24000 | 21000 | 2.58 | 23000 | 2.28
213160480 | 07/30/23 | Live | Midea Electric Trading | DETTSON | Singlezone Ducted, Centrally Ducted | 213160480 |  | HRCU-A-C | EVD-24-O |  | MAC24H1718E | 11 | 16 | 9.5 | 10.7 | 16.5 | 9.5 | TRUE | TRUE | TRUE | 24000 | 21000 | 2.58 | 23000 | 2.28
213081449 | 07/26/23 | Live | Midea Electric Trading | ELIOS | Singlezone Ducted, Centrally Ducted | 213081449 |  | HRCU-A-C | DEA24HOS20230E7 |  | CUB24HAC20BWT7A | 11 | 16 | 9.5 | 10.7 | 16.5 | 9.5 | TRUE | TRUE | TRUE | 24000 | 21000 | 2.58 | 23000 | 2.28
212394323 | 05/26/23 | Live | Midea Electric Trading | ACIQ | Singlezone Ducted, Centrally Ducted | 212394323 |  | HRCU-A-C | ACIQ-24-HPB |  | ACIQ-24-ACL | 11 | 16 | 9.5 | 10.7 | 16.5 | 9.5 | FALSE | FALSE | TRUE | 24000 | 21000 | 2.58 | 23000 | 2.28
212394334 | 05/26/23 | Live | Midea Electric Trading | DIYCOOL | Singlezone Ducted, Centrally Ducted | 212394334 |  | HRCU-A-C | ACIQ-24-HPB |  | ACIQ-24-ACL | 11 | 16 | 9.5 | 10.7 | 16.5 | 9.5 | FALSE | FALSE | TRUE | 24000 | 21000 | 2.58 | 23000 | 2.28
212394345 | 05/26/23 | Live | Midea Electric Trading | POLARWAVE | Singlezone Ducted, Centrally Ducted | 212394345 |  | HRCU-A-C | ACIQ-24-HPB |  | ACIQ-24-ACL | 11 | 16 | 9.5 | 10.7 | 16.5 | 9.5 | TRUE | TRUE | TRUE | 24000 | 21000 | 2.58 | 23000 | 2.28
212394356 | 05/26/23 | Live | Midea Electric Trading | STEALTH | Singlezone Ducted, Centrally Ducted | 212394356 |  | HRCU-A-C | ACIQ-24-HPB |  | ACIQ-24-ACL | 11 | 16 | 9.5 | 10.7 | 16.5 | 9.5 | FALSE | FALSE | TRUE | 24000 | 21000 | 2.58 | 23000 | 2.28
209550334 | 05/26/23 | Live | Midea Electric Trading | CANAIR | Singlezone Ducted, Centrally Ducted | 209550334 |  | HRCU-A-C | MOD30-24HFN1-MW |  | MAC-24HWDN1-MN0 | 11 | 16 | 9.5 | 10.7 | 16.5 | 9.5 | TRUE | TRUE | TRUE | 24000 | 21000 | 2.58 | 23000 | 2.28
211911381 | 05/26/23 | Live | Midea Electric Trading | MITS AIR | Singlezone Ducted, Centrally Ducted | 211911381 |  | HRCU-A-C | MOD30-24HFN1-MW |  | MAC-24HWDN1-MN0 | 11 | 16 | 9.5 | 10.7 | 16.5 | 9.5 | FALSE | FALSE | TRUE | 24000 | 21000 | 2.58 | 23000 | 2.28
212361759 | 05/26/23 | Live | Midea Electric Trading | MOOVAIR | Singlezone Ducted, Centrally Ducted | 212361759 |  | HRCU-A-C | DMA24HOS20230E7 |  | CUB24HAC20BWT7A | 11 | 16 | 9.5 | 10.7 | 16.5 | 9.5 | TRUE | TRUE | TRUE | 24000 | 21000 | 2.58 | 23000 | 2.28
212394312 | 05/26/23 | Live | Midea Electric Trading | 1HVAC | Singlezone Ducted, Centrally Ducted | 212394312 |  | HRCU-A-C | ACIQ-24-HPB |  | ACIQ-24-ACL | 11 | 16 | 9.5 | 10.7 | 16.5 | 9.5 | TRUE | TRUE | TRUE | 24000 | 21000 | 2.58 | 23000 | 2.28
211644139 | 05/26/23 | Live | Midea Electric Trading | CANAIR | Singlezone Ducted, Centrally Ducted | 211644139 |  | HRCU-A-C | CDH2024C21 |  | MAC-24HWDN1-MN0 | 11 | 16 | 9.5 | 10.7 | 16.5 | 9.5 | TRUE | TRUE | TRUE | 24000 | 21000 | 2.58 | 23000 | 2.28
212394325 | 05/26/23 | Live | Midea Electric Trading | ACIQ | Singlezone Ducted, Centrally Ducted | 212394325 |  | HRCU-A-C | ACIQ-36-HPB |  | ACIQ-36-ACL | 10.2 | 14.8 | 9.6 | 10 | 15.2 | 10 | TRUE | TRUE | TRUE | 35000 | 33000 | 2.4 | 38000 | 1.9
212394336 | 05/26/23 | Live | Midea Electric Trading | DIYCOOL | Singlezone Ducted, Centrally Ducted | 212394336 |  | HRCU-A-C | ACIQ-36-HPB |  | ACIQ-36-ACL | 10.2 | 14.8 | 9.6 | 10 | 15.2 | 10 | TRUE | TRUE | TRUE | 35000 | 33000 | 2.4 | 38000 | 1.9
212394347 | 05/26/23 | Live | Midea Electric Trading | POLARWAVE | Singlezone Ducted, Centrally Ducted | 212394347 |  | HRCU-A-C | ACIQ-36-HPB |  | ACIQ-36-ACL | 10.2 | 14.8 | 9.6 | 10 | 15.2 | 10 | TRUE | TRUE | TRUE | 35000 | 33000 | 2.4 | 38000 | 1.9
212394358 | 05/26/23 | Live | Midea Electric Trading | STEALTH | Singlezone Ducted, Centrally Ducted | 212394358 |  | HRCU-A-C | ACIQ-36-HPB |  | ACIQ-36-ACL | 10.2 | 14.8 | 9.6 | 10 | 15.2 | 10 | TRUE | TRUE | TRUE | 35000 | 33000 | 2.4 | 38000 | 1.9
212928553 | 07/26/23 | Live | Midea Electric Trading | TRUST AIR CONDITIONERS | Singlezone Ducted, Centrally Ducted | 212928553 |  | HRCU-A-C | AA36H/O44P |  | CX36M/W4T4 | 10.2 | 14.8 | 9.6 | 10 | 15.2 | 10 | FALSE | FALSE | TRUE | 35000 | 33000 | 2.4 | 38000 | 1.9
213160483 | 07/30/23 | Live | Midea Electric Trading | DETTSON | Singlezone Ducted, Centrally Ducted | 213160483 |  | HRCU-A-C | EVD-36-O |  | MAC36H2124E | 10.2 | 14.8 | 9.6 | 10 | 15.2 | 10 | TRUE | TRUE | TRUE | 35000 | 33000 | 2.4 | 38000 | 1.9
213081451 | 07/26/23 | Live | Midea Electric Trading | ELIOS | Singlezone Ducted, Centrally Ducted | 213081451 |  | HRCU-A-C | DEA36HOS20230E7 |  | CUB36HAC20CWT7A | 10.2 | 14.8 | 9.6 | 10 | 15.2 | 10 | TRUE | TRUE | TRUE | 35000 | 33000 | 2.4 | 38000 | 1.9
209550336 | 05/26/23 | Live | Midea Electric Trading | CANAIR | Singlezone Ducted, Centrally Ducted | 209550336 |  | HRCU-A-C | MOE31U-36HFN1-M |  | MAC-36HWFN1-M | 10.2 | 14.8 | 9.6 | 10 | 15.2 | 10 | TRUE | TRUE | TRUE | 35000 | 33000 | 2.4 | 38000 | 1.9
211911386 | 05/26/23 | Live | Midea Electric Trading | MITS AIR | Singlezone Ducted, Centrally Ducted | 211911386 |  | HRCU-A-C | MOE31U-36HFN1-M |  | MAC-36HWFN1-M | 10.2 | 14.8 | 9.6 | 10 | 15.2 | 10 | FALSE | FALSE | TRUE | 35000 | 33000 | 2.4 | 38000 | 1.9
211911383 | 05/26/23 | Live | Midea Electric Trading | MITS AIR | Singlezone Ducted, Centrally Ducted | 211911383 |  | HRCU-A-C | MOE31U-36HFN1-M |  | MAC-36HWDN1-MN0 | 10.2 | 14.8 | 9.6 | 10 | 15.2 | 10 | FALSE | FALSE | TRUE | 35000 | 33000 | 2.4 | 38000 | 1.9
212361761 | 05/26/23 | Live | Midea Electric Trading | MOOVAIR | Singlezone Ducted, Centrally Ducted | 212361761 |  | HRCU-A-C | DMA36HOS20230E7 |  | CUB36HAC20CWT7A | 10.2 | 14.8 | 9.6 | 10 | 15.2 | 10 | TRUE | TRUE | TRUE | 35000 | 33000 | 2.4 | 38000 | 1.9
212394314 | 05/26/23 | Live | Midea Electric Trading | 1HVAC | Singlezone Ducted, Centrally Ducted | 212394314 |  | HRCU-A-C | ACIQ-36-HPB |  | ACIQ-36-ACL | 10.2 | 14.8 | 9.6 | 10 | 15.2 | 10 | TRUE | TRUE | TRUE | 35000 | 33000 | 2.4 | 38000 | 1.9
211644138 | 05/26/23 | Live | Midea Electric Trading | CANAIR | Singlezone Ducted, Centrally Ducted | 211644138 |  | HRCU-A-C | CDH2036C21 |  | MAC-36HWFN1-M | 10.2 | 14.8 | 9.6 | 10 | 15.2 | 10 | TRUE | TRUE | TRUE | 35000 | 33000 | 2.4 | 38000 | 1.9
213732642 | 11/15/23 | Live | Midea Electric Trading | BREEZE33 | Singlezone Ducted, Centrally Ducted | 213732642 |  | HRCU-A-C | BZ33-INV36OUT2-J |  | BZ33-MSC36C-J | 10.2 | 14.8 | 9.6 | 10 | 15.2 | 10 | TRUE | TRUE | TRUE | 35000 | 33000 | 2.4 | 38000 | 1.9
210568229 | 05/26/23 | Live | Midea Electric Trading | COMFORT-AIRE | Singlezone Ducted, Centrally Ducted | 210568229 |  | HRCU-A-C | A-VCD24SA-1 |  | MCD18/24B1A | 11 | 16 | 9.5 | 10.7 | 16.5 | 9.5 | TRUE | TRUE | TRUE | 24000 | 21000 | 2.58 | 23000 | 2.28
212365457 | 07/13/23 | Live | Midea Electric Trading | CUSTOM COMFORT | Singlezone Ducted, Centrally Ducted | 212365457 |  | HRCU-A-C | CCOXHA24V24HP |  | CCOACC1824B | 11 | 16 | 9.5 | 10.7 | 16.5 | 9.5 | TRUE | TRUE | TRUE | 24000 | 21000 | 2.58 | 23000 | 2.28
212367433 | 05/26/23 | Live | Midea Electric Trading | BLADEX | Singlezone Ducted, Centrally Ducted | 212367433 |  | HRCU-A-C | BX30-24HPHYHA |  | BLC-24HWAC1 | 11 | 16 | 9.5 | 10.7 | 16.5 | 9.5 | FALSE | FALSE | TRUE | 24000 | 21000 | 2.58 | 23000 | 2.28
212101619 | 05/26/23 | Live | Midea Electric Trading | DIRECT AIR | Singlezone Ducted, Centrally Ducted | 212101619 |  | HRCU-A-C | DIRM-24MAGICPRO20-OU |  | DIRM-24MAGICPRO20-COIL | 11 | 16 | 9.5 | 10.7 | 16.5 | 9.5 | TRUE | TRUE | TRUE | 24000 | 21000 | 2.58 | 23000 | 2.28
212940798 | 07/30/23 | Live | Midea Electric Trading | CENTURY | Singlezone Ducted, Centrally Ducted | 212940798 |  | HRCU-A-C | A-VCD24SA-1 |  | MCD18/24B1A | 11 | 16 | 9.5 | 10.7 | 16.5 | 9.5 | TRUE | TRUE | TRUE | 24000 | 21000 | 2.58 | 23000 | 2.28
213062282 | 07/26/23 | Live | Midea Electric Trading | KEPLER | Singlezone Ducted, Centrally Ducted | 213062282 |  | HRCU-A-C | AZPN/24WD |  | AZPN/B24WAC | 11 | 16 | 9.5 | 10.7 | 16.5 | 9.5 | TRUE | TRUE | TRUE | 24000 | 21000 | 2.58 | 23000 | 2.28
212925581 | 07/26/23 | Live | Midea Electric Trading | TEMP SHIFT | Singlezone Ducted, Centrally Ducted | 212925581 |  | HRCU-A-C | TSMOD3024HFN1MW |  | TSMAC24HWDN1MN0 | 11 | 16 | 9.5 | 10.7 | 16.5 | 9.5 | FALSE | FALSE | TRUE | 24000 | 21000 | 2.58 | 23000 | 2.28
212386846 | 05/26/23 | Live | Midea Electric Trading | ATK | Singlezone Ducted, Centrally Ducted | 212386846 |  | HRCU-A-C | ACI-AUO24SHP-M |  | ACI-BCO24CP17 | 11 | 16 | 9.5 | 10.7 | 16.5 | 9.5 | FALSE | FALSE | TRUE | 24000 | 21000 | 2.58 | 23000 | 2.28
212546249 | 07/26/23 | Live | Midea Electric Trading | IFLOW | Singlezone Ducted, Centrally Ducted | 212546249 |  | HRCU-A-C | 70HPIC24A |  | 70C1824BA | 11 | 16 | 9.5 | 10.7 | 16.5 | 9.5 | FALSE | FALSE | TRUE | 24000 | 21000 | 2.58 | 23000 | 2.28
212916826 | 07/26/23 | Live | Midea Electric Trading | BLADEX | Singlezone Ducted, Centrally Ducted | 212916826 |  | HRCU-A-C | BX30-24HPHYHA |  | BLC-24HWAC1-UNC | 11 | 16 | 9.5 | 10.7 | 16.5 | 9.5 | FALSE | FALSE | TRUE | 24000 | 21000 | 2.58 | 23000 | 2.28
213386518 | 10/31/23 | Live | Midea Electric Trading | COMFORTSTAR | Singlezone Ducted, Centrally Ducted | 213386518 |  | HRCU-A-C | CPH24CD(O) |  | ACP-24B | 11 | 16 | 9.5 | 10.7 | 16.5 | 9.5 | TRUE | TRUE | TRUE | 24000 | 21000 | 2.58 | 23000 | 2.28
213386530 | 10/31/23 | Live | Midea Electric Trading | COMFORTSTAR | Singlezone Ducted, Centrally Ducted | 213386530 |  | HRCU-A-C | CPH24CD(O) |  | UACP-24B | 11 | 16 | 9.5 | 10.7 | 16.5 | 9.5 | TRUE | TRUE | TRUE | 24000 | 21000 | 2.58 | 23000 | 2.28
213350747 | 10/31/23 | Live | Midea Electric Trading | DNAIR | Singlezone Ducted, Centrally Ducted | 213350747 |  | HRCU-A-C | DNHP0024H-C |  | DNCL0024H-E | 11 | 16 | 9.5 | 10.7 | 16.5 | 9.5 | FALSE | FALSE | TRUE | 24000 | 21000 | 2.58 | 23000 | 2.28
213160473 | 07/30/23 | Live | Midea Electric Trading | INNOVAIR | Singlezone Ducted, Centrally Ducted | 213160473 |  | HRCU-A-C | SHV24H2R20 |  | MAC24H1718E | 11 | 16 | 9.5 | 10.7 | 16.5 | 9.5 | TRUE | TRUE | TRUE | 24000 | 21000 | 2.58 | 23000 | 2.28
214489070 | 04/04/24 | Live | Midea Electric Trading | BLADEX | Singlezone Ducted, Centrally Ducted | 214489070 |  | HRCU-A-C | BX31U-42HPHYHA |  | BLC-36HWAC1 | 10.2 | 14.8 | 9.6 | 10 | 15.2 | 10 | FALSE | FALSE | TRUE | 35000 | 33000 | 2.4 | 38000 | 1.9
214489071 | 04/04/24 | Live | Midea Electric Trading | BLADEX | Singlezone Ducted, Centrally Ducted | 214489071 |  | HRCU-A-C | BX31U-42HPHYHA |  | BLC-36HWAC1-UNC | 10.2 | 14.8 | 9.6 | 10 | 15.2 | 10 | FALSE | FALSE | TRUE | 35000 | 33000 | 2.4 | 38000 | 1.9
212925583 | 07/26/23 | Live | Midea Electric Trading | TEMP SHIFT | Singlezone Ducted, Centrally Ducted | 212925583 |  | HRCU-A-C | TSMOE31U36HFN1M |  | TSMAC36HWDN1MN0 | 10.2 | 14.8 | 9.6 | 10 | 15.2 | 10 | FALSE | FALSE | TRUE | 35000 | 33000 | 2.4 | 38000 | 1.9
212386847 | 05/26/23 | Live | Midea Electric Trading | ATK | Singlezone Ducted, Centrally Ducted | 212386847 |  | HRCU-A-C | ACI-AUO36SHP-M |  | ACI-CCO36CP21 | 10.2 | 14.8 | 9.6 | 10 | 15.2 | 10 | FALSE | FALSE | TRUE | 35000 | 33000 | 2.4 | 38000 | 1.9
212388351 | 05/26/23 | Live | Midea Electric Trading | DIRECT AIR | Singlezone Ducted, Centrally Ducted | 212388351 |  | HRCU-A-C | DIRM-36MAGICPRO20-OU |  | DIRM-36MAGICPRO20-COIL | 10.2 | 14.8 | 9.6 | 10 | 15.2 | 10 | TRUE | TRUE | TRUE | 35000 | 33000 | 2.4 | 38000 | 1.9
212546252 | 07/26/23 | Live | Midea Electric Trading | IFLOW | Singlezone Ducted, Centrally Ducted | 212546252 |  | HRCU-A-C | 70HPIC36A |  | 70C3036CA | 10.2 | 14.8 | 9.6 | 10 | 15.2 | 10 | FALSE | FALSE | TRUE | 35000 | 33000 | 2.4 | 38000 | 1.9
212365459 | 07/13/23 | Live | Midea Electric Trading | CUSTOM COMFORT | Singlezone Ducted, Centrally Ducted | 212365459 |  | HRCU-A-C | CCOXHA24V36HP |  | CCOACC3036C | 10.2 | 14.8 | 9.6 | 10 | 15.2 | 10 | TRUE | TRUE | TRUE | 35000 | 33000 | 2.4 | 38000 | 1.9
212367435 | 05/26/23 | Live | Midea Electric Trading | BLADEX | Singlezone Ducted, Centrally Ducted | 212367435 |  | HRCU-A-C | BX31U-36HPHYHA |  | BLC-36HWAC1 | 10.2 | 14.8 | 9.6 | 10 | 15.2 | 10 | FALSE | FALSE | TRUE | 35000 | 33000 | 2.4 | 38000 | 1.9
210568236 | 05/26/23 | Live | Midea Electric Trading | COMFORT-AIRE | Singlezone Ducted, Centrally Ducted | 210568236 |  | HRCU-A-C | A-VCD36SA-1 |  | MCD30/36C1A | 10.2 | 14.8 | 9.6 | 10 | 15.2 | 10 | TRUE | TRUE | TRUE | 35000 | 33000 | 2.4 | 38000 | 1.9
213386520 | 10/31/23 | Live | Midea Electric Trading | COMFORTSTAR | Singlezone Ducted, Centrally Ducted | 213386520 |  | HRCU-A-C | CPH36CD(O) |  | ACP-36C | 10.2 | 14.8 | 9.6 | 10 | 15.2 | 10 | TRUE | TRUE | TRUE | 35000 | 33000 | 2.4 | 38000 | 1.9
213386532 | 10/31/23 | Live | Midea Electric Trading | COMFORTSTAR | Singlezone Ducted, Centrally Ducted | 213386532 |  | HRCU-A-C | CPH36CD(O) |  | UACP-36C | 10.2 | 14.8 | 9.6 | 10 | 15.2 | 10 | TRUE | TRUE | TRUE | 35000 | 33000 | 2.4 | 38000 | 1.9
213156955 | 07/30/23 | Live | Midea Electric Trading | BLADEX | Singlezone Ducted, Centrally Ducted | 213156955 |  | HRCU-A-C | BX31U-36HPHYHA |  | BLC-36HWAC1-UNC | 10.2 | 14.8 | 9.6 | 10 | 15.2 | 10 | FALSE | FALSE | TRUE | 35000 | 33000 | 2.4 | 38000 | 1.9
213062285 | 07/26/23 | Live | Midea Electric Trading | KEPLER | Singlezone Ducted, Centrally Ducted | 213062285 |  | HRCU-A-C | AZPN/36WD |  | AZPN/C36WAC | 10.2 | 14.8 | 9.6 | 10 | 15.2 | 10 | TRUE | TRUE | TRUE | 35000 | 33000 | 2.4 | 38000 | 1.9
212940805 | 07/30/23 | Live | Midea Electric Trading | CENTURY | Singlezone Ducted, Centrally Ducted | 212940805 |  | HRCU-A-C | A-VCD36SA-1 |  | MCD30/36C1A | 10.2 | 14.8 | 9.6 | 10 | 15.2 | 10 | TRUE | TRUE | TRUE | 35000 | 33000 | 2.4 | 38000 | 1.9
213160476 | 07/30/23 | Live | Midea Electric Trading | INNOVAIR | Singlezone Ducted, Centrally Ducted | 213160476 |  | HRCU-A-C | SHV36H2R20 |  | MAC36H2124E | 10.2 | 14.8 | 9.6 | 10 | 15.2 | 10 | TRUE | TRUE | TRUE | 35000 | 33000 | 2.4 | 38000 | 1.9
213350749 | 10/31/23 | Live | Midea Electric Trading | DNAIR | Singlezone Ducted, Centrally Ducted | 213350749 |  | HRCU-A-C | DNHP0036H-C |  | DNCL0036H-E | 10.2 | 14.8 | 9.6 | 10 | 15.2 | 10 | FALSE | FALSE | TRUE | 35000 | 33000 | 2.4 | 38000 | 1.9
214606456 | 04/25/24 | Live | Midea Electric Trading | SLIMAIR | Singlezone Ducted, Compact Ducted | 214606456 |  | HRCU-A-CB | SHC09VE2AG | Mini-Splits | SHD09VC2AG | 13.5 | 21 | 11.5 | 12.5 | 19.2 | 10.2 | TRUE | TRUE | TRUE | 9000 | 7700 | 2.59 | 10200 | 2.41
214606463 | 04/25/24 | Live | Midea Electric Trading | SLIMAIR | Singlezone Ducted, Compact Ducted | 214606463 |  | HRCU-A-CB | SHC09VH2AG | Mini-Splits | SHD09VC2AG | 14 | 23 | 12 | 13.2 | 20.2 | 12 | TRUE | TRUE | TRUE | 9000 | 10100 | 2.41 | 11600 | 1.9
214606457 | 04/25/24 | Live | Midea Electric Trading | SLIMAIR | Singlezone Ducted, Compact Ducted | 214606457 |  | HRCU-A-CB | SHC12VE2AG | Mini-Splits | SHD12VC2AG | 12.5 | 21.5 | 11.5 | 11.7 | 19 | 10.3 | TRUE | TRUE | TRUE | 11500 | 9300 | 2.78 | 10100 | 2.39
214606464 | 04/25/24 | Live | Midea Electric Trading | SLIMAIR | Singlezone Ducted, Compact Ducted | 214606464 |  | HRCU-A-CB | SHC12VH2AG | Mini-Splits | SHD12VC2AG | 13 | 21.5 | 11.5 | 11.7 | 19.5 | 10 | TRUE | TRUE | TRUE | 12000 | 10600 | 2.51 | 12600 | 1.95
214606465 | 04/25/24 | Live | Midea Electric Trading | SLIMAIR | Singlezone Ducted, Compact Ducted | 214606465 |  | HRCU-A-CB | SHC18VH2AG | Mini-Splits | SHD18VC2AG | 12.5 | 19.6 | 11 | 11.7 | 18 | 9.5 | TRUE | TRUE | TRUE | 17000 | 15000 | 2.27 | 19000 | 2.02
214606459 | 04/25/24 | Live | Midea Electric Trading | SLIMAIR | Singlezone Ducted, Compact Ducted | 214606459 |  | HRCU-A-CB | SHC24VE2AG | Mini-Splits | SHD24VC2AG | 12.6 | 21.5 | 11.2 | 12.5 | 19 | 11.2 | TRUE | TRUE | TRUE | 23000 | 20000 | 2.61 | 22600 | 2.41
214606466 | 04/25/24 | Live | Midea Electric Trading | SLIMAIR | Singlezone Ducted, Compact Ducted | 214606466 |  | HRCU-A-CB | SHC24VH2AG | Mini-Splits | SHD24VC2AG | 12.5 | 20.6 | 12.6 | 12 | 19.2 | 10.5 | TRUE | TRUE | TRUE | 24000 | 21000 | 2.64 | 24000 | 2.4
214606460 | 04/25/24 | Live | Midea Electric Trading | SLIMAIR | Singlezone Ducted, Compact Ducted | 214606460 |  | HRCU-A-CB | SHC36VC2AG | Mini-Splits | SHD36VC2AG | 9 | 16.7 | 11.5 | 8.8 | 15.8 | 8.8 | FALSE | FALSE | FALSE | 36000 | 25000 | 2.49 | 26000 | 2.22
214606461 | 04/25/24 | Live | Midea Electric Trading | SLIMAIR | Singlezone Ducted, Compact Ducted | 214606461 |  | HRCU-A-CB | SHC48VC2AG | Mini-Splits | SHD48VC2AG | 9.2 | 17.4 | 10.3 | 8.5 | 15.1 | 9.3 | FALSE | FALSE | FALSE | 48000 | 34000 | 2.32 | 41000 | 2.32
214606467 | 04/25/24 | Live | Midea Electric Trading | SLIMAIR | Singlezone Ducted, Compact Ducted | 214606467 |  | HRCU-A-CB | SHC36VH2AG | Mini-Splits | SHD36VC2AG | 9 | 17.5 | 11.5 | 9 | 16.5 | 11 | TRUE | TRUE | FALSE | 36000 | 34000 | 2.49 | 43000 | 2.23
214606468 | 04/25/24 | Live | Midea Electric Trading | SLIMAIR | Singlezone Ducted, Compact Ducted | 214606468 |  | HRCU-A-CB | SHC48VH2AG | Mini-Splits | SHD48VC2AG | 8.7 | 16 | 11.1 | 8.2 | 14.3 | 10.3 | FALSE | FALSE | FALSE | 48000 | 39500 | 2.39 | 51000 | 2.33
214606458 | 04/25/24 | Live | Midea Electric Trading | SLIMAIR | Singlezone Ducted, Compact Ducted | 214606458 |  | HRCU-A-CB | SHC18VE2AG | Mini-Splits | SHD18VC2AG | 12.5 | 20.5 | 11 | 12.5 | 20 | 10.6 | TRUE | FALSE | TRUE | 17000 | 12600 | 2.66 | 14100 | 2.4
214606462 | 04/25/24 | Live | Midea Electric Trading | SLIMAIR | Singlezone Ducted, Compact Ducted | 214606462 |  | HRCU-A-CB | SHC60VC2AG | Mini-Splits | SHD60VC2AG | 10.6 | 19.2 | 10.2 | 10.3 | 17 | 8.4 | FALSE | FALSE | FALSE | 59000 | 34400 | 2.37 | 36000 | 2.29
214606469 | 04/25/24 | Live | Midea Electric Trading | SLIMAIR | Singlezone Ducted, Compact Ducted | 214606469 |  | HRCU-A-CB | SHC55VH2AG | Mini-Splits | SHD60VC2AG | 9.4 | 18 | 11 | 9.4 | 15.8 | 9.5 | TRUE | TRUE | FALSE | 55000 | 40000 | 2.46 | 54000 | 2.2
214609244 | 04/25/24 | Live | Midea Electric Trading | Multi MFG | Singlezone Ducted, Compact Ducted | 214609244 |  | HRCU-A-CB | MSH-09HD-A | Mini-Splits | 9HCHP0-C-M-A | 14 | 23 | 12 | 13.2 | 20.2 | 12 | FALSE | FALSE | TRUE | 9000 | 10100 | 2.41 | 11600 | 1.9
214609245 | 04/25/24 | Live | Midea Electric Trading | Multi MFG | Singlezone Ducted, Compact Ducted | 214609245 |  | HRCU-A-CB | MSH-12HD-A | Mini-Splits | 12HCHP0-C-M-A | 13 | 21.5 | 11.5 | 11.7 | 19.5 | 10 | FALSE | FALSE | TRUE | 12000 | 10600 | 2.51 | 12600 | 1.95
214609246 | 04/25/24 | Live | Midea Electric Trading | Multi MFG | Singlezone Ducted, Compact Ducted | 214609246 |  | HRCU-A-CB | MSH-18HD-A | Mini-Splits | 18HCHP0-C-M-A | 12.5 | 19.6 | 11 | 11.7 | 18 | 9.5 | FALSE | FALSE | TRUE | 17000 | 15000 | 2.27 | 19000 | 2.02
214609247 | 04/25/24 | Live | Midea Electric Trading | Multi MFG | Singlezone Ducted, Compact Ducted | 214609247 |  | HRCU-A-CB | MSH-24HD-A | Mini-Splits | 24HCHP0-C-M-A | 12.5 | 20.6 | 12.6 | 12 | 19.2 | 10.5 | FALSE | FALSE | TRUE | 24000 | 21000 | 2.64 | 24000 | 2.4
214567596 | 04/28/24 | Live | WILLIS | WILLIS | Singlezone Ducted, Centrally Ducted | 214567596 |  | HRCU-A-C | FLEX24/36KUH | Ducted Indoor Units | CC24V1 |  |  |  | 11 | 15.2 | 8.5 | FALSE | FALSE | TRUE | 23000 | 15000 | 2.1 | 17600 | 2.08
214137765 | 04/28/24 | Live | WILLIS | WILLIS | Singlezone Ducted, Centrally Ducted | 214137765 |  | HRCU-A-CB | FLEX24/36KUH | Ducted Indoor Units | FLEXAH24/36K | 10 | 18 | 10 | 10 | 16 | 9 | TRUE | TRUE | TRUE | 34000 | 24000 | 2.31 | 35000 | 1.95
206703383 | 04/26/22 | Live | Ouellet, Group ACD | ACD | Singlezone Non-Ducted, Wall Placement | 206703383 |  | HRCU-A-CB-O | OCD15KCH20S-O | Mini-Splits | OCD15KCH20S-I | 12.5 | 20 | 11 | 12.6 | 20 | 8.5 | FALSE | FALSE | FALSE | 15000 | 10100 | 2.6 | 18000 | 2.02
211619266 | 04/29/24 | Live | Ouellet, Group ACD | ACD | Singlezone Non-Ducted, Wall Placement | 211619266 |  | HRCU-A-CB-O | PUD18KCH23S-O | Mini-Splits | PUD18KCH23S-I | 12.5 | 22 | 10.5 | 12.5 | 23 | 8.5 | TRUE | TRUE | FALSE | 18000 | 10800 | 2.64 | 15500 | 2.06
214229583 | 03/12/24 | Live | Ouellet, Group ACD | ACD | Singlezone Non-Ducted, Wall Placement | 214229583 |  | HRCU-A-CB-O | PUD18KCH23S-O* | Mini-Splits | PUD18KCH23S-I* |  |  |  | 12.5 | 23 | 9 | TRUE | TRUE | FALSE | 18000 | 10800 | 2.64 | 15500 | 2.06
210534143 | 05/11/23 | Live | Ouellet, Group ACD | ACD | Singlezone Non-Ducted, Wall Placement | 210534143 |  | HRCU-A-CB-O | PUD12KCH24S-O | Mini-Splits | PUD12KCH24S-I | 12.5 | 24 | 11 | 12.5 | 24 | 9 | TRUE | TRUE | FALSE | 12000 | 7000 | 2.81 | 10900 | 2.25
202110484 | 08/19/21 | Live | Ouellet, Group ACD | ACD | Singlezone Non-Ducted, Wall Placement | 202110484 |  | HRCU-A-CB-O | UHD12KCH31S-O | Mini-Splits | UHD12KCH31S-I | 15.3 | 30.5 | 14 | 14 | 24 | 8.5 | TRUE | TRUE | FALSE | 12000 | 8100 | 2.86 | 15000 | 2.38
202110485 | 08/19/21 | Live | Ouellet, Group ACD | ACD | Singlezone Non-Ducted, Wall Placement | 202110485 |  | HRCU-A-CB-O | UHD18KCH25S-O | Mini-Splits | UHD18KCH25S-I | 13.5 | 24.5 | 12 | 13.5 | 22 | 10 | FALSE | FALSE | TRUE | 18000 | 14200 | 2.7 | 23000 | 2.11
210534144 | 05/11/23 | Live | Ouellet, Group ACD | ACD | Singlezone Non-Ducted, Wall Placement | 210534144 |  | HRCU-A-CB-O | PUD24KCH24S-O | Mini-Splits | PUD24KCH24S-I | 13 | 24 | 11 | 13.1 | 24.5 | 9.5 | TRUE | FALSE | TRUE | 22000 | 15000 | 2.84 | 22000 | 2.11
211709659 | 04/29/24 | Live | Ouellet, Group ACD | ACD | Singlezone Non-Ducted, Wall Placement | 211709659 |  | HRCU-A-CB-O | PUD30KCH20S-O | Mini-Splits | PUD30KCH20S-I | 11.25 | 19 | 10 | 11.25 | 20 | 8.5 | FALSE | FALSE | FALSE | 30000 | 17500 | 2.47 | 27000 | 2.08
211709660 | 04/29/24 | Live | Ouellet, Group ACD | ACD | Singlezone Non-Ducted, Wall Placement | 211709660 |  | HRCU-A-CB-O | PUD36KCH20S-O | Mini-Splits | PUD36KCH20S-I | 10.5 | 20 | 9 | 10.5 | 20 | 8.5 | FALSE | FALSE | FALSE | 33600 | 22000 | 2.6 | 28000 | 2.03
210534127 | 05/11/23 | Live | Ouellet, Group ACD | ACD | Multizone All Non-Ducted | 210534127 |  | HMSR-A-CB-O | MPD18KCH21SB-O | Non-Ducted Indoor Units |  | 12 | 21 | 10 | 12 | 21 | 10 | TRUE | FALSE | TRUE | 17000 | 14700 | 2.63 | 16400 | 2.64
210534128 | 05/11/23 | Live | Ouellet, Group ACD | ACD | Multizone All Non-Ducted | 210534128 |  | HMSR-A-CB-O | MPD24KCH21SB-O | Non-Ducted Indoor Units |  | 12.5 | 21 | 10 | 12.5 | 21 | 10 | TRUE | FALSE | TRUE | 23200 | 23600 | 2.34 | 26600 | 2.5
210534129 | 05/11/23 | Live | Ouellet, Group ACD | ACD | Multizone All Non-Ducted | 210534129 |  | HMSR-A-CB-O | MPD30KCH21SB-O | Non-Ducted Indoor Units |  | 12.5 | 21 | 10 | 12.5 | 21 | 10 | TRUE | FALSE | TRUE | 28400 | 27200 | 2.41 | 31860 | 2.4
210534130 | 05/11/23 | Live | Ouellet, Group ACD | ACD | Multizone All Non-Ducted | 210534130 |  | HMSR-A-CB-O | MPD36KCH21SB-O | Non-Ducted Indoor Units |  | 12 | 21 | 10 | 12 | 21 | 10 | TRUE | FALSE | TRUE | 34000 | 30800 | 2.04 | 37720 | 2.38
210534131 | 05/11/23 | Live | Ouellet, Group ACD | ACD | Multizone All Non-Ducted | 210534131 |  | HMSR-A-CB-O | MPD42KCH21SB-O | Non-Ducted Indoor Units |  | 12 | 21 | 10 | 12 | 21 | 10 | TRUE | FALSE | TRUE | 36000 | 35600 | 2.38 | 38200 | 2.41
214720279 | 07/04/24 | Live | GENERALLUX | BOSTON AC | Singlezone Non-Ducted, Wall Placement | 214720279 |  | HRCU-A-CB-O | BA12HCT22X1O | Mini-Splits | BA12HCT22X1I | 12.5 | 22 | 10 | 12.5 | 22 | 9 | FALSE | FALSE | FALSE | 12000 | 7100 | 3.02 | 10900 | 2.5
214720280 | 07/04/24 | Live | GENERALLUX | BOSTON AC | Singlezone Non-Ducted, Wall Placement | 214720280 |  | HRCU-A-CB-O | BA12HCT23X2O | Mini-Splits | BA12HCT23X2I | 13 | 23 | 10 | 13 | 23 | 9.5 | FALSE | FALSE | TRUE | 12000 | 7600 | 3.14 | 11100 | 2.48
214720281 | 07/04/24 | Live | GENERALLUX | BOSTON AC | Singlezone Non-Ducted, Wall Placement | 214720281 |  | HRCU-A-CB-O | BA18HCT22X2O | Mini-Splits | BA18HCT22X2I | 13 | 21.5 | 10 | 13 | 22 | 9 | FALSE | FALSE | FALSE | 18000 | 10000 | 2.85 | 15600 | 2.64
213081453 | 07/26/23 | Live | Midea Electric Trading | ELIOS | Singlezone Ducted, Centrally Ducted | 213081453 |  | HRCU-A-C | DEA48HOS20230E7 |  | CUB48HAC20CWT7A | 9 | 14 | 10 | 8.6 | 14.3 | 9 | FALSE | FALSE | FALSE | 46000 | 32000 | 2.36 | 45000 | 2.11
212615028 | 07/26/23 | Live | Midea Electric Trading | MOOVAIR | Singlezone Ducted, Centrally Ducted | 212615028 |  | HRCU-A-C | DMA48HOS20230E7 |  | CUB48HAC20CWT7A | 9 | 14 | 10 | 8.6 | 14.3 | 9 | FALSE | FALSE | FALSE | 46000 | 32000 | 2.36 | 45000 | 2.11
213160477 | 07/30/23 | Live | Midea Electric Trading | INNOVAIR | Singlezone Ducted, Centrally Ducted | 213160477 |  | HRCU-A-C | SHV48H2R20 |  | MAC48H2124E | 9 | 14 | 10 | 8.6 | 14.3 | 9 | FALSE | FALSE | FALSE | 46000 | 32000 | 2.36 | 45000 | 2.11
206717842 | 10/23/24 | Live | Mitsubishi Electric Trane | TRANE / MITSUBISHI ELECTRIC | Singlezone Non-Ducted, Ceiling Placement | 206717842 |  | HRCU-A-CB-O | PUZ-HA30NKA | Mini-Splits | TPCA0A0301KA70A | 12.6 | 17.9 | 9.4 | 12.6 | 17.9 | 8.5 | TRUE | TRUE | FALSE | 30000 | 22200 | 2.28 | 32000 | 2.01
211497054 | 10/23/24 | Live | Mitsubishi Electric Trane | TRANE / MITSUBISHI ELECTRIC | Singlezone Non-Ducted, Ceiling Placement | 211497054 |  | HRCU-A-CB-O | TRUZH0301KA00NA | Mini-Splits | TPCA0A0301KA*** | 12.6 | 17.9 | 9.4 | 12.6 | 17.9 | 8.5 | TRUE | TRUE | FALSE | 30000 | 22200 | 2.28 | 32000 | 2.01
206717868 | 10/23/24 | Live | Mitsubishi Electric Trane | TRANE / MITSUBISHI ELECTRIC | Singlezone Non-Ducted, Ceiling Placement | 206717868 |  | HRCU-A-CB-O | TRUZH0301KA00** | Mini-Splits | PCA-A30KA*** | 12.6 | 17.9 | 9.4 | 12.6 | 17.9 | 8.5 | TRUE | TRUE | FALSE | 30000 | 22200 | 2.28 | 32000 | 2.01
211259273 | 10/23/24 | Live | Mitsubishi Electric Trane | MITSUBISHI ELECTRIC | Singlezone Non-Ducted, Ceiling Placement | 211259273 |  | HRCU-A-CB-O | PUZ-HA30NKA | Mini-Splits | PCA-A30KA* | 12.6 | 17.9 | 9.4 | 12.6 | 17.9 | 8.5 | TRUE | TRUE | FALSE | 30000 | 22200 | 2.28 | 32000 | 2.01
203995172 | 05/04/22 | Live | Johnson Controls Inc. (York International Norman) | HITACHI | Multizone Mix of Ducted and Non-Ducted | 203995172 |  | HMSV-A-CB | HVAHP060B21S* | Mixed Ducted and Non-Ducted Indoor Units |  | 10.95 | 16.4 | 11.55 | 11.55 | 18.9 | 9.8 | FALSE | FALSE | TRUE | 57500 | 42000 | 2.7 | 46250 | 2.73
203995171 | 05/04/22 | Live | Johnson Controls Inc. (York International Norman) | YORK | Multizone Mix of Ducted and Non-Ducted | 203995171 |  | HMSV-A-CB | YVAHP060B21S* | Mixed Ducted and Non-Ducted Indoor Units |  | 10.95 | 16.4 | 11.55 | 11.55 | 18.9 | 9.8 | FALSE | FALSE | TRUE | 57500 | 42000 | 2.7 | 46250 | 2.73
203994978 | 05/04/22 | Live | Johnson Controls Inc. (York International Norman) | HITACHI | Multizone All Ducted | 203994978 |  | HMSV-A-CB | HVAHP060B21S* | Ducted Indoor Units |  | 9.7 | 16 | 11 | 10.3 | 17.5 | 9.1 | FALSE | FALSE | TRUE | 55000 | 42000 | 2.54 | 45400 | 2.55
203994977 | 05/04/22 | Live | Johnson Controls Inc. (York International Norman) | YORK | Multizone All Ducted | 203994977 |  | HMSV-A-CB | YVAHP060B21S* | Ducted Indoor Units |  | 9.7 | 16 | 11 | 10.3 | 17.5 | 9.1 | FALSE | FALSE | TRUE | 55000 | 42000 | 2.54 | 45400 | 2.55
203995170 | 05/04/22 | Live | Johnson Controls Inc. (York International Norman) | HITACHI | Multizone Mix of Ducted and Non-Ducted | 203995170 |  | HMSV-A-CB | HVAHP048B21S* | Mixed Ducted and Non-Ducted Indoor Units |  | 14.9 | 21.25 | 11.75 | 14.6 | 20.6 | 9.9 | FALSE | FALSE | TRUE | 48000 | 32000 | 2.88 | 40550 | 2.67
203995168 | 05/04/22 | Live | Johnson Controls Inc. (York International Norman) | YORK | Multizone Mix of Ducted and Non-Ducted | 203995168 |  | HMSV-A-CB | YVAHP048B21S* | Mixed Ducted and Non-Ducted Indoor Units |  | 14.9 | 21.25 | 11.75 | 14.6 | 20.6 | 9.9 | FALSE | FALSE | TRUE | 48000 | 32000 | 2.88 | 40550 | 2.67
203994970 | 05/04/22 | Live | Johnson Controls Inc. (York International Norman) | HITACHI | Multizone All Non-Ducted | 203994970 |  | HMSR-A-CB-O | HVAHP048B21S* | Non-Ducted Indoor Units |  | 16.7 | 24.1 | 11.7 | 16.7 | 23.1 | 9.8 | TRUE | FALSE | TRUE | 48000 | 32000 | 2.86 | 36800 | 2.84
203994968 | 05/04/22 | Live | Johnson Controls Inc. (York International Norman) | YORK | Multizone All Non-Ducted | 203994968 |  | HMSR-A-CB-O | YVAHP048B21S* | Non-Ducted Indoor Units |  | 16.7 | 24.1 | 11.7 | 16.7 | 23.1 | 9.8 | TRUE | FALSE | TRUE | 48000 | 32000 | 2.86 | 36800 | 2.84
203994976 | 05/04/22 | Live | Johnson Controls Inc. (York International Norman) | HITACHI | Multizone All Ducted | 203994976 |  | HMSV-A-CB | HVAHP048B21S* | Ducted Indoor Units |  | 13.1 | 18.4 | 11.8 | 12.5 | 18.1 | 10 | TRUE | FALSE | TRUE | 48000 | 32000 | 2.9 | 44300 | 2.55
203994974 | 05/04/22 | Live | Johnson Controls Inc. (York International Norman) | YORK | Multizone All Ducted | 203994974 |  | HMSV-A-CB | YVAHP048B21S* | Ducted Indoor Units |  | 13.1 | 18.4 | 11.8 | 12.5 | 18.1 | 10 | TRUE | FALSE | TRUE | 48000 | 32000 | 2.9 | 44300 | 2.55
203995169 | 05/04/22 | Live | Johnson Controls Inc. (York International Norman) | HITACHI | Multizone Mix of Ducted and Non-Ducted | 203995169 |  | HMSV-A-CB | HVAHP036B21S* | Mixed Ducted and Non-Ducted Indoor Units |  | 15.25 | 21.1 | 11.9 | 14.95 | 20.35 | 10.4 | FALSE | FALSE | TRUE | 36000 | 23800 | 3.07 | 32000 | 3.02
203995167 | 05/04/22 | Live | Johnson Controls Inc. (York International Norman) | YORK | Multizone Mix of Ducted and Non-Ducted | 203995167 |  | HMSV-A-CB | YVAHP036B21S* | Mixed Ducted and Non-Ducted Indoor Units |  | 15.25 | 21.1 | 11.9 | 14.95 | 20.35 | 10.4 | FALSE | FALSE | TRUE | 36000 | 23800 | 3.07 | 32000 | 3.02
203994969 | 09/07/22 | Live | Johnson Controls Inc. (York International Norman) | HITACHI | Multizone All Non-Ducted | 203994969 |  | HMSR-A-CB-O | HVAHP036B21S* | Non-Ducted Indoor Units |  | 16.7 | 23.5 | 12.8 | 16.7 | 22.2 | 10.8 | TRUE | FALSE | TRUE | 36000 | 23800 | 3.24 | 30000 | 3.16
203994967 | 09/07/22 | Live | Johnson Controls Inc. (York International Norman) | YORK | Multizone All Non-Ducted | 203994967 |  | HMSR-A-CB-O | YVAHP036B21S* | Non-Ducted Indoor Units |  | 16.7 | 23.5 | 12.8 | 16.7 | 22.2 | 10.8 | TRUE | FALSE | TRUE | 36000 | 23800 | 3.24 | 30000 | 3.16
203994975 | 05/04/22 | Live | Johnson Controls Inc. (York International Norman) | HITACHI | Multizone All Ducted | 203994975 |  | HMSV-A-CB | HVAHP036B21S* | Ducted Indoor Units |  | 13.8 | 18.7 | 11 | 13.2 | 18.5 | 9.5 | TRUE | FALSE | TRUE | 36000 | 23800 | 2.92 | 34000 | 2.89
203994973 | 05/04/22 | Live | Johnson Controls Inc. (York International Norman) | YORK | Multizone All Ducted | 203994973 |  | HMSV-A-CB | YVAHP036B21S* | Ducted Indoor Units |  | 13.8 | 18.7 | 11 | 13.2 | 18.5 | 9.5 | TRUE | FALSE | TRUE | 36000 | 23800 | 2.92 | 34000 | 2.89
215323768 | 10/08/24 | Live | CARRIER | PAYNE | Singlezone Non-Ducted, Wall Placement | 215323768 |  | HRCU-A-CB-O | 37MAHAQ24AA3 | Mini-Splits | D5MAHAQ24XA3 |  |  |  | 13 | 21.2 | 13.5 | TRUE | TRUE | TRUE | 24000 | 21000 | 2.88 | 23200 | 2.35
215323779 | 10/08/24 | Live | CARRIER | WEATHERMAKER | Singlezone Non-Ducted, Wall Placement | 215323779 |  | HRCU-A-CB-O | 37MAHAQ24AA3 | Mini-Splits | D5MAHAQ24XA3 |  |  |  | 13 | 21.2 | 13.5 | TRUE | TRUE | TRUE | 24000 | 21000 | 2.88 | 23200 | 2.35
215323790 | 10/08/24 | Live | CARRIER | MIDEA | Singlezone Non-Ducted, Wall Placement | 215323790 |  | HRCU-A-CB-O | 37MAHAQ24AA3 | Mini-Splits | D5MAHAQ24XA3 |  |  |  | 13 | 21.2 | 13.5 | TRUE | TRUE | TRUE | 24000 | 21000 | 2.88 | 23200 | 2.35
215324124 | 10/08/24 | Live | CARRIER | ARCOAIRE | Singlezone Non-Ducted, Wall Placement | 215324124 |  | HRCU-A-CB-O | D5CSHAH24AAK | Mini-Splits | D5FSHAH24XAK |  |  |  | 13 | 21.2 | 13.5 | TRUE | TRUE | TRUE | 24000 | 21000 | 2.88 | 23200 | 2.35
215324122 | 10/08/24 | Live | CARRIER | ARCOAIRE | Singlezone Ducted, Compact Ducted | 215324122 |  | HRCU-A-CB | D5CSHAH18AAK | Mini-Splits | D5FSDAH18XAK |  |  |  | 12 | 18 | 10.8 | TRUE | TRUE | TRUE | 17000 | 15000 | 2.4 | 19000 | 2.23
215323935 | 10/08/24 | Live | CARRIER | PAYNE | Singlezone Ducted, Compact Ducted | 215323935 |  | HRCU-A-CB | 37MAHAQ18AA3 | Mini-Splits | 45MBDAQ18XA3 |  |  |  | 12 | 18 | 10.8 | TRUE | TRUE | TRUE | 17000 | 15000 | 2.4 | 19000 | 2.23
215323874 | 10/08/24 | Live | CARRIER | BRYANT | Singlezone Ducted, Compact Ducted | 215323874 |  | HRCU-A-CB | 37MAHAQ18AA3 | Mini-Splits | 45MBDAQ18XA3 |  |  |  | 12 | 18 | 10.8 | TRUE | TRUE | TRUE | 17000 | 15000 | 2.4 | 19000 | 2.23
215323813 | 10/08/24 | Live | CARRIER | CARRIER | Singlezone Ducted, Compact Ducted | 215323813 |  | HRCU-A-CB | 37MAHAQ18AA3 | Mini-Splits | 45MBDAQ18XA3 |  |  |  | 12 | 18 | 10.8 | TRUE | TRUE | TRUE | 17000 | 15000 | 2.4 | 19000 | 2.23
215323996 | 10/08/24 | Live | CARRIER | WEATHERMAKER | Singlezone Ducted, Compact Ducted | 215323996 |  | HRCU-A-CB | 37MAHAQ18AA3 | Mini-Splits | 45MBDAQ18XA3 |  |  |  | 12 | 18 | 10.8 | TRUE | TRUE | TRUE | 17000 | 15000 | 2.4 | 19000 | 2.23
215324057 | 10/08/24 | Live | CARRIER | MIDEA | Singlezone Ducted, Compact Ducted | 215324057 |  | HRCU-A-CB | 37MAHAQ18AA3 | Mini-Splits | 45MBDAQ18XA3 |  |  |  | 12 | 18 | 10.8 | TRUE | TRUE | TRUE | 17000 | 15000 | 2.4 | 19000 | 2.23
215324055 | 10/08/24 | Live | CARRIER | MIDEA | Singlezone Non-Ducted, Wall Placement | 215324055 |  | HRCU-A-CB-O | 37MAHAQ18AA3 | Mini-Splits | 45MBFAQ16XA3 |  |  |  | 12.5 | 20.2 | 10.3 | TRUE | TRUE | TRUE | 16000 | 14200 | 2.6 | 18800 | 2.13
215323994 | 10/08/24 | Live | CARRIER | WEATHERMAKER | Singlezone Non-Ducted, Wall Placement | 215323994 |  | HRCU-A-CB-O | 37MAHAQ18AA3 | Mini-Splits | 45MBFAQ16XA3 |  |  |  | 12.5 | 20.2 | 10.3 | TRUE | TRUE | TRUE | 16000 | 14200 | 2.6 | 18800 | 2.13
215323811 | 10/08/24 | Live | CARRIER | CARRIER | Singlezone Non-Ducted, Wall Placement | 215323811 |  | HRCU-A-CB-O | 37MAHAQ18AA3 | Mini-Splits | 45MBFAQ16XA3 |  |  |  | 12.5 | 20.2 | 10.3 | TRUE | TRUE | TRUE | 16000 | 14200 | 2.6 | 18800 | 2.13
215323872 | 10/08/24 | Live | CARRIER | BRYANT | Singlezone Non-Ducted, Wall Placement | 215323872 |  | HRCU-A-CB-O | 37MAHAQ18AA3 | Mini-Splits | 45MBFAQ16XA3 |  |  |  | 12.5 | 20.2 | 10.3 | TRUE | TRUE | TRUE | 16000 | 14200 | 2.6 | 18800 | 2.13
215323933 | 10/08/24 | Live | CARRIER | PAYNE | Singlezone Non-Ducted, Wall Placement | 215323933 |  | HRCU-A-CB-O | 37MAHAQ18AA3 | Mini-Splits | 45MBFAQ16XA3 |  |  |  | 12.5 | 20.2 | 10.3 | TRUE | TRUE | TRUE | 16000 | 14200 | 2.6 | 18800 | 2.13
215324120 | 10/08/24 | Live | CARRIER | ARCOAIRE | Singlezone Non-Ducted, Wall Placement | 215324120 |  | HRCU-A-CB-O | D5CSHAH18AAK | Mini-Splits | D5FSFAH16XAK |  |  |  | 12.5 | 20.2 | 10.3 | TRUE | TRUE | TRUE | 16000 | 14200 | 2.6 | 18800 | 2.13
215324119 | 10/08/24 | Live | CARRIER | ARCOAIRE | Singlezone Non-Ducted, Ceiling Placement | 215324119 |  | HRCU-A-CB-O | D5CSHAH18AAK | Mini-Splits | D5FSCAH18XAK |  |  |  | 12.5 | 20 | 12.4 | TRUE | TRUE | TRUE | 16000 | 14900 | 2.7 | 18000 | 2.1
215323932 | 10/08/24 | Live | CARRIER | PAYNE | Singlezone Non-Ducted, Ceiling Placement | 215323932 |  | HRCU-A-CB-O | 37MAHAQ18AA3 | Mini-Splits | 45MBCAQ18XA3 |  |  |  | 12.5 | 20 | 12.4 | TRUE | TRUE | TRUE | 16000 | 14900 | 2.7 | 18000 | 2.1
215323871 | 10/08/24 | Live | CARRIER | BRYANT | Singlezone Non-Ducted, Ceiling Placement | 215323871 |  | HRCU-A-CB-O | 37MAHAQ18AA3 | Mini-Splits | 45MBCAQ18XA3 |  |  |  | 12.5 | 20 | 12.4 | TRUE | TRUE | TRUE | 16000 | 14900 | 2.7 | 18000 | 2.1
215323810 | 10/08/24 | Live | CARRIER | CARRIER | Singlezone Non-Ducted, Ceiling Placement | 215323810 |  | HRCU-A-CB-O | 37MAHAQ18AA3 | Mini-Splits | 45MBCAQ18XA3 |  |  |  | 12.5 | 20 | 12.4 | TRUE | TRUE | TRUE | 16000 | 14900 | 2.7 | 18000 | 2.1
215323993 | 10/08/24 | Live | CARRIER | WEATHERMAKER | Singlezone Non-Ducted, Ceiling Placement | 215323993 |  | HRCU-A-CB-O | 37MAHAQ18AA3 | Mini-Splits | 45MBCAQ18XA3 |  |  |  | 12.5 | 20 | 12.4 | TRUE | TRUE | TRUE | 16000 | 14900 | 2.7 | 18000 | 2.1
215324054 | 10/08/24 | Live | CARRIER | MIDEA | Singlezone Non-Ducted, Ceiling Placement | 215324054 |  | HRCU-A-CB-O | 37MAHAQ18AA3 | Mini-Splits | 45MBCAQ18XA3 |  |  |  | 12.5 | 20 | 12.4 | TRUE | TRUE | TRUE | 16000 | 14900 | 2.7 | 18000 | 2.1
215324053 | 10/08/24 | Live | CARRIER | MIDEA | Singlezone Non-Ducted, Ceiling Placement | 215324053 |  | HRCU-A-CB-O | 37MAHAQ18AA3 | Mini-Splits | 45MCCAQ18XA3 |  |  |  | 12.5 | 20.7 | 12.2 | TRUE | TRUE | TRUE | 16700 | 14500 | 2.5 | 18800 | 2.05
215323992 | 10/08/24 | Live | CARRIER | WEATHERMAKER | Singlezone Non-Ducted, Ceiling Placement | 215323992 |  | HRCU-A-CB-O | 37MAHAQ18AA3 | Mini-Splits | 45MCCAQ18XA3 |  |  |  | 12.5 | 20.7 | 12.2 | TRUE | TRUE | TRUE | 16700 | 14500 | 2.5 | 18800 | 2.05
215323809 | 10/08/24 | Live | CARRIER | CARRIER | Singlezone Non-Ducted, Ceiling Placement | 215323809 |  | HRCU-A-CB-O | 37MAHAQ18AA3 | Mini-Splits | 45MCCAQ18XA3 |  |  |  | 12.5 | 20.7 | 12.2 | TRUE | TRUE | TRUE | 16700 | 14500 | 2.5 | 18800 | 2.05
215323870 | 10/08/24 | Live | CARRIER | BRYANT | Singlezone Non-Ducted, Ceiling Placement | 215323870 |  | HRCU-A-CB-O | 37MAHAQ18AA3 | Mini-Splits | 45MCCAQ18XA3 |  |  |  | 12.5 | 20.7 | 12.2 | TRUE | TRUE | TRUE | 16700 | 14500 | 2.5 | 18800 | 2.05
215323931 | 10/08/24 | Live | CARRIER | PAYNE | Singlezone Non-Ducted, Ceiling Placement | 215323931 |  | HRCU-A-CB-O | 37MAHAQ18AA3 | Mini-Splits | 45MCCAQ18XA3 |  |  |  | 12.5 | 20.7 | 12.2 | TRUE | TRUE | TRUE | 16700 | 14500 | 2.5 | 18800 | 2.05
215324118 | 10/08/24 | Live | CARRIER | ARCOAIRE | Singlezone Non-Ducted, Ceiling Placement | 215324118 |  | HRCU-A-CB-O | D5CSHAH18AAK | Mini-Splits | D5FSOAH18XAK |  |  |  | 12.5 | 20.7 | 12.2 | TRUE | TRUE | TRUE | 16700 | 14500 | 2.5 | 18800 | 2.05
215324115 | 10/08/24 | Live | CARRIER | ARCOAIRE | Singlezone Ducted, Compact Ducted | 215324115 |  | HRCU-A-CB | D5CSHAH12AAK | Mini-Splits | D5FSDAH12XAK |  |  |  | 12 | 20 | 10.2 | TRUE | TRUE | TRUE | 12000 | 9600 | 2.49 | 13100 | 1.99
215323929 | 10/08/24 | Live | CARRIER | PAYNE | Singlezone Ducted, Compact Ducted | 215323929 |  | HRCU-A-CB | 37MAHAQ12AA3 | Mini-Splits | 45MBDAQ12XA3 |  |  |  | 12 | 20 | 10.2 | TRUE | TRUE | TRUE | 12000 | 9600 | 2.49 | 13100 | 1.99
215323868 | 10/08/24 | Live | CARRIER | BRYANT | Singlezone Ducted, Compact Ducted | 215323868 |  | HRCU-A-CB | 37MAHAQ12AA3 | Mini-Splits | 45MBDAQ12XA3 |  |  |  | 12 | 20 | 10.2 | TRUE | TRUE | TRUE | 12000 | 9600 | 2.49 | 13100 | 1.99
215323990 | 10/08/24 | Live | CARRIER | WEATHERMAKER | Singlezone Ducted, Compact Ducted | 215323990 |  | HRCU-A-CB | 37MAHAQ12AA3 | Mini-Splits | 45MBDAQ12XA3 |  |  |  | 12 | 20 | 10.2 | TRUE | TRUE | TRUE | 12000 | 9600 | 2.49 | 13100 | 1.99
215324051 | 10/08/24 | Live | CARRIER | MIDEA | Singlezone Ducted, Compact Ducted | 215324051 |  | HRCU-A-CB | 37MAHAQ12AA3 | Mini-Splits | 45MBDAQ12XA3 |  |  |  | 12 | 20 | 10.2 | TRUE | TRUE | TRUE | 12000 | 9600 | 2.49 | 13100 | 1.99
215323807 | 10/08/24 | Live | CARRIER | CARRIER | Singlezone Ducted, Compact Ducted | 215323807 |  | HRCU-A-CB | 37MAHAQ12AA3 | Mini-Splits | 45MBDAQ12XA3 |  |  |  | 12 | 20 | 10.2 | TRUE | TRUE | TRUE | 12000 | 9600 | 2.49 | 13100 | 1.99
215323806 | 10/08/24 | Live | CARRIER | CARRIER | Singlezone Non-Ducted, Wall Placement | 215323806 |  | HRCU-A-CB-O | 37MAHAQ12AA3 | Mini-Splits | 45MBFAQ12XA3 |  |  |  | 12.7 | 25 | 10.6 | TRUE | TRUE | TRUE | 12000 | 9800 | 2.71 | 12400 | 2.14
215324050 | 10/08/24 | Live | CARRIER | MIDEA | Singlezone Non-Ducted, Wall Placement | 215324050 |  | HRCU-A-CB-O | 37MAHAQ12AA3 | Mini-Splits | 45MBFAQ12XA3 |  |  |  | 12.7 | 25 | 10.6 | TRUE | TRUE | TRUE | 12000 | 9800 | 2.71 | 12400 | 2.14
215323989 | 10/08/24 | Live | CARRIER | WEATHERMAKER | Singlezone Non-Ducted, Wall Placement | 215323989 |  | HRCU-A-CB-O | 37MAHAQ12AA3 | Mini-Splits | 45MBFAQ12XA3 |  |  |  | 12.7 | 25 | 10.6 | TRUE | TRUE | TRUE | 12000 | 9800 | 2.71 | 12400 | 2.14
215323867 | 10/08/24 | Live | CARRIER | BRYANT | Singlezone Non-Ducted, Wall Placement | 215323867 |  | HRCU-A-CB-O | 37MAHAQ12AA3 | Mini-Splits | 45MBFAQ12XA3 |  |  |  | 12.7 | 25 | 10.6 | TRUE | TRUE | TRUE | 12000 | 9800 | 2.71 | 12400 | 2.14
215323928 | 10/08/24 | Live | CARRIER | PAYNE | Singlezone Non-Ducted, Wall Placement | 215323928 |  | HRCU-A-CB-O | 37MAHAQ12AA3 | Mini-Splits | 45MBFAQ12XA3 |  |  |  | 12.7 | 25 | 10.6 | TRUE | TRUE | TRUE | 12000 | 9800 | 2.71 | 12400 | 2.14
215324114 | 10/08/24 | Live | CARRIER | ARCOAIRE | Singlezone Non-Ducted, Wall Placement | 215324114 |  | HRCU-A-CB-O | D5CSHAH12AAK | Mini-Splits | D5FSFAH12XAK |  |  |  | 12.7 | 25 | 10.6 | TRUE | TRUE | TRUE | 12000 | 9800 | 2.71 | 12400 | 2.14
215324113 | 10/08/24 | Live | CARRIER | ARCOAIRE | Singlezone Non-Ducted, Ceiling Placement | 215324113 |  | HRCU-A-CB-O | D5CSHAH12AAK | Mini-Splits | D5FSCAH12XAK |  |  |  | 12.7 | 22.3 | 11.6 | TRUE | TRUE | TRUE | 12000 | 10000 | 2.74 | 12900 | 2.14
215323927 | 10/08/24 | Live | CARRIER | PAYNE | Singlezone Non-Ducted, Ceiling Placement | 215323927 |  | HRCU-A-CB-O | 37MAHAQ12AA3 | Mini-Splits | 45MBCAQ12XA3 |  |  |  | 12.7 | 22.3 | 11.6 | TRUE | TRUE | TRUE | 12000 | 10000 | 2.74 | 12900 | 2.14
215323866 | 10/08/24 | Live | CARRIER | BRYANT | Singlezone Non-Ducted, Ceiling Placement | 215323866 |  | HRCU-A-CB-O | 37MAHAQ12AA3 | Mini-Splits | 45MBCAQ12XA3 |  |  |  | 12.7 | 22.3 | 11.6 | TRUE | TRUE | TRUE | 12000 | 10000 | 2.74 | 12900 | 2.14
215323988 | 10/08/24 | Live | CARRIER | WEATHERMAKER | Singlezone Non-Ducted, Ceiling Placement | 215323988 |  | HRCU-A-CB-O | 37MAHAQ12AA3 | Mini-Splits | 45MBCAQ12XA3 |  |  |  | 12.7 | 22.3 | 11.6 | TRUE | TRUE | TRUE | 12000 | 10000 | 2.74 | 12900 | 2.14
215324049 | 10/08/24 | Live | CARRIER | MIDEA | Singlezone Non-Ducted, Ceiling Placement | 215324049 |  | HRCU-A-CB-O | 37MAHAQ12AA3 | Mini-Splits | 45MBCAQ12XA3 |  |  |  | 12.7 | 22.3 | 11.6 | TRUE | TRUE | TRUE | 12000 | 10000 | 2.74 | 12900 | 2.14
215323805 | 10/08/24 | Live | CARRIER | CARRIER | Singlezone Non-Ducted, Ceiling Placement | 215323805 |  | HRCU-A-CB-O | 37MAHAQ12AA3 | Mini-Splits | 45MBCAQ12XA3 |  |  |  | 12.7 | 22.3 | 11.6 | TRUE | TRUE | TRUE | 12000 | 10000 | 2.74 | 12900 | 2.14
215323804 | 10/08/24 | Live | CARRIER | CARRIER | Singlezone Non-Ducted, Ceiling Placement | 215323804 |  | HRCU-A-CB-O | 37MAHAQ12AA3 | Mini-Splits | 45MCCAQ12XA3 |  |  |  | 13 | 23 | 10.2 | TRUE | TRUE | TRUE | 12000 | 9600 | 2.65 | 11900 | 1.95
215324048 | 10/08/24 | Live | CARRIER | MIDEA | Singlezone Non-Ducted, Ceiling Placement | 215324048 |  | HRCU-A-CB-O | 37MAHAQ12AA3 | Mini-Splits | 45MCCAQ12XA3 |  |  |  | 13 | 23 | 10.2 | TRUE | TRUE | TRUE | 12000 | 9600 | 2.65 | 11900 | 1.95
215323987 | 10/08/24 | Live | CARRIER | WEATHERMAKER | Singlezone Non-Ducted, Ceiling Placement | 215323987 |  | HRCU-A-CB-O | 37MAHAQ12AA3 | Mini-Splits | 45MCCAQ12XA3 |  |  |  | 13 | 23 | 10.2 | TRUE | TRUE | TRUE | 12000 | 9600 | 2.65 | 11900 | 1.95
215323865 | 10/08/24 | Live | CARRIER | BRYANT | Singlezone Non-Ducted, Ceiling Placement | 215323865 |  | HRCU-A-CB-O | 37MAHAQ12AA3 | Mini-Splits | 45MCCAQ12XA3 |  |  |  | 13 | 23 | 10.2 | TRUE | TRUE | TRUE | 12000 | 9600 | 2.65 | 11900 | 1.95
215323926 | 10/08/24 | Live | CARRIER | PAYNE | Singlezone Non-Ducted, Ceiling Placement | 215323926 |  | HRCU-A-CB-O | 37MAHAQ12AA3 | Mini-Splits | 45MCCAQ12XA3 |  |  |  | 13 | 23 | 10.2 | TRUE | TRUE | TRUE | 12000 | 9600 | 2.65 | 11900 | 1.95
215324112 | 10/08/24 | Live | CARRIER | ARCOAIRE | Singlezone Non-Ducted, Ceiling Placement | 215324112 |  | HRCU-A-CB-O | D5CSHAH12AAK | Mini-Splits | D5FSOAH12XAK |  |  |  | 13 | 23 | 10.2 | TRUE | TRUE | TRUE | 12000 | 9600 | 2.65 | 11900 | 1.95
215324108 | 10/08/24 | Live | CARRIER | ARCOAIRE | Singlezone Non-Ducted, Wall Placement | 215324108 |  | HRCU-A-CB-O | D5CSHAH09AAK | Mini-Splits | D5FSFAH09XAK |  |  |  | 15.2 | 27.3 | 10.9 | TRUE | TRUE | TRUE | 9000 | 9800 | 2.71 | 12200 | 2.17
215323923 | 10/08/24 | Live | CARRIER | PAYNE | Singlezone Non-Ducted, Wall Placement | 215323923 |  | HRCU-A-CB-O | 37MAHAQ09AA3 | Mini-Splits | 45MBFAQ09XA3 |  |  |  | 15.2 | 27.3 | 10.9 | TRUE | TRUE | TRUE | 9000 | 9800 | 2.71 | 12200 | 2.17
215323862 | 10/08/24 | Live | CARRIER | BRYANT | Singlezone Non-Ducted, Wall Placement | 215323862 |  | HRCU-A-CB-O | 37MAHAQ09AA3 | Mini-Splits | 45MBFAQ09XA3 |  |  |  | 15.2 | 27.3 | 10.9 | TRUE | TRUE | TRUE | 9000 | 9800 | 2.71 | 12200 | 2.17
215323984 | 10/08/24 | Live | CARRIER | WEATHERMAKER | Singlezone Non-Ducted, Wall Placement | 215323984 |  | HRCU-A-CB-O | 37MAHAQ09AA3 | Mini-Splits | 45MBFAQ09XA3 |  |  |  | 15.2 | 27.3 | 10.9 | TRUE | TRUE | TRUE | 9000 | 9800 | 2.71 | 12200 | 2.17
215324045 | 10/08/24 | Live | CARRIER | MIDEA | Singlezone Non-Ducted, Wall Placement | 215324045 |  | HRCU-A-CB-O | 37MAHAQ09AA3 | Mini-Splits | 45MBFAQ09XA3 |  |  |  | 15.2 | 27.3 | 10.9 | TRUE | TRUE | TRUE | 9000 | 9800 | 2.71 | 12200 | 2.17
215323801 | 10/08/24 | Live | CARRIER | CARRIER | Singlezone Non-Ducted, Wall Placement | 215323801 |  | HRCU-A-CB-O | 37MAHAQ09AA3 | Mini-Splits | 45MBFAQ09XA3 |  |  |  | 15.2 | 27.3 | 10.9 | TRUE | TRUE | TRUE | 9000 | 9800 | 2.71 | 12200 | 2.17
215323800 | 10/08/24 | Live | CARRIER | CARRIER | Singlezone Non-Ducted, Ceiling Placement | 215323800 |  | HRCU-A-CB-O | 37MAHAQ09AA3 | Mini-Splits | 45MBCAQ12XA3 |  |  |  | 14 | 22.7 | 12.2 | TRUE | TRUE | TRUE | 9000 | 9700 | 2.63 | 12600 | 2.1
215324044 | 10/08/24 | Live | CARRIER | MIDEA | Singlezone Non-Ducted, Ceiling Placement | 215324044 |  | HRCU-A-CB-O | 37MAHAQ09AA3 | Mini-Splits | 45MBCAQ12XA3 |  |  |  | 14 | 22.7 | 12.2 | TRUE | TRUE | TRUE | 9000 | 9700 | 2.63 | 12600 | 2.1
215323983 | 10/08/24 | Live | CARRIER | WEATHERMAKER | Singlezone Non-Ducted, Ceiling Placement | 215323983 |  | HRCU-A-CB-O | 37MAHAQ09AA3 | Mini-Splits | 45MBCAQ12XA3 |  |  |  | 14 | 22.7 | 12.2 | TRUE | TRUE | TRUE | 9000 | 9700 | 2.63 | 12600 | 2.1
215323861 | 10/08/24 | Live | CARRIER | BRYANT | Singlezone Non-Ducted, Ceiling Placement | 215323861 |  | HRCU-A-CB-O | 37MAHAQ09AA3 | Mini-Splits | 45MBCAQ12XA3 |  |  |  | 14 | 22.7 | 12.2 | TRUE | TRUE | TRUE | 9000 | 9700 | 2.63 | 12600 | 2.1
215323922 | 10/08/24 | Live | CARRIER | PAYNE | Singlezone Non-Ducted, Ceiling Placement | 215323922 |  | HRCU-A-CB-O | 37MAHAQ09AA3 | Mini-Splits | 45MBCAQ12XA3 |  |  |  | 14 | 22.7 | 12.2 | TRUE | TRUE | TRUE | 9000 | 9700 | 2.63 | 12600 | 2.1
215324107 | 10/08/24 | Live | CARRIER | ARCOAIRE | Singlezone Non-Ducted, Ceiling Placement | 215324107 |  | HRCU-A-CB-O | D5CSHAH09AAK | Mini-Splits | D5FSCAH12XAK |  |  |  | 14 | 22.7 | 12.2 | TRUE | TRUE | TRUE | 9000 | 9700 | 2.63 | 12600 | 2.1
215324106 | 10/08/24 | Live | CARRIER | ARCOAIRE | Singlezone Non-Ducted, Ceiling Placement | 215324106 |  | HRCU-A-CB-O | D5CSHAH09AAK | Mini-Splits | D5FSOAH12XAK |  |  |  | 14.7 | 24 | 12.2 | TRUE | TRUE | TRUE | 9000 | 9000 | 2.44 | 11900 | 2
215323921 | 10/08/24 | Live | CARRIER | PAYNE | Singlezone Non-Ducted, Ceiling Placement | 215323921 |  | HRCU-A-CB-O | 37MAHAQ09AA3 | Mini-Splits | 45MCCAQ12XA3 |  |  |  | 14.7 | 24 | 12.2 | TRUE | TRUE | TRUE | 9000 | 9000 | 2.44 | 11900 | 2
215323860 | 10/08/24 | Live | CARRIER | BRYANT | Singlezone Non-Ducted, Ceiling Placement | 215323860 |  | HRCU-A-CB-O | 37MAHAQ09AA3 | Mini-Splits | 45MCCAQ12XA3 |  |  |  | 14.7 | 24 | 12.2 | TRUE | TRUE | TRUE | 9000 | 9000 | 2.44 | 11900 | 2
215323982 | 10/08/24 | Live | CARRIER | WEATHERMAKER | Singlezone Non-Ducted, Ceiling Placement | 215323982 |  | HRCU-A-CB-O | 37MAHAQ09AA3 | Mini-Splits | 45MCCAQ12XA3 |  |  |  | 14.7 | 24 | 12.2 | TRUE | TRUE | TRUE | 9000 | 9000 | 2.44 | 11900 | 2
215324043 | 10/08/24 | Live | CARRIER | MIDEA | Singlezone Non-Ducted, Ceiling Placement | 215324043 |  | HRCU-A-CB-O | 37MAHAQ09AA3 | Mini-Splits | 45MCCAQ12XA3 |  |  |  | 14.7 | 24 | 12.2 | TRUE | TRUE | TRUE | 9000 | 9000 | 2.44 | 11900 | 2
215323799 | 10/08/24 | Live | CARRIER | CARRIER | Singlezone Non-Ducted, Ceiling Placement | 215323799 |  | HRCU-A-CB-O | 37MAHAQ09AA3 | Mini-Splits | 45MCCAQ12XA3 |  |  |  | 14.7 | 24 | 12.2 | TRUE | TRUE | TRUE | 9000 | 9000 | 2.44 | 11900 | 2
215323798 | 10/08/24 | Live | CARRIER | CARRIER | Singlezone Ducted, Compact Ducted | 215323798 |  | HRCU-A-CB | 37MAHAQ06AA3 | Mini-Splits | 45MBDAQ06XA3 |  |  |  | 14.5 | 21.5 | 13.8 | TRUE | TRUE | TRUE | 6500 | 8000 | 2.69 | 9100 | 2.52
215324104 | 10/08/24 | Live | CARRIER | ARCOAIRE | Singlezone Ducted, Compact Ducted | 215324104 |  | HRCU-A-CB | D5CSHAH06AAK | Mini-Splits | D5FSDAH06XAK |  |  |  | 14.5 | 21.5 | 13.8 | TRUE | TRUE | TRUE | 6500 | 8000 | 2.69 | 9100 | 2.52
215324042 | 10/08/24 | Live | CARRIER | MIDEA | Singlezone Ducted, Compact Ducted | 215324042 |  | HRCU-A-CB | 37MAHAQ06AA3 | Mini-Splits | 45MBDAQ06XA3 |  |  |  | 14.5 | 21.5 | 13.8 | TRUE | TRUE | TRUE | 6500 | 8000 | 2.69 | 9100 | 2.52
215323981 | 10/08/24 | Live | CARRIER | WEATHERMAKER | Singlezone Ducted, Compact Ducted | 215323981 |  | HRCU-A-CB | 37MAHAQ06AA3 | Mini-Splits | 45MBDAQ06XA3 |  |  |  | 14.5 | 21.5 | 13.8 | TRUE | TRUE | TRUE | 6500 | 8000 | 2.69 | 9100 | 2.52
215323859 | 10/08/24 | Live | CARRIER | BRYANT | Singlezone Ducted, Compact Ducted | 215323859 |  | HRCU-A-CB | 37MAHAQ06AA3 | Mini-Splits | 45MBDAQ06XA3 |  |  |  | 14.5 | 21.5 | 13.8 | TRUE | TRUE | TRUE | 6500 | 8000 | 2.69 | 9100 | 2.52
215323920 | 10/08/24 | Live | CARRIER | PAYNE | Singlezone Ducted, Compact Ducted | 215323920 |  | HRCU-A-CB | 37MAHAQ06AA3 | Mini-Splits | 45MBDAQ06XA3 |  |  |  | 14.5 | 21.5 | 13.8 | TRUE | TRUE | TRUE | 6500 | 8000 | 2.69 | 9100 | 2.52
215323919 | 10/08/24 | Live | CARRIER | PAYNE | Singlezone Non-Ducted, Ceiling Placement | 215323919 |  | HRCU-A-CB-O | 37MAHAQ06AA3 | Mini-Splits | 45MCCAQ06XA3 |  |  |  | 15.2 | 22 | 12 | TRUE | TRUE | TRUE | 6500 | 7000 | 2.66 | 9500 | 2.53
215323858 | 10/08/24 | Live | CARRIER | BRYANT | Singlezone Non-Ducted, Ceiling Placement | 215323858 |  | HRCU-A-CB-O | 37MAHAQ06AA3 | Mini-Splits | 45MCCAQ06XA3 |  |  |  | 15.2 | 22 | 12 | TRUE | TRUE | TRUE | 6500 | 7000 | 2.66 | 9500 | 2.53
215323980 | 10/08/24 | Live | CARRIER | WEATHERMAKER | Singlezone Non-Ducted, Ceiling Placement | 215323980 |  | HRCU-A-CB-O | 37MAHAQ06AA3 | Mini-Splits | 45MCCAQ06XA3 |  |  |  | 15.2 | 22 | 12 | TRUE | TRUE | TRUE | 6500 | 7000 | 2.66 | 9500 | 2.53
215324041 | 10/08/24 | Live | CARRIER | MIDEA | Singlezone Non-Ducted, Ceiling Placement | 215324041 |  | HRCU-A-CB-O | 37MAHAQ06AA3 | Mini-Splits | 45MCCAQ06XA3 |  |  |  | 15.2 | 22 | 12 | TRUE | TRUE | TRUE | 6500 | 7000 | 2.66 | 9500 | 2.53
215324103 | 10/08/24 | Live | CARRIER | ARCOAIRE | Singlezone Non-Ducted, Ceiling Placement | 215324103 |  | HRCU-A-CB-O | D5CSHAH06AAK | Mini-Splits | D5FSOAH06XAK |  |  |  | 15.2 | 22 | 12 | TRUE | TRUE | TRUE | 6500 | 7000 | 2.66 | 9500 | 2.53
215323797 | 10/08/24 | Live | CARRIER | CARRIER | Singlezone Non-Ducted, Ceiling Placement | 215323797 |  | HRCU-A-CB-O | 37MAHAQ06AA3 | Mini-Splits | 45MCCAQ06XA3 |  |  |  | 15.2 | 22 | 12 | TRUE | TRUE | TRUE | 6500 | 7000 | 2.66 | 9500 | 2.53
215324102 | 10/08/24 | Live | CARRIER | ARCOAIRE | Singlezone Non-Ducted, Wall Placement | 215324102 |  | HRCU-A-CB-O | D5CSHAH06AAK | Mini-Splits | D5FSHAH06XAK |  |  |  | 18 | 25.7 | 14.8 | TRUE | TRUE | TRUE | 6000 | 7900 | 2.79 | 8600 | 2.38
215323775 | 10/08/24 | Live | CARRIER | WEATHERMAKER | Singlezone Non-Ducted, Wall Placement | 215323775 |  | HRCU-A-CB-O | 37MAHAQ06AA3 | Mini-Splits | D5MAHAQ06XA3 |  |  |  | 18 | 25.7 | 14.8 | TRUE | TRUE | TRUE | 6000 | 7900 | 2.79 | 8600 | 2.38
215323764 | 10/08/24 | Live | CARRIER | PAYNE | Singlezone Non-Ducted, Wall Placement | 215323764 |  | HRCU-A-CB-O | 37MAHAQ06AA3 | Mini-Splits | D5MAHAQ06XA3 |  |  |  | 18 | 25.7 | 14.8 | TRUE | TRUE | TRUE | 6000 | 7900 | 2.79 | 8600 | 2.38
215323786 | 10/08/24 | Live | CARRIER | MIDEA | Singlezone Non-Ducted, Wall Placement | 215323786 |  | HRCU-A-CB-O | 37MAHAQ06AA3 | Mini-Splits | D5MAHAQ06XA3 |  |  |  | 18 | 25.7 | 14.8 | TRUE | TRUE | TRUE | 6000 | 7900 | 2.79 | 8600 | 2.38
215323753 | 10/08/24 | Live | CARRIER | BRYANT | Singlezone Non-Ducted, Wall Placement | 215323753 |  | HRCU-A-CB-O | 37MAHAQ06AA3 | Mini-Splits | 615AHAQ06XA3 |  |  |  | 18 | 25.7 | 14.8 | TRUE | TRUE | TRUE | 6000 | 7900 | 2.79 | 8600 | 2.38
215323742 | 10/08/24 | Live | CARRIER | CARRIER | Singlezone Non-Ducted, Wall Placement | 215323742 |  | HRCU-A-CB-O | 37MAHAQ06AA3 | Mini-Splits | 45MAHAQ06XA3 |  |  |  | 18 | 25.7 | 14.8 | TRUE | TRUE | TRUE | 6000 | 7900 | 2.79 | 8600 | 2.38
215323744 | 10/08/24 | Live | CARRIER | CARRIER | Singlezone Non-Ducted, Wall Placement | 215323744 |  | HRCU-A-CB-O | 37MAHAQ12AA3 | Mini-Splits | 45MAHAQ12XA3 |  |  |  | 13.5 | 25.5 | 10.5 | TRUE | TRUE | TRUE | 12000 | 9800 | 2.71 | 12700 | 1.74
215323755 | 10/08/24 | Live | CARRIER | BRYANT | Singlezone Non-Ducted, Wall Placement | 215323755 |  | HRCU-A-CB-O | 37MAHAQ12AA3 | Mini-Splits | 615AHAQ12XA3 |  |  |  | 13.5 | 25.5 | 10.5 | TRUE | TRUE | TRUE | 12000 | 9800 | 2.71 | 12700 | 1.74
215323766 | 10/08/24 | Live | CARRIER | PAYNE | Singlezone Non-Ducted, Wall Placement | 215323766 |  | HRCU-A-CB-O | 37MAHAQ12AA3 | Mini-Splits | D5MAHAQ12XA3 |  |  |  | 13.5 | 25.5 | 10.5 | TRUE | TRUE | TRUE | 12000 | 9800 | 2.71 | 12700 | 1.74
215323777 | 10/08/24 | Live | CARRIER | WEATHERMAKER | Singlezone Non-Ducted, Wall Placement | 215323777 |  | HRCU-A-CB-O | 37MAHAQ12AA3 | Mini-Splits | D5MAHAQ12XA3 |  |  |  | 13.5 | 25.5 | 10.5 | TRUE | TRUE | TRUE | 12000 | 9800 | 2.71 | 12700 | 1.74
215323788 | 10/08/24 | Live | CARRIER | MIDEA | Singlezone Non-Ducted, Wall Placement | 215323788 |  | HRCU-A-CB-O | 37MAHAQ12AA3 | Mini-Splits | D5MAHAQ12XA3 |  |  |  | 13.5 | 25.5 | 10.5 | TRUE | TRUE | TRUE | 12000 | 9800 | 2.71 | 12700 | 1.74
215324111 | 10/08/24 | Live | CARRIER | ARCOAIRE | Singlezone Non-Ducted, Wall Placement | 215324111 |  | HRCU-A-CB-O | D5CSHAH12AAK | Mini-Splits | D5FSHAH12XAK |  |  |  | 13.5 | 25.5 | 10.5 | TRUE | TRUE | TRUE | 12000 | 9800 | 2.71 | 12700 | 1.74
215324105 | 10/08/24 | Live | CARRIER | ARCOAIRE | Singlezone Non-Ducted, Wall Placement | 215324105 |  | HRCU-A-CB-O | D5CSHAH09AAK | Mini-Splits | D5FSHAH09XAK |  |  |  | 15.5 | 27.5 | 12.5 | TRUE | TRUE | TRUE | 9000 | 9800 | 2.71 | 12800 | 1.75
215323787 | 10/08/24 | Live | CARRIER | MIDEA | Singlezone Non-Ducted, Wall Placement | 215323787 |  | HRCU-A-CB-O | 37MAHAQ09AA3 | Mini-Splits | D5MAHAQ09XA3 |  |  |  | 15.5 | 27.5 | 12.5 | TRUE | TRUE | TRUE | 9000 | 9800 | 2.71 | 12800 | 1.75
215323776 | 10/08/24 | Live | CARRIER | WEATHERMAKER | Singlezone Non-Ducted, Wall Placement | 215323776 |  | HRCU-A-CB-O | 37MAHAQ09AA3 | Mini-Splits | D5MAHAQ09XA3 |  |  |  | 15.5 | 27.5 | 12.5 | TRUE | TRUE | TRUE | 9000 | 9800 | 2.71 | 12800 | 1.75
215323765 | 10/08/24 | Live | CARRIER | PAYNE | Singlezone Non-Ducted, Wall Placement | 215323765 |  | HRCU-A-CB-O | 37MAHAQ09AA3 | Mini-Splits | D5MAHAQ09XA3 |  |  |  | 15.5 | 27.5 | 12.5 | TRUE | TRUE | TRUE | 9000 | 9800 | 2.71 | 12800 | 1.75
215323754 | 10/08/24 | Live | CARRIER | BRYANT | Singlezone Non-Ducted, Wall Placement | 215323754 |  | HRCU-A-CB-O | 37MAHAQ09AA3 | Mini-Splits | 615AHAQ09XA3 |  |  |  | 15.5 | 27.5 | 12.5 | TRUE | TRUE | TRUE | 9000 | 9800 | 2.71 | 12800 | 1.75
215323743 | 10/08/24 | Live | CARRIER | CARRIER | Singlezone Non-Ducted, Wall Placement | 215323743 |  | HRCU-A-CB-O | 37MAHAQ09AA3 | Mini-Splits | 45MAHAQ09XA3 |  |  |  | 15.5 | 27.5 | 12.5 | TRUE | TRUE | TRUE | 9000 | 9800 | 2.71 | 12800 | 1.75
215323736 | 10/08/24 | Live | CARRIER | GRANDAIRE | Singlezone Ducted, Centrally Ducted | 215323736 |  | HRCU-A-CB | D5CUHAH36AAK |  | D5FUHAH36XAK |  |  |  | 12 | 18 | 10 | TRUE | TRUE | TRUE | 36000 | 31000 | 2.5 | 41500 | 2.21
215323735 | 10/08/24 | Live | CARRIER | LPS LEGACY | Singlezone Ducted, Centrally Ducted | 215323735 |  | HRCU-A-CB | D5CUHAH36AAK |  | D5FUHAH36XAK |  |  |  | 12 | 18 | 10 | TRUE | TRUE | TRUE | 36000 | 31000 | 2.5 | 41500 | 2.21
215323734 | 10/08/24 | Live | CARRIER | AIRQUEST | Singlezone Ducted, Centrally Ducted | 215323734 |  | HRCU-A-CB | D5CUHAH36AAK |  | D5FUHAH36XAK |  |  |  | 12 | 18 | 10 | TRUE | TRUE | TRUE | 36000 | 31000 | 2.5 | 41500 | 2.21
215323733 | 10/08/24 | Live | CARRIER | SMART COMFORT | Singlezone Ducted, Centrally Ducted | 215323733 |  | HRCU-A-CB | D5CUHAH36AAK |  | D5FUHAH36XAK |  |  |  | 12 | 18 | 10 | TRUE | TRUE | TRUE | 36000 | 31000 | 2.5 | 41500 | 2.21
215323732 | 10/08/24 | Live | CARRIER | TEMPSTAR | Singlezone Ducted, Centrally Ducted | 215323732 |  | HRCU-A-CB | D5CUHAH36AAK |  | D5FUHAH36XAK |  |  |  | 12 | 18 | 10 | TRUE | TRUE | TRUE | 36000 | 31000 | 2.5 | 41500 | 2.21
215323731 | 10/08/24 | Live | CARRIER | MIDEA | Singlezone Ducted, Centrally Ducted | 215323731 |  | HRCU-A-CB | D5CUHAH36AAK |  | D5FUHAH36XAK |  |  |  | 12 | 18 | 10 | TRUE | TRUE | TRUE | 36000 | 31000 | 2.5 | 41500 | 2.21
215323730 | 10/08/24 | Live | CARRIER | KENMORE | Singlezone Ducted, Centrally Ducted | 215323730 |  | HRCU-A-CB | D5CUHAH36AAK |  | D5FUHAH36XAK |  |  |  | 12 | 18 | 10 | TRUE | TRUE | TRUE | 36000 | 31000 | 2.5 | 41500 | 2.21
215323729 | 10/08/24 | Live | CARRIER | KEEPRITE | Singlezone Ducted, Centrally Ducted | 215323729 |  | HRCU-A-CB | D5CUHAH36AAK |  | D5FUHAH36XAK |  |  |  | 12 | 18 | 10 | TRUE | TRUE | TRUE | 36000 | 31000 | 2.5 | 41500 | 2.21
215323728 | 10/08/24 | Live | CARRIER | HEIL | Singlezone Ducted, Centrally Ducted | 215323728 |  | HRCU-A-CB | D5CUHAH36AAK |  | D5FUHAH36XAK |  |  |  | 12 | 18 | 10 | TRUE | TRUE | TRUE | 36000 | 31000 | 2.5 | 41500 | 2.21
215323727 | 10/08/24 | Live | CARRIER | DAY & NIGHT | Singlezone Ducted, Centrally Ducted | 215323727 |  | HRCU-A-CB | D5CUHAH36AAK |  | D5FUHAH36XAK |  |  |  | 12 | 18 | 10 | TRUE | TRUE | TRUE | 36000 | 31000 | 2.5 | 41500 | 2.21
215323726 | 10/08/24 | Live | CARRIER | COMFORTMAKER | Singlezone Ducted, Centrally Ducted | 215323726 |  | HRCU-A-CB | D5CUHAH36AAK |  | D5FUHAH36XAK |  |  |  | 12 | 18 | 10 | TRUE | TRUE | TRUE | 36000 | 31000 | 2.5 | 41500 | 2.21
215323725 | 10/08/24 | Live | CARRIER | ARCOAIRE | Singlezone Ducted, Centrally Ducted | 215323725 |  | HRCU-A-CB | D5CUHAH36AAK |  | D5FUHAH36XAK |  |  |  | 12 | 18 | 10 | TRUE | TRUE | TRUE | 36000 | 31000 | 2.5 | 41500 | 2.21
215323724 | 10/08/24 | Live | CARRIER | MIDEA | Singlezone Ducted, Centrally Ducted | 215323724 |  | HRCU-A-CB | 37MUHAQ36AA3 |  | 45MUHAQ36XX3 |  |  |  | 12 | 18 | 10 | TRUE | TRUE | TRUE | 36000 | 31000 | 2.5 | 41500 | 2.21
215323723 | 10/08/24 | Live | CARRIER | WEATHERMAKER | Singlezone Ducted, Centrally Ducted | 215323723 |  | HRCU-A-CB | 37MUHAQ36AA3 |  | 45MUHAQ36XX3 |  |  |  | 12 | 18 | 10 | TRUE | TRUE | TRUE | 36000 | 31000 | 2.5 | 41500 | 2.21
215323722 | 10/08/24 | Live | CARRIER | PAYNE | Singlezone Ducted, Centrally Ducted | 215323722 |  | HRCU-A-CB | 37MUHAQ36AA3 |  | 45MUHAQ36XX3 |  |  |  | 12 | 18 | 10 | TRUE | TRUE | TRUE | 36000 | 31000 | 2.5 | 41500 | 2.21
215323721 | 10/08/24 | Live | CARRIER | BRYANT | Singlezone Ducted, Centrally Ducted | 215323721 |  | HRCU-A-CB | 37MUHAQ36AA3 |  | 45MUHAQ36XX3 |  |  |  | 12 | 18 | 10 | TRUE | TRUE | TRUE | 36000 | 31000 | 2.5 | 41500 | 2.21
215323720 | 10/08/24 | Live | CARRIER | CARRIER | Singlezone Ducted, Centrally Ducted | 215323720 |  | HRCU-A-CB | 37MUHAQ36AA3 |  | 45MUHAQ36XX3 |  |  |  | 12 | 18 | 10 | TRUE | TRUE | TRUE | 36000 | 31000 | 2.5 | 41500 | 2.21
215319155 | 10/08/24 | Live | CARRIER | AIRQUEST | Singlezone Ducted, Centrally Ducted | 215319155 |  | HRCU-A-CB | D5CUHAH48AAK |  | D5FUHAH60XAK |  |  |  | 12 | 17.5 | 9.5 | TRUE | TRUE | TRUE | 48000 | 34000 | 2.56 | 48000 | 2.13
215319183 | 10/08/24 | Live | CARRIER | LPS LEGACY | Singlezone Ducted, Centrally Ducted | 215319183 |  | HRCU-A-CB | D5CUHAH48AAK |  | D5FUHAH60XAK |  |  |  | 12 | 17.5 | 9.5 | TRUE | TRUE | TRUE | 48000 | 34000 | 2.56 | 48000 | 2.13
215319127 | 10/08/24 | Live | CARRIER | SMART COMFORT | Singlezone Ducted, Centrally Ducted | 215319127 |  | HRCU-A-CB | D5CUHAH48AAK |  | D5FUHAH60XAK |  |  |  | 12 | 17.5 | 9.5 | TRUE | TRUE | TRUE | 48000 | 34000 | 2.56 | 48000 | 2.13
215319211 | 10/08/24 | Live | CARRIER | GRANDAIRE | Singlezone Ducted, Centrally Ducted | 215319211 |  | HRCU-A-CB | D5CUHAH48AAK |  | D5FUHAH60XAK |  |  |  | 12 | 17.5 | 9.5 | TRUE | TRUE | TRUE | 48000 | 34000 | 2.56 | 48000 | 2.13
215319210 | 10/08/24 | Live | CARRIER | GRANDAIRE | Singlezone Ducted, Centrally Ducted | 215319210 |  | HRCU-A-CB | D5CUHAH30AAK |  | D5FUHAH36XAK |  |  |  | 12.1 | 17.2 | 10.8 | TRUE | TRUE | TRUE | 30000 | 24000 | 2.69 | 24600 | 1.94
215319126 | 10/08/24 | Live | CARRIER | SMART COMFORT | Singlezone Ducted, Centrally Ducted | 215319126 |  | HRCU-A-CB | D5CUHAH30AAK |  | D5FUHAH36XAK |  |  |  | 12.1 | 17.2 | 10.8 | TRUE | TRUE | TRUE | 30000 | 24000 | 2.69 | 24600 | 1.94
215319182 | 10/08/24 | Live | CARRIER | LPS LEGACY | Singlezone Ducted, Centrally Ducted | 215319182 |  | HRCU-A-CB | D5CUHAH30AAK |  | D5FUHAH36XAK |  |  |  | 12.1 | 17.2 | 10.8 | TRUE | TRUE | TRUE | 30000 | 24000 | 2.69 | 24600 | 1.94
215319154 | 10/08/24 | Live | CARRIER | AIRQUEST | Singlezone Ducted, Centrally Ducted | 215319154 |  | HRCU-A-CB | D5CUHAH30AAK |  | D5FUHAH36XAK |  |  |  | 12.1 | 17.2 | 10.8 | TRUE | TRUE | TRUE | 30000 | 24000 | 2.69 | 24600 | 1.94
215319153 | 10/08/24 | Live | CARRIER | AIRQUEST | Singlezone Ducted, Centrally Ducted | 215319153 |  | HRCU-A-CB | D5CUHAH18AAK |  | D5FUHAH24XAK |  |  |  | 12.5 | 19 | 10.2 | TRUE | TRUE | TRUE | 18000 | 14700 | 2.66 | 19000 | 2.37
215319181 | 10/08/24 | Live | CARRIER | LPS LEGACY | Singlezone Ducted, Centrally Ducted | 215319181 |  | HRCU-A-CB | D5CUHAH18AAK |  | D5FUHAH24XAK |  |  |  | 12.5 | 19 | 10.2 | TRUE | TRUE | TRUE | 18000 | 14700 | 2.66 | 19000 | 2.37
215319125 | 10/08/24 | Live | CARRIER | SMART COMFORT | Singlezone Ducted, Centrally Ducted | 215319125 |  | HRCU-A-CB | D5CUHAH18AAK |  | D5FUHAH24XAK |  |  |  | 12.5 | 19 | 10.2 | TRUE | TRUE | TRUE | 18000 | 14700 | 2.66 | 19000 | 2.37
215319209 | 10/08/24 | Live | CARRIER | GRANDAIRE | Singlezone Ducted, Centrally Ducted | 215319209 |  | HRCU-A-CB | D5CUHAH18AAK |  | D5FUHAH24XAK |  |  |  | 12.5 | 19 | 10.2 | TRUE | TRUE | TRUE | 18000 | 14700 | 2.66 | 19000 | 2.37
215319107 | 10/08/24 | Live | CARRIER | TEMPSTAR | Singlezone Ducted, Centrally Ducted | 215319107 |  | HRCU-A-CB | D5CLHAH58AAK |  | D5FLAAH60XAK |  |  |  | 10 | 15.4 | 9.2 | TRUE | TRUE | TRUE | 54000 | 41000 | 2.6 | 51500 | 2.2
215319135 | 10/08/24 | Live | CARRIER | SMART COMFORT | Singlezone Ducted, Centrally Ducted | 215319135 |  | HRCU-A-CB | D5CLHAH58AAK |  | D5FLAAH60XAK |  |  |  | 10 | 15.4 | 9.2 | TRUE | TRUE | TRUE | 54000 | 41000 | 2.6 | 51500 | 2.2
215319163 | 10/08/24 | Live | CARRIER | AIRQUEST | Singlezone Ducted, Centrally Ducted | 215319163 |  | HRCU-A-CB | D5CLHAH58AAK |  | D5FLAAH60XAK |  |  |  | 10 | 15.4 | 9.2 | TRUE | TRUE | TRUE | 54000 | 41000 | 2.6 | 51500 | 2.2
215319191 | 10/08/24 | Live | CARRIER | LPS LEGACY | Singlezone Ducted, Centrally Ducted | 215319191 |  | HRCU-A-CB | D5CLHAH58AAK |  | D5FLAAH60XAK |  |  |  | 10 | 15.4 | 9.2 | TRUE | TRUE | TRUE | 54000 | 41000 | 2.6 | 51500 | 2.2
215319219 | 10/08/24 | Live | CARRIER | GRANDAIRE | Singlezone Ducted, Centrally Ducted | 215319219 |  | HRCU-A-CB | D5CLHAH58AAK |  | D5FLAAH60XAK |  |  |  | 10 | 15.4 | 9.2 | TRUE | TRUE | TRUE | 54000 | 41000 | 2.6 | 51500 | 2.2
215319217 | 10/08/24 | Live | CARRIER | GRANDAIRE | Singlezone Ducted, Centrally Ducted | 215319217 |  | HRCU-A-CB | D5CLHAH36AAK |  | D5FLAAH36XAK |  |  |  | 11.7 | 17.3 | 9.5 | TRUE | TRUE | TRUE | 36000 | 28000 | 2.2 | 38000 | 2.11
215319189 | 10/08/24 | Live | CARRIER | LPS LEGACY | Singlezone Ducted, Centrally Ducted | 215319189 |  | HRCU-A-CB | D5CLHAH36AAK |  | D5FLAAH36XAK |  |  |  | 11.7 | 17.3 | 9.5 | TRUE | TRUE | TRUE | 36000 | 28000 | 2.2 | 38000 | 2.11
215319161 | 10/08/24 | Live | CARRIER | AIRQUEST | Singlezone Ducted, Centrally Ducted | 215319161 |  | HRCU-A-CB | D5CLHAH36AAK |  | D5FLAAH36XAK |  |  |  | 11.7 | 17.3 | 9.5 | TRUE | TRUE | TRUE | 36000 | 28000 | 2.2 | 38000 | 2.11
215319133 | 10/08/24 | Live | CARRIER | SMART COMFORT | Singlezone Ducted, Centrally Ducted | 215319133 |  | HRCU-A-CB | D5CLHAH36AAK |  | D5FLAAH36XAK |  |  |  | 11.7 | 17.3 | 9.5 | TRUE | TRUE | TRUE | 36000 | 28000 | 2.2 | 38000 | 2.11
215319105 | 10/08/24 | Live | CARRIER | TEMPSTAR | Singlezone Ducted, Centrally Ducted | 215319105 |  | HRCU-A-CB | D5CLHAH36AAK |  | D5FLAAH36XAK |  |  |  | 11.7 | 17.3 | 9.5 | TRUE | TRUE | TRUE | 36000 | 28000 | 2.2 | 38000 | 2.11
215319124 | 10/08/24 | Live | CARRIER | SMART COMFORT | Singlezone Ducted, Centrally Ducted | 215319124 |  | HRCU-A-CB | D5CURAH60AAK |  | D5FUAAH60XAK |  |  |  | 8.7 | 15.2 | 8.4 | TRUE | TRUE | FALSE | 54000 | 33000 | 2.34 | 35800 | 1.96
215319180 | 10/08/24 | Live | CARRIER | LPS LEGACY | Singlezone Ducted, Centrally Ducted | 215319180 |  | HRCU-A-CB | D5CURAH60AAK |  | D5FUAAH60XAK |  |  |  | 8.7 | 15.2 | 8.4 | TRUE | TRUE | FALSE | 54000 | 33000 | 2.34 | 35800 | 1.96
215319152 | 10/08/24 | Live | CARRIER | AIRQUEST | Singlezone Ducted, Centrally Ducted | 215319152 |  | HRCU-A-CB | D5CURAH60AAK |  | D5FUAAH60XAK |  |  |  | 8.7 | 15.2 | 8.4 | TRUE | TRUE | FALSE | 54000 | 33000 | 2.34 | 35800 | 1.96
215319208 | 10/08/24 | Live | CARRIER | GRANDAIRE | Singlezone Ducted, Centrally Ducted | 215319208 |  | HRCU-A-CB | D5CURAH60AAK |  | D5FUAAH60XAK |  |  |  | 8.7 | 15.2 | 8.4 | TRUE | TRUE | FALSE | 54000 | 33000 | 2.34 | 35800 | 1.96
215319207 | 10/08/24 | Live | CARRIER | GRANDAIRE | Singlezone Ducted, Centrally Ducted | 215319207 |  | HRCU-A-CB | D5CURAH48AAK |  | D5FUAAH48XAK |  |  |  | 10 | 16 | 8.5 | TRUE | TRUE | TRUE | 48000 | 32400 | 2.46 | 35400 | 2
215319151 | 10/08/24 | Live | CARRIER | AIRQUEST | Singlezone Ducted, Centrally Ducted | 215319151 |  | HRCU-A-CB | D5CURAH48AAK |  | D5FUAAH48XAK |  |  |  | 10 | 16 | 8.5 | TRUE | TRUE | TRUE | 48000 | 32400 | 2.46 | 35400 | 2
215319179 | 10/08/24 | Live | CARRIER | LPS LEGACY | Singlezone Ducted, Centrally Ducted | 215319179 |  | HRCU-A-CB | D5CURAH48AAK |  | D5FUAAH48XAK |  |  |  | 10 | 16 | 8.5 | TRUE | TRUE | TRUE | 48000 | 32400 | 2.46 | 35400 | 2
215319123 | 10/08/24 | Live | CARRIER | SMART COMFORT | Singlezone Ducted, Centrally Ducted | 215319123 |  | HRCU-A-CB | D5CURAH48AAK |  | D5FUAAH48XAK |  |  |  | 10 | 16 | 8.5 | TRUE | TRUE | TRUE | 48000 | 32400 | 2.46 | 35400 | 2
215319122 | 10/08/24 | Live | CARRIER | SMART COMFORT | Singlezone Ducted, Centrally Ducted | 215319122 |  | HRCU-A-CB | D5CURAH36AAK |  | D5FUAAH36XAK |  |  |  | 10 | 16.2 | 8.7 | TRUE | TRUE | TRUE | 36000 | 25600 | 2.6 | 26200 | 2.19
215319178 | 10/08/24 | Live | CARRIER | LPS LEGACY | Singlezone Ducted, Centrally Ducted | 215319178 |  | HRCU-A-CB | D5CURAH36AAK |  | D5FUAAH36XAK |  |  |  | 10 | 16.2 | 8.7 | TRUE | TRUE | TRUE | 36000 | 25600 | 2.6 | 26200 | 2.19
215319150 | 10/08/24 | Live | CARRIER | AIRQUEST | Singlezone Ducted, Centrally Ducted | 215319150 |  | HRCU-A-CB | D5CURAH36AAK |  | D5FUAAH36XAK |  |  |  | 10 | 16.2 | 8.7 | TRUE | TRUE | TRUE | 36000 | 25600 | 2.6 | 26200 | 2.19
215319206 | 10/08/24 | Live | CARRIER | GRANDAIRE | Singlezone Ducted, Centrally Ducted | 215319206 |  | HRCU-A-CB | D5CURAH36AAK |  | D5FUAAH36XAK |  |  |  | 10 | 16.2 | 8.7 | TRUE | TRUE | TRUE | 36000 | 25600 | 2.6 | 26200 | 2.19
215319205 | 10/08/24 | Live | CARRIER | GRANDAIRE | Singlezone Ducted, Centrally Ducted | 215319205 |  | HRCU-A-CB | D5CURAH30AAK |  | D5FUAAH30XAK |  |  |  | 10.8 | 17 | 8.5 | FALSE | FALSE | TRUE | 30000 | 18500 | 2.4 | 20200 | 2.26
215319149 | 10/08/24 | Live | CARRIER | AIRQUEST | Singlezone Ducted, Centrally Ducted | 215319149 |  | HRCU-A-CB | D5CURAH30AAK |  | D5FUAAH30XAK |  |  |  | 10.8 | 17 | 8.5 | FALSE | FALSE | TRUE | 30000 | 18500 | 2.4 | 20200 | 2.26
215319177 | 10/08/24 | Live | CARRIER | LPS LEGACY | Singlezone Ducted, Centrally Ducted | 215319177 |  | HRCU-A-CB | D5CURAH30AAK |  | D5FUAAH30XAK |  |  |  | 10.8 | 17 | 8.5 | FALSE | FALSE | TRUE | 30000 | 18500 | 2.4 | 20200 | 2.26
215319121 | 10/08/24 | Live | CARRIER | SMART COMFORT | Singlezone Ducted, Centrally Ducted | 215319121 |  | HRCU-A-CB | D5CURAH30AAK |  | D5FUAAH30XAK |  |  |  | 10.8 | 17 | 8.5 | FALSE | FALSE | TRUE | 30000 | 18500 | 2.4 | 20200 | 2.26
215319120 | 10/08/24 | Live | CARRIER | SMART COMFORT | Singlezone Ducted, Centrally Ducted | 215319120 |  | HRCU-A-CB | D5CURAH24AAK |  | D5FUAAH24XAK |  |  |  | 11 | 18.2 | 9.7 | TRUE | TRUE | TRUE | 24000 | 20000 | 2.42 | 22200 | 2.24
215319176 | 10/08/24 | Live | CARRIER | LPS LEGACY | Singlezone Ducted, Centrally Ducted | 215319176 |  | HRCU-A-CB | D5CURAH24AAK |  | D5FUAAH24XAK |  |  |  | 11 | 18.2 | 9.7 | TRUE | TRUE | TRUE | 24000 | 20000 | 2.42 | 22200 | 2.24
215319148 | 10/08/24 | Live | CARRIER | AIRQUEST | Singlezone Ducted, Centrally Ducted | 215319148 |  | HRCU-A-CB | D5CURAH24AAK |  | D5FUAAH24XAK |  |  |  | 11 | 18.2 | 9.7 | TRUE | TRUE | TRUE | 24000 | 20000 | 2.42 | 22200 | 2.24
215319204 | 10/08/24 | Live | CARRIER | GRANDAIRE | Singlezone Ducted, Centrally Ducted | 215319204 |  | HRCU-A-CB | D5CURAH24AAK |  | D5FUAAH24XAK |  |  |  | 11 | 18.2 | 9.7 | TRUE | TRUE | TRUE | 24000 | 20000 | 2.42 | 22200 | 2.24
215319203 | 10/08/24 | Live | CARRIER | GRANDAIRE | Singlezone Ducted, Centrally Ducted | 215319203 |  | HRCU-A-CB | D5CURAH18AAK |  | D5FUAAH18XAK |  |  |  | 11 | 18.8 | 9.2 | FALSE | FALSE | TRUE | 18000 | 12600 | 2.6 | 12600 | 2.2
215319147 | 10/08/24 | Live | CARRIER | AIRQUEST | Singlezone Ducted, Centrally Ducted | 215319147 |  | HRCU-A-CB | D5CURAH18AAK |  | D5FUAAH18XAK |  |  |  | 11 | 18.8 | 9.2 | FALSE | FALSE | TRUE | 18000 | 12600 | 2.6 | 12600 | 2.2
215319175 | 10/08/24 | Live | CARRIER | LPS LEGACY | Singlezone Ducted, Centrally Ducted | 215319175 |  | HRCU-A-CB | D5CURAH18AAK |  | D5FUAAH18XAK |  |  |  | 11 | 18.8 | 9.2 | FALSE | FALSE | TRUE | 18000 | 12600 | 2.6 | 12600 | 2.2
215319119 | 10/08/24 | Live | CARRIER | SMART COMFORT | Singlezone Ducted, Centrally Ducted | 215319119 |  | HRCU-A-CB | D5CURAH18AAK |  | D5FUAAH18XAK |  |  |  | 11 | 18.8 | 9.2 | FALSE | FALSE | TRUE | 18000 | 12600 | 2.6 | 12600 | 2.2
215319118 | 10/08/24 | Live | CARRIER | SMART COMFORT | Singlezone Ducted, Centrally Ducted | 215319118 |  | HRCU-A-CB | D5CUHAH60AAK |  | D5FUHAH60XAK |  |  |  | 12 | 17.5 | 9.5 | TRUE | TRUE | TRUE | 54000 | 35000 | 2.5 | 54000 | 2.29
215319174 | 10/08/24 | Live | CARRIER | LPS LEGACY | Singlezone Ducted, Centrally Ducted | 215319174 |  | HRCU-A-CB | D5CUHAH60AAK |  | D5FUHAH60XAK |  |  |  | 12 | 17.5 | 9.5 | TRUE | TRUE | TRUE | 54000 | 35000 | 2.5 | 54000 | 2.29
215319146 | 10/08/24 | Live | CARRIER | AIRQUEST | Singlezone Ducted, Centrally Ducted | 215319146 |  | HRCU-A-CB | D5CUHAH60AAK |  | D5FUHAH60XAK |  |  |  | 12 | 17.5 | 9.5 | TRUE | TRUE | TRUE | 54000 | 35000 | 2.5 | 54000 | 2.29
215319202 | 10/08/24 | Live | CARRIER | GRANDAIRE | Singlezone Ducted, Centrally Ducted | 215319202 |  | HRCU-A-CB | D5CUHAH60AAK |  | D5FUHAH60XAK |  |  |  | 12 | 17.5 | 9.5 | TRUE | TRUE | TRUE | 54000 | 35000 | 2.5 | 54000 | 2.29
215319201 | 10/08/24 | Live | CARRIER | GRANDAIRE | Singlezone Ducted, Centrally Ducted | 215319201 |  | HRCU-A-CB | D5CUHAH60AAK |  | D5FUAAH60XAK |  |  |  | 10 | 16 | 9 | TRUE | TRUE | TRUE | 54000 | 45000 | 2.4 | 50400 | 2.3
215319145 | 10/08/24 | Live | CARRIER | AIRQUEST | Singlezone Ducted, Centrally Ducted | 215319145 |  | HRCU-A-CB | D5CUHAH60AAK |  | D5FUAAH60XAK |  |  |  | 10 | 16 | 9 | TRUE | TRUE | TRUE | 54000 | 45000 | 2.4 | 50400 | 2.3
215319173 | 10/08/24 | Live | CARRIER | LPS LEGACY | Singlezone Ducted, Centrally Ducted | 215319173 |  | HRCU-A-CB | D5CUHAH60AAK |  | D5FUAAH60XAK |  |  |  | 10 | 16 | 9 | TRUE | TRUE | TRUE | 54000 | 45000 | 2.4 | 50400 | 2.3
215319117 | 10/08/24 | Live | CARRIER | SMART COMFORT | Singlezone Ducted, Centrally Ducted | 215319117 |  | HRCU-A-CB | D5CUHAH60AAK |  | D5FUAAH60XAK |  |  |  | 10 | 16 | 9 | TRUE | TRUE | TRUE | 54000 | 45000 | 2.4 | 50400 | 2.3
215319116 | 10/08/24 | Live | CARRIER | SMART COMFORT | Singlezone Ducted, Centrally Ducted | 215319116 |  | HRCU-A-CB | D5CUHAH48AAK |  | D5FUAAH48XAK |  |  |  | 10.5 | 16.5 | 9.5 | TRUE | TRUE | TRUE | 48000 | 37000 | 2.7 | 38300 | 2.02
215319172 | 10/08/24 | Live | CARRIER | LPS LEGACY | Singlezone Ducted, Centrally Ducted | 215319172 |  | HRCU-A-CB | D5CUHAH48AAK |  | D5FUAAH48XAK |  |  |  | 10.5 | 16.5 | 9.5 | TRUE | TRUE | TRUE | 48000 | 37000 | 2.7 | 38300 | 2.02
215319144 | 10/08/24 | Live | CARRIER | AIRQUEST | Singlezone Ducted, Centrally Ducted | 215319144 |  | HRCU-A-CB | D5CUHAH48AAK |  | D5FUAAH48XAK |  |  |  | 10.5 | 16.5 | 9.5 | TRUE | TRUE | TRUE | 48000 | 37000 | 2.7 | 38300 | 2.02
215319200 | 10/08/24 | Live | CARRIER | GRANDAIRE | Singlezone Ducted, Centrally Ducted | 215319200 |  | HRCU-A-CB | D5CUHAH48AAK |  | D5FUAAH48XAK |  |  |  | 10.5 | 16.5 | 9.5 | TRUE | TRUE | TRUE | 48000 | 37000 | 2.7 | 38300 | 2.02
215319199 | 10/08/24 | Live | CARRIER | GRANDAIRE | Singlezone Ducted, Centrally Ducted | 215319199 |  | HRCU-A-CB | D5CUHAH36AAK |  | D5FUAAH36XAK |  |  |  | 11.7 | 17.4 | 10.3 | TRUE | TRUE | TRUE | 36000 | 31800 | 2.56 | 47500 | 2.36
215319143 | 10/08/24 | Live | CARRIER | AIRQUEST | Singlezone Ducted, Centrally Ducted | 215319143 |  | HRCU-A-CB | D5CUHAH36AAK |  | D5FUAAH36XAK |  |  |  | 11.7 | 17.4 | 10.3 | TRUE | TRUE | TRUE | 36000 | 31800 | 2.56 | 47500 | 2.36
215319171 | 10/08/24 | Live | CARRIER | LPS LEGACY | Singlezone Ducted, Centrally Ducted | 215319171 |  | HRCU-A-CB | D5CUHAH36AAK |  | D5FUAAH36XAK |  |  |  | 11.7 | 17.4 | 10.3 | TRUE | TRUE | TRUE | 36000 | 31800 | 2.56 | 47500 | 2.36
215319115 | 10/08/24 | Live | CARRIER | SMART COMFORT | Singlezone Ducted, Centrally Ducted | 215319115 |  | HRCU-A-CB | D5CUHAH36AAK |  | D5FUAAH36XAK |  |  |  | 11.7 | 17.4 | 10.3 | TRUE | TRUE | TRUE | 36000 | 31800 | 2.56 | 47500 | 2.36
215319114 | 10/08/24 | Live | CARRIER | SMART COMFORT | Singlezone Ducted, Centrally Ducted | 215319114 |  | HRCU-A-CB | D5CUHAH30AAK |  | D5FUAAH30XAK |  |  |  | 11.7 | 16.9 | 10 | TRUE | TRUE | TRUE | 30000 | 23800 | 2.76 | 37800 | 2.39
215319170 | 10/08/24 | Live | CARRIER | LPS LEGACY | Singlezone Ducted, Centrally Ducted | 215319170 |  | HRCU-A-CB | D5CUHAH30AAK |  | D5FUAAH30XAK |  |  |  | 11.7 | 16.9 | 10 | TRUE | TRUE | TRUE | 30000 | 23800 | 2.76 | 37800 | 2.39
215319142 | 10/08/24 | Live | CARRIER | AIRQUEST | Singlezone Ducted, Centrally Ducted | 215319142 |  | HRCU-A-CB | D5CUHAH30AAK |  | D5FUAAH30XAK |  |  |  | 11.7 | 16.9 | 10 | TRUE | TRUE | TRUE | 30000 | 23800 | 2.76 | 37800 | 2.39
215319198 | 10/08/24 | Live | CARRIER | GRANDAIRE | Singlezone Ducted, Centrally Ducted | 215319198 |  | HRCU-A-CB | D5CUHAH30AAK |  | D5FUAAH30XAK |  |  |  | 11.7 | 16.9 | 10 | TRUE | TRUE | TRUE | 30000 | 23800 | 2.76 | 37800 | 2.39
215319197 | 10/08/24 | Live | CARRIER | GRANDAIRE | Singlezone Ducted, Centrally Ducted | 215319197 |  | HRCU-A-CB | D5CUHAH24AAK |  | D5FUHAH24XAK |  |  |  | 12 | 18.7 | 10 | TRUE | TRUE | TRUE | 24000 | 19000 | 2.64 | 20200 | 2.24
215319141 | 10/08/24 | Live | CARRIER | AIRQUEST | Singlezone Ducted, Centrally Ducted | 215319141 |  | HRCU-A-CB | D5CUHAH24AAK |  | D5FUHAH24XAK |  |  |  | 12 | 18.7 | 10 | TRUE | TRUE | TRUE | 24000 | 19000 | 2.64 | 20200 | 2.24
215319169 | 10/08/24 | Live | CARRIER | LPS LEGACY | Singlezone Ducted, Centrally Ducted | 215319169 |  | HRCU-A-CB | D5CUHAH24AAK |  | D5FUHAH24XAK |  |  |  | 12 | 18.7 | 10 | TRUE | TRUE | TRUE | 24000 | 19000 | 2.64 | 20200 | 2.24
215319113 | 10/08/24 | Live | CARRIER | SMART COMFORT | Singlezone Ducted, Centrally Ducted | 215319113 |  | HRCU-A-CB | D5CUHAH24AAK |  | D5FUHAH24XAK |  |  |  | 12 | 18.7 | 10 | TRUE | TRUE | TRUE | 24000 | 19000 | 2.64 | 20200 | 2.24
215319112 | 10/08/24 | Live | CARRIER | SMART COMFORT | Singlezone Ducted, Centrally Ducted | 215319112 |  | HRCU-A-CB | D5CUHAH24AAK |  | D5FUAAH24XAK |  |  |  | 11.7 | 18.4 | 10 | TRUE | TRUE | TRUE | 23000 | 20000 | 2.42 | 22200 | 2.24
215319168 | 10/08/24 | Live | CARRIER | LPS LEGACY | Singlezone Ducted, Centrally Ducted | 215319168 |  | HRCU-A-CB | D5CUHAH24AAK |  | D5FUAAH24XAK |  |  |  | 11.7 | 18.4 | 10 | TRUE | TRUE | TRUE | 23000 | 20000 | 2.42 | 22200 | 2.24
215319140 | 10/08/24 | Live | CARRIER | AIRQUEST | Singlezone Ducted, Centrally Ducted | 215319140 |  | HRCU-A-CB | D5CUHAH24AAK |  | D5FUAAH24XAK |  |  |  | 11.7 | 18.4 | 10 | TRUE | TRUE | TRUE | 23000 | 20000 | 2.42 | 22200 | 2.24
215319196 | 10/08/24 | Live | CARRIER | GRANDAIRE | Singlezone Ducted, Centrally Ducted | 215319196 |  | HRCU-A-CB | D5CUHAH24AAK |  | D5FUAAH24XAK |  |  |  | 11.7 | 18.4 | 10 | TRUE | TRUE | TRUE | 23000 | 20000 | 2.42 | 22200 | 2.24
215319195 | 10/08/24 | Live | CARRIER | GRANDAIRE | Singlezone Ducted, Centrally Ducted | 215319195 |  | HRCU-A-CB | D5CUHAH18AAK |  | D5FUAAH18XAK |  |  |  | 12.5 | 19 | 9.8 | TRUE | TRUE | TRUE | 18000 | 15000 | 2.6 | 21600 | 2.3
215319139 | 10/08/24 | Live | CARRIER | AIRQUEST | Singlezone Ducted, Centrally Ducted | 215319139 |  | HRCU-A-CB | D5CUHAH18AAK |  | D5FUAAH18XAK |  |  |  | 12.5 | 19 | 9.8 | TRUE | TRUE | TRUE | 18000 | 15000 | 2.6 | 21600 | 2.3
215319167 | 10/08/24 | Live | CARRIER | LPS LEGACY | Singlezone Ducted, Centrally Ducted | 215319167 |  | HRCU-A-CB | D5CUHAH18AAK |  | D5FUAAH18XAK |  |  |  | 12.5 | 19 | 9.8 | TRUE | TRUE | TRUE | 18000 | 15000 | 2.6 | 21600 | 2.3
215493756 | 09/30/24 | Live | INNOVAIR | INNOVAIR | Singlezone Non-Ducted, Wall Placement | 215493756 |  | HRCU-A-CB-O | QOS24H2XE5A | Mini-Splits | QHW24H2UZRA |  |  |  | 10.6 | 19.5 | 8.5 | FALSE | FALSE | FALSE | 24000 | 21000 | 2.51 | 22250 | 2.42
215493755 | 09/30/24 | Live | INNOVAIR | INNOVAIR | Singlezone Non-Ducted, Wall Placement | 215493755 |  | HRCU-A-CB-O | QOS18H2XE5A | Mini-Splits | QHW18H2UZRA |  |  |  | 11.95 | 21 | 9.8 | TRUE | FALSE | TRUE | 18000 | 15000 | 2.84 | 15900 | 2.73
215493754 | 09/30/24 | Live | INNOVAIR | INNOVAIR | Singlezone Non-Ducted, Wall Placement | 215493754 |  | HRCU-A-CB-O | QOS12H2XE5A | Mini-Splits | QHW12H2UZRA |  |  |  | 11.1 | 20 | 8.5 | FALSE | FALSE | FALSE | 12000 | 9000 | 2.29 | 9550 | 2.22
215493753 | 09/30/24 | Live | INNOVAIR | INNOVAIR | Singlezone Non-Ducted, Wall Placement | 215493753 |  | HRCU-A-CB-O | QOS09H2XE5A | Mini-Splits | QHW09H2UZRA |  |  |  | 12.95 | 23 | 9.5 | TRUE | FALSE | TRUE | 9000 | 6500 | 2.57 | 6890 | 2.49
215493752 | 09/30/24 | Live | INNOVAIR | INNOVAIR | Singlezone Non-Ducted, Wall Placement | 215493752 |  | HRCU-A-CB-O | QOS12H1XE5A | Mini-Splits | QHW12H1UZRA |  |  |  | 10.2 | 18 | 8.5 | FALSE | FALSE | FALSE | 12000 | 8800 | 2.17 | 9300 | 2.08
215493751 | 09/30/24 | Live | INNOVAIR | INNOVAIR | Singlezone Non-Ducted, Wall Placement | 215493751 |  | HRCU-A-CB-O | QOS09H1XE5A | Mini-Splits | QHW09H1UZRA |  |  |  | 12.5 | 20 | 9 | TRUE | FALSE | FALSE | 9000 | 6800 | 2.55 | 7200 | 2.45
215746001 | 09/30/24 | Live | Midea Electric Trading | CUSTOM COMFORT | Singlezone Ducted, Compact Ducted | 215746001 |  | HRCU-A-CB | CCOXHBSZ60CHP | Mini-Splits | CCOXHBSD60 |  |  |  | 10.2 | 15.8 | 10.4 | TRUE | TRUE | TRUE | 55000 | 45000 | 2.72 | 52000 | 2.41
215746000 | 09/30/24 | Live | Midea Electric Trading | CUSTOM COMFORT | Singlezone Ducted, Compact Ducted | 215746000 |  | HRCU-A-CB | CCOXHBSZ48CHP | Mini-Splits | CCOXHBSD48 |  |  |  | 10.4 | 16.7 | 10.8 | TRUE | TRUE | TRUE | 48000 | 45000 | 2.61 | 45500 | 2.4
215745999 | 09/30/24 | Live | Midea Electric Trading | CUSTOM COMFORT | Singlezone Ducted, Compact Ducted | 215745999 |  | HRCU-A-CB | CCOXHBSZ36CHP | Mini-Splits | CCOXHBSD36 |  |  |  | 12 | 17.7 | 11.1 | TRUE | TRUE | TRUE | 36000 | 31600 | 2.73 | 40000 | 2.29
215745987 | 09/30/24 | Live | Midea Electric Trading | CUSTOM COMFORT | Singlezone Ducted, Compact Ducted | 215745987 |  | HRCU-A-CB | CCOXHBSZ24HP | Mini-Splits | CCOXHBSD24 |  |  |  | 12 | 19 | 11.7 | TRUE | TRUE | TRUE | 24000 | 21600 | 2.71 | 23600 | 2.48
215745986 | 09/30/24 | Live | Midea Electric Trading | CUSTOM COMFORT | Singlezone Ducted, Compact Ducted | 215745986 |  | HRCU-A-CB | CCOXHBSZ17HP | Mini-Splits | CCOXHBSD18 |  |  |  | 12 | 18.4 | 11.1 | TRUE | TRUE | TRUE | 17500 | 15000 | 2.89 | 20000 | 2.5
215745985 | 09/30/24 | Live | Midea Electric Trading | CUSTOM COMFORT | Singlezone Ducted, Compact Ducted | 215745985 |  | HRCU-A-CB | CCOXHBSZ12HP | Mini-Splits | CCOXHBSD12 |  |  |  | 12 | 20 | 10.6 | TRUE | TRUE | TRUE | 12000 | 10200 | 2.6 | 14000 | 2.31
215745984 | 09/30/24 | Live | Midea Electric Trading | CUSTOM COMFORT | Singlezone Ducted, Compact Ducted | 215745984 |  | HRCU-A-CB | CCOXHBSZ09HP | Mini-Splits | CCOXHBSD09 |  |  |  | 14 | 20.5 | 13.8 | TRUE | TRUE | TRUE | 9000 | 10200 | 2.45 | 12600 | 1.94
215745983 | 09/30/24 | Live | Midea Electric Trading | CUSTOM COMFORT | Singlezone Ducted, Compact Ducted | 215745983 |  | HRCU-A-CB | CCOXHBSZ06HP | Mini-Splits | CCOXHBSD06 |  |  |  | 14.4 | 21.4 | 13.8 | TRUE | TRUE | TRUE | 6500 | 8000 | 2.69 | 9100 | 2.52
215746019 | 09/30/24 | Live | Midea Electric Trading | CUSTOM COMFORT | Multizone Mix of Ducted and Non-Ducted | 215746019 |  | HMSV-A-CB | CCOXHBMZ655HP | Mixed Ducted and Non-Ducted Indoor Units |  |  |  |  | 11.85 | 21.1 | 10.6 | TRUE | TRUE | TRUE | 52000 | 44500 | 2.65 | 49500 | 2.39
215746018 | 09/30/24 | Live | Midea Electric Trading | CUSTOM COMFORT | Multizone All Ducted | 215746018 |  | HMSV-A-CB | CCOXHBMZ655HP | Ducted Indoor Units |  |  |  |  | 11.7 | 20 | 10.7 | TRUE | TRUE | TRUE | 53000 | 45000 | 2.7 | 52000 | 2.3
215746017 | 09/30/24 | Live | Midea Electric Trading | CUSTOM COMFORT | Multizone All Non-Ducted | 215746017 |  | HMSR-A-CB-O | CCOXHBMZ655HP | Non-Ducted Indoor Units |  |  |  |  | 12 | 22.2 | 10.5 | TRUE | TRUE | TRUE | 51000 | 44000 | 2.6 | 47000 | 2.5
215746016 | 09/30/24 | Live | Midea Electric Trading | CUSTOM COMFORT | Multizone Mix of Ducted and Non-Ducted | 215746016 |  | HMSV-A-CB | CCOXHBMZ648HP | Mixed Ducted and Non-Ducted Indoor Units |  |  |  |  | 11.85 | 21.7 | 11 | TRUE | TRUE | TRUE | 47000 | 44000 | 2.6 | 45500 | 2.1
215746015 | 09/30/24 | Live | Midea Electric Trading | CUSTOM COMFORT | Multizone All Ducted | 215746015 |  | HMSV-A-CB | CCOXHBMZ648HP | Ducted Indoor Units |  |  |  |  | 11.7 | 20.4 | 11 | TRUE | TRUE | TRUE | 47000 | 44500 | 2.6 | 46000 | 2.2
215746014 | 09/30/24 | Live | Midea Electric Trading | CUSTOM COMFORT | Multizone All Non-Ducted | 215746014 |  | HMSR-A-CB-O | CCOXHBMZ648HP | Non-Ducted Indoor Units |  |  |  |  | 12 | 23 | 11 | TRUE | TRUE | TRUE | 47000 | 44000 | 2.6 | 45000 | 2
215746013 | 09/30/24 | Live | Midea Electric Trading | CUSTOM COMFORT | Multizone Mix of Ducted and Non-Ducted | 215746013 |  | HMSV-A-CB | CCOXHBMZ536HP | Mixed Ducted and Non-Ducted Indoor Units |  |  |  |  | 12.5 | 21.2 | 10.55 | TRUE | TRUE | TRUE | 36000 | 31400 | 2.4 | 38000 | 2.41
215746012 | 09/30/24 | Live | Midea Electric Trading | CUSTOM COMFORT | Multizone All Ducted | 215746012 |  | HMSV-A-CB | CCOXHBMZ536HP | Ducted Indoor Units |  |  |  |  | 12 | 19.4 | 10.4 | TRUE | TRUE | TRUE | 36000 | 33000 | 2.4 | 34000 | 2.2
215746011 | 09/30/24 | Live | Midea Electric Trading | CUSTOM COMFORT | Multizone All Non-Ducted | 215746011 |  | HMSR-A-CB-O | CCOXHBMZ536HP | Non-Ducted Indoor Units |  |  |  |  | 13 | 23 | 10.7 | TRUE | TRUE | TRUE | 36000 | 30000 | 2.4 | 42000 | 2.6
215746010 | 09/30/24 | Live | Midea Electric Trading | CUSTOM COMFORT | Multizone Mix of Ducted and Non-Ducted | 215746010 |  | HMSV-A-CB | CCOXHBMZ427HP | Mixed Ducted and Non-Ducted Indoor Units |  |  |  |  | 12.25 | 21 | 10 | TRUE | TRUE | TRUE | 27400 | 24000 | 2.5 | 27500 | 2.15
215746009 | 09/30/24 | Live | Midea Electric Trading | CUSTOM COMFORT | Multizone All Ducted | 215746009 |  | HMSV-A-CB | CCOXHBMZ427HP | Ducted Indoor Units |  |  |  |  | 12 | 19 | 9.5 | TRUE | TRUE | TRUE | 28000 | 23000 | 2.4 | 27000 | 2.1
215746008 | 09/30/24 | Live | Midea Electric Trading | CUSTOM COMFORT | Multizone All Non-Ducted | 215746008 |  | HMSR-A-CB-O | CCOXHBMZ427HP | Non-Ducted Indoor Units |  |  |  |  | 12.5 | 23 | 10.5 | TRUE | TRUE | TRUE | 27000 | 25000 | 2.6 | 28000 | 2.2
215746007 | 09/30/24 | Live | Midea Electric Trading | CUSTOM COMFORT | Multizone Mix of Ducted and Non-Ducted | 215746007 |  | HMSV-A-CB | CCOXHBMZ318HP | Mixed Ducted and Non-Ducted Indoor Units |  |  |  |  | 14 | 22.5 | 10.2 | TRUE | TRUE | TRUE | 19000 | 17300 | 2.65 | 20500 | 2.36
215746006 | 09/30/24 | Live | Midea Electric Trading | CUSTOM COMFORT | Multizone All Ducted | 215746006 |  | HMSV-A-CB | CCOXHBMZ318HP | Ducted Indoor Units |  |  |  |  | 13 | 20 | 10 | TRUE | TRUE | TRUE | 19000 | 17000 | 2.59 | 22000 | 2.5
215746005 | 09/30/24 | Live | Midea Electric Trading | CUSTOM COMFORT | Multizone All Non-Ducted | 215746005 |  | HMSR-A-CB-O | CCOXHBMZ318HP | Non-Ducted Indoor Units |  |  |  |  | 15 | 25 | 10.4 | TRUE | TRUE | TRUE | 19000 | 17600 | 2.7 | 19000 | 2.2
215745992 | 09/30/24 | Live | Midea Electric Trading | CUSTOM COMFORT | Singlezone Non-Ducted, Floor Placement | 215745992 |  | HRCU-A-CB-O | CCOXHBSZ24HP | Mini-Splits | CCOXHBFC24 |  |  |  | 12 | 20.4 | 12.1 | TRUE | TRUE | TRUE | 22000 | 20200 | 2.74 | 23300 | 2.38
215745982 | 09/30/24 | Live | Midea Electric Trading | CUSTOM COMFORT | Singlezone Non-Ducted, Wall Placement | 215745982 |  | HRCU-A-CB-O | CCOXHBSZ24HP | Mini-Splits | CCOXHB4C24 |  |  |  | 12 | 20.7 | 11.6 | TRUE | TRUE | TRUE | 23400 | 20400 | 2.78 | 23900 | 2.48
215745991 | 09/30/24 | Live | Midea Electric Trading | CUSTOM COMFORT | Singlezone Non-Ducted, Floor Placement | 215745991 |  | HRCU-A-CB-O | CCOXHBSZ17HP | Mini-Splits | CCOXHBFC18 |  |  |  | 12.5 | 20.4 | 10.3 | TRUE | TRUE | TRUE | 17000 | 14400 | 2.54 | 20200 | 2.24
215745990 | 09/30/24 | Live | Midea Electric Trading | CUSTOM COMFORT | Singlezone Non-Ducted, Wall Placement | 215745990 |  | HRCU-A-CB-O | CCOXHBSZ17HP | Mini-Splits | CCOXHBFM18 |  |  |  | 12.5 | 20 | 10.3 | TRUE | TRUE | TRUE | 16000 | 14200 | 2.6 | 18800 | 2.13
215745981 | 09/30/24 | Live | Midea Electric Trading | CUSTOM COMFORT | Singlezone Non-Ducted, Ceiling Placement | 215745981 |  | HRCU-A-CB-O | CCOXHBSZ17HP | Mini-Splits | CCOXHB4C18 |  |  |  | 12.5 | 20 | 12.3 | TRUE | TRUE | TRUE | 16000 | 14900 | 2.7 | 18000 | 2.1
215745996 | 09/30/24 | Live | Midea Electric Trading | CUSTOM COMFORT | Singlezone Non-Ducted, Ceiling Placement | 215745996 |  | HRCU-A-CB-O | CCOXHBSZ17HP | Mini-Splits | CCOXHB1C18 |  |  |  | 12.5 | 20.6 | 12.2 | TRUE | TRUE | TRUE | 16700 | 14500 | 2.5 | 18800 | 2.05
215745980 | 09/30/24 | Live | Midea Electric Trading | CUSTOM COMFORT | Singlezone Non-Ducted, Ceiling Placement | 215745980 |  | HRCU-A-CB-O | CCOXHBSZ12HP | Mini-Splits | CCOXHB4C12 |  |  |  | 12.5 | 22.2 | 11.6 | TRUE | TRUE | TRUE | 12000 | 10000 | 2.74 | 12900 | 2.14
215745995 | 09/30/24 | Live | Midea Electric Trading | CUSTOM COMFORT | Singlezone Non-Ducted, Ceiling Placement | 215745995 |  | HRCU-A-CB-O | CCOXHBSZ12HP | Mini-Splits | CCOXHB1C12 |  |  |  | 13 | 23 | 10 | TRUE | TRUE | TRUE | 12000 | 9600 | 2.65 | 11900 | 1.95
215745988 | 09/30/24 | Live | Midea Electric Trading | CUSTOM COMFORT | Singlezone Non-Ducted, Wall Placement | 215745988 |  | HRCU-A-CB-O | CCOXHBSZ09HP | Mini-Splits | CCOXHBFM09 |  |  |  | 15.1 | 27.2 | 10.9 | TRUE | TRUE | TRUE | 9000 | 9800 | 2.71 | 12200 | 2.17
215745993 | 09/30/24 | Live | Midea Electric Trading | CUSTOM COMFORT | Singlezone Non-Ducted, Ceiling Placement | 215745993 |  | HRCU-A-CB-O | CCOXHBSZ06HP | Mini-Splits | CCOXHB1C06 |  |  |  | 15 | 22 | 12 | TRUE | TRUE | TRUE | 6500 | 7000 | 2.66 | 9500 | 2.53
215745973 | 09/30/24 | Live | Midea Electric Trading | CUSTOM COMFORT | Singlezone Non-Ducted, Wall Placement | 215745973 |  | HRCU-A-CB-O | CCOXHBSZ06HP | Mini-Splits | CCOXHBWM06 |  |  |  | 18 | 25.5 | 14.8 | TRUE | TRUE | TRUE | 6000 | 7900 | 2.79 | 8600 | 2.38
215746004 | 09/30/24 | Live | Midea Electric Trading | CUSTOM COMFORT | Singlezone Non-Ducted, Floor Placement | 215746004 |  | HRCU-A-CB-O | CCOXHBSZ60CHP | Mini-Splits | CCOXHBFC60 |  |  |  | 9 | 18 | 10.7 | TRUE | TRUE | TRUE | 54000 | 41000 | 2.33 | 58000 | 2.17
215746003 | 09/30/24 | Live | Midea Electric Trading | CUSTOM COMFORT | Singlezone Non-Ducted, Floor Placement | 215746003 |  | HRCU-A-CB-O | CCOXHBSZ48CHP | Mini-Splits | CCOXHBFC48 |  |  |  | 9.4 | 18.5 | 10.1 | TRUE | TRUE | TRUE | 48000 | 38500 | 2.38 | 44500 | 2.23
215745998 | 09/30/24 | Live | Midea Electric Trading | CUSTOM COMFORT | Singlezone Non-Ducted, Wall Placement | 215745998 |  | HRCU-A-CB-O | CCOXHBSZ48CHP | Mini-Splits | CCOXHB4C48 |  |  |  | 10 | 18 | 11 | TRUE | TRUE | TRUE | 48000 | 44000 | 2.44 | 48000 | 2.17
215746002 | 09/30/24 | Live | Midea Electric Trading | CUSTOM COMFORT | Singlezone Non-Ducted, Floor Placement | 215746002 |  | HRCU-A-CB-O | CCOXHBSZ36CHP | Mini-Splits | CCOXHBFC36 |  |  |  | 12 | 20 | 10.8 | TRUE | TRUE | TRUE | 36400 | 30200 | 2.58 | 42400 | 2.16
215745997 | 09/30/24 | Live | Midea Electric Trading | CUSTOM COMFORT | Singlezone Non-Ducted, Wall Placement | 215745997 |  | HRCU-A-CB-O | CCOXHBSZ36CHP | Mini-Splits | CCOXHB4C36 |  |  |  | 12 | 21.2 | 10.6 | TRUE | TRUE | TRUE | 36600 | 30600 | 2.56 | 46200 | 2.17
215745978 | 09/30/24 | Live | Midea Electric Trading | CUSTOM COMFORT | Singlezone Non-Ducted, Wall Placement | 215745978 |  | HRCU-A-CB-O | CCOXHBSZ33HP | Mini-Splits | CCOXHBWM33 |  |  |  | 12 | 19.5 | 10.5 | TRUE | TRUE | TRUE | 33000 | 30000 | 2.69 | 30200 | 2.02
215745977 | 09/30/24 | Live | Midea Electric Trading | CUSTOM COMFORT | Singlezone Non-Ducted, Wall Placement | 215745977 |  | HRCU-A-CB-O | CCOXHBSZ24HP | Mini-Splits | CCOXHBWM24 |  |  |  | 13 | 21 | 13.5 | TRUE | TRUE | TRUE | 24000 | 21000 | 2.88 | 23200 | 2.35
215745979 | 09/30/24 | Live | Midea Electric Trading | CUSTOM COMFORT | Singlezone Non-Ducted, Ceiling Placement | 215745979 |  | HRCU-A-CB-O | CCOXHBSZ09HP | Mini-Splits | CCOXHB4C09 |  |  |  | 14 | 22.6 | 12.1 | TRUE | TRUE | TRUE | 9000 | 9700 | 2.63 | 12600 | 2.1
215745994 | 09/30/24 | Live | Midea Electric Trading | CUSTOM COMFORT | Singlezone Non-Ducted, Ceiling Placement | 215745994 |  | HRCU-A-CB-O | CCOXHBSZ09HP | Mini-Splits | CCOXHB1C09 |  |  |  | 14.6 | 24 | 12.1 | TRUE | TRUE | TRUE | 9000 | 9000 | 2.44 | 11900 | 2
215735337 | 09/30/24 | Live | Midea Electric Trading | INNOVAIR | Singlezone Ducted, Compact Ducted | 215735337 |  | HRCU-A-CB | MOS60H2BH0A | Mini-Splits | MDH60H2MHWA |  |  |  | 10.2 | 15.8 | 10.4 | TRUE | TRUE | TRUE | 55000 | 45000 | 2.72 | 52000 | 2.41
215735336 | 09/30/24 | Live | Midea Electric Trading | INNOVAIR | Singlezone Ducted, Compact Ducted | 215735336 |  | HRCU-A-CB | MOS48H2BH0A | Mini-Splits | MDH48H2MHWA |  |  |  | 10.4 | 16.7 | 10.8 | TRUE | TRUE | TRUE | 48000 | 45000 | 2.61 | 45500 | 2.4
215735335 | 09/30/24 | Live | Midea Electric Trading | INNOVAIR | Singlezone Ducted, Compact Ducted | 215735335 |  | HRCU-A-CB | MOS36H2BH0A | Mini-Splits | MDH36H2MHWA |  |  |  | 12 | 17.7 | 11.1 | TRUE | TRUE | TRUE | 36000 | 31600 | 2.73 | 40000 | 2.29
215725542 | 09/30/24 | Live | Midea Electric Trading | INNOVAIR | Multizone Mix of Ducted and Non-Ducted | 215725542 |  | HMSV-A-CB | MOM48H2BH6B | Mixed Ducted and Non-Ducted Indoor Units |  |  |  |  | 11.85 | 21.7 | 11 | TRUE | TRUE | TRUE | 47000 | 44000 | 2.6 | 45500 | 2.1
215725541 | 09/30/24 | Live | Midea Electric Trading | INNOVAIR | Multizone All Ducted | 215725541 |  | HMSV-A-CB | MOM48H2BH6B | Ducted Indoor Units |  |  |  |  | 11.7 | 20.4 | 11 | TRUE | TRUE | TRUE | 47000 | 44500 | 2.6 | 46000 | 2.2
215725540 | 09/30/24 | Live | Midea Electric Trading | INNOVAIR | Multizone All Non-Ducted | 215725540 |  | HMSR-A-CB-O | MOM48H2BH6B | Non-Ducted Indoor Units |  |  |  |  | 12 | 23 | 11 | TRUE | TRUE | TRUE | 47000 | 44000 | 2.6 | 45000 | 2
215725539 | 09/30/24 | Live | Midea Electric Trading | INNOVAIR | Multizone Mix of Ducted and Non-Ducted | 215725539 |  | HMSV-A-CB | MOM36H2BH5B | Mixed Ducted and Non-Ducted Indoor Units |  |  |  |  | 12.5 | 21.2 | 10.55 | TRUE | TRUE | TRUE | 36000 | 31400 | 2.4 | 38000 | 2.41
215725538 | 09/30/24 | Live | Midea Electric Trading | INNOVAIR | Multizone All Ducted | 215725538 |  | HMSV-A-CB | MOM36H2BH5B | Ducted Indoor Units |  |  |  |  | 12 | 19.4 | 10.4 | TRUE | TRUE | TRUE | 36000 | 33000 | 2.4 | 34000 | 2.2
215725537 | 09/30/24 | Live | Midea Electric Trading | INNOVAIR | Multizone All Non-Ducted | 215725537 |  | HMSR-A-CB-O | MOM36H2BH5B | Non-Ducted Indoor Units |  |  |  |  | 13 | 23 | 10.7 | TRUE | TRUE | TRUE | 36000 | 30000 | 2.4 | 42000 | 2.6
215725536 | 09/30/24 | Live | Midea Electric Trading | INNOVAIR | Multizone Mix of Ducted and Non-Ducted | 215725536 |  | HMSV-A-CB | MOM27H2BH4B | Mixed Ducted and Non-Ducted Indoor Units |  |  |  |  | 12.25 | 21 | 10 | TRUE | TRUE | TRUE | 27400 | 24000 | 2.5 | 27500 | 2.15
215725535 | 09/30/24 | Live | Midea Electric Trading | INNOVAIR | Multizone All Ducted | 215725535 |  | HMSV-A-CB | MOM27H2BH4B | Ducted Indoor Units |  |  |  |  | 12 | 19 | 9.5 | TRUE | TRUE | TRUE | 28000 | 23000 | 2.4 | 27000 | 2.1
215725534 | 09/30/24 | Live | Midea Electric Trading | INNOVAIR | Multizone All Non-Ducted | 215725534 |  | HMSR-A-CB-O | MOM27H2BH4B | Non-Ducted Indoor Units |  |  |  |  | 12.5 | 23 | 10.5 | TRUE | TRUE | TRUE | 27000 | 25000 | 2.6 | 28000 | 2.2
215725533 | 09/30/24 | Live | Midea Electric Trading | INNOVAIR | Multizone Mix of Ducted and Non-Ducted | 215725533 |  | HMSV-A-CB | MOM18H2BH3B | Mixed Ducted and Non-Ducted Indoor Units |  |  |  |  | 14 | 22.5 | 10.2 | TRUE | TRUE | TRUE | 19000 | 17300 | 2.65 | 20500 | 2.36
215725532 | 09/30/24 | Live | Midea Electric Trading | INNOVAIR | Multizone All Ducted | 215725532 |  | HMSV-A-CB | MOM18H2BH3B | Ducted Indoor Units |  |  |  |  | 13 | 20 | 10 | TRUE | TRUE | TRUE | 19000 | 17000 | 2.59 | 22000 | 2.5
215735340 | 09/30/24 | Live | Midea Electric Trading | INNOVAIR | Singlezone Non-Ducted, Floor Placement | 215735340 |  | HRCU-A-CB-O | MOS60H2BH0A | Mini-Splits | MFC60H2BHRB |  |  |  | 9 | 18 | 10.7 | TRUE | TRUE | TRUE | 54000 | 41000 | 2.33 | 58000 | 2.17
215735339 | 09/30/24 | Live | Midea Electric Trading | INNOVAIR | Singlezone Non-Ducted, Floor Placement | 215735339 |  | HRCU-A-CB-O | MOS48H2BH0A | Mini-Splits | MFC48H2BHRB |  |  |  | 9.4 | 18.5 | 10.1 | TRUE | TRUE | TRUE | 48000 | 38500 | 2.38 | 44500 | 2.23
215735334 | 09/30/24 | Live | Midea Electric Trading | INNOVAIR | Singlezone Non-Ducted, Wall Placement | 215735334 |  | HRCU-A-CB-O | MOS48H2BH0A | Mini-Splits | MCS48H2BHRB |  |  |  | 10 | 18 | 11 | TRUE | TRUE | TRUE | 48000 | 44000 | 2.44 | 48000 | 2.17
215735338 | 09/30/24 | Live | Midea Electric Trading | INNOVAIR | Singlezone Non-Ducted, Floor Placement | 215735338 |  | HRCU-A-CB-O | MOS36H2BH0A | Mini-Splits | MFC36H2BHRB |  |  |  | 12 | 20 | 10.8 | TRUE | TRUE | TRUE | 36400 | 30200 | 2.58 | 42400 | 2.16
215735333 | 09/30/24 | Live | Midea Electric Trading | INNOVAIR | Singlezone Non-Ducted, Wall Placement | 215735333 |  | HRCU-A-CB-O | MOS36H2BH0A | Mini-Splits | MCS36H2BHRB |  |  |  | 12 | 21.2 | 10.6 | TRUE | TRUE | TRUE | 36600 | 30600 | 2.56 | 46200 | 2.17
215746032 | 09/30/24 | Live | Midea Electric Trading | MIDEA | Singlezone Non-Ducted, Wall Placement | 215746032 |  | HRCU-A-CB-O | MOX430-24HFN1-MR0W | Mini-Splits | MSAG11D-24HRFN1-MR0W | 9.5 | 18.5 | 10.2 | 9.5 | 18.5 | 8.6 | FALSE | FALSE | FALSE | 24000 | 16500 | 2.38 | 19257 | 2.11
215746033 | 09/30/24 | Live | Midea Electric Trading | MIDEA | Singlezone Non-Ducted, Wall Placement | 215746033 |  | HRCU-A-CB-O | MOX230-12HFN1-MS8W | Mini-Splits | MSAG11B-12HRFN1-MS0W | 10.8 | 20.5 | 10.7 | 10.8 | 21.4 | 9.2 | FALSE | FALSE | FALSE | 12000 | 7000 | 2.5 | 9300 | 2
215725466 | 09/30/24 | Live | Midea Electric Trading | INNOVAIR | Singlezone Ducted, Compact Ducted | 215725466 |  | HRCU-A-CB | MOS60H2BM0A | Mini-Splits | MDH60H2MHWA |  |  |  | 10 | 17 | 9.7 | FALSE | FALSE | TRUE | 58000 | 40000 | 2.66 | 41500 | 2.45
215725452 | 09/30/24 | Live | Midea Electric Trading | INNOVAIR | Singlezone Ducted, Compact Ducted | 215725452 |  | HRCU-A-CB | MOS48H2BM0A | Mini-Splits | MCS48H2BHRB |  |  |  | 10 | 17.1 | 9.8 | TRUE | TRUE | TRUE | 48000 | 39000 | 2.48 | 46500 | 2.35
215725465 | 09/30/24 | Live | Midea Electric Trading | INNOVAIR | Singlezone Ducted, Compact Ducted | 215725465 |  | HRCU-A-CB | MOS48H2BM0A | Mini-Splits | MDH48H2MHWA |  |  |  | 10 | 17.1 | 9.8 | TRUE | TRUE | TRUE | 48000 | 39000 | 2.48 | 46500 | 2.35
215725464 | 09/30/24 | Live | Midea Electric Trading | INNOVAIR | Singlezone Ducted, Compact Ducted | 215725464 |  | HRCU-A-CB | MOS36H2BM0A | Mini-Splits | MDH36H2MHWA |  |  |  | 10.1 | 18.7 | 10.2 | FALSE | FALSE | TRUE | 36000 | 27400 | 2.73 | 31000 | 2.39
215725463 | 09/30/24 | Live | Midea Electric Trading | INNOVAIR | Singlezone Ducted, Compact Ducted | 215725463 |  | HRCU-A-CB | MOS24H2BM0A | Mini-Splits | MDH24H2MHWA |  |  |  | 12.5 | 19 | 11 | TRUE | TRUE | TRUE | 24000 | 21200 | 2.6 | 21600 | 2.56
215725462 | 09/30/24 | Live | Midea Electric Trading | INNOVAIR | Singlezone Ducted, Compact Ducted | 215725462 |  | HRCU-A-CB | MOS18H2BM0A | Mini-Splits | MDH18H2MHWA |  |  |  | 13.3 | 20 | 11.3 | TRUE | TRUE | TRUE | 17500 | 14900 | 2.89 | 15900 | 2.65
215725459 | 09/30/24 | Live | Midea Electric Trading | INNOVAIR | Singlezone Ducted, Compact Ducted | 215725459 |  | HRCU-A-CB | MOS18H2BM0A | Mini-Splits | MDL18H2MHWA |  |  |  | 12.5 | 20 | 10.5 | TRUE | TRUE | TRUE | 17000 | 14000 | 2.6 | 14100 | 2.4
215725458 | 09/30/24 | Live | Midea Electric Trading | INNOVAIR | Singlezone Ducted, Compact Ducted | 215725458 |  | HRCU-A-CB | MOS12H2BM0A | Mini-Splits | MDL12H2MHWA |  |  |  | 11.7 | 19 | 10.2 | TRUE | TRUE | TRUE | 11500 | 9500 | 2.58 | 10300 | 2.58
215725457 | 09/30/24 | Live | Midea Electric Trading | INNOVAIR | Singlezone Ducted, Compact Ducted | 215725457 |  | HRCU-A-CB | MOS09H2BM0A | Mini-Splits | MDL09H2MHWA |  |  |  | 12.8 | 19.5 | 11 | TRUE | TRUE | TRUE | 9000 | 8900 | 2.61 | 9600 | 2.45
215725473 | 09/30/24 | Live | Midea Electric Trading | INNOVAIR | Singlezone Ducted, Compact Ducted | 215725473 |  | HRCU-A-CB | MOS24H2BH0A | Mini-Splits | MDH24H2MHWA |  |  |  | 12 | 19 | 11.7 | TRUE | TRUE | TRUE | 24000 | 21600 | 2.71 | 23600 | 2.48
215725472 | 09/30/24 | Live | Midea Electric Trading | INNOVAIR | Singlezone Ducted, Compact Ducted | 215725472 |  | HRCU-A-CB | MOS18H2BH0A | Mini-Splits | MDH18H2MHWA |  |  |  | 12 | 18.4 | 11.1 | TRUE | TRUE | TRUE | 17500 | 15000 | 2.89 | 20000 | 2.5
215725469 | 09/30/24 | Live | Midea Electric Trading | INNOVAIR | Singlezone Ducted, Compact Ducted | 215725469 |  | HRCU-A-CB | MOS18H2BH0A | Mini-Splits | MDL18H2MHWA |  |  |  | 12 | 18 | 10.5 | TRUE | TRUE | TRUE | 17000 | 15000 | 2.7 | 19000 | 2.23
215725471 | 09/30/24 | Live | Midea Electric Trading | INNOVAIR | Singlezone Ducted, Compact Ducted | 215725471 |  | HRCU-A-CB | MOS12H2BH0A | Mini-Splits | MDH12H2MHWA |  |  |  | 12 | 20 | 10.6 | TRUE | TRUE | TRUE | 12000 | 10200 | 2.6 | 14000 | 2.31
215725468 | 09/30/24 | Live | Midea Electric Trading | INNOVAIR | Singlezone Ducted, Compact Ducted | 215725468 |  | HRCU-A-CB | MOS12H2BH0A | Mini-Splits | MDL12H2MHWA |  |  |  | 12 | 20 | 10 | TRUE | TRUE | TRUE | 12000 | 9600 | 2.49 | 13100 | 1.99
215725470 | 09/30/24 | Live | Midea Electric Trading | INNOVAIR | Singlezone Ducted, Compact Ducted | 215725470 |  | HRCU-A-CB | MOS09H2BH0A | Mini-Splits | MDH09H2MHWA |  |  |  | 14 | 20.5 | 13.8 | TRUE | TRUE | TRUE | 9000 | 10200 | 2.45 | 12600 | 1.94
215725467 | 09/30/24 | Live | Midea Electric Trading | INNOVAIR | Singlezone Ducted, Compact Ducted | 215725467 |  | HRCU-A-CB | MOS09H2BH0A | Mini-Splits | MDL09H2MHWA |  |  |  | 13.4 | 21.4 | 12.5 | TRUE | TRUE | TRUE | 9000 | 9600 | 2.49 | 12600 | 1.99
215725500 | 09/30/24 | Live | Midea Electric Trading | INNOVAIR | Multizone Mix of Ducted and Non-Ducted | 215725500 |  | HMSV-A-CB | MOM48H2BM6A | Mixed Ducted and Non-Ducted Indoor Units |  |  |  |  | 12.25 | 22.2 | 10.45 | TRUE | TRUE | TRUE | 46000 | 37400 | 2.5 | 39750 | 2.19
215725499 | 09/30/24 | Live | Midea Electric Trading | INNOVAIR | Multizone All Ducted | 215725499 |  | HMSV-A-CB | MOM48H2BM6A | Ducted Indoor Units |  |  |  |  | 12 | 20.4 | 10.6 | TRUE | TRUE | TRUE | 45000 | 37000 | 2.5 | 41000 | 2.4
215725498 | 09/30/24 | Live | Midea Electric Trading | INNOVAIR | Multizone All Non-Ducted | 215725498 |  | HMSR-A-CB-O | MOM48H2BM6A | Non-Ducted Indoor Units |  |  |  |  | 12.5 | 24 | 10.3 | TRUE | TRUE | TRUE | 47000 | 38000 | 2.5 | 38500 | 2
215725497 | 09/30/24 | Live | Midea Electric Trading | INNOVAIR | Multizone Mix of Ducted and Non-Ducted | 215725497 |  | HMSV-A-CB | MOM36H2BM5A | Mixed Ducted and Non-Ducted Indoor Units |  |  |  |  | 11.85 | 22 | 9.35 | TRUE | TRUE | TRUE | 35400 | 26400 | 2.35 | 27300 | 2.15
215725496 | 09/30/24 | Live | Midea Electric Trading | INNOVAIR | Multizone All Ducted | 215725496 |  | HMSV-A-CB | MOM36H2BM5A | Ducted Indoor Units |  |  |  |  | 11.7 | 20 | 9.2 | TRUE | TRUE | TRUE | 35000 | 26400 | 2.3 | 28000 | 2.2
215725495 | 09/30/24 | Live | Midea Electric Trading | INNOVAIR | Multizone All Non-Ducted | 215725495 |  | HMSR-A-CB-O | MOM36H2BM5A | Non-Ducted Indoor Units |  |  |  |  | 12 | 24 | 9.5 | TRUE | TRUE | TRUE | 36000 | 26600 | 2.4 | 26600 | 2.1
215725494 | 09/30/24 | Live | Midea Electric Trading | INNOVAIR | Multizone Mix of Ducted and Non-Ducted | 215725494 |  | HMSV-A-CB | MOM27H2BM4A | Mixed Ducted and Non-Ducted Indoor Units |  |  |  |  | 12.5 | 23 | 9.25 | TRUE | TRUE | TRUE | 26800 | 18400 | 2.56 | 18800 | 2.3
215725493 | 09/30/24 | Live | Midea Electric Trading | INNOVAIR | Multizone All Ducted | 215725493 |  | HMSV-A-CB | MOM27H2BM4A | Ducted Indoor Units |  |  |  |  | 12 | 21 | 9 | TRUE | TRUE | TRUE | 26600 | 18400 | 2.5 | 18600 | 2.3
215725492 | 09/30/24 | Live | Midea Electric Trading | INNOVAIR | Multizone All Non-Ducted | 215725492 |  | HMSR-A-CB-O | MOM27H2BM4A | Non-Ducted Indoor Units |  |  |  |  | 13 | 25 | 9.5 | TRUE | TRUE | TRUE | 27000 | 18400 | 2.61 | 19000 | 2.3
215725527 | 09/30/24 | Live | Midea Electric Trading | INNOVAIR | Multizone Mix of Ducted and Non-Ducted | 215725527 |  | HMSV-A-CB | MOM48H2BH6A | Mixed Ducted and Non-Ducted Indoor Units |  |  |  |  | 11.85 | 21.7 | 11 | TRUE | TRUE | TRUE | 47000 | 44000 | 2.6 | 45500 | 2.1
215725526 | 09/30/24 | Live | Midea Electric Trading | INNOVAIR | Multizone All Ducted | 215725526 |  | HMSV-A-CB | MOM48H2BH6A | Ducted Indoor Units |  |  |  |  | 11.7 | 20.4 | 11 | TRUE | TRUE | TRUE | 47000 | 44500 | 2.6 | 46000 | 2.2
215725525 | 09/30/24 | Live | Midea Electric Trading | INNOVAIR | Multizone All Non-Ducted | 215725525 |  | HMSR-A-CB-O | MOM48H2BH6A | Non-Ducted Indoor Units |  |  |  |  | 12 | 23 | 11 | TRUE | TRUE | TRUE | 47000 | 44000 | 2.6 | 45000 | 2
215725524 | 09/30/24 | Live | Midea Electric Trading | INNOVAIR | Multizone Mix of Ducted and Non-Ducted | 215725524 |  | HMSV-A-CB | MOM36H2BH5A | Mixed Ducted and Non-Ducted Indoor Units |  |  |  |  | 12.5 | 21.2 | 10.55 | TRUE | TRUE | TRUE | 36000 | 31400 | 2.4 | 38000 | 2.41
215725523 | 09/30/24 | Live | Midea Electric Trading | INNOVAIR | Multizone All Ducted | 215725523 |  | HMSV-A-CB | MOM36H2BH5A | Ducted Indoor Units |  |  |  |  | 12 | 19.4 | 10.4 | TRUE | TRUE | TRUE | 36000 | 33000 | 2.4 | 34000 | 2.2
215725522 | 09/30/24 | Live | Midea Electric Trading | INNOVAIR | Multizone All Non-Ducted | 215725522 |  | HMSR-A-CB-O | MOM36H2BH5A | Non-Ducted Indoor Units |  |  |  |  | 13 | 23 | 10.7 | TRUE | TRUE | TRUE | 36000 | 30000 | 2.4 | 42000 | 2.6
215725521 | 09/30/24 | Live | Midea Electric Trading | INNOVAIR | Multizone Mix of Ducted and Non-Ducted | 215725521 |  | HMSV-A-CB | MOM27H2BH4A | Mixed Ducted and Non-Ducted Indoor Units |  |  |  |  | 12.25 | 21 | 10 | TRUE | TRUE | TRUE | 27400 | 24000 | 2.5 | 27500 | 2.15
215725520 | 09/30/24 | Live | Midea Electric Trading | INNOVAIR | Multizone All Ducted | 215725520 |  | HMSV-A-CB | MOM27H2BH4A | Ducted Indoor Units |  |  |  |  | 12 | 19 | 9.5 | TRUE | TRUE | TRUE | 28000 | 23000 | 2.4 | 27000 | 2.1
215725519 | 09/30/24 | Live | Midea Electric Trading | INNOVAIR | Multizone All Non-Ducted | 215725519 |  | HMSR-A-CB-O | MOM27H2BH4A | Non-Ducted Indoor Units |  |  |  |  | 12.5 | 23 | 10.5 | TRUE | TRUE | TRUE | 27000 | 25000 | 2.6 | 28000 | 2.2
215725518 | 09/30/24 | Live | Midea Electric Trading | INNOVAIR | Multizone Mix of Ducted and Non-Ducted | 215725518 |  | HMSV-A-CB | MOM18H2BH3A | Mixed Ducted and Non-Ducted Indoor Units |  |  |  |  | 14 | 22.5 | 10.2 | TRUE | TRUE | TRUE | 19000 | 17300 | 2.65 | 20500 | 2.36
215725517 | 09/30/24 | Live | Midea Electric Trading | INNOVAIR | Multizone All Ducted | 215725517 |  | HMSV-A-CB | MOM18H2BH3A | Ducted Indoor Units |  |  |  |  | 13 | 20 | 10 | TRUE | TRUE | TRUE | 19000 | 17000 | 2.59 | 22000 | 2.5
215725516 | 09/30/24 | Live | Midea Electric Trading | INNOVAIR | Multizone All Non-Ducted | 215725516 |  | HMSR-A-CB-O | MOM18H2BH3A | Non-Ducted Indoor Units |  |  |  |  | 15 | 25 | 10.4 | TRUE | TRUE | TRUE | 19000 | 17600 | 2.7 | 19000 | 2.2
215725512 | 09/30/24 | Live | Midea Electric Trading | INNOVAIR | Multizone Mix of Ducted and Non-Ducted | 215725512 |  | HMSV-A-CB | MOM48H2BM6B | Mixed Ducted and Non-Ducted Indoor Units |  |  |  |  | 12.25 | 22.2 | 10.45 | TRUE | TRUE | TRUE | 46000 | 37400 | 2.5 | 39750 | 2.19
215725511 | 09/30/24 | Live | Midea Electric Trading | INNOVAIR | Multizone All Ducted | 215725511 |  | HMSV-A-CB | MOM48H2BM6B | Ducted Indoor Units |  |  |  |  | 12 | 20.4 | 10.6 | TRUE | TRUE | TRUE | 45000 | 37000 | 2.5 | 41000 | 2.4
215725510 | 09/30/24 | Live | Midea Electric Trading | INNOVAIR | Multizone All Non-Ducted | 215725510 |  | HMSR-A-CB-O | MOM48H2BM6B | Non-Ducted Indoor Units |  |  |  |  | 12.5 | 24 | 10.3 | TRUE | TRUE | TRUE | 47000 | 38000 | 2.5 | 38500 | 2
215725509 | 09/30/24 | Live | Midea Electric Trading | INNOVAIR | Multizone Mix of Ducted and Non-Ducted | 215725509 |  | HMSV-A-CB | MOM36H2BM5B | Mixed Ducted and Non-Ducted Indoor Units |  |  |  |  | 11.85 | 22 | 9.35 | TRUE | TRUE | TRUE | 35400 | 26400 | 2.35 | 27300 | 2.15
215725508 | 09/30/24 | Live | Midea Electric Trading | INNOVAIR | Multizone All Ducted | 215725508 |  | HMSV-A-CB | MOM36H2BM5B | Ducted Indoor Units |  |  |  |  | 11.7 | 20 | 9.2 | TRUE | TRUE | TRUE | 35000 | 26400 | 2.3 | 28000 | 2.2
215725507 | 09/30/24 | Live | Midea Electric Trading | INNOVAIR | Multizone All Non-Ducted | 215725507 |  | HMSR-A-CB-O | MOM36H2BM5B | Non-Ducted Indoor Units |  |  |  |  | 12 | 24 | 9.5 | TRUE | TRUE | TRUE | 36000 | 26600 | 2.4 | 26600 | 2.1
215725506 | 09/30/24 | Live | Midea Electric Trading | INNOVAIR | Multizone Mix of Ducted and Non-Ducted | 215725506 |  | HMSV-A-CB | MOM27H2BM4B | Mixed Ducted and Non-Ducted Indoor Units |  |  |  |  | 12.5 | 23 | 9.25 | TRUE | TRUE | TRUE | 26800 | 18400 | 2.56 | 18800 | 2.3
215725505 | 09/30/24 | Live | Midea Electric Trading | INNOVAIR | Multizone All Ducted | 215725505 |  | HMSV-A-CB | MOM27H2BM4B | Ducted Indoor Units |  |  |  |  | 12 | 21 | 9 | TRUE | TRUE | TRUE | 26600 | 18400 | 2.5 | 18600 | 2.3
215725504 | 09/30/24 | Live | Midea Electric Trading | INNOVAIR | Multizone All Non-Ducted | 215725504 |  | HMSR-A-CB-O | MOM27H2BM4B | Non-Ducted Indoor Units |  |  |  |  | 13 | 25 | 9.5 | TRUE | TRUE | TRUE | 27000 | 18400 | 2.61 | 19000 | 2.3
215725491 | 09/30/24 | Live | Midea Electric Trading | INNOVAIR | Multizone Mix of Ducted and Non-Ducted | 215725491 |  | HMSV-A-CB | MOM18H2BM3A | Mixed Ducted and Non-Ducted Indoor Units |  |  |  |  | 13 | 22.55 | 9.9 | TRUE | TRUE | TRUE | 18000 | 14100 | 2.55 | 14300 | 2.39
215725490 | 09/30/24 | Live | Midea Electric Trading | INNOVAIR | Multizone All Ducted | 215725490 |  | HMSV-A-CB | MOM18H2BM3A | Ducted Indoor Units |  |  |  |  | 12 | 20 | 10 | TRUE | TRUE | TRUE | 18000 | 14600 | 2.3 | 14600 | 2.3
215725489 | 09/30/24 | Live | Midea Electric Trading | INNOVAIR | Multizone All Non-Ducted | 215725489 |  | HMSR-A-CB-O | MOM18H2BM3A | Non-Ducted Indoor Units |  |  |  |  | 14 | 25.1 | 9.8 | TRUE | TRUE | TRUE | 18000 | 13600 | 2.81 | 14000 | 2.5
215725531 | 09/30/24 | Live | Midea Electric Trading | INNOVAIR | Multizone All Non-Ducted | 215725531 |  | HMSR-A-CB-O | MOM18H2BH3B | Non-Ducted Indoor Units |  |  |  |  | 15 | 25 | 10.4 | TRUE | TRUE | TRUE | 19000 | 17600 | 2.7 | 19000 | 2.2
215725431 | 09/30/24 | Live | Midea Electric Trading | INNOVAIR | Singlezone Non-Ducted, Wall Placement | 215725431 |  | HRCU-A-CB-O | MOS12H2BE5A | Mini-Splits | MHW12H2BERA |  |  |  | 8.8 | 18 | 8.8 | FALSE | FALSE | FALSE | 12000 | 8000 | 2.58 | 8300 | 2.41
215725430 | 09/30/24 | Live | Midea Electric Trading | INNOVAIR | Singlezone Non-Ducted, Wall Placement | 215725430 |  | HRCU-A-CB-O | MOS09H2BE5A | Mini-Splits | MHW09H2BERA |  |  |  | 10.9 | 19 | 9.7 | TRUE | TRUE | TRUE | 9000 | 8000 | 2.58 | 8300 | 2.41
215725484 | 09/30/24 | Live | Midea Electric Trading | INNOVAIR | Singlezone Non-Ducted, Floor Placement | 215725484 |  | HRCU-A-CB-O | MOS24H2BH0A | Mini-Splits | MFC24H2BHRB |  |  |  | 12 | 20.4 | 12.1 | TRUE | TRUE | TRUE | 22000 | 20200 | 2.74 | 23300 | 2.38
215725456 | 09/30/24 | Live | Midea Electric Trading | INNOVAIR | Singlezone Non-Ducted, Wall Placement | 215725456 |  | HRCU-A-CB-O | MOS24H2BH0A | Mini-Splits | MCS24H2BHRB |  |  |  | 12 | 20.7 | 11.6 | TRUE | TRUE | TRUE | 23400 | 20400 | 2.78 | 23900 | 2.48
215725483 | 09/30/24 | Live | Midea Electric Trading | INNOVAIR | Singlezone Non-Ducted, Floor Placement | 215725483 |  | HRCU-A-CB-O | MOS18H2BH0A | Mini-Splits | MFC18H2BHRB |  |  |  | 12.5 | 20.4 | 10.3 | TRUE | TRUE | TRUE | 17000 | 14400 | 2.54 | 20200 | 2.24
215725477 | 09/30/24 | Live | Midea Electric Trading | INNOVAIR | Singlezone Non-Ducted, Wall Placement | 215725477 |  | HRCU-A-CB-O | MOS18H2BH0A | Mini-Splits | MCW16H2BHRB |  |  |  | 12.5 | 20 | 10.3 | TRUE | TRUE | TRUE | 16000 | 14200 | 2.6 | 18800 | 2.13
215725455 | 09/30/24 | Live | Midea Electric Trading | INNOVAIR | Singlezone Non-Ducted, Ceiling Placement | 215725455 |  | HRCU-A-CB-O | MOS18H2BH0A | Mini-Splits | MCS18H2BHRB |  |  |  | 12.5 | 20 | 12.3 | TRUE | TRUE | TRUE | 16000 | 14900 | 2.7 | 18000 | 2.1
215725488 | 09/30/24 | Live | Midea Electric Trading | INNOVAIR | Singlezone Non-Ducted, Ceiling Placement | 215725488 |  | HRCU-A-CB-O | MOS18H2BH0A | Mini-Splits | MCO18H2BHRB |  |  |  | 12.5 | 20.6 | 12.2 | TRUE | TRUE | TRUE | 16700 | 14500 | 2.5 | 18800 | 2.05
215725454 | 09/30/24 | Live | Midea Electric Trading | INNOVAIR | Singlezone Non-Ducted, Ceiling Placement | 215725454 |  | HRCU-A-CB-O | MOS12H2BH0A | Mini-Splits | MCS12H2BHRB |  |  |  | 12.5 | 22.2 | 11.6 | TRUE | TRUE | TRUE | 12000 | 10000 | 2.74 | 12900 | 2.14
215725442 | 09/30/24 | Live | Midea Electric Trading | INNOVAIR | Singlezone Non-Ducted, Wall Placement | 215725442 |  | HRCU-A-CB-O | MOS06H2BH0A | Mini-Splits | MHW06H2BHRB |  |  |  | 18 | 25.5 | 14.8 | TRUE | TRUE | TRUE | 6000 | 7900 | 2.79 | 8600 | 2.38
215725482 | 09/30/24 | Live | Midea Electric Trading | INNOVAIR | Singlezone Non-Ducted, Floor Placement | 215725482 |  | HRCU-A-CB-O | MOS60H2BM0A | Mini-Splits | MFC60H2BHRB |  |  |  | 9.5 | 19.5 | 9.5 | FALSE | FALSE | TRUE | 54000 | 37200 | 2.53 | 45300 | 2.22
215725481 | 09/30/24 | Live | Midea Electric Trading | INNOVAIR | Singlezone Non-Ducted, Floor Placement | 215725481 |  | HRCU-A-CB-O | MOS48H2BM0A | Mini-Splits | MFC48H2BHRB |  |  |  | 9.5 | 19.8 | 10.2 | TRUE | TRUE | TRUE | 48000 | 39500 | 2.4 | 45100 | 2.13
215725480 | 09/30/24 | Live | Midea Electric Trading | INNOVAIR | Singlezone Non-Ducted, Floor Placement | 215725480 |  | HRCU-A-CB-O | MOS36H2BM0A | Mini-Splits | MFC36H2BHRB |  |  |  | 10.1 | 20 | 10 | FALSE | FALSE | TRUE | 36000 | 26400 | 2.68 | 30900 | 2.36
215725451 | 09/30/24 | Live | Midea Electric Trading | INNOVAIR | Singlezone Non-Ducted, Wall Placement | 215725451 |  | HRCU-A-CB-O | MOS36H2BM0A | Mini-Splits | MCS36H2BHRB |  |  |  | 9.6 | 20 | 10.3 | TRUE | TRUE | TRUE | 36000 | 26800 | 2.68 | 28100 | 2.22
215725479 | 09/30/24 | Live | Midea Electric Trading | INNOVAIR | Singlezone Non-Ducted, Floor Placement | 215725479 |  | HRCU-A-CB-O | MOS24H2BM0A | Mini-Splits | MFC24H2BHRB |  |  |  | 12.2 | 21.1 | 11.1 | TRUE | TRUE | TRUE | 24000 | 20000 | 2.56 | 20000 | 2.31
215725441 | 09/30/24 | Live | Midea Electric Trading | INNOVAIR | Singlezone Non-Ducted, Wall Placement | 215725441 |  | HRCU-A-CB-O | MOS24H2BM0A | Mini-Splits | MHW24H2BHRB |  |  |  | 14 | 23 | 11.7 | TRUE | TRUE | TRUE | 24000 | 18800 | 2.65 | 19300 | 2.33
215725478 | 09/30/24 | Live | Midea Electric Trading | INNOVAIR | Singlezone Non-Ducted, Floor Placement | 215725478 |  | HRCU-A-CB-O | MOS18H2BM0A | Mini-Splits | MFC18H2BHRB |  |  |  | 12.5 | 22.3 | 10.4 | TRUE | TRUE | TRUE | 18000 | 13700 | 2.51 | 15100 | 2.38
215725475 | 09/30/24 | Live | Midea Electric Trading | INNOVAIR | Singlezone Non-Ducted, Wall Placement | 215725475 |  | HRCU-A-CB-O | MOS18H2BM0A | Mini-Splits | MCW16H2BHRB |  |  |  | 12.5 | 23.8 | 13.5 | TRUE | TRUE | TRUE | 16000 | 14100 | 2.75 | 14600 | 2.58
215725449 | 09/30/24 | Live | Midea Electric Trading | INNOVAIR | Singlezone Non-Ducted, Ceiling Placement | 215725449 |  | HRCU-A-CB-O | MOS18H2BM0A | Mini-Splits | MCS18H2BHRB |  |  |  | 12.5 | 20.7 | 11.4 | TRUE | TRUE | TRUE | 16800 | 13900 | 2.66 | 14800 | 2.36
215725486 | 09/30/24 | Live | Midea Electric Trading | INNOVAIR | Singlezone Non-Ducted, Ceiling Placement | 215725486 |  | HRCU-A-CB-O | MOS18H2BM0A | Mini-Splits | MCO18H2BHRB |  |  |  | 12.5 | 22.2 | 12.2 | TRUE | TRUE | TRUE | 18000 | 14000 | 2.77 | 15200 | 2.47
215725440 | 09/30/24 | Live | Midea Electric Trading | INNOVAIR | Singlezone Non-Ducted, Wall Placement | 215725440 |  | HRCU-A-CB-O | MOS18H2BM0A | Mini-Splits | MHW18H2BHRB |  |  |  | 12.7 | 23.5 | 10.8 | TRUE | TRUE | TRUE | 18000 | 13600 | 2.73 | 14900 | 2.43
215725474 | 09/30/24 | Live | Midea Electric Trading | INNOVAIR | Singlezone Non-Ducted, Wall Placement | 215725474 |  | HRCU-A-CB-O | MOS12H2BM0A | Mini-Splits | MCW12H2BHRB |  |  |  | 12.7 | 24.6 | 11 | TRUE | TRUE | TRUE | 12000 | 9000 | 2.87 | 9600 | 2.49
215725448 | 09/30/24 | Live | Midea Electric Trading | INNOVAIR | Singlezone Non-Ducted, Ceiling Placement | 215725448 |  | HRCU-A-CB-O | MOS12H2BM0A | Mini-Splits | MCS12H2BHRB |  |  |  | 12.5 | 21.1 | 10.4 | TRUE | TRUE | TRUE | 12000 | 8500 | 2.8 | 9300 | 2.55
215725439 | 09/30/24 | Live | Midea Electric Trading | INNOVAIR | Singlezone Non-Ducted, Wall Placement | 215725439 |  | HRCU-A-CB-O | MOS12H2BM0A | Mini-Splits | MHW12H2BHRB |  |  |  | 13 | 25.5 | 10.6 | TRUE | TRUE | TRUE | 12000 | 9300 | 2.84 | 9600 | 2.38
215725447 | 09/30/24 | Live | Midea Electric Trading | INNOVAIR | Singlezone Non-Ducted, Ceiling Placement | 215725447 |  | HRCU-A-CB-O | MOS09H2BM0A | Mini-Splits | MCS09H2BHRB |  |  |  | 14.3 | 21.6 | 11.3 | TRUE | TRUE | TRUE | 9000 | 8500 | 2.8 | 9300 | 2.55
215725485 | 09/30/24 | Live | Midea Electric Trading | INNOVAIR | Singlezone Non-Ducted, Ceiling Placement | 215725485 |  | HRCU-A-CB-O | MOS09H2BM0A | Mini-Splits | MCO09H2BHRB |  |  |  | 14.4 | 22.1 | 11.8 | TRUE | TRUE | TRUE | 9000 | 7900 | 2.69 | 9900 | 2.59
215725438 | 09/30/24 | Live | Midea Electric Trading | INNOVAIR | Singlezone Non-Ducted, Wall Placement | 215725438 |  | HRCU-A-CB-O | MOS09H2BM0A | Mini-Splits | MHW09H2BHRB |  |  |  | 14.9 | 25.8 | 12.5 | TRUE | TRUE | TRUE | 9000 | 8100 | 2.83 | 9400 | 2.37
215725437 | 09/30/24 | Live | Midea Electric Trading | INNOVAIR | Singlezone Non-Ducted, Wall Placement | 215725437 |  | HRCU-A-CB-O | MOS12H1BM0A | Mini-Splits | MHW12H1BMRB |  |  |  | 13 | 23.4 | 9.5 | TRUE | FALSE | TRUE | 12000 | 8700 | 2.68 | 8700 | 2.43
215725436 | 09/30/24 | Live | Midea Electric Trading | INNOVAIR | Singlezone Non-Ducted, Wall Placement | 215725436 |  | HRCU-A-CB-O | MOS09H1BM0A | Mini-Splits | MHW09H1BMRB |  |  |  | 14.5 | 25.4 | 10 | TRUE | TRUE | TRUE | 9000 | 8500 | 2.71 | 8600 | 2.4
215725446 | 09/30/24 | Live | Midea Electric Trading | INNOVAIR | Singlezone Non-Ducted, Wall Placement | 215725446 |  | HRCU-A-CB-O | MOS24H2BH0A | Mini-Splits | MHW24H2BHRB |  |  |  | 13 | 21 | 13.5 | TRUE | TRUE | TRUE | 24000 | 21000 | 2.88 | 23200 | 2.35
215725453 | 09/30/24 | Live | Midea Electric Trading | INNOVAIR | Singlezone Non-Ducted, Ceiling Placement | 215725453 |  | HRCU-A-CB-O | MOS09H2BH0A | Mini-Splits | MCS09H2BHRB |  |  |  | 14 | 22.6 | 12.1 | TRUE | TRUE | TRUE | 9000 | 9700 | 2.63 | 12600 | 2.1
215725487 | 09/30/24 | Live | Midea Electric Trading | INNOVAIR | Singlezone Non-Ducted, Ceiling Placement | 215725487 |  | HRCU-A-CB-O | MOS09H2BH0A | Mini-Splits | MCO09H2BHRB |  |  |  | 14.6 | 24 | 12.1 | TRUE | TRUE | TRUE | 9000 | 9000 | 2.44 | 11900 | 2
215725433 | 09/30/24 | Live | Midea Electric Trading | INNOVAIR | Singlezone Non-Ducted, Wall Placement | 215725433 |  | HRCU-A-CB-O | MOS24H2BE5A | Mini-Splits | MHW24H2BERA |  |  |  | 9 | 17 | 8.5 | TRUE | TRUE | FALSE | 24000 | 17100 | 2.29 | 18400 | 2.17
215725432 | 09/30/24 | Live | Midea Electric Trading | INNOVAIR | Singlezone Non-Ducted, Wall Placement | 215725432 |  | HRCU-A-CB-O | MOS18H2BE5A | Mini-Splits | MHW18H2BERA |  |  |  | 9.9 | 18.3 | 8.7 | FALSE | FALSE | FALSE | 17000 | 11200 | 2.41 | 11200 | 2.2
215725429 | 09/30/24 | Live | Midea Electric Trading | INNOVAIR | Singlezone Non-Ducted, Wall Placement | 215725429 |  | HRCU-A-CB-O | MOS12H1BE5A | Mini-Splits | MHW12H1BERA |  |  |  | 8.8 | 19 | 9.2 | FALSE | FALSE | FALSE | 12000 | 7700 | 2.59 | 7900 | 2.41
215725428 | 09/30/24 | Live | Midea Electric Trading | INNOVAIR | Singlezone Non-Ducted, Wall Placement | 215725428 |  | HRCU-A-CB-O | MOS09H1BE5A | Mini-Splits | MHW09H1BERA |  |  |  | 10.1 | 18 | 9 | FALSE | FALSE | FALSE | 9000 | 6900 | 2.32 | 7200 | 2.03
215725435 | 09/30/24 | Live | Midea Electric Trading | INNOVAIR | Singlezone Non-Ducted, Wall Placement | 215725435 |  | HRCU-A-CB-O | MOS36H2BE5A | Mini-Splits | MHW30H2BERB |  |  |  | 9 | 18 | 8.5 | FALSE | FALSE | FALSE | 36000 | 24600 | 2.25 | 25000 | 2.14
215725434 | 09/30/24 | Live | Midea Electric Trading | INNOVAIR | Singlezone Non-Ducted, Wall Placement | 215725434 |  | HRCU-A-CB-O | MOS30H2BE5A | Mini-Splits | MHW30H2BERB |  |  |  | 11 | 20 | 9.2 | FALSE | FALSE | FALSE | 30000 | 19000 | 2.26 | 19800 | 1.99
215735303 | 09/30/24 | Live | Midea Electric Trading | SENVILLE | Singlezone Ducted, Compact Ducted | 215735303 |  | HRCU-A-CB | SENA-24HF-OG | Mini-Splits | SENA-24HF-IDG |  |  |  | 12 | 19 | 11.7 | TRUE | TRUE | TRUE | 24000 | 21600 | 2.71 | 23600 | 2.48
215735302 | 09/30/24 | Live | Midea Electric Trading | SENVILLE | Singlezone Ducted, Compact Ducted | 215735302 |  | HRCU-A-CB | SENA-18HF-OG | Mini-Splits | SENA-18HF-IDG |  |  |  | 12 | 18 | 10.5 | TRUE | TRUE | TRUE | 17000 | 15000 | 2.7 | 19000 | 2.23
215735301 | 09/30/24 | Live | Midea Electric Trading | SENVILLE | Singlezone Ducted, Compact Ducted | 215735301 |  | HRCU-A-CB | SENA-12HF-OG | Mini-Splits | SENA-12HF-IDG |  |  |  | 12 | 20 | 10 | TRUE | TRUE | TRUE | 12000 | 9600 | 2.49 | 13100 | 1.99
215735300 | 09/30/24 | Live | Midea Electric Trading | SENVILLE | Singlezone Ducted, Compact Ducted | 215735300 |  | HRCU-A-CB | SENA-09HF-OG | Mini-Splits | SENA-09HF-IDG |  |  |  | 13.4 | 21.4 | 12.5 | TRUE | TRUE | TRUE | 9000 | 9600 | 2.49 | 12600 | 1.99
215735325 | 09/30/24 | Live | Midea Electric Trading | SENVILLE | Multizone Mix of Ducted and Non-Ducted | 215735325 |  | HMSV-A-CB | SENA-55HF-MOA | Mixed Ducted and Non-Ducted Indoor Units |  |  |  |  | 11.85 | 21.1 | 10.6 | TRUE | TRUE | TRUE | 52000 | 44500 | 2.65 | 49500 | 2.39
215735324 | 09/30/24 | Live | Midea Electric Trading | SENVILLE | Multizone All Ducted | 215735324 |  | HMSV-A-CB | SENA-55HF-MOA | Ducted Indoor Units |  |  |  |  | 11.7 | 20 | 10.7 | TRUE | TRUE | TRUE | 53000 | 45000 | 2.7 | 52000 | 2.3
215735323 | 09/30/24 | Live | Midea Electric Trading | SENVILLE | Multizone All Non-Ducted | 215735323 |  | HMSR-A-CB-O | SENA-55HF-MOA | Non-Ducted Indoor Units |  |  |  |  | 12 | 22.2 | 10.5 | TRUE | TRUE | TRUE | 51000 | 44000 | 2.6 | 47000 | 2.5
215735322 | 09/30/24 | Live | Midea Electric Trading | SENVILLE | Multizone Mix of Ducted and Non-Ducted | 215735322 |  | HMSV-A-CB | SENA-48HF-MOA | Mixed Ducted and Non-Ducted Indoor Units |  |  |  |  | 11.85 | 21.7 | 11 | TRUE | TRUE | TRUE | 47000 | 44000 | 2.6 | 45500 | 2.1
215735321 | 09/30/24 | Live | Midea Electric Trading | SENVILLE | Multizone All Ducted | 215735321 |  | HMSV-A-CB | SENA-48HF-MOA | Ducted Indoor Units |  |  |  |  | 11.7 | 20.4 | 11 | TRUE | TRUE | TRUE | 47000 | 44500 | 2.6 | 46000 | 2.2
215735320 | 09/30/24 | Live | Midea Electric Trading | SENVILLE | Multizone All Non-Ducted | 215735320 |  | HMSR-A-CB-O | SENA-48HF-MOA | Non-Ducted Indoor Units |  |  |  |  | 12 | 23 | 11 | TRUE | TRUE | TRUE | 47000 | 44000 | 2.6 | 45000 | 2
215735319 | 09/30/24 | Live | Midea Electric Trading | SENVILLE | Multizone Mix of Ducted and Non-Ducted | 215735319 |  | HMSV-A-CB | SENA-36HF-MOA | Mixed Ducted and Non-Ducted Indoor Units |  |  |  |  | 12.5 | 21.2 | 10.55 | TRUE | TRUE | TRUE | 36000 | 31400 | 2.4 | 38000 | 2.41
215735318 | 09/30/24 | Live | Midea Electric Trading | SENVILLE | Multizone All Ducted | 215735318 |  | HMSV-A-CB | SENA-36HF-MOA | Ducted Indoor Units |  |  |  |  | 12 | 19.4 | 10.4 | TRUE | TRUE | TRUE | 36000 | 33000 | 2.4 | 34000 | 2.2
215735317 | 09/30/24 | Live | Midea Electric Trading | SENVILLE | Multizone All Non-Ducted | 215735317 |  | HMSR-A-CB-O | SENA-36HF-MOA | Non-Ducted Indoor Units |  |  |  |  | 13 | 23 | 10.7 | TRUE | TRUE | TRUE | 36000 | 30000 | 2.4 | 42000 | 2.6
215735316 | 09/30/24 | Live | Midea Electric Trading | SENVILLE | Multizone Mix of Ducted and Non-Ducted | 215735316 |  | HMSV-A-CB | SENA-28HF-MOA | Mixed Ducted and Non-Ducted Indoor Units |  |  |  |  | 12.25 | 21 | 10 | TRUE | TRUE | TRUE | 27400 | 24000 | 2.5 | 27500 | 2.15
215735315 | 09/30/24 | Live | Midea Electric Trading | SENVILLE | Multizone All Ducted | 215735315 |  | HMSV-A-CB | SENA-28HF-MOA | Ducted Indoor Units |  |  |  |  | 12 | 19 | 9.5 | TRUE | TRUE | TRUE | 28000 | 23000 | 2.4 | 27000 | 2.1
215735314 | 09/30/24 | Live | Midea Electric Trading | SENVILLE | Multizone All Non-Ducted | 215735314 |  | HMSR-A-CB-O | SENA-28HF-MOA | Non-Ducted Indoor Units |  |  |  |  | 12.5 | 23 | 10.5 | TRUE | TRUE | TRUE | 27000 | 25000 | 2.6 | 28000 | 2.2
215735313 | 09/30/24 | Live | Midea Electric Trading | SENVILLE | Multizone Mix of Ducted and Non-Ducted | 215735313 |  | HMSV-A-CB | SENA-18HF-MOA | Mixed Ducted and Non-Ducted Indoor Units |  |  |  |  | 14 | 22.5 | 10.2 | TRUE | TRUE | TRUE | 19000 | 17300 | 2.65 | 20500 | 2.36
215735312 | 09/30/24 | Live | Midea Electric Trading | SENVILLE | Multizone All Ducted | 215735312 |  | HMSV-A-CB | SENA-18HF-MOA | Ducted Indoor Units |  |  |  |  | 13 | 20 | 10 | TRUE | TRUE | TRUE | 19000 | 17000 | 2.59 | 22000 | 2.5
215735311 | 09/30/24 | Live | Midea Electric Trading | SENVILLE | Multizone All Non-Ducted | 215735311 |  | HMSR-A-CB-O | SENA-18HF-MOA | Non-Ducted Indoor Units |  |  |  |  | 15 | 25 | 10.4 | TRUE | TRUE | TRUE | 19000 | 17600 | 2.7 | 19000 | 2.2
215735310 | 09/30/24 | Live | Midea Electric Trading | SENVILLE | Singlezone Non-Ducted, Floor Placement | 215735310 |  | HRCU-A-CB-O | SENA-24HF-OG | Mini-Splits | SENA-24HF-IFG |  |  |  | 12 | 20.4 | 12.1 | TRUE | TRUE | TRUE | 22000 | 20200 | 2.74 | 23300 | 2.38
215735307 | 09/30/24 | Live | Midea Electric Trading | SENVILLE | Singlezone Non-Ducted, Wall Placement | 215735307 |  | HRCU-A-CB-O | SENA-24HF-OG | Mini-Splits | SENA-24HF-ICG |  |  |  | 12 | 20.7 | 11.6 | TRUE | TRUE | TRUE | 23400 | 20400 | 2.78 | 23900 | 2.48
215735309 | 09/30/24 | Live | Midea Electric Trading | SENVILLE | Singlezone Non-Ducted, Floor Placement | 215735309 |  | HRCU-A-CB-O | SENA-18HF-OG | Mini-Splits | SENA-18HF-IFG |  |  |  | 12.5 | 20.4 | 10.3 | TRUE | TRUE | TRUE | 17000 | 14400 | 2.54 | 20200 | 2.24
215735306 | 09/30/24 | Live | Midea Electric Trading | SENVILLE | Singlezone Non-Ducted, Ceiling Placement | 215735306 |  | HRCU-A-CB-O | SENA-18HF-OG | Mini-Splits | SENA-18HF-ICG |  |  |  | 12.5 | 20 | 12.3 | TRUE | TRUE | TRUE | 16000 | 14900 | 2.7 | 18000 | 2.1
215735305 | 09/30/24 | Live | Midea Electric Trading | SENVILLE | Singlezone Non-Ducted, Ceiling Placement | 215735305 |  | HRCU-A-CB-O | SENA-12HF-OG | Mini-Splits | SENA-12HF-ICG |  |  |  | 12.5 | 22.2 | 11.6 | TRUE | TRUE | TRUE | 12000 | 10000 | 2.74 | 12900 | 2.14
215735294 | 09/30/24 | Live | Midea Electric Trading | SENVILLE | Singlezone Non-Ducted, Wall Placement | 215735294 |  | HRCU-A-CB-O | SENA-06HF-OG | Mini-Splits | SENA-06HF-IGG |  |  |  | 18 | 25.5 | 14.8 | TRUE | TRUE | TRUE | 6000 | 7900 | 2.79 | 8600 | 2.38
215735299 | 09/30/24 | Live | Midea Electric Trading | SENVILLE | Singlezone Non-Ducted, Wall Placement | 215735299 |  | HRCU-A-CB-O | SENA-33HF-OG | Mini-Splits | SENA-33HF-IGG |  |  |  | 12 | 19.5 | 10.5 | TRUE | TRUE | TRUE | 33000 | 30000 | 2.69 | 30200 | 2.02
215735298 | 09/30/24 | Live | Midea Electric Trading | SENVILLE | Singlezone Non-Ducted, Wall Placement | 215735298 |  | HRCU-A-CB-O | SENA-24HF-OG | Mini-Splits | SENA-24HF-IGG |  |  |  | 13 | 21 | 13.5 | TRUE | TRUE | TRUE | 24000 | 21000 | 2.88 | 23200 | 2.35
215735304 | 09/30/24 | Live | Midea Electric Trading | SENVILLE | Singlezone Non-Ducted, Ceiling Placement | 215735304 |  | HRCU-A-CB-O | SENA-09HF-OG | Mini-Splits | SENA-09HF-ICG |  |  |  | 14 | 22.6 | 12.1 | TRUE | TRUE | TRUE | 9000 | 9700 | 2.63 | 12600 | 2.1
215735293 | 09/30/24 | Live | Midea Electric Trading | SENVILLE | Singlezone Non-Ducted, Wall Placement | 215735293 |  | HRCU-A-CB-O | SENL-36CD-OL | Mini-Splits | SENL-36CD-ILL |  |  |  | 9 | 18 | 8.5 | FALSE | FALSE | FALSE | 36000 | 24600 | 2.25 | 25000 | 2.14
215735292 | 09/30/24 | Live | Midea Electric Trading | SENVILLE | Singlezone Non-Ducted, Wall Placement | 215735292 |  | HRCU-A-CB-O | SENL-30CD-OL | Mini-Splits | SENL-30CD-ILL |  |  |  | 11 | 20 | 9.2 | FALSE | FALSE | FALSE | 30000 | 19000 | 2.26 | 19800 | 1.99
215735291 | 09/30/24 | Live | Midea Electric Trading | SENVILLE | Singlezone Non-Ducted, Wall Placement | 215735291 |  | HRCU-A-CB-O | SENL-24CD-OL | Mini-Splits | SENL-24CD-ILL |  |  |  | 10 | 18.7 | 9.3 | TRUE | TRUE | FALSE | 24000 | 16900 | 2.53 | 18700 | 2.18
215735290 | 09/30/24 | Live | Midea Electric Trading | SENVILLE | Singlezone Non-Ducted, Wall Placement | 215735290 |  | HRCU-A-CB-O | SENL-18CD-OL | Mini-Splits | SENL-18CD-ILL |  |  |  | 10.8 | 19.2 | 9.6 | FALSE | FALSE | TRUE | 18000 | 12300 | 2.63 | 14800 | 2.58
215735289 | 09/30/24 | Live | Midea Electric Trading | SENVILLE | Singlezone Non-Ducted, Wall Placement | 215735289 |  | HRCU-A-CB-O | SENL-12CD220-OL | Mini-Splits | SENL-12CD220-ILL |  |  |  | 10.8 | 21.3 | 9.1 | FALSE | FALSE | FALSE | 12000 | 8700 | 2.41 | 9200 | 2.16
215735288 | 09/30/24 | Live | Midea Electric Trading | SENVILLE | Singlezone Non-Ducted, Wall Placement | 215735288 |  | HRCU-A-CB-O | SENL-09CD220-OL | Mini-Splits | SENL-09CD220-ILL |  |  |  | 12.6 | 21.2 | 9.1 | TRUE | TRUE | FALSE | 9000 | 6800 | 2.46 | 8300 | 2.23
215735287 | 09/30/24 | Live | Midea Electric Trading | SENVILLE | Singlezone Non-Ducted, Wall Placement | 215735287 |  | HRCU-A-CB-O | SENL-12CD-OL | Mini-Splits | SENL-12CD-ILL |  |  |  | 10.1 | 21.2 | 8.7 | FALSE | FALSE | FALSE | 12000 | 7300 | 2.23 | 8000 | 2.19
215735286 | 09/30/24 | Live | Midea Electric Trading | SENVILLE | Singlezone Non-Ducted, Wall Placement | 215735286 |  | HRCU-A-CB-O | SENL-09CD-OL | Mini-Splits | SENL-09CD-ILL |  |  |  | 12.5 | 21.5 | 9 | TRUE | FALSE | FALSE | 9000 | 6500 | 2.3 | 8000 | 2.13
215746031 | 09/30/24 | Live | Midea Electric Trading | CUSTOM COMFORT | Singlezone Ducted, Centrally Ducted | 215746031 |  | HRCU-A-CB | CCOXHB24V60HP |  | CCOXHBAH24V60 |  |  |  | 10 | 16 | 9 | TRUE | TRUE | TRUE | 54000 | 45000 | 2.4 | 50400 | 2.3
215746030 | 09/30/24 | Live | Midea Electric Trading | CUSTOM COMFORT | Singlezone Ducted, Centrally Ducted | 215746030 |  | HRCU-A-CB | CCOXHB24V48HP |  | CCOXHBAH24V48 |  |  |  | 10.5 | 16.5 | 9.5 | TRUE | TRUE | TRUE | 48000 | 37000 | 2.7 | 38300 | 2.02
215746028 | 09/30/24 | Live | Midea Electric Trading | CUSTOM COMFORT | Singlezone Ducted, Centrally Ducted | 215746028 |  | HRCU-A-CB | CCOXHB24V30HP |  | CCOXHBAH24V30 |  |  |  | 11.7 | 16.8 | 10 | TRUE | TRUE | TRUE | 30000 | 23800 | 2.76 | 37800 | 2.39
215746025 | 09/30/24 | Live | Midea Electric Trading | CUSTOM COMFORT | Singlezone Ducted, Centrally Ducted | 215746025 |  | HRCU-A-CB | CCOXHBSZ60CHP |  | CCOXHBAHUC60 |  |  |  | 10 | 15.2 | 9.2 | TRUE | TRUE | TRUE | 54000 | 41000 | 2.6 | 51500 | 2.2
215746024 | 09/30/24 | Live | Midea Electric Trading | CUSTOM COMFORT | Singlezone Ducted, Centrally Ducted | 215746024 |  | HRCU-A-CB | CCOXHBSZ48CHP |  | CCOXHBAHUC48 |  |  |  | 10 | 17 | 10.2 | TRUE | TRUE | TRUE | 48000 | 40000 | 2.5 | 42000 | 2.16
215746023 | 09/30/24 | Live | Midea Electric Trading | CUSTOM COMFORT | Singlezone Ducted, Centrally Ducted | 215746023 |  | HRCU-A-CB | CCOXHBSZ36CHP |  | CCOXHBAHUC36 |  |  |  | 11.7 | 17.2 | 9.5 | TRUE | TRUE | TRUE | 36000 | 28000 | 2.2 | 38000 | 2.11
215746022 | 09/30/24 | Live | Midea Electric Trading | CUSTOM COMFORT | Singlezone Ducted, Centrally Ducted | 215746022 |  | HRCU-A-CB | CCOXHBSZ33HP |  | CCOXHBAHU36 |  |  |  | 11.7 | 16.5 | 10 | TRUE | TRUE | TRUE | 33000 | 27400 | 2.58 | 33400 | 2.62
215746021 | 09/30/24 | Live | Midea Electric Trading | CUSTOM COMFORT | Singlezone Ducted, Centrally Ducted | 215746021 |  | HRCU-A-CB | CCOXHBSZ24HP |  | CCOXHBAHU24 |  |  |  | 12 | 18.7 | 10 | TRUE | TRUE | TRUE | 23000 | 16900 | 2.4 | 24000 | 2.39
215746020 | 09/30/24 | Live | Midea Electric Trading | CUSTOM COMFORT | Singlezone Ducted, Centrally Ducted | 215746020 |  | HRCU-A-CB | CCOXHBSZ17HP |  | CCOXHBAHU18 |  |  |  | 12 | 18 | 10 | TRUE | TRUE | TRUE | 18000 | 14000 | 2.6 | 19800 | 2.38
215449747 | 09/30/24 | Live | Midea Electric Trading | BREEZE33 | Singlezone Ducted, Centrally Ducted | 215449747 |  | HRCU-A-CB | BZ33-INV36OUT2-454-G3-J |  | BZ33-AHU36-454-G3-J |  |  |  | 12 | 18 | 10 | TRUE | TRUE | TRUE | 36000 | 31000 | 2.5 | 41500 | 2.21
215471343 | 09/30/24 | Live | Midea Electric Trading | MIDEA | Singlezone Ducted, Centrally Ducted | 215471343 |  | HRCU-A-CB | MO1SE-H36B-2A |  | MAUSE-H36B-2A |  |  |  | 12 | 18 | 10 | TRUE | TRUE | TRUE | 36000 | 31000 | 2.5 | 41500 | 2.21
215711363 | 09/30/24 | Live | Midea Electric Trading | PANASONIC | Singlezone Ducted, Centrally Ducted | 215711363 |  | HRCU-A-CB | CU-Z60YAHK6 |  | CS-HZ60YAHK6 |  |  |  | 8.6 | 15.2 | 8.4 | FALSE | FALSE | FALSE | 54000 | 33000 | 2.34 | 35800 | 1.96
215711362 | 09/30/24 | Live | Midea Electric Trading | PANASONIC | Singlezone Ducted, Centrally Ducted | 215711362 |  | HRCU-A-CB | CU-Z48YAHK6 |  | CS-HZ48YAHK6 |  |  |  | 10 | 16 | 8.5 | FALSE | FALSE | TRUE | 48000 | 32400 | 2.46 | 35400 | 2
215711361 | 09/30/24 | Live | Midea Electric Trading | PANASONIC | Singlezone Ducted, Centrally Ducted | 215711361 |  | HRCU-A-CB | CU-Z36YAHK6 |  | CS-HZ36YAHK6 |  |  |  | 10 | 16.1 | 8.7 | FALSE | FALSE | TRUE | 36000 | 25600 | 2.6 | 26200 | 2.19
215711360 | 09/30/24 | Live | Midea Electric Trading | PANASONIC | Singlezone Ducted, Centrally Ducted | 215711360 |  | HRCU-A-CB | CU-Z30YAHK6 |  | CS-HZ30YAHK6 |  |  |  | 10.7 | 17 | 8.5 | FALSE | FALSE | TRUE | 30000 | 18500 | 2.4 | 20200 | 2.26
215711359 | 09/30/24 | Live | Midea Electric Trading | PANASONIC | Singlezone Ducted, Centrally Ducted | 215711359 |  | HRCU-A-CB | CU-Z24YAHK6 |  | CS-HZ24YAHK6 |  |  |  | 11 | 18.1 | 9.7 | FALSE | FALSE | TRUE | 24000 | 20000 | 2.42 | 22200 | 2.24
215711358 | 09/30/24 | Live | Midea Electric Trading | PANASONIC | Singlezone Ducted, Centrally Ducted | 215711358 |  | HRCU-A-CB | CU-Z18YAHK6 |  | CS-HZ18YAHK6 |  |  |  | 11 | 18.8 | 9.1 | FALSE | FALSE | TRUE | 18000 | 12600 | 2.6 | 12600 | 2.2
215735330 | 09/30/24 | Live | Midea Electric Trading | SENVILLE | Singlezone Ducted, Centrally Ducted | 215735330 |  | HRCU-A-CB | SENDC-60HF-OG |  | SENDC-60HF-IG |  |  |  | 10 | 16 | 9 | TRUE | TRUE | TRUE | 54000 | 45000 | 2.4 | 50400 | 2.3
215711369 | 09/30/24 | Live | Midea Electric Trading | PANASONIC | Singlezone Ducted, Centrally Ducted | 215711369 |  | HRCU-A-CB | CU-HZ55YAHK6 |  | CS-HZ60YAHK6 |  |  |  | 10 | 16 | 9 | FALSE | FALSE | TRUE | 54000 | 45000 | 2.4 | 50400 | 2.3
215711368 | 09/30/24 | Live | Midea Electric Trading | PANASONIC | Singlezone Ducted, Centrally Ducted | 215711368 |  | HRCU-A-CB | CU-HZ48YAHK6 |  | CS-HZ48YAHK6 |  |  |  | 10.5 | 16.5 | 9.5 | FALSE | FALSE | TRUE | 48000 | 37000 | 2.7 | 38300 | 2.02
215735329 | 09/30/24 | Live | Midea Electric Trading | SENVILLE | Singlezone Ducted, Centrally Ducted | 215735329 |  | HRCU-A-CB | SENDC-48HF-OG |  | SENDC-48HF-IG |  |  |  | 10.5 | 16.5 | 9.5 | TRUE | TRUE | TRUE | 48000 | 37000 | 2.7 | 38300 | 2.02
215711366 | 09/30/24 | Live | Midea Electric Trading | PANASONIC | Singlezone Ducted, Centrally Ducted | 215711366 |  | HRCU-A-CB | CU-HZ30YAHK6 |  | CS-HZ30YAHK6 |  |  |  | 11.7 | 16.8 | 10 | FALSE | FALSE | TRUE | 30000 | 23800 | 2.76 | 37800 | 2.39
215735327 | 09/30/24 | Live | Midea Electric Trading | SENVILLE | Singlezone Ducted, Centrally Ducted | 215735327 |  | HRCU-A-CB | SENDC-30HF-OG |  | SENDC-30HF-IG |  |  |  | 11.7 | 16.8 | 10 | TRUE | TRUE | TRUE | 30000 | 23800 | 2.76 | 37800 | 2.39
215447295 | 09/30/24 | Live | Daikin North America, LLC | GOODMAN | Singlezone Ducted, Centrally Ducted | 215447295 |  | HRCU-A-CB | GZV6SA6010A* | Ducted Indoor Units | CA*EA6030*3A*+MBVK16CP1X00A* |  |  |  | 8.6 | 16 | 8.2 | FALSE | FALSE | FALSE | 53500 | 34800 | 2.5 | 42500 | 2.33
215447294 | 09/30/24 | Live | Daikin North America, LLC | GOODMAN | Singlezone Ducted, Centrally Ducted | 215447294 |  | HRCU-A-CB | GZV6SA6010A* | Ducted Indoor Units | CA*EA6030*3A*+MBVK20DP1X00A* |  |  |  | 9 | 16.6 | 8.2 | FALSE | FALSE | FALSE | 53500 | 34800 | 2.5 | 42500 | 2.33
215447280 | 09/30/24 | Live | Daikin North America, LLC | GOODMAN | Singlezone Ducted, Centrally Ducted | 215447280 |  | HRCU-A-CB | GZV6SA6010A* | Ducted Indoor Units | CHPEA4830*3A*+MBVK16CP1X00A* |  |  |  | 8.6 | 16 | 8.2 | FALSE | FALSE | FALSE | 53500 | 34800 | 2.5 | 42500 | 2.33
215447279 | 09/30/24 | Live | Daikin North America, LLC | GOODMAN | Singlezone Ducted, Centrally Ducted | 215447279 |  | HRCU-A-CB | GZV6SA6010A* | Ducted Indoor Units | CHPEA4830*3A*+MBVK20DP1X00A* |  |  |  | 9 | 16.6 | 8.2 | FALSE | FALSE | FALSE | 53500 | 34800 | 2.5 | 42500 | 2.33
215447265 | 09/30/24 | Live | Daikin North America, LLC | GOODMAN | Singlezone Ducted, Centrally Ducted | 215447265 |  | HRCU-A-CB | GZV6SA6010A* | Ducted Indoor Units | CHPEA6030*3A*+MBVK16CP1X00A* |  |  |  | 8.6 | 16 | 8.2 | FALSE | FALSE | FALSE | 53500 | 34800 | 2.5 | 42500 | 2.33
215447264 | 09/30/24 | Live | Daikin North America, LLC | GOODMAN | Singlezone Ducted, Centrally Ducted | 215447264 |  | HRCU-A-CB | GZV6SA6010A* | Ducted Indoor Units | CHPEA6030*3A*+MBVK20DP1X00A* |  |  |  | 9 | 16.6 | 8.2 | FALSE | FALSE | FALSE | 53500 | 34800 | 2.5 | 42500 | 2.33
215429797 | 09/30/24 | Live | Daikin North America, LLC | GOODMAN | Singlezone Ducted, Centrally Ducted | 215429797 |  | HRCU-A-CB | GZV6SA6010A* | Ducted Indoor Units | AHVE60DP0300A* |  |  |  | 9 | 16.6 | 8.2 | FALSE | FALSE | FALSE | 53500 | 34800 | 2.5 | 42500 | 2.33
215429195 | 09/30/24 | Live | Daikin North America, LLC | GOODMAN | Singlezone Ducted, Centrally Ducted | 215429195 |  | HRCU-A-CB | GZV6SA6010A* | Ducted Indoor Units | AHVE60DP1300A* |  |  |  | 9 | 16.6 | 8.2 | FALSE | FALSE | FALSE | 53500 | 34800 | 2.5 | 42500 | 2.33
215487349 | 09/30/24 | Live | Daikin North America, LLC | GOODMAN | Singlezone Ducted, Centrally Ducted | 215487349 |  | HRCU-A-CB | GZV6SA4810A* | Ducted Indoor Units | CA*EA6030*3A*+MBVK16CP1X00A* |  |  |  | 9 | 17 | 8.2 | FALSE | FALSE | FALSE | 45500 | 29800 | 2.4 | 34800 | 2.23
215487308 | 09/30/24 | Live | Daikin North America, LLC | GOODMAN | Singlezone Ducted, Centrally Ducted | 215487308 |  | HRCU-A-CB | GZV6SA4810A* | Ducted Indoor Units | CA*EA4830*3A*+MBVK16CP1X00A* |  |  |  | 9 | 17 | 8.2 | FALSE | FALSE | FALSE | 45500 | 29800 | 2.4 | 34800 | 2.23
215487307 | 09/30/24 | Live | Daikin North America, LLC | GOODMAN | Singlezone Ducted, Centrally Ducted | 215487307 |  | HRCU-A-CB | GZV6SA4810A* | Ducted Indoor Units | CHPEA4830*3A*+MBVK16CP1X00A* |  |  |  | 9 | 17 | 8 | FALSE | FALSE | FALSE | 45500 | 29800 | 2.3 | 34800 | 2.23
215487306 | 09/30/24 | Live | Daikin North America, LLC | GOODMAN | Singlezone Ducted, Centrally Ducted | 215487306 |  | HRCU-A-CB | GZV6SA4810A* | Ducted Indoor Units | CHPEA6030*3A*+MBVK16CP1X00A* |  |  |  | 9 | 17 | 8 | FALSE | FALSE | FALSE | 45500 | 29800 | 2.3 | 34800 | 2.23
215487348 | 09/30/24 | Live | Daikin North America, LLC | GOODMAN | Singlezone Ducted, Centrally Ducted | 215487348 |  | HRCU-A-CB | GZV6SA4810A* | Ducted Indoor Units | CA*EA6030*3A*+MBVK20DP1X00A* |  |  |  | 9 | 17 | 8.2 | FALSE | FALSE | FALSE | 45500 | 29800 | 2.4 | 34800 | 2.23
215487305 | 09/30/24 | Live | Daikin North America, LLC | GOODMAN | Singlezone Ducted, Centrally Ducted | 215487305 |  | HRCU-A-CB | GZV6SA4810A* | Ducted Indoor Units | CA*EA4830*3A*+MBVK20DP1X00A* |  |  |  | 9 | 17 | 8.2 | FALSE | FALSE | FALSE | 45500 | 29800 | 2.4 | 34800 | 2.23
215487304 | 09/30/24 | Live | Daikin North America, LLC | GOODMAN | Singlezone Ducted, Centrally Ducted | 215487304 |  | HRCU-A-CB | GZV6SA4810A* | Ducted Indoor Units | CHPEA4830*3A*+MBVK20DP1X00A* |  |  |  | 9 | 17 | 8 | FALSE | FALSE | FALSE | 45500 | 29800 | 2.3 | 34800 | 2.23
215487303 | 09/30/24 | Live | Daikin North America, LLC | GOODMAN | Singlezone Ducted, Centrally Ducted | 215487303 |  | HRCU-A-CB | GZV6SA4810A* | Ducted Indoor Units | CHPEA6030*3A*+MBVK20DP1X00A* |  |  |  | 9 | 17 | 8 | FALSE | FALSE | FALSE | 45500 | 29800 | 2.3 | 34800 | 2.23
215429812 | 09/30/24 | Live | Daikin North America, LLC | GOODMAN | Singlezone Ducted, Centrally Ducted | 215429812 |  | HRCU-A-CB | GZV6SA4810A* | Ducted Indoor Units | AHVE60DP0300A* |  |  |  | 9 | 17 | 8.2 | FALSE | FALSE | FALSE | 45500 | 29800 | 2.4 | 34800 | 2.23
215429811 | 09/30/24 | Live | Daikin North America, LLC | GOODMAN | Singlezone Ducted, Centrally Ducted | 215429811 |  | HRCU-A-CB | GZV6SA4810A* | Ducted Indoor Units | AHVE60DP1300A* |  |  |  | 9 | 17 | 8.2 | FALSE | FALSE | FALSE | 45500 | 29800 | 2.4 | 34800 | 2.23
215429810 | 09/30/24 | Live | Daikin North America, LLC | GOODMAN | Singlezone Ducted, Centrally Ducted | 215429810 |  | HRCU-A-CB | GZV6SA4810A* | Ducted Indoor Units | AHVE48CP0300A* |  |  |  | 8.9 | 17 | 8.2 | FALSE | FALSE | FALSE | 45500 | 29800 | 2.4 | 34800 | 2.23
215429809 | 09/30/24 | Live | Daikin North America, LLC | GOODMAN | Singlezone Ducted, Centrally Ducted | 215429809 |  | HRCU-A-CB | GZV6SA4810A* | Ducted Indoor Units | AHVE48CP1300A* |  |  |  | 8.9 | 17 | 8.2 | FALSE | FALSE | FALSE | 45500 | 29800 | 2.4 | 34800 | 2.23
215429808 | 09/30/24 | Live | Daikin North America, LLC | GOODMAN | Singlezone Ducted, Centrally Ducted | 215429808 |  | HRCU-A-CB | GZV6SA4810A* | Ducted Indoor Units | AHVE48DP0300A* |  |  |  | 9 | 17 | 8.2 | FALSE | FALSE | FALSE | 45500 | 29800 | 2.5 | 34800 | 2.39
215429796 | 09/30/24 | Live | Daikin North America, LLC | GOODMAN | Singlezone Ducted, Centrally Ducted | 215429796 |  | HRCU-A-CB | GZV6SA4810A* | Ducted Indoor Units | AHVE48DP1300A* |  |  |  | 9 | 17 | 8.2 | FALSE | FALSE | FALSE | 45500 | 29800 | 2.5 | 34800 | 2.39
215447231 | 09/30/24 | Live | Daikin North America, LLC | GOODMAN | Singlezone Ducted, Centrally Ducted | 215447231 |  | HRCU-A-CB | GZV6SA4210A* | Ducted Indoor Units | CA*EA4830*3A*+MBVK20DP1X00A* |  |  |  | 9 | 17 | 8.2 | FALSE | FALSE | FALSE | 41000 | 25600 | 2.4 | 33200 | 2.18
215447230 | 09/30/24 | Live | Daikin North America, LLC | GOODMAN | Singlezone Ducted, Centrally Ducted | 215447230 |  | HRCU-A-CB | GZV6SA4210A* | Ducted Indoor Units | CA*EA6030*3A*+MBVK20DP1X00A* |  |  |  | 9 | 17 | 8 | FALSE | FALSE | FALSE | 41000 | 25600 | 2.4 | 33200 | 2.18
215447228 | 09/30/24 | Live | Daikin North America, LLC | GOODMAN | Singlezone Ducted, Centrally Ducted | 215447228 |  | HRCU-A-CB | GZV6SA4210A* | Ducted Indoor Units | CA*EA4830*3A*+MBVK16CP1X00A* |  |  |  | 9 | 17 | 8 | FALSE | FALSE | FALSE | 41000 | 25600 | 2.4 | 33200 | 2.18
215447227 | 09/30/24 | Live | Daikin North America, LLC | GOODMAN | Singlezone Ducted, Centrally Ducted | 215447227 |  | HRCU-A-CB | GZV6SA4210A* | Ducted Indoor Units | CA*EA6030*3A*+MBVK16CP1X00A* |  |  |  | 9 | 17 | 8 | FALSE | FALSE | FALSE | 41000 | 25600 | 2.4 | 33200 | 2.18
215429795 | 09/30/24 | Live | Daikin North America, LLC | GOODMAN | Singlezone Ducted, Centrally Ducted | 215429795 |  | HRCU-A-CB | GZV6SA4210A* | Ducted Indoor Units | AHVE42CP0300A* |  |  |  | 9 | 17 | 8.2 | FALSE | FALSE | FALSE | 41000 | 25600 | 2.4 | 33200 | 2.18
215429794 | 09/30/24 | Live | Daikin North America, LLC | GOODMAN | Singlezone Ducted, Centrally Ducted | 215429794 |  | HRCU-A-CB | GZV6SA4210A* | Ducted Indoor Units | AHVE42CP1300A* |  |  |  | 9 | 17 | 8.2 | FALSE | FALSE | FALSE | 41000 | 25600 | 2.4 | 33200 | 2.18
215429793 | 09/30/24 | Live | Daikin North America, LLC | GOODMAN | Singlezone Ducted, Centrally Ducted | 215429793 |  | HRCU-A-CB | GZV6SA4210A* | Ducted Indoor Units | AHVE48CP0300A* |  |  |  | 9 | 17 | 8.2 | FALSE | FALSE | FALSE | 41000 | 25600 | 2.4 | 33200 | 2.18
215429792 | 09/30/24 | Live | Daikin North America, LLC | GOODMAN | Singlezone Ducted, Centrally Ducted | 215429792 |  | HRCU-A-CB | GZV6SA4210A* | Ducted Indoor Units | AHVE48CP1300A* |  |  |  | 9 | 17 | 8.2 | FALSE | FALSE | FALSE | 41000 | 25600 | 2.4 | 33200 | 2.18
215429791 | 09/30/24 | Live | Daikin North America, LLC | GOODMAN | Singlezone Ducted, Centrally Ducted | 215429791 |  | HRCU-A-CB | GZV6SA4210A* | Ducted Indoor Units | AHVE60DP0300A* |  |  |  | 9 | 17 | 8.2 | FALSE | FALSE | FALSE | 41000 | 25600 | 2.4 | 33200 | 2.18
215429790 | 09/30/24 | Live | Daikin North America, LLC | GOODMAN | Singlezone Ducted, Centrally Ducted | 215429790 |  | HRCU-A-CB | GZV6SA4210A* | Ducted Indoor Units | AHVE60DP1300A* |  |  |  | 9 | 17 | 8.2 | FALSE | FALSE | FALSE | 41000 | 25600 | 2.4 | 33200 | 2.18
215429789 | 09/30/24 | Live | Daikin North America, LLC | GOODMAN | Singlezone Ducted, Centrally Ducted | 215429789 |  | HRCU-A-CB | GZV6SA4210A* | Ducted Indoor Units | AHVE48DP0300A* |  |  |  | 9 | 17 | 8.2 | FALSE | FALSE | FALSE | 41000 | 25600 | 2.5 | 34400 | 2.26
215429194 | 09/30/24 | Live | Daikin North America, LLC | GOODMAN | Singlezone Ducted, Centrally Ducted | 215429194 |  | HRCU-A-CB | GZV6SA4210A* | Ducted Indoor Units | AHVE48DP1300A* |  |  |  | 9 | 17 | 8.2 | FALSE | FALSE | FALSE | 41000 | 25600 | 2.5 | 34400 | 2.26
215447183 | 09/30/24 | Live | Daikin North America, LLC | GOODMAN | Singlezone Ducted, Centrally Ducted | 215447183 |  | HRCU-A-CB | GZV6SA3610A* | Ducted Indoor Units | CA*EA3626*3A*+MBVK12BP1X00A* |  |  |  | 9 | 16.6 | 8.5 | FALSE | FALSE | FALSE | 33800 | 22400 | 2.5 | 24400 | 2.27
215447182 | 09/30/24 | Live | Daikin North America, LLC | GOODMAN | Singlezone Ducted, Centrally Ducted | 215447182 |  | HRCU-A-CB | GZV6SA3610A* | Ducted Indoor Units | CHPEA3626*3A*+MBVK12BP1X00A* |  |  |  | 9 | 16.6 | 8.5 | FALSE | FALSE | FALSE | 33800 | 22400 | 2.5 | 24400 | 2.27
215447181 | 09/30/24 | Live | Daikin North America, LLC | GOODMAN | Singlezone Ducted, Centrally Ducted | 215447181 |  | HRCU-A-CB | GZV6SA3610A* | Ducted Indoor Units | CA*EA3626*3A*+MBVK16CP1X00A* |  |  |  | 9 | 16.6 | 8.5 | FALSE | FALSE | FALSE | 34000 | 22400 | 2.5 | 24400 | 2.27
215447180 | 09/30/24 | Live | Daikin North America, LLC | GOODMAN | Singlezone Ducted, Centrally Ducted | 215447180 |  | HRCU-A-CB | GZV6SA3610A* | Ducted Indoor Units | CHPEA3626*3A*+MBVK16CP1X00A* |  |  |  | 9 | 16.6 | 8.5 | FALSE | FALSE | FALSE | 34000 | 22400 | 2.5 | 24400 | 2.27
215447615 | 09/30/24 | Live | Daikin North America, LLC | GOODMAN | Singlezone Ducted, Centrally Ducted | 215447615 |  | HRCU-A-CB | GZV6SA3610A* | Ducted Indoor Units | CA*EA3626*3A*+MBVK20DP1X00A* |  |  |  | 9 | 16.6 | 8.5 | FALSE | FALSE | FALSE | 34200 | 22400 | 2.5 | 24400 | 2.27
215429788 | 09/30/24 | Live | Daikin North America, LLC | GOODMAN | Singlezone Ducted, Centrally Ducted | 215429788 |  | HRCU-A-CB | GZV6SA3610A* | Ducted Indoor Units | AHVE42CP0300A* |  |  |  | 9 | 16.6 | 8.5 | FALSE | FALSE | FALSE | 34200 | 22400 | 2.5 | 24400 | 2.27
215429787 | 09/30/24 | Live | Daikin North America, LLC | GOODMAN | Singlezone Ducted, Centrally Ducted | 215429787 |  | HRCU-A-CB | GZV6SA3610A* | Ducted Indoor Units | AHVE42CP1300A* |  |  |  | 9 | 16.6 | 8.5 | FALSE | FALSE | FALSE | 34200 | 22400 | 2.5 | 24400 | 2.27
215429786 | 09/30/24 | Live | Daikin North America, LLC | GOODMAN | Singlezone Ducted, Centrally Ducted | 215429786 |  | HRCU-A-CB | GZV6SA3610A* | Ducted Indoor Units | AHVE36CP0300A* |  |  |  | 9 | 16.6 | 8.5 | FALSE | FALSE | FALSE | 34200 | 22400 | 2.5 | 26000 | 2.42
215429193 | 09/30/24 | Live | Daikin North America, LLC | GOODMAN | Singlezone Ducted, Centrally Ducted | 215429193 |  | HRCU-A-CB | GZV6SA3610A* | Ducted Indoor Units | AHVE36CP1300A* |  |  |  | 9 | 16.6 | 8.5 | FALSE | FALSE | FALSE | 34200 | 22400 | 2.5 | 26000 | 2.42
215447179 | 09/30/24 | Live | Daikin North America, LLC | GOODMAN | Singlezone Ducted, Centrally Ducted | 215447179 |  | HRCU-A-CB | GZV6SA3010A* | Ducted Indoor Units | CHPEA3026*3A*+MBVK16CP1X00A* |  |  |  | 10 | 17.5 | 8.5 | FALSE | FALSE | TRUE | 28400 | 18000 | 2.5 | 21400 | 2.31
215447178 | 09/30/24 | Live | Daikin North America, LLC | GOODMAN | Singlezone Ducted, Centrally Ducted | 215447178 |  | HRCU-A-CB | GZV6SA3010A* | Ducted Indoor Units | CHPEA3026*3A*+MBVK12BP1X00A* |  |  |  | 10 | 17.5 | 8.5 | FALSE | FALSE | TRUE | 28400 | 18000 | 2.5 | 21400 | 2.31
215447158 | 09/30/24 | Live | Daikin North America, LLC | GOODMAN | Singlezone Ducted, Centrally Ducted | 215447158 |  | HRCU-A-CB | GZV6SA3010A* | Ducted Indoor Units | CA*EA3626*3A*+MBVK16CP1X00A* |  |  |  | 10 | 17.5 | 8.5 | FALSE | FALSE | TRUE | 28400 | 18000 | 2.5 | 21400 | 2.31
215447157 | 09/30/24 | Live | Daikin North America, LLC | GOODMAN | Singlezone Ducted, Centrally Ducted | 215447157 |  | HRCU-A-CB | GZV6SA3010A* | Ducted Indoor Units | CA*EA3626*3A*+MBVK12BP1X00A* |  |  |  | 10 | 17.5 | 8.5 | FALSE | FALSE | TRUE | 28400 | 18000 | 2.5 | 21400 | 2.31
215447137 | 09/30/24 | Live | Daikin North America, LLC | GOODMAN | Singlezone Ducted, Centrally Ducted | 215447137 |  | HRCU-A-CB | GZV6SA3010A* | Ducted Indoor Units | CA*EA3022*3A*+MBVK16CP1X00A* |  |  |  | 10 | 17.5 | 8.5 | FALSE | FALSE | TRUE | 28400 | 18000 | 2.5 | 21400 | 2.31
215447136 | 09/30/24 | Live | Daikin North America, LLC | GOODMAN | Singlezone Ducted, Centrally Ducted | 215447136 |  | HRCU-A-CB | GZV6SA3010A* | Ducted Indoor Units | CA*EA3022*3A*+MBVK12BP1X00A* |  |  |  | 10 | 17.5 | 8.5 | FALSE | FALSE | TRUE | 28400 | 18000 | 2.5 | 21400 | 2.31
215429785 | 09/30/24 | Live | Daikin North America, LLC | GOODMAN | Singlezone Ducted, Centrally Ducted | 215429785 |  | HRCU-A-CB | GZV6SA3010A* | Ducted Indoor Units | AHVE36CP0300A* |  |  |  | 10 | 17.5 | 8.5 | FALSE | FALSE | TRUE | 28400 | 18000 | 2.5 | 21400 | 2.45
215429192 | 09/30/24 | Live | Daikin North America, LLC | GOODMAN | Singlezone Ducted, Centrally Ducted | 215429192 |  | HRCU-A-CB | GZV6SA3010A* | Ducted Indoor Units | AHVE36CP1300A* |  |  |  | 10 | 17.5 | 8.5 | FALSE | FALSE | TRUE | 28400 | 18000 | 2.5 | 21400 | 2.45
215487260 | 09/30/24 | Live | Daikin North America, LLC | GOODMAN | Singlezone Ducted, Centrally Ducted | 215487260 |  | HRCU-A-CB | GZV6SA2410A* | Ducted Indoor Units | CA*EA2418*3A*+MBVK12BP1X00A* |  |  |  | 10.2 | 18 | 8.5 | FALSE | FALSE | TRUE | 23200 | 14600 | 2.5 | 17900 | 2.45
215487259 | 09/30/24 | Live | Daikin North America, LLC | GOODMAN | Singlezone Ducted, Centrally Ducted | 215487259 |  | HRCU-A-CB | GZV6SA2410A* | Ducted Indoor Units | CA*EA3022*3A*+MBVK12BP1X00A* |  |  |  | 10.2 | 18 | 8.5 | FALSE | FALSE | TRUE | 23200 | 14600 | 2.5 | 17900 | 2.45
215487258 | 09/30/24 | Live | Daikin North America, LLC | GOODMAN | Singlezone Ducted, Centrally Ducted | 215487258 |  | HRCU-A-CB | GZV6SA2410A* | Ducted Indoor Units | CHPEA2422*3A*+MBVK12BP1X00A* |  |  |  | 10.2 | 18 | 8.5 | FALSE | FALSE | TRUE | 23200 | 14600 | 2.5 | 17900 | 2.45
215487257 | 09/30/24 | Live | Daikin North America, LLC | GOODMAN | Singlezone Ducted, Centrally Ducted | 215487257 |  | HRCU-A-CB | GZV6SA2410A* | Ducted Indoor Units | CA*EA2418*3A*+MBVK16CP1X00A* |  |  |  | 10.2 | 18 | 8.5 | FALSE | FALSE | TRUE | 23200 | 14600 | 2.5 | 17900 | 2.45
215487256 | 09/30/24 | Live | Daikin North America, LLC | GOODMAN | Singlezone Ducted, Centrally Ducted | 215487256 |  | HRCU-A-CB | GZV6SA2410A* | Ducted Indoor Units | CA*EA3022*3A*+MBVK16CP1X00A* |  |  |  | 10.2 | 18 | 8.5 | FALSE | FALSE | TRUE | 23200 | 14600 | 2.5 | 17900 | 2.45
215429784 | 09/30/24 | Live | Daikin North America, LLC | GOODMAN | Singlezone Ducted, Centrally Ducted | 215429784 |  | HRCU-A-CB | GZV6SA2410A* | Ducted Indoor Units | AHVE24BP0300A* |  |  |  | 10.2 | 18 | 8.5 | FALSE | FALSE | TRUE | 23200 | 14600 | 2.5 | 18200 | 2.49
215429191 | 09/30/24 | Live | Daikin North America, LLC | GOODMAN | Singlezone Ducted, Centrally Ducted | 215429191 |  | HRCU-A-CB | GZV6SA2410A* | Ducted Indoor Units | AHVE24BP1300A* |  |  |  | 10.2 | 18 | 8.5 | FALSE | FALSE | TRUE | 23200 | 14600 | 2.5 | 18200 | 2.49
215439774 | 09/30/24 | Live | Daikin North America, LLC | GOODMAN | Singlezone Ducted, Centrally Ducted | 215439774 |  | HRCU-A-CB | GZV6SA1810A* | Ducted Indoor Units | CA*EA2418*3A*+MBVK12BP1X00A* |  |  |  | 12 | 19 | 8.8 | TRUE | TRUE | TRUE | 17000 | 10800 | 2.49 | 16300 | 2.2
215439773 | 09/30/24 | Live | Daikin North America, LLC | GOODMAN | Singlezone Ducted, Centrally Ducted | 215439773 |  | HRCU-A-CB | GZV6SA1810A* | Ducted Indoor Units | CA*EA3022*3A*+MBVK12BP1X00A* |  |  |  | 12 | 19 | 8.8 | TRUE | TRUE | TRUE | 17000 | 10800 | 2.49 | 16300 | 2.2
215439772 | 09/30/24 | Live | Daikin North America, LLC | GOODMAN | Singlezone Ducted, Centrally Ducted | 215439772 |  | HRCU-A-CB | GZV6SA1810A* | Ducted Indoor Units | CHPEA2422*3A*+MBVK12BP1X00A* |  |  |  | 12 | 19 | 8.8 | TRUE | TRUE | TRUE | 17000 | 10800 | 2.49 | 16300 | 2.2
215439771 | 09/30/24 | Live | Daikin North America, LLC | GOODMAN | Singlezone Ducted, Centrally Ducted | 215439771 |  | HRCU-A-CB | GZV6SA1810A* | Ducted Indoor Units | CA*EA2418*3A*+MBVK16CP1X00A* |  |  |  | 12 | 19 | 8.8 | TRUE | TRUE | TRUE | 17000 | 10800 | 2.49 | 16300 | 2.2
215439770 | 09/30/24 | Live | Daikin North America, LLC | GOODMAN | Singlezone Ducted, Centrally Ducted | 215439770 |  | HRCU-A-CB | GZV6SA1810A* | Ducted Indoor Units | CA*EA3022*3A*+MBVK16CP1X00A* |  |  |  | 12 | 19 | 8.8 | TRUE | TRUE | TRUE | 17000 | 10800 | 2.49 | 16300 | 2.2
215429783 | 09/30/24 | Live | Daikin North America, LLC | GOODMAN | Singlezone Ducted, Centrally Ducted | 215429783 |  | HRCU-A-CB | GZV6SA1810A* | Ducted Indoor Units | AHVE24BP0300A* |  |  |  | 12 | 19 | 8.8 | TRUE | TRUE | TRUE | 17100 | 10800 | 2.49 | 16300 | 2.33
215429190 | 09/30/24 | Live | Daikin North America, LLC | GOODMAN | Singlezone Ducted, Centrally Ducted | 215429190 |  | HRCU-A-CB | GZV6SA1810A* | Ducted Indoor Units | AHVE24BP1300A* |  |  |  | 12 | 19 | 8.8 | TRUE | TRUE | TRUE | 17100 | 10800 | 2.49 | 16300 | 2.33
215447103 | 09/30/24 | Live | Daikin North America, LLC | AMANA | Singlezone Ducted, Centrally Ducted | 215447103 |  | HRCU-A-CB | AZV6SA6010A* | Ducted Indoor Units | CA*EA6030*3A*+MBVK16CP1X00A* |  |  |  | 8.6 | 16 | 8.2 | FALSE | FALSE | FALSE | 53500 | 34800 | 2.5 | 42500 | 2.33
215447102 | 09/30/24 | Live | Daikin North America, LLC | AMANA | Singlezone Ducted, Centrally Ducted | 215447102 |  | HRCU-A-CB | AZV6SA6010A* | Ducted Indoor Units | CA*EA6030*3A*+MBVK20DP1X00A* |  |  |  | 9 | 16.6 | 8.2 | FALSE | FALSE | FALSE | 53500 | 34800 | 2.5 | 42500 | 2.33
215447088 | 09/30/24 | Live | Daikin North America, LLC | AMANA | Singlezone Ducted, Centrally Ducted | 215447088 |  | HRCU-A-CB | AZV6SA6010A* | Ducted Indoor Units | CHPEA4830*3A*+MBVK16CP1X00A* |  |  |  | 8.6 | 16 | 8.2 | FALSE | FALSE | FALSE | 53500 | 34800 | 2.5 | 42500 | 2.33
215447087 | 09/30/24 | Live | Daikin North America, LLC | AMANA | Singlezone Ducted, Centrally Ducted | 215447087 |  | HRCU-A-CB | AZV6SA6010A* | Ducted Indoor Units | CHPEA4830*3A*+MBVK20DP1X00A* |  |  |  | 9 | 16.6 | 8.2 | FALSE | FALSE | FALSE | 53500 | 34800 | 2.5 | 42500 | 2.33
215447073 | 09/30/24 | Live | Daikin North America, LLC | AMANA | Singlezone Ducted, Centrally Ducted | 215447073 |  | HRCU-A-CB | AZV6SA6010A* | Ducted Indoor Units | CHPEA6030*3A*+MBVK16CP1X00A* |  |  |  | 8.6 | 16 | 8.2 | FALSE | FALSE | FALSE | 53500 | 34800 | 2.5 | 42500 | 2.33
215447072 | 09/30/24 | Live | Daikin North America, LLC | AMANA | Singlezone Ducted, Centrally Ducted | 215447072 |  | HRCU-A-CB | AZV6SA6010A* | Ducted Indoor Units | CHPEA6030*3A*+MBVK20DP1X00A* |  |  |  | 9 | 16.6 | 8.2 | FALSE | FALSE | FALSE | 53500 | 34800 | 2.5 | 42500 | 2.33
215429782 | 09/30/24 | Live | Daikin North America, LLC | AMANA | Singlezone Ducted, Centrally Ducted | 215429782 |  | HRCU-A-CB | AZV6SA6010A* | Ducted Indoor Units | AHVE60DP0300A* |  |  |  | 9 | 16.6 | 8.2 | FALSE | FALSE | FALSE | 53500 | 34800 | 2.5 | 42500 | 2.33
215429185 | 09/30/24 | Live | Daikin North America, LLC | AMANA | Singlezone Ducted, Centrally Ducted | 215429185 |  | HRCU-A-CB | AZV6SA6010A* | Ducted Indoor Units | AHVE60DP1300A* |  |  |  | 9 | 16.6 | 8.2 | FALSE | FALSE | FALSE | 53500 | 34800 | 2.5 | 42500 | 2.33
215487242 | 09/30/24 | Live | Daikin North America, LLC | AMANA | Singlezone Ducted, Centrally Ducted | 215487242 |  | HRCU-A-CB | AZV6SA4810A* | Ducted Indoor Units | CA*EA6030*3A*+MBVK16CP1X00A* |  |  |  | 9 | 17 | 8.2 | FALSE | FALSE | FALSE | 45500 | 29800 | 2.4 | 34800 | 2.23
215487201 | 09/30/24 | Live | Daikin North America, LLC | AMANA | Singlezone Ducted, Centrally Ducted | 215487201 |  | HRCU-A-CB | AZV6SA4810A* | Ducted Indoor Units | CA*EA4830*3A*+MBVK16CP1X00A* |  |  |  | 9 | 17 | 8.2 | FALSE | FALSE | FALSE | 45500 | 29800 | 2.4 | 34800 | 2.23
215487200 | 09/30/24 | Live | Daikin North America, LLC | AMANA | Singlezone Ducted, Centrally Ducted | 215487200 |  | HRCU-A-CB | AZV6SA4810A* | Ducted Indoor Units | CHPEA4830*3A*+MBVK16CP1X00A* |  |  |  | 9 | 17 | 8 | FALSE | FALSE | FALSE | 45500 | 29800 | 2.3 | 34800 | 2.23
215487199 | 09/30/24 | Live | Daikin North America, LLC | AMANA | Singlezone Ducted, Centrally Ducted | 215487199 |  | HRCU-A-CB | AZV6SA4810A* | Ducted Indoor Units | CHPEA6030*3A*+MBVK16CP1X00A* |  |  |  | 9 | 17 | 8 | FALSE | FALSE | FALSE | 45500 | 29800 | 2.3 | 34800 | 2.23
215487241 | 09/30/24 | Live | Daikin North America, LLC | AMANA | Singlezone Ducted, Centrally Ducted | 215487241 |  | HRCU-A-CB | AZV6SA4810A* | Ducted Indoor Units | CA*EA6030*3A*+MBVK20DP1X00A* |  |  |  | 9 | 17 | 8.2 | FALSE | FALSE | FALSE | 45500 | 29800 | 2.4 | 34800 | 2.23
215487198 | 09/30/24 | Live | Daikin North America, LLC | AMANA | Singlezone Ducted, Centrally Ducted | 215487198 |  | HRCU-A-CB | AZV6SA4810A* | Ducted Indoor Units | CA*EA4830*3A*+MBVK20DP1X00A* |  |  |  | 9 | 17 | 8.2 | FALSE | FALSE | FALSE | 45500 | 29800 | 2.4 | 34800 | 2.23
215487197 | 09/30/24 | Live | Daikin North America, LLC | AMANA | Singlezone Ducted, Centrally Ducted | 215487197 |  | HRCU-A-CB | AZV6SA4810A* | Ducted Indoor Units | CHPEA4830*3A*+MBVK20DP1X00A* |  |  |  | 9 | 17 | 8 | FALSE | FALSE | FALSE | 45500 | 29800 | 2.3 | 34800 | 2.23
215487196 | 09/30/24 | Live | Daikin North America, LLC | AMANA | Singlezone Ducted, Centrally Ducted | 215487196 |  | HRCU-A-CB | AZV6SA4810A* | Ducted Indoor Units | CHPEA6030*3A*+MBVK20DP1X00A* |  |  |  | 9 | 17 | 8 | FALSE | FALSE | FALSE | 45500 | 29800 | 2.3 | 34800 | 2.23
215429807 | 09/30/24 | Live | Daikin North America, LLC | AMANA | Singlezone Ducted, Centrally Ducted | 215429807 |  | HRCU-A-CB | AZV6SA4810A* | Ducted Indoor Units | AHVE60DP0300A* |  |  |  | 9 | 17 | 8.2 | FALSE | FALSE | FALSE | 45500 | 29800 | 2.4 | 34800 | 2.23
215429806 | 09/30/24 | Live | Daikin North America, LLC | AMANA | Singlezone Ducted, Centrally Ducted | 215429806 |  | HRCU-A-CB | AZV6SA4810A* | Ducted Indoor Units | AHVE60DP1300A* |  |  |  | 9 | 17 | 8.2 | FALSE | FALSE | FALSE | 45500 | 29800 | 2.4 | 34800 | 2.23
215429805 | 09/30/24 | Live | Daikin North America, LLC | AMANA | Singlezone Ducted, Centrally Ducted | 215429805 |  | HRCU-A-CB | AZV6SA4810A* | Ducted Indoor Units | AHVE48CP0300A* |  |  |  | 8.9 | 17 | 8.2 | FALSE | FALSE | FALSE | 45500 | 29800 | 2.4 | 34800 | 2.23
215429804 | 09/30/24 | Live | Daikin North America, LLC | AMANA | Singlezone Ducted, Centrally Ducted | 215429804 |  | HRCU-A-CB | AZV6SA4810A* | Ducted Indoor Units | AHVE48CP1300A* |  |  |  | 8.9 | 17 | 8.2 | FALSE | FALSE | FALSE | 45500 | 29800 | 2.4 | 34800 | 2.23
215429803 | 09/30/24 | Live | Daikin North America, LLC | AMANA | Singlezone Ducted, Centrally Ducted | 215429803 |  | HRCU-A-CB | AZV6SA4810A* | Ducted Indoor Units | AHVE48DP0300A* |  |  |  | 9 | 17 | 8.2 | FALSE | FALSE | FALSE | 45500 | 29800 | 2.5 | 34800 | 2.39
215429781 | 09/30/24 | Live | Daikin North America, LLC | AMANA | Singlezone Ducted, Centrally Ducted | 215429781 |  | HRCU-A-CB | AZV6SA4810A* | Ducted Indoor Units | AHVE48DP1300A* |  |  |  | 9 | 17 | 8.2 | FALSE | FALSE | FALSE | 45500 | 29800 | 2.5 | 34800 | 2.39
215447039 | 09/30/24 | Live | Daikin North America, LLC | AMANA | Singlezone Ducted, Centrally Ducted | 215447039 |  | HRCU-A-CB | AZV6SA4210A* | Ducted Indoor Units | CA*EA4830*3A*+MBVK20DP1X00A* |  |  |  | 9 | 17 | 8.2 | FALSE | FALSE | FALSE | 41000 | 25600 | 2.4 | 33200 | 2.18
215447038 | 09/30/24 | Live | Daikin North America, LLC | AMANA | Singlezone Ducted, Centrally Ducted | 215447038 |  | HRCU-A-CB | AZV6SA4210A* | Ducted Indoor Units | CA*EA6030*3A*+MBVK20DP1X00A* |  |  |  | 9 | 17 | 8 | FALSE | FALSE | FALSE | 41000 | 25600 | 2.4 | 33200 | 2.18
215447036 | 09/30/24 | Live | Daikin North America, LLC | AMANA | Singlezone Ducted, Centrally Ducted | 215447036 |  | HRCU-A-CB | AZV6SA4210A* | Ducted Indoor Units | CA*EA4830*3A*+MBVK16CP1X00A* |  |  |  | 9 | 17 | 8 | FALSE | FALSE | FALSE | 41000 | 25600 | 2.4 | 33200 | 2.18
215447035 | 09/30/24 | Live | Daikin North America, LLC | AMANA | Singlezone Ducted, Centrally Ducted | 215447035 |  | HRCU-A-CB | AZV6SA4210A* | Ducted Indoor Units | CA*EA6030*3A*+MBVK16CP1X00A* |  |  |  | 9 | 17 | 8 | FALSE | FALSE | FALSE | 41000 | 25600 | 2.4 | 33200 | 2.18
215429780 | 09/30/24 | Live | Daikin North America, LLC | AMANA | Singlezone Ducted, Centrally Ducted | 215429780 |  | HRCU-A-CB | AZV6SA4210A* | Ducted Indoor Units | AHVE42CP0300A* |  |  |  | 9 | 17 | 8.2 | FALSE | FALSE | FALSE | 41000 | 25600 | 2.4 | 33200 | 2.18
215429779 | 09/30/24 | Live | Daikin North America, LLC | AMANA | Singlezone Ducted, Centrally Ducted | 215429779 |  | HRCU-A-CB | AZV6SA4210A* | Ducted Indoor Units | AHVE42CP1300A* |  |  |  | 9 | 17 | 8.2 | FALSE | FALSE | FALSE | 41000 | 25600 | 2.4 | 33200 | 2.18
215429778 | 09/30/24 | Live | Daikin North America, LLC | AMANA | Singlezone Ducted, Centrally Ducted | 215429778 |  | HRCU-A-CB | AZV6SA4210A* | Ducted Indoor Units | AHVE48CP0300A* |  |  |  | 9 | 17 | 8.2 | FALSE | FALSE | FALSE | 41000 | 25600 | 2.4 | 33200 | 2.18
215429777 | 09/30/24 | Live | Daikin North America, LLC | AMANA | Singlezone Ducted, Centrally Ducted | 215429777 |  | HRCU-A-CB | AZV6SA4210A* | Ducted Indoor Units | AHVE48CP1300A* |  |  |  | 9 | 17 | 8.2 | FALSE | FALSE | FALSE | 41000 | 25600 | 2.4 | 33200 | 2.18
215429776 | 09/30/24 | Live | Daikin North America, LLC | AMANA | Singlezone Ducted, Centrally Ducted | 215429776 |  | HRCU-A-CB | AZV6SA4210A* | Ducted Indoor Units | AHVE60DP0300A* |  |  |  | 9 | 17 | 8.2 | FALSE | FALSE | FALSE | 41000 | 25600 | 2.4 | 33200 | 2.18
215429775 | 09/30/24 | Live | Daikin North America, LLC | AMANA | Singlezone Ducted, Centrally Ducted | 215429775 |  | HRCU-A-CB | AZV6SA4210A* | Ducted Indoor Units | AHVE60DP1300A* |  |  |  | 9 | 17 | 8.2 | FALSE | FALSE | FALSE | 41000 | 25600 | 2.4 | 33200 | 2.18
215429774 | 09/30/24 | Live | Daikin North America, LLC | AMANA | Singlezone Ducted, Centrally Ducted | 215429774 |  | HRCU-A-CB | AZV6SA4210A* | Ducted Indoor Units | AHVE48DP0300A* |  |  |  | 9 | 17 | 8.2 | FALSE | FALSE | FALSE | 41000 | 25600 | 2.5 | 34400 | 2.26
215429184 | 09/30/24 | Live | Daikin North America, LLC | AMANA | Singlezone Ducted, Centrally Ducted | 215429184 |  | HRCU-A-CB | AZV6SA4210A* | Ducted Indoor Units | AHVE48DP1300A* |  |  |  | 9 | 17 | 8.2 | FALSE | FALSE | FALSE | 41000 | 25600 | 2.5 | 34400 | 2.26
215446991 | 09/30/24 | Live | Daikin North America, LLC | AMANA | Singlezone Ducted, Centrally Ducted | 215446991 |  | HRCU-A-CB | AZV6SA3610A* | Ducted Indoor Units | CA*EA3626*3A*+MBVK12BP1X00A* |  |  |  | 9 | 16.6 | 8.5 | FALSE | FALSE | FALSE | 33800 | 22400 | 2.5 | 24400 | 2.27
215446990 | 09/30/24 | Live | Daikin North America, LLC | AMANA | Singlezone Ducted, Centrally Ducted | 215446990 |  | HRCU-A-CB | AZV6SA3610A* | Ducted Indoor Units | CHPEA3626*3A*+MBVK12BP1X00A* |  |  |  | 9 | 16.6 | 8.5 | FALSE | FALSE | FALSE | 33800 | 22400 | 2.5 | 24400 | 2.27
215446989 | 09/30/24 | Live | Daikin North America, LLC | AMANA | Singlezone Ducted, Centrally Ducted | 215446989 |  | HRCU-A-CB | AZV6SA3610A* | Ducted Indoor Units | CA*EA3626*3A*+MBVK16CP1X00A* |  |  |  | 9 | 16.6 | 8.5 | FALSE | FALSE | FALSE | 34000 | 22400 | 2.5 | 24400 | 2.27
215446988 | 09/30/24 | Live | Daikin North America, LLC | AMANA | Singlezone Ducted, Centrally Ducted | 215446988 |  | HRCU-A-CB | AZV6SA3610A* | Ducted Indoor Units | CHPEA3626*3A*+MBVK16CP1X00A* |  |  |  | 9 | 16.6 | 8.5 | FALSE | FALSE | FALSE | 34000 | 22400 | 2.5 | 24400 | 2.27
215447614 | 09/30/24 | Live | Daikin North America, LLC | AMANA | Singlezone Ducted, Centrally Ducted | 215447614 |  | HRCU-A-CB | AZV6SA3610A* | Ducted Indoor Units | CA*EA3626*3A*+MBVK20DP1X00A* |  |  |  | 9 | 16.6 | 8.5 | FALSE | FALSE | FALSE | 34200 | 22400 | 2.5 | 24400 | 2.27
215429773 | 09/30/24 | Live | Daikin North America, LLC | AMANA | Singlezone Ducted, Centrally Ducted | 215429773 |  | HRCU-A-CB | AZV6SA3610A* | Ducted Indoor Units | AHVE42CP0300A* |  |  |  | 9 | 16.6 | 8.5 | FALSE | FALSE | FALSE | 34200 | 22400 | 2.5 | 24400 | 2.27
215429772 | 09/30/24 | Live | Daikin North America, LLC | AMANA | Singlezone Ducted, Centrally Ducted | 215429772 |  | HRCU-A-CB | AZV6SA3610A* | Ducted Indoor Units | AHVE42CP1300A* |  |  |  | 9 | 16.6 | 8.5 | FALSE | FALSE | FALSE | 34200 | 22400 | 2.5 | 24400 | 2.27
215429771 | 09/30/24 | Live | Daikin North America, LLC | AMANA | Singlezone Ducted, Centrally Ducted | 215429771 |  | HRCU-A-CB | AZV6SA3610A* | Ducted Indoor Units | AHVE36CP0300A* |  |  |  | 9 | 16.6 | 8.5 | FALSE | FALSE | FALSE | 34200 | 22400 | 2.5 | 26000 | 2.42
215429183 | 09/30/24 | Live | Daikin North America, LLC | AMANA | Singlezone Ducted, Centrally Ducted | 215429183 |  | HRCU-A-CB | AZV6SA3610A* | Ducted Indoor Units | AHVE36CP1300A* |  |  |  | 9 | 16.6 | 8.5 | FALSE | FALSE | FALSE | 34200 | 22400 | 2.5 | 26000 | 2.42
215446987 | 09/30/24 | Live | Daikin North America, LLC | AMANA | Singlezone Ducted, Centrally Ducted | 215446987 |  | HRCU-A-CB | AZV6SA3010A* | Ducted Indoor Units | CHPEA3026*3A*+MBVK16CP1X00A* |  |  |  | 10 | 17.5 | 8.5 | FALSE | FALSE | TRUE | 28400 | 18000 | 2.5 | 21400 | 2.31
215446986 | 09/30/24 | Live | Daikin North America, LLC | AMANA | Singlezone Ducted, Centrally Ducted | 215446986 |  | HRCU-A-CB | AZV6SA3010A* | Ducted Indoor Units | CHPEA3026*3A*+MBVK12BP1X00A* |  |  |  | 10 | 17.5 | 8.5 | FALSE | FALSE | TRUE | 28400 | 18000 | 2.5 | 21400 | 2.31
215446966 | 09/30/24 | Live | Daikin North America, LLC | AMANA | Singlezone Ducted, Centrally Ducted | 215446966 |  | HRCU-A-CB | AZV6SA3010A* | Ducted Indoor Units | CA*EA3626*3A*+MBVK16CP1X00A* |  |  |  | 10 | 17.5 | 8.5 | FALSE | FALSE | TRUE | 28400 | 18000 | 2.5 | 21400 | 2.31
215446965 | 09/30/24 | Live | Daikin North America, LLC | AMANA | Singlezone Ducted, Centrally Ducted | 215446965 |  | HRCU-A-CB | AZV6SA3010A* | Ducted Indoor Units | CA*EA3626*3A*+MBVK12BP1X00A* |  |  |  | 10 | 17.5 | 8.5 | FALSE | FALSE | TRUE | 28400 | 18000 | 2.5 | 21400 | 2.31
215446945 | 09/30/24 | Live | Daikin North America, LLC | AMANA | Singlezone Ducted, Centrally Ducted | 215446945 |  | HRCU-A-CB | AZV6SA3010A* | Ducted Indoor Units | CA*EA3022*3A*+MBVK16CP1X00A* |  |  |  | 10 | 17.5 | 8.5 | FALSE | FALSE | TRUE | 28400 | 18000 | 2.5 | 21400 | 2.31
215446944 | 09/30/24 | Live | Daikin North America, LLC | AMANA | Singlezone Ducted, Centrally Ducted | 215446944 |  | HRCU-A-CB | AZV6SA3010A* | Ducted Indoor Units | CA*EA3022*3A*+MBVK12BP1X00A* |  |  |  | 10 | 17.5 | 8.5 | FALSE | FALSE | TRUE | 28400 | 18000 | 2.5 | 21400 | 2.31
215429770 | 09/30/24 | Live | Daikin North America, LLC | AMANA | Singlezone Ducted, Centrally Ducted | 215429770 |  | HRCU-A-CB | AZV6SA3010A* | Ducted Indoor Units | AHVE36CP0300A* |  |  |  | 10 | 17.5 | 8.5 | FALSE | FALSE | TRUE | 28400 | 18000 | 2.5 | 21400 | 2.45
215429182 | 09/30/24 | Live | Daikin North America, LLC | AMANA | Singlezone Ducted, Centrally Ducted | 215429182 |  | HRCU-A-CB | AZV6SA3010A* | Ducted Indoor Units | AHVE36CP1300A* |  |  |  | 10 | 17.5 | 8.5 | FALSE | FALSE | TRUE | 28400 | 18000 | 2.5 | 21400 | 2.45
215487153 | 09/30/24 | Live | Daikin North America, LLC | AMANA | Singlezone Ducted, Centrally Ducted | 215487153 |  | HRCU-A-CB | AZV6SA2410A* | Ducted Indoor Units | CA*EA2418*3A*+MBVK12BP1X00A* |  |  |  | 10.2 | 18 | 8.5 | FALSE | FALSE | TRUE | 23200 | 14600 | 2.5 | 17900 | 2.45
215487152 | 09/30/24 | Live | Daikin North America, LLC | AMANA | Singlezone Ducted, Centrally Ducted | 215487152 |  | HRCU-A-CB | AZV6SA2410A* | Ducted Indoor Units | CA*EA3022*3A*+MBVK12BP1X00A* |  |  |  | 10.2 | 18 | 8.5 | FALSE | FALSE | TRUE | 23200 | 14600 | 2.5 | 17900 | 2.45
215487151 | 09/30/24 | Live | Daikin North America, LLC | AMANA | Singlezone Ducted, Centrally Ducted | 215487151 |  | HRCU-A-CB | AZV6SA2410A* | Ducted Indoor Units | CHPEA2422*3A*+MBVK12BP1X00A* |  |  |  | 10.2 | 18 | 8.5 | FALSE | FALSE | TRUE | 23200 | 14600 | 2.5 | 17900 | 2.45
215487150 | 09/30/24 | Live | Daikin North America, LLC | AMANA | Singlezone Ducted, Centrally Ducted | 215487150 |  | HRCU-A-CB | AZV6SA2410A* | Ducted Indoor Units | CA*EA2418*3A*+MBVK16CP1X00A* |  |  |  | 10.2 | 18 | 8.5 | FALSE | FALSE | TRUE | 23200 | 14600 | 2.5 | 17900 | 2.45
215487149 | 09/30/24 | Live | Daikin North America, LLC | AMANA | Singlezone Ducted, Centrally Ducted | 215487149 |  | HRCU-A-CB | AZV6SA2410A* | Ducted Indoor Units | CA*EA3022*3A*+MBVK16CP1X00A* |  |  |  | 10.2 | 18 | 8.5 | FALSE | FALSE | TRUE | 23200 | 14600 | 2.5 | 17900 | 2.45
215429769 | 09/30/24 | Live | Daikin North America, LLC | AMANA | Singlezone Ducted, Centrally Ducted | 215429769 |  | HRCU-A-CB | AZV6SA2410A* | Ducted Indoor Units | AHVE24BP0300A* |  |  |  | 10.2 | 18 | 8.5 | FALSE | FALSE | TRUE | 23200 | 14600 | 2.5 | 18200 | 2.49
215429181 | 09/30/24 | Live | Daikin North America, LLC | AMANA | Singlezone Ducted, Centrally Ducted | 215429181 |  | HRCU-A-CB | AZV6SA2410A* | Ducted Indoor Units | AHVE24BP1300A* |  |  |  | 10.2 | 18 | 8.5 | FALSE | FALSE | TRUE | 23200 | 14600 | 2.5 | 18200 | 2.49
215439769 | 09/30/24 | Live | Daikin North America, LLC | AMANA | Singlezone Ducted, Centrally Ducted | 215439769 |  | HRCU-A-CB | AZV6SA1810A* | Ducted Indoor Units | CA*EA2418*3A*+MBVK12BP1X00A* |  |  |  | 12 | 19 | 8.8 | TRUE | TRUE | TRUE | 17000 | 10800 | 2.49 | 16300 | 2.2
215439768 | 09/30/24 | Live | Daikin North America, LLC | AMANA | Singlezone Ducted, Centrally Ducted | 215439768 |  | HRCU-A-CB | AZV6SA1810A* | Ducted Indoor Units | CA*EA3022*3A*+MBVK12BP1X00A* |  |  |  | 12 | 19 | 8.8 | TRUE | TRUE | TRUE | 17000 | 10800 | 2.49 | 16300 | 2.2
215439767 | 09/30/24 | Live | Daikin North America, LLC | AMANA | Singlezone Ducted, Centrally Ducted | 215439767 |  | HRCU-A-CB | AZV6SA1810A* | Ducted Indoor Units | CHPEA2422*3A*+MBVK12BP1X00A* |  |  |  | 12 | 19 | 8.8 | TRUE | TRUE | TRUE | 17000 | 10800 | 2.49 | 16300 | 2.2
215439766 | 09/30/24 | Live | Daikin North America, LLC | AMANA | Singlezone Ducted, Centrally Ducted | 215439766 |  | HRCU-A-CB | AZV6SA1810A* | Ducted Indoor Units | CA*EA2418*3A*+MBVK16CP1X00A* |  |  |  | 12 | 19 | 8.8 | TRUE | TRUE | TRUE | 17000 | 10800 | 2.49 | 16300 | 2.2
215439765 | 09/30/24 | Live | Daikin North America, LLC | AMANA | Singlezone Ducted, Centrally Ducted | 215439765 |  | HRCU-A-CB | AZV6SA1810A* | Ducted Indoor Units | CA*EA3022*3A*+MBVK16CP1X00A* |  |  |  | 12 | 19 | 8.8 | TRUE | TRUE | TRUE | 17000 | 10800 | 2.49 | 16300 | 2.2
215429768 | 09/30/24 | Live | Daikin North America, LLC | AMANA | Singlezone Ducted, Centrally Ducted | 215429768 |  | HRCU-A-CB | AZV6SA1810A* | Ducted Indoor Units | AHVE24BP0300A* |  |  |  | 12 | 19 | 8.8 | TRUE | TRUE | TRUE | 17100 | 10800 | 2.49 | 16300 | 2.33
215429180 | 09/30/24 | Live | Daikin North America, LLC | AMANA | Singlezone Ducted, Centrally Ducted | 215429180 |  | HRCU-A-CB | AZV6SA1810A* | Ducted Indoor Units | AHVE24BP1300A* |  |  |  | 12 | 19 | 8.8 | TRUE | TRUE | TRUE | 17100 | 10800 | 2.49 | 16300 | 2.33
215446911 | 09/30/24 | Live | Daikin North America, LLC | DAIKIN | Singlezone Ducted, Centrally Ducted | 215446911 |  | HRCU-A-CB | DH6VSA6010A* | Ducted Indoor Units | CA*EA6030*3A*+MBVK16CP1X00A* |  |  |  | 8.6 | 16 | 8.2 | FALSE | FALSE | FALSE | 53500 | 34800 | 2.5 | 42500 | 2.33
215446910 | 09/30/24 | Live | Daikin North America, LLC | DAIKIN | Singlezone Ducted, Centrally Ducted | 215446910 |  | HRCU-A-CB | DH6VSA6010A* | Ducted Indoor Units | CA*EA6030*3A*+MBVK20DP1X00A* |  |  |  | 9 | 16.6 | 8.2 | FALSE | FALSE | FALSE | 53500 | 34800 | 2.5 | 42500 | 2.33
215446884 | 09/30/24 | Live | Daikin North America, LLC | DAIKIN | Singlezone Ducted, Centrally Ducted | 215446884 |  | HRCU-A-CB | DH6VSA6010A* | Ducted Indoor Units | CHPEA4830*3A*+MBVK16CP1X00A* |  |  |  | 8.6 | 16 | 8.2 | FALSE | FALSE | FALSE | 53500 | 34800 | 2.5 | 42500 | 2.33
215446882 | 09/30/24 | Live | Daikin North America, LLC | DAIKIN | Singlezone Ducted, Centrally Ducted | 215446882 |  | HRCU-A-CB | DH6VSA6010A* | Ducted Indoor Units | CHPEA4830*3A*+MBVK20DP1X00A* |  |  |  | 9 | 16.6 | 8.2 | FALSE | FALSE | FALSE | 53500 | 34800 | 2.5 | 42500 | 2.33
215446865 | 09/30/24 | Live | Daikin North America, LLC | DAIKIN | Singlezone Ducted, Centrally Ducted | 215446865 |  | HRCU-A-CB | DH6VSA6010A* | Ducted Indoor Units | CHPEA6030*3A*+MBVK16CP1X00A* |  |  |  | 8.6 | 16 | 8.2 | FALSE | FALSE | FALSE | 53500 | 34800 | 2.5 | 42500 | 2.33
215446864 | 09/30/24 | Live | Daikin North America, LLC | DAIKIN | Singlezone Ducted, Centrally Ducted | 215446864 |  | HRCU-A-CB | DH6VSA6010A* | Ducted Indoor Units | CHPEA6030*3A*+MBVK20DP1X00A* |  |  |  | 9 | 16.6 | 8.2 | FALSE | FALSE | FALSE | 53500 | 34800 | 2.5 | 42500 | 2.33
215429767 | 09/30/24 | Live | Daikin North America, LLC | DAIKIN | Singlezone Ducted, Centrally Ducted | 215429767 |  | HRCU-A-CB | DH6VSA6010A* | Ducted Indoor Units | DFVE60DP0300A* |  |  |  | 9 | 16.6 | 8.2 | FALSE | FALSE | FALSE | 53500 | 34800 | 2.5 | 42500 | 2.33
215415507 | 09/30/24 | Live | Daikin North America, LLC | DAIKIN | Singlezone Ducted, Centrally Ducted | 215415507 |  | HRCU-A-CB | DH6VSA6010A* | Ducted Indoor Units | DFVE60DP1300A* |  |  |  | 9 | 16.6 | 8.2 | FALSE | FALSE | FALSE | 53500 | 34800 | 2.5 | 42500 | 2.33
215487135 | 09/30/24 | Live | Daikin North America, LLC | DAIKIN | Singlezone Ducted, Centrally Ducted | 215487135 |  | HRCU-A-CB | DH6VSA4810A* | Ducted Indoor Units | CA*EA6030*3A*+MBVK16CP1X00A* |  |  |  | 9 | 17 | 8.2 | FALSE | FALSE | FALSE | 45500 | 29800 | 2.4 | 34800 | 2.23
215487094 | 09/30/24 | Live | Daikin North America, LLC | DAIKIN | Singlezone Ducted, Centrally Ducted | 215487094 |  | HRCU-A-CB | DH6VSA4810A* | Ducted Indoor Units | CA*EA4830*3A*+MBVK16CP1X00A* |  |  |  | 9 | 17 | 8.2 | FALSE | FALSE | FALSE | 45500 | 29800 | 2.4 | 34800 | 2.23
215487093 | 09/30/24 | Live | Daikin North America, LLC | DAIKIN | Singlezone Ducted, Centrally Ducted | 215487093 |  | HRCU-A-CB | DH6VSA4810A* | Ducted Indoor Units | CHPEA4830*3A*+MBVK16CP1X00A* |  |  |  | 9 | 17 | 8 | FALSE | FALSE | FALSE | 45500 | 29800 | 2.3 | 34800 | 2.23
215487092 | 09/30/24 | Live | Daikin North America, LLC | DAIKIN | Singlezone Ducted, Centrally Ducted | 215487092 |  | HRCU-A-CB | DH6VSA4810A* | Ducted Indoor Units | CHPEA6030*3A*+MBVK16CP1X00A* |  |  |  | 9 | 17 | 8 | FALSE | FALSE | FALSE | 45500 | 29800 | 2.3 | 34800 | 2.23
215487134 | 09/30/24 | Live | Daikin North America, LLC | DAIKIN | Singlezone Ducted, Centrally Ducted | 215487134 |  | HRCU-A-CB | DH6VSA4810A* | Ducted Indoor Units | CA*EA6030*3A*+MBVK20DP1X00A* |  |  |  | 9 | 17 | 8.2 | FALSE | FALSE | FALSE | 45500 | 29800 | 2.4 | 34800 | 2.23
215487091 | 09/30/24 | Live | Daikin North America, LLC | DAIKIN | Singlezone Ducted, Centrally Ducted | 215487091 |  | HRCU-A-CB | DH6VSA4810A* | Ducted Indoor Units | CA*EA4830*3A*+MBVK20DP1X00A* |  |  |  | 9 | 17 | 8.2 | FALSE | FALSE | FALSE | 45500 | 29800 | 2.4 | 34800 | 2.23
215487090 | 09/30/24 | Live | Daikin North America, LLC | DAIKIN | Singlezone Ducted, Centrally Ducted | 215487090 |  | HRCU-A-CB | DH6VSA4810A* | Ducted Indoor Units | CHPEA4830*3A*+MBVK20DP1X00A* |  |  |  | 9 | 17 | 8 | FALSE | FALSE | FALSE | 45500 | 29800 | 2.3 | 34800 | 2.23
215487089 | 09/30/24 | Live | Daikin North America, LLC | DAIKIN | Singlezone Ducted, Centrally Ducted | 215487089 |  | HRCU-A-CB | DH6VSA4810A* | Ducted Indoor Units | CHPEA6030*3A*+MBVK20DP1X00A* |  |  |  | 9 | 17 | 8 | FALSE | FALSE | FALSE | 45500 | 29800 | 2.3 | 34800 | 2.23
215429802 | 09/30/24 | Live | Daikin North America, LLC | DAIKIN | Singlezone Ducted, Centrally Ducted | 215429802 |  | HRCU-A-CB | DH6VSA4810A* | Ducted Indoor Units | DFVE60DP0300A* |  |  |  | 9 | 17 | 8.2 | FALSE | FALSE | FALSE | 45500 | 29800 | 2.4 | 34800 | 2.23
215429801 | 09/30/24 | Live | Daikin North America, LLC | DAIKIN | Singlezone Ducted, Centrally Ducted | 215429801 |  | HRCU-A-CB | DH6VSA4810A* | Ducted Indoor Units | DFVE60DP1300A* |  |  |  | 9 | 17 | 8.2 | FALSE | FALSE | FALSE | 45500 | 29800 | 2.4 | 34800 | 2.23
215429800 | 09/30/24 | Live | Daikin North America, LLC | DAIKIN | Singlezone Ducted, Centrally Ducted | 215429800 |  | HRCU-A-CB | DH6VSA4810A* | Ducted Indoor Units | DFVE48CP0300A* |  |  |  | 8.9 | 17 | 8.2 | FALSE | FALSE | FALSE | 45500 | 29800 | 2.4 | 34800 | 2.23
215429799 | 09/30/24 | Live | Daikin North America, LLC | DAIKIN | Singlezone Ducted, Centrally Ducted | 215429799 |  | HRCU-A-CB | DH6VSA4810A* | Ducted Indoor Units | DFVE48CP1300A* |  |  |  | 8.9 | 17 | 8.2 | FALSE | FALSE | FALSE | 45500 | 29800 | 2.4 | 34800 | 2.23
215429798 | 09/30/24 | Live | Daikin North America, LLC | DAIKIN | Singlezone Ducted, Centrally Ducted | 215429798 |  | HRCU-A-CB | DH6VSA4810A* | Ducted Indoor Units | DFVE48DP0300A* |  |  |  | 9 | 17 | 8.2 | FALSE | FALSE | FALSE | 45500 | 29800 | 2.5 | 34800 | 2.39
215429766 | 09/30/24 | Live | Daikin North America, LLC | DAIKIN | Singlezone Ducted, Centrally Ducted | 215429766 |  | HRCU-A-CB | DH6VSA4810A* | Ducted Indoor Units | DFVE48DP1300A* |  |  |  | 9 | 17 | 8.2 | FALSE | FALSE | FALSE | 45500 | 29800 | 2.5 | 34800 | 2.39
215446831 | 09/30/24 | Live | Daikin North America, LLC | DAIKIN | Singlezone Ducted, Centrally Ducted | 215446831 |  | HRCU-A-CB | DH6VSA4210A* | Ducted Indoor Units | CA*EA4830*3A*+MBVK20DP1X00A* |  |  |  | 9 | 17 | 8.2 | FALSE | FALSE | FALSE | 41000 | 25600 | 2.4 | 33200 | 2.18
215446830 | 09/30/24 | Live | Daikin North America, LLC | DAIKIN | Singlezone Ducted, Centrally Ducted | 215446830 |  | HRCU-A-CB | DH6VSA4210A* | Ducted Indoor Units | CA*EA6030*3A*+MBVK20DP1X00A* |  |  |  | 9 | 17 | 8 | FALSE | FALSE | FALSE | 41000 | 25600 | 2.4 | 33200 | 2.18
215446828 | 09/30/24 | Live | Daikin North America, LLC | DAIKIN | Singlezone Ducted, Centrally Ducted | 215446828 |  | HRCU-A-CB | DH6VSA4210A* | Ducted Indoor Units | CA*EA4830*3A*+MBVK16CP1X00A* |  |  |  | 9 | 17 | 8 | FALSE | FALSE | FALSE | 41000 | 25600 | 2.4 | 33200 | 2.18
215446827 | 09/30/24 | Live | Daikin North America, LLC | DAIKIN | Singlezone Ducted, Centrally Ducted | 215446827 |  | HRCU-A-CB | DH6VSA4210A* | Ducted Indoor Units | CA*EA6030*3A*+MBVK16CP1X00A* |  |  |  | 9 | 17 | 8 | FALSE | FALSE | FALSE | 41000 | 25600 | 2.4 | 33200 | 2.18
215429765 | 09/30/24 | Live | Daikin North America, LLC | DAIKIN | Singlezone Ducted, Centrally Ducted | 215429765 |  | HRCU-A-CB | DH6VSA4210A* | Ducted Indoor Units | DFVE42CP0300A* |  |  |  | 9 | 17 | 8.2 | FALSE | FALSE | FALSE | 41000 | 25600 | 2.4 | 33200 | 2.18
215429764 | 09/30/24 | Live | Daikin North America, LLC | DAIKIN | Singlezone Ducted, Centrally Ducted | 215429764 |  | HRCU-A-CB | DH6VSA4210A* | Ducted Indoor Units | DFVE42CP1300A* |  |  |  | 9 | 17 | 8.2 | FALSE | FALSE | FALSE | 41000 | 25600 | 2.4 | 33200 | 2.18
215429763 | 09/30/24 | Live | Daikin North America, LLC | DAIKIN | Singlezone Ducted, Centrally Ducted | 215429763 |  | HRCU-A-CB | DH6VSA4210A* | Ducted Indoor Units | DFVE48CP0300A* |  |  |  | 9 | 17 | 8.2 | FALSE | FALSE | FALSE | 41000 | 25600 | 2.4 | 33200 | 2.18
215429762 | 09/30/24 | Live | Daikin North America, LLC | DAIKIN | Singlezone Ducted, Centrally Ducted | 215429762 |  | HRCU-A-CB | DH6VSA4210A* | Ducted Indoor Units | DFVE48CP1300A* |  |  |  | 9 | 17 | 8.2 | FALSE | FALSE | FALSE | 41000 | 25600 | 2.4 | 33200 | 2.18
215429761 | 09/30/24 | Live | Daikin North America, LLC | DAIKIN | Singlezone Ducted, Centrally Ducted | 215429761 |  | HRCU-A-CB | DH6VSA4210A* | Ducted Indoor Units | DFVE60DP0300A* |  |  |  | 9 | 17 | 8.2 | FALSE | FALSE | FALSE | 41000 | 25600 | 2.4 | 33200 | 2.18
215429760 | 09/30/24 | Live | Daikin North America, LLC | DAIKIN | Singlezone Ducted, Centrally Ducted | 215429760 |  | HRCU-A-CB | DH6VSA4210A* | Ducted Indoor Units | DFVE60DP1300A* |  |  |  | 9 | 17 | 8.2 | FALSE | FALSE | FALSE | 41000 | 25600 | 2.4 | 33200 | 2.18
215429759 | 09/30/24 | Live | Daikin North America, LLC | DAIKIN | Singlezone Ducted, Centrally Ducted | 215429759 |  | HRCU-A-CB | DH6VSA4210A* | Ducted Indoor Units | DFVE48DP0300A* |  |  |  | 9 | 17 | 8.2 | FALSE | FALSE | FALSE | 41000 | 25600 | 2.5 | 34400 | 2.26
215415506 | 09/30/24 | Live | Daikin North America, LLC | DAIKIN | Singlezone Ducted, Centrally Ducted | 215415506 |  | HRCU-A-CB | DH6VSA4210A* | Ducted Indoor Units | DFVE48DP1300A* |  |  |  | 9 | 17 | 8.2 | FALSE | FALSE | FALSE | 41000 | 25600 | 2.5 | 34400 | 2.26
215446783 | 09/30/24 | Live | Daikin North America, LLC | DAIKIN | Singlezone Ducted, Centrally Ducted | 215446783 |  | HRCU-A-CB | DH6VSA3610A* | Ducted Indoor Units | CA*EA3626*3A*+MBVK12BP1X00A* |  |  |  | 9 | 16.6 | 8.5 | FALSE | FALSE | FALSE | 33800 | 22400 | 2.5 | 24400 | 2.27
215446782 | 09/30/24 | Live | Daikin North America, LLC | DAIKIN | Singlezone Ducted, Centrally Ducted | 215446782 |  | HRCU-A-CB | DH6VSA3610A* | Ducted Indoor Units | CHPEA3626*3A*+MBVK12BP1X00A* |  |  |  | 9 | 16.6 | 8.5 | FALSE | FALSE | FALSE | 33800 | 22400 | 2.5 | 24400 | 2.27
215446781 | 09/30/24 | Live | Daikin North America, LLC | DAIKIN | Singlezone Ducted, Centrally Ducted | 215446781 |  | HRCU-A-CB | DH6VSA3610A* | Ducted Indoor Units | CA*EA3626*3A*+MBVK16CP1X00A* |  |  |  | 9 | 16.6 | 8.5 | FALSE | FALSE | FALSE | 34000 | 22400 | 2.5 | 24400 | 2.27
215446780 | 09/30/24 | Live | Daikin North America, LLC | DAIKIN | Singlezone Ducted, Centrally Ducted | 215446780 |  | HRCU-A-CB | DH6VSA3610A* | Ducted Indoor Units | CHPEA3626*3A*+MBVK16CP1X00A* |  |  |  | 9 | 16.6 | 8.5 | FALSE | FALSE | FALSE | 34000 | 22400 | 2.5 | 24400 | 2.27
215447613 | 09/30/24 | Live | Daikin North America, LLC | DAIKIN | Singlezone Ducted, Centrally Ducted | 215447613 |  | HRCU-A-CB | DH6VSA3610A* | Ducted Indoor Units | CA*EA3626*3A*+MBVK20DP1X00A* |  |  |  | 9 | 16.6 | 8.5 | FALSE | FALSE | FALSE | 34200 | 22400 | 2.5 | 24400 | 2.27
215429758 | 09/30/24 | Live | Daikin North America, LLC | DAIKIN | Singlezone Ducted, Centrally Ducted | 215429758 |  | HRCU-A-CB | DH6VSA3610A* | Ducted Indoor Units | DFVE42CP0300A* |  |  |  | 9 | 16.6 | 8.5 | FALSE | FALSE | FALSE | 34200 | 22400 | 2.5 | 24400 | 2.27
215429757 | 09/30/24 | Live | Daikin North America, LLC | DAIKIN | Singlezone Ducted, Centrally Ducted | 215429757 |  | HRCU-A-CB | DH6VSA3610A* | Ducted Indoor Units | DFVE42CP1300A* |  |  |  | 9 | 16.6 | 8.5 | FALSE | FALSE | FALSE | 34200 | 22400 | 2.5 | 24400 | 2.27
215429756 | 09/30/24 | Live | Daikin North America, LLC | DAIKIN | Singlezone Ducted, Centrally Ducted | 215429756 |  | HRCU-A-CB | DH6VSA3610A* | Ducted Indoor Units | DFVE36CP0300A* |  |  |  | 9 | 16.6 | 8.5 | FALSE | FALSE | FALSE | 34200 | 22400 | 2.5 | 26000 | 2.42
215415505 | 09/30/24 | Live | Daikin North America, LLC | DAIKIN | Singlezone Ducted, Centrally Ducted | 215415505 |  | HRCU-A-CB | DH6VSA3610A* | Ducted Indoor Units | DFVE36CP1300A* |  |  |  | 9 | 16.6 | 8.5 | FALSE | FALSE | FALSE | 34200 | 22400 | 2.5 | 26000 | 2.42
215446779 | 09/30/24 | Live | Daikin North America, LLC | DAIKIN | Singlezone Ducted, Centrally Ducted | 215446779 |  | HRCU-A-CB | DH6VSA3010A* | Ducted Indoor Units | CHPEA3026*3A*+MBVK16CP1X00A* |  |  |  | 10 | 17.5 | 8.5 | FALSE | FALSE | TRUE | 28400 | 18000 | 2.5 | 21400 | 2.31
215446778 | 09/30/24 | Live | Daikin North America, LLC | DAIKIN | Singlezone Ducted, Centrally Ducted | 215446778 |  | HRCU-A-CB | DH6VSA3010A* | Ducted Indoor Units | CHPEA3026*3A*+MBVK12BP1X00A* |  |  |  | 10 | 17.5 | 8.5 | FALSE | FALSE | TRUE | 28400 | 18000 | 2.5 | 21400 | 2.31
215446758 | 09/30/24 | Live | Daikin North America, LLC | DAIKIN | Singlezone Ducted, Centrally Ducted | 215446758 |  | HRCU-A-CB | DH6VSA3010A* | Ducted Indoor Units | CA*EA3626*3A*+MBVK16CP1X00A* |  |  |  | 10 | 17.5 | 8.5 | FALSE | FALSE | TRUE | 28400 | 18000 | 2.5 | 21400 | 2.31
215446757 | 09/30/24 | Live | Daikin North America, LLC | DAIKIN | Singlezone Ducted, Centrally Ducted | 215446757 |  | HRCU-A-CB | DH6VSA3010A* | Ducted Indoor Units | CA*EA3626*3A*+MBVK12BP1X00A* |  |  |  | 10 | 17.5 | 8.5 | FALSE | FALSE | TRUE | 28400 | 18000 | 2.5 | 21400 | 2.31
215446737 | 09/30/24 | Live | Daikin North America, LLC | DAIKIN | Singlezone Ducted, Centrally Ducted | 215446737 |  | HRCU-A-CB | DH6VSA3010A* | Ducted Indoor Units | CA*EA3022*3A*+MBVK16CP1X00A* |  |  |  | 10 | 17.5 | 8.5 | FALSE | FALSE | TRUE | 28400 | 18000 | 2.5 | 21400 | 2.31
215446736 | 09/30/24 | Live | Daikin North America, LLC | DAIKIN | Singlezone Ducted, Centrally Ducted | 215446736 |  | HRCU-A-CB | DH6VSA3010A* | Ducted Indoor Units | CA*EA3022*3A*+MBVK12BP1X00A* |  |  |  | 10 | 17.5 | 8.5 | FALSE | FALSE | TRUE | 28400 | 18000 | 2.5 | 21400 | 2.31
215429755 | 09/30/24 | Live | Daikin North America, LLC | DAIKIN | Singlezone Ducted, Centrally Ducted | 215429755 |  | HRCU-A-CB | DH6VSA3010A* | Ducted Indoor Units | DFVE36CP0300A* |  |  |  | 10 | 17.5 | 8.5 | FALSE | FALSE | TRUE | 28400 | 18000 | 2.5 | 21400 | 2.45
215415504 | 09/30/24 | Live | Daikin North America, LLC | DAIKIN | Singlezone Ducted, Centrally Ducted | 215415504 |  | HRCU-A-CB | DH6VSA3010A* | Ducted Indoor Units | DFVE36CP1300A* |  |  |  | 10 | 17.5 | 8.5 | FALSE | FALSE | TRUE | 28400 | 18000 | 2.5 | 21400 | 2.45
215487046 | 09/30/24 | Live | Daikin North America, LLC | DAIKIN | Singlezone Ducted, Centrally Ducted | 215487046 |  | HRCU-A-CB | DH6VSA2410A* | Ducted Indoor Units | CA*EA2418*3A*+MBVK12BP1X00A* |  |  |  | 10.2 | 18 | 8.5 | FALSE | FALSE | TRUE | 23200 | 14600 | 2.5 | 17900 | 2.45
215487045 | 09/30/24 | Live | Daikin North America, LLC | DAIKIN | Singlezone Ducted, Centrally Ducted | 215487045 |  | HRCU-A-CB | DH6VSA2410A* | Ducted Indoor Units | CA*EA3022*3A*+MBVK12BP1X00A* |  |  |  | 10.2 | 18 | 8.5 | FALSE | FALSE | TRUE | 23200 | 14600 | 2.5 | 17900 | 2.45
215487044 | 09/30/24 | Live | Daikin North America, LLC | DAIKIN | Singlezone Ducted, Centrally Ducted | 215487044 |  | HRCU-A-CB | DH6VSA2410A* | Ducted Indoor Units | CHPEA2422*3A*+MBVK12BP1X00A* |  |  |  | 10.2 | 18 | 8.5 | FALSE | FALSE | TRUE | 23200 | 14600 | 2.5 | 17900 | 2.45
215487043 | 09/30/24 | Live | Daikin North America, LLC | DAIKIN | Singlezone Ducted, Centrally Ducted | 215487043 |  | HRCU-A-CB | DH6VSA2410A* | Ducted Indoor Units | CA*EA2418*3A*+MBVK16CP1X00A* |  |  |  | 10.2 | 18 | 8.5 | FALSE | FALSE | TRUE | 23200 | 14600 | 2.5 | 17900 | 2.45
215487042 | 09/30/24 | Live | Daikin North America, LLC | DAIKIN | Singlezone Ducted, Centrally Ducted | 215487042 |  | HRCU-A-CB | DH6VSA2410A* | Ducted Indoor Units | CA*EA3022*3A*+MBVK16CP1X00A* |  |  |  | 10.2 | 18 | 8.5 | FALSE | FALSE | TRUE | 23200 | 14600 | 2.5 | 17900 | 2.45
215429754 | 09/30/24 | Live | Daikin North America, LLC | DAIKIN | Singlezone Ducted, Centrally Ducted | 215429754 |  | HRCU-A-CB | DH6VSA2410A* | Ducted Indoor Units | DFVE24BP0300A* |  |  |  | 10.2 | 18 | 8.5 | FALSE | FALSE | TRUE | 23200 | 14600 | 2.5 | 18200 | 2.49
215415503 | 09/30/24 | Live | Daikin North America, LLC | DAIKIN | Singlezone Ducted, Centrally Ducted | 215415503 |  | HRCU-A-CB | DH6VSA2410A* | Ducted Indoor Units | DFVE24BP1300A* |  |  |  | 10.2 | 18 | 8.5 | FALSE | FALSE | TRUE | 23200 | 14600 | 2.5 | 18200 | 2.49
215439764 | 09/30/24 | Live | Daikin North America, LLC | DAIKIN | Singlezone Ducted, Centrally Ducted | 215439764 |  | HRCU-A-CB | DH6VSA1810A* | Ducted Indoor Units | CA*EA2418*3A*+MBVK12BP1X00A* |  |  |  | 12 | 19 | 8.8 | TRUE | TRUE | TRUE | 17000 | 10800 | 2.49 | 16300 | 2.2
215439763 | 09/30/24 | Live | Daikin North America, LLC | DAIKIN | Singlezone Ducted, Centrally Ducted | 215439763 |  | HRCU-A-CB | DH6VSA1810A* | Ducted Indoor Units | CA*EA3022*3A*+MBVK12BP1X00A* |  |  |  | 12 | 19 | 8.8 | TRUE | TRUE | TRUE | 17000 | 10800 | 2.49 | 16300 | 2.2
215439762 | 09/30/24 | Live | Daikin North America, LLC | DAIKIN | Singlezone Ducted, Centrally Ducted | 215439762 |  | HRCU-A-CB | DH6VSA1810A* | Ducted Indoor Units | CHPEA2422*3A*+MBVK12BP1X00A* |  |  |  | 12 | 19 | 8.8 | TRUE | TRUE | TRUE | 17000 | 10800 | 2.49 | 16300 | 2.2
215439761 | 09/30/24 | Live | Daikin North America, LLC | DAIKIN | Singlezone Ducted, Centrally Ducted | 215439761 |  | HRCU-A-CB | DH6VSA1810A* | Ducted Indoor Units | CA*EA2418*3A*+MBVK16CP1X00A* |  |  |  | 12 | 19 | 8.8 | TRUE | TRUE | TRUE | 17000 | 10800 | 2.49 | 16300 | 2.2
215439760 | 09/30/24 | Live | Daikin North America, LLC | DAIKIN | Singlezone Ducted, Centrally Ducted | 215439760 |  | HRCU-A-CB | DH6VSA1810A* | Ducted Indoor Units | CA*EA3022*3A*+MBVK16CP1X00A* |  |  |  | 12 | 19 | 8.8 | TRUE | TRUE | TRUE | 17000 | 10800 | 2.49 | 16300 | 2.2
215429753 | 09/30/24 | Live | Daikin North America, LLC | DAIKIN | Singlezone Ducted, Centrally Ducted | 215429753 |  | HRCU-A-CB | DH6VSA1810A* | Ducted Indoor Units | DFVE24BP0300A* |  |  |  | 12 | 19 | 8.8 | TRUE | TRUE | TRUE | 17100 | 10800 | 2.49 | 16300 | 2.33
215415502 | 09/30/24 | Live | Daikin North America, LLC | DAIKIN | Singlezone Ducted, Centrally Ducted | 215415502 |  | HRCU-A-CB | DH6VSA1810A* | Ducted Indoor Units | DFVE24BP1300A* |  |  |  | 12 | 19 | 8.8 | TRUE | TRUE | TRUE | 17100 | 10800 | 2.49 | 16300 | 2.33
215324575 | 09/16/24 | Live | CARRIER | MIDEA | Singlezone Non-Ducted, Ceiling Placement | 215324575 |  | HRCU-A-CB-O | D5CSRAH12AAK | Mini-Splits | D5FSOAH12XAK |  |  |  | 12.3 | 22.2 | 10.1 | TRUE | TRUE | TRUE | 12000 | 8600 | 2.77 | 10000 | 2.59
215324721 | 09/16/24 | Live | CARRIER | SMART COMFORT | Singlezone Non-Ducted, Ceiling Placement | 215324721 |  | HRCU-A-CB-O | D5CSRAH12AAK | Mini-Splits | D5FSOAH12XAK |  |  |  | 12.3 | 22.2 | 10.1 | TRUE | TRUE | TRUE | 12000 | 8600 | 2.77 | 10000 | 2.59
215324429 | 09/16/24 | Live | CARRIER | KEEPRITE | Singlezone Non-Ducted, Ceiling Placement | 215324429 |  | HRCU-A-CB-O | D5CSRAH12AAK | Mini-Splits | D5FSOAH12XAK |  |  |  | 12.3 | 22.2 | 10.1 | TRUE | TRUE | TRUE | 12000 | 8600 | 2.77 | 10000 | 2.59
215324502 | 09/16/24 | Live | CARRIER | KENMORE | Singlezone Non-Ducted, Ceiling Placement | 215324502 |  | HRCU-A-CB-O | D5CSRAH12AAK | Mini-Splits | D5FSOAH12XAK |  |  |  | 12.3 | 22.2 | 10.1 | TRUE | TRUE | TRUE | 12000 | 8600 | 2.77 | 10000 | 2.59
215324210 | 09/16/24 | Live | CARRIER | COMFORTMAKER | Singlezone Non-Ducted, Ceiling Placement | 215324210 |  | HRCU-A-CB-O | D5CSRAH12AAK | Mini-Splits | D5FSOAH12XAK |  |  |  | 12.3 | 22.2 | 10.1 | TRUE | TRUE | TRUE | 12000 | 8600 | 2.77 | 10000 | 2.59
215324940 | 09/16/24 | Live | CARRIER | GRANDAIRE | Singlezone Non-Ducted, Ceiling Placement | 215324940 |  | HRCU-A-CB-O | D5CSRAH12AAK | Mini-Splits | D5FSOAH12XAK |  |  |  | 12.3 | 22.2 | 10.1 | TRUE | TRUE | TRUE | 12000 | 8600 | 2.77 | 10000 | 2.59
215324867 | 09/16/24 | Live | CARRIER | LPS LEGACY | Singlezone Non-Ducted, Ceiling Placement | 215324867 |  | HRCU-A-CB-O | D5CSRAH12AAK | Mini-Splits | D5FSOAH12XAK |  |  |  | 12.3 | 22.2 | 10.1 | TRUE | TRUE | TRUE | 12000 | 8600 | 2.77 | 10000 | 2.59
215324794 | 09/16/24 | Live | CARRIER | AIRQUEST | Singlezone Non-Ducted, Ceiling Placement | 215324794 |  | HRCU-A-CB-O | D5CSRAH12AAK | Mini-Splits | D5FSOAH12XAK |  |  |  | 12.3 | 22.2 | 10.1 | TRUE | TRUE | TRUE | 12000 | 8600 | 2.77 | 10000 | 2.59
215324793 | 09/16/24 | Live | CARRIER | AIRQUEST | Singlezone Non-Ducted, Wall Placement | 215324793 |  | HRCU-A-CB-O | D5CSRAH12AAK | Mini-Splits | D5FSHAH12XAK |  |  |  | 13.1 | 25.5 | 10.7 | TRUE | TRUE | TRUE | 12000 | 9300 | 2.84 | 9600 | 2.38
215324866 | 09/16/24 | Live | CARRIER | LPS LEGACY | Singlezone Non-Ducted, Wall Placement | 215324866 |  | HRCU-A-CB-O | D5CSRAH12AAK | Mini-Splits | D5FSHAH12XAK |  |  |  | 13.1 | 25.5 | 10.7 | TRUE | TRUE | TRUE | 12000 | 9300 | 2.84 | 9600 | 2.38
215324939 | 09/16/24 | Live | CARRIER | GRANDAIRE | Singlezone Non-Ducted, Wall Placement | 215324939 |  | HRCU-A-CB-O | D5CSRAH12AAK | Mini-Splits | D5FSHAH12XAK |  |  |  | 13.1 | 25.5 | 10.7 | TRUE | TRUE | TRUE | 12000 | 9300 | 2.84 | 9600 | 2.38
215324209 | 09/16/24 | Live | CARRIER | COMFORTMAKER | Singlezone Non-Ducted, Wall Placement | 215324209 |  | HRCU-A-CB-O | D5CSRAH12AAK | Mini-Splits | D5FSHAH12XAK |  |  |  | 13.1 | 25.5 | 10.7 | TRUE | TRUE | TRUE | 12000 | 9300 | 2.84 | 9600 | 2.38
215324501 | 09/16/24 | Live | CARRIER | KENMORE | Singlezone Non-Ducted, Wall Placement | 215324501 |  | HRCU-A-CB-O | D5CSRAH12AAK | Mini-Splits | D5FSHAH12XAK |  |  |  | 13.1 | 25.5 | 10.7 | TRUE | TRUE | TRUE | 12000 | 9300 | 2.84 | 9600 | 2.38
215324428 | 09/16/24 | Live | CARRIER | KEEPRITE | Singlezone Non-Ducted, Wall Placement | 215324428 |  | HRCU-A-CB-O | D5CSRAH12AAK | Mini-Splits | D5FSHAH12XAK |  |  |  | 13.1 | 25.5 | 10.7 | TRUE | TRUE | TRUE | 12000 | 9300 | 2.84 | 9600 | 2.38
215324720 | 09/16/24 | Live | CARRIER | SMART COMFORT | Singlezone Non-Ducted, Wall Placement | 215324720 |  | HRCU-A-CB-O | D5CSRAH12AAK | Mini-Splits | D5FSHAH12XAK |  |  |  | 13.1 | 25.5 | 10.7 | TRUE | TRUE | TRUE | 12000 | 9300 | 2.84 | 9600 | 2.38
215324574 | 09/16/24 | Live | CARRIER | MIDEA | Singlezone Non-Ducted, Wall Placement | 215324574 |  | HRCU-A-CB-O | D5CSRAH12AAK | Mini-Splits | D5FSHAH12XAK |  |  |  | 13.1 | 25.5 | 10.7 | TRUE | TRUE | TRUE | 12000 | 9300 | 2.84 | 9600 | 2.38
215324647 | 09/16/24 | Live | CARRIER | TEMPSTAR | Singlezone Non-Ducted, Wall Placement | 215324647 |  | HRCU-A-CB-O | D5CSRAH12AAK | Mini-Splits | D5FSHAH12XAK |  |  |  | 13.1 | 25.5 | 10.7 | TRUE | TRUE | TRUE | 12000 | 9300 | 2.84 | 9600 | 2.38
215324355 | 09/16/24 | Live | CARRIER | HEIL | Singlezone Non-Ducted, Wall Placement | 215324355 |  | HRCU-A-CB-O | D5CSRAH12AAK | Mini-Splits | D5FSHAH12XAK |  |  |  | 13.1 | 25.5 | 10.7 | TRUE | TRUE | TRUE | 12000 | 9300 | 2.84 | 9600 | 2.38
215324282 | 09/16/24 | Live | CARRIER | DAY & NIGHT | Singlezone Non-Ducted, Wall Placement | 215324282 |  | HRCU-A-CB-O | D5CSRAH12AAK | Mini-Splits | D5FSHAH12XAK |  |  |  | 13.1 | 25.5 | 10.7 | TRUE | TRUE | TRUE | 12000 | 9300 | 2.84 | 9600 | 2.38
215324936 | 09/16/24 | Live | CARRIER | GRANDAIRE | Singlezone Non-Ducted, Wall Placement | 215324936 |  | HRCU-A-CB-O | D5CSRAH09AAK | Mini-Splits | D5FSFAH09XAK |  |  |  | 16.3 | 26 | 13.9 | TRUE | TRUE | TRUE | 9000 | 9000 | 2.9 | 9600 | 2.49
215324863 | 09/16/24 | Live | CARRIER | LPS LEGACY | Singlezone Non-Ducted, Wall Placement | 215324863 |  | HRCU-A-CB-O | D5CSRAH09AAK | Mini-Splits | D5FSFAH09XAK |  |  |  | 16.3 | 26 | 13.9 | TRUE | TRUE | TRUE | 9000 | 9000 | 2.9 | 9600 | 2.49
215324790 | 09/16/24 | Live | CARRIER | AIRQUEST | Singlezone Non-Ducted, Wall Placement | 215324790 |  | HRCU-A-CB-O | D5CSRAH09AAK | Mini-Splits | D5FSFAH09XAK |  |  |  | 16.3 | 26 | 13.9 | TRUE | TRUE | TRUE | 9000 | 9000 | 2.9 | 9600 | 2.49
215324206 | 09/16/24 | Live | CARRIER | COMFORTMAKER | Singlezone Non-Ducted, Wall Placement | 215324206 |  | HRCU-A-CB-O | D5CSRAH09AAK | Mini-Splits | D5FSFAH09XAK |  |  |  | 16.3 | 26 | 13.9 | TRUE | TRUE | TRUE | 9000 | 9000 | 2.9 | 9600 | 2.49
215324644 | 09/16/24 | Live | CARRIER | TEMPSTAR | Singlezone Non-Ducted, Wall Placement | 215324644 |  | HRCU-A-CB-O | D5CSRAH09AAK | Mini-Splits | D5FSFAH09XAK |  |  |  | 16.3 | 26 | 13.9 | TRUE | TRUE | TRUE | 9000 | 9000 | 2.9 | 9600 | 2.49
215324717 | 09/16/24 | Live | CARRIER | SMART COMFORT | Singlezone Non-Ducted, Wall Placement | 215324717 |  | HRCU-A-CB-O | D5CSRAH09AAK | Mini-Splits | D5FSFAH09XAK |  |  |  | 16.3 | 26 | 13.9 | TRUE | TRUE | TRUE | 9000 | 9000 | 2.9 | 9600 | 2.49
215324498 | 09/16/24 | Live | CARRIER | KENMORE | Singlezone Non-Ducted, Wall Placement | 215324498 |  | HRCU-A-CB-O | D5CSRAH09AAK | Mini-Splits | D5FSFAH09XAK |  |  |  | 16.3 | 26 | 13.9 | TRUE | TRUE | TRUE | 9000 | 9000 | 2.9 | 9600 | 2.49
215324425 | 09/16/24 | Live | CARRIER | KEEPRITE | Singlezone Non-Ducted, Wall Placement | 215324425 |  | HRCU-A-CB-O | D5CSRAH09AAK | Mini-Splits | D5FSFAH09XAK |  |  |  | 16.3 | 26 | 13.9 | TRUE | TRUE | TRUE | 9000 | 9000 | 2.9 | 9600 | 2.49
215324571 | 09/16/24 | Live | CARRIER | MIDEA | Singlezone Non-Ducted, Wall Placement | 215324571 |  | HRCU-A-CB-O | D5CSRAH09AAK | Mini-Splits | D5FSFAH09XAK |  |  |  | 16.3 | 26 | 13.9 | TRUE | TRUE | TRUE | 9000 | 9000 | 2.9 | 9600 | 2.49
215324352 | 09/16/24 | Live | CARRIER | HEIL | Singlezone Non-Ducted, Wall Placement | 215324352 |  | HRCU-A-CB-O | D5CSRAH09AAK | Mini-Splits | D5FSFAH09XAK |  |  |  | 16.3 | 26 | 13.9 | TRUE | TRUE | TRUE | 9000 | 9000 | 2.9 | 9600 | 2.49
215324279 | 09/16/24 | Live | CARRIER | DAY & NIGHT | Singlezone Non-Ducted, Wall Placement | 215324279 |  | HRCU-A-CB-O | D5CSRAH09AAK | Mini-Splits | D5FSFAH09XAK |  |  |  | 16.3 | 26 | 13.9 | TRUE | TRUE | TRUE | 9000 | 9000 | 2.9 | 9600 | 2.49
215324278 | 09/16/24 | Live | CARRIER | DAY & NIGHT | Singlezone Non-Ducted, Ceiling Placement | 215324278 |  | HRCU-A-CB-O | D5CSRAH09AAK | Mini-Splits | D5FSCAH12XAK |  |  |  | 14.3 | 21.7 | 11.3 | TRUE | TRUE | TRUE | 9000 | 8500 | 2.8 | 9300 | 2.55
215324351 | 09/16/24 | Live | CARRIER | HEIL | Singlezone Non-Ducted, Ceiling Placement | 215324351 |  | HRCU-A-CB-O | D5CSRAH09AAK | Mini-Splits | D5FSCAH12XAK |  |  |  | 14.3 | 21.7 | 11.3 | TRUE | TRUE | TRUE | 9000 | 8500 | 2.8 | 9300 | 2.55
215324570 | 09/16/24 | Live | CARRIER | MIDEA | Singlezone Non-Ducted, Ceiling Placement | 215324570 |  | HRCU-A-CB-O | D5CSRAH09AAK | Mini-Splits | D5FSCAH12XAK |  |  |  | 14.3 | 21.7 | 11.3 | TRUE | TRUE | TRUE | 9000 | 8500 | 2.8 | 9300 | 2.55
215324424 | 09/16/24 | Live | CARRIER | KEEPRITE | Singlezone Non-Ducted, Ceiling Placement | 215324424 |  | HRCU-A-CB-O | D5CSRAH09AAK | Mini-Splits | D5FSCAH12XAK |  |  |  | 14.3 | 21.7 | 11.3 | TRUE | TRUE | TRUE | 9000 | 8500 | 2.8 | 9300 | 2.55
215324497 | 09/16/24 | Live | CARRIER | KENMORE | Singlezone Non-Ducted, Ceiling Placement | 215324497 |  | HRCU-A-CB-O | D5CSRAH09AAK | Mini-Splits | D5FSCAH12XAK |  |  |  | 14.3 | 21.7 | 11.3 | TRUE | TRUE | TRUE | 9000 | 8500 | 2.8 | 9300 | 2.55
215324716 | 09/16/24 | Live | CARRIER | SMART COMFORT | Singlezone Non-Ducted, Ceiling Placement | 215324716 |  | HRCU-A-CB-O | D5CSRAH09AAK | Mini-Splits | D5FSCAH12XAK |  |  |  | 14.3 | 21.7 | 11.3 | TRUE | TRUE | TRUE | 9000 | 8500 | 2.8 | 9300 | 2.55
215324643 | 09/16/24 | Live | CARRIER | TEMPSTAR | Singlezone Non-Ducted, Ceiling Placement | 215324643 |  | HRCU-A-CB-O | D5CSRAH09AAK | Mini-Splits | D5FSCAH12XAK |  |  |  | 14.3 | 21.7 | 11.3 | TRUE | TRUE | TRUE | 9000 | 8500 | 2.8 | 9300 | 2.55
215324205 | 09/16/24 | Live | CARRIER | COMFORTMAKER | Singlezone Non-Ducted, Ceiling Placement | 215324205 |  | HRCU-A-CB-O | D5CSRAH09AAK | Mini-Splits | D5FSCAH12XAK |  |  |  | 14.3 | 21.7 | 11.3 | TRUE | TRUE | TRUE | 9000 | 8500 | 2.8 | 9300 | 2.55
215324789 | 09/16/24 | Live | CARRIER | AIRQUEST | Singlezone Non-Ducted, Ceiling Placement | 215324789 |  | HRCU-A-CB-O | D5CSRAH09AAK | Mini-Splits | D5FSCAH12XAK |  |  |  | 14.3 | 21.7 | 11.3 | TRUE | TRUE | TRUE | 9000 | 8500 | 2.8 | 9300 | 2.55
215324862 | 09/16/24 | Live | CARRIER | LPS LEGACY | Singlezone Non-Ducted, Ceiling Placement | 215324862 |  | HRCU-A-CB-O | D5CSRAH09AAK | Mini-Splits | D5FSCAH12XAK |  |  |  | 14.3 | 21.7 | 11.3 | TRUE | TRUE | TRUE | 9000 | 8500 | 2.8 | 9300 | 2.55
215324935 | 09/16/24 | Live | CARRIER | GRANDAIRE | Singlezone Non-Ducted, Ceiling Placement | 215324935 |  | HRCU-A-CB-O | D5CSRAH09AAK | Mini-Splits | D5FSCAH12XAK |  |  |  | 14.3 | 21.7 | 11.3 | TRUE | TRUE | TRUE | 9000 | 8500 | 2.8 | 9300 | 2.55
215324934 | 09/16/24 | Live | CARRIER | GRANDAIRE | Singlezone Non-Ducted, Ceiling Placement | 215324934 |  | HRCU-A-CB-O | D5CSRAH09AAK | Mini-Splits | D5FSOAH12XAK |  |  |  | 14.4 | 22.2 | 11.8 | TRUE | TRUE | TRUE | 9000 | 7900 | 2.69 | 9900 | 2.59
215324861 | 09/16/24 | Live | CARRIER | LPS LEGACY | Singlezone Non-Ducted, Ceiling Placement | 215324861 |  | HRCU-A-CB-O | D5CSRAH09AAK | Mini-Splits | D5FSOAH12XAK |  |  |  | 14.4 | 22.2 | 11.8 | TRUE | TRUE | TRUE | 9000 | 7900 | 2.69 | 9900 | 2.59
215324788 | 09/16/24 | Live | CARRIER | AIRQUEST | Singlezone Non-Ducted, Ceiling Placement | 215324788 |  | HRCU-A-CB-O | D5CSRAH09AAK | Mini-Splits | D5FSOAH12XAK |  |  |  | 14.4 | 22.2 | 11.8 | TRUE | TRUE | TRUE | 9000 | 7900 | 2.69 | 9900 | 2.59
215324204 | 09/16/24 | Live | CARRIER | COMFORTMAKER | Singlezone Non-Ducted, Ceiling Placement | 215324204 |  | HRCU-A-CB-O | D5CSRAH09AAK | Mini-Splits | D5FSOAH12XAK |  |  |  | 14.4 | 22.2 | 11.8 | TRUE | TRUE | TRUE | 9000 | 7900 | 2.69 | 9900 | 2.59
215324277 | 09/16/24 | Live | CARRIER | DAY & NIGHT | Singlezone Non-Ducted, Ceiling Placement | 215324277 |  | HRCU-A-CB-O | D5CSRAH09AAK | Mini-Splits | D5FSOAH12XAK |  |  |  | 14.4 | 22.2 | 11.8 | TRUE | TRUE | TRUE | 9000 | 7900 | 2.69 | 9900 | 2.59
215324642 | 09/16/24 | Live | CARRIER | TEMPSTAR | Singlezone Non-Ducted, Ceiling Placement | 215324642 |  | HRCU-A-CB-O | D5CSRAH09AAK | Mini-Splits | D5FSOAH12XAK |  |  |  | 14.4 | 22.2 | 11.8 | TRUE | TRUE | TRUE | 9000 | 7900 | 2.69 | 9900 | 2.59
215324715 | 09/16/24 | Live | CARRIER | SMART COMFORT | Singlezone Non-Ducted, Ceiling Placement | 215324715 |  | HRCU-A-CB-O | D5CSRAH09AAK | Mini-Splits | D5FSOAH12XAK |  |  |  | 14.4 | 22.2 | 11.8 | TRUE | TRUE | TRUE | 9000 | 7900 | 2.69 | 9900 | 2.59
215324496 | 09/16/24 | Live | CARRIER | KENMORE | Singlezone Non-Ducted, Ceiling Placement | 215324496 |  | HRCU-A-CB-O | D5CSRAH09AAK | Mini-Splits | D5FSOAH12XAK |  |  |  | 14.4 | 22.2 | 11.8 | TRUE | TRUE | TRUE | 9000 | 7900 | 2.69 | 9900 | 2.59
215324423 | 09/16/24 | Live | CARRIER | KEEPRITE | Singlezone Non-Ducted, Ceiling Placement | 215324423 |  | HRCU-A-CB-O | D5CSRAH09AAK | Mini-Splits | D5FSOAH12XAK |  |  |  | 14.4 | 22.2 | 11.8 | TRUE | TRUE | TRUE | 9000 | 7900 | 2.69 | 9900 | 2.59
215324569 | 09/16/24 | Live | CARRIER | MIDEA | Singlezone Non-Ducted, Ceiling Placement | 215324569 |  | HRCU-A-CB-O | D5CSRAH09AAK | Mini-Splits | D5FSOAH12XAK |  |  |  | 14.4 | 22.2 | 11.8 | TRUE | TRUE | TRUE | 9000 | 7900 | 2.69 | 9900 | 2.59
215324350 | 09/16/24 | Live | CARRIER | HEIL | Singlezone Non-Ducted, Ceiling Placement | 215324350 |  | HRCU-A-CB-O | D5CSRAH09AAK | Mini-Splits | D5FSOAH12XAK |  |  |  | 14.4 | 22.2 | 11.8 | TRUE | TRUE | TRUE | 9000 | 7900 | 2.69 | 9900 | 2.59
215324349 | 09/16/24 | Live | CARRIER | HEIL | Singlezone Non-Ducted, Wall Placement | 215324349 |  | HRCU-A-CB-O | D5CSRAH09AAK | Mini-Splits | D5FSHAH09XAK |  |  |  | 14.9 | 26 | 12.5 | TRUE | TRUE | TRUE | 9000 | 8100 | 2.83 | 9400 | 2.37
215324568 | 09/16/24 | Live | CARRIER | MIDEA | Singlezone Non-Ducted, Wall Placement | 215324568 |  | HRCU-A-CB-O | D5CSRAH09AAK | Mini-Splits | D5FSHAH09XAK |  |  |  | 14.9 | 26 | 12.5 | TRUE | TRUE | TRUE | 9000 | 8100 | 2.83 | 9400 | 2.37
215324422 | 09/16/24 | Live | CARRIER | KEEPRITE | Singlezone Non-Ducted, Wall Placement | 215324422 |  | HRCU-A-CB-O | D5CSRAH09AAK | Mini-Splits | D5FSHAH09XAK |  |  |  | 14.9 | 26 | 12.5 | TRUE | TRUE | TRUE | 9000 | 8100 | 2.83 | 9400 | 2.37
215324495 | 09/16/24 | Live | CARRIER | KENMORE | Singlezone Non-Ducted, Wall Placement | 215324495 |  | HRCU-A-CB-O | D5CSRAH09AAK | Mini-Splits | D5FSHAH09XAK |  |  |  | 14.9 | 26 | 12.5 | TRUE | TRUE | TRUE | 9000 | 8100 | 2.83 | 9400 | 2.37
215324714 | 09/16/24 | Live | CARRIER | SMART COMFORT | Singlezone Non-Ducted, Wall Placement | 215324714 |  | HRCU-A-CB-O | D5CSRAH09AAK | Mini-Splits | D5FSHAH09XAK |  |  |  | 14.9 | 26 | 12.5 | TRUE | TRUE | TRUE | 9000 | 8100 | 2.83 | 9400 | 2.37
215324641 | 09/16/24 | Live | CARRIER | TEMPSTAR | Singlezone Non-Ducted, Wall Placement | 215324641 |  | HRCU-A-CB-O | D5CSRAH09AAK | Mini-Splits | D5FSHAH09XAK |  |  |  | 14.9 | 26 | 12.5 | TRUE | TRUE | TRUE | 9000 | 8100 | 2.83 | 9400 | 2.37
215324276 | 09/16/24 | Live | CARRIER | DAY & NIGHT | Singlezone Non-Ducted, Wall Placement | 215324276 |  | HRCU-A-CB-O | D5CSRAH09AAK | Mini-Splits | D5FSHAH09XAK |  |  |  | 14.9 | 26 | 12.5 | TRUE | TRUE | TRUE | 9000 | 8100 | 2.83 | 9400 | 2.37
215324203 | 09/16/24 | Live | CARRIER | COMFORTMAKER | Singlezone Non-Ducted, Wall Placement | 215324203 |  | HRCU-A-CB-O | D5CSRAH09AAK | Mini-Splits | D5FSHAH09XAK |  |  |  | 14.9 | 26 | 12.5 | TRUE | TRUE | TRUE | 9000 | 8100 | 2.83 | 9400 | 2.37
215324787 | 09/16/24 | Live | CARRIER | AIRQUEST | Singlezone Non-Ducted, Wall Placement | 215324787 |  | HRCU-A-CB-O | D5CSRAH09AAK | Mini-Splits | D5FSHAH09XAK |  |  |  | 14.9 | 26 | 12.5 | TRUE | TRUE | TRUE | 9000 | 8100 | 2.83 | 9400 | 2.37
215324860 | 09/16/24 | Live | CARRIER | LPS LEGACY | Singlezone Non-Ducted, Wall Placement | 215324860 |  | HRCU-A-CB-O | D5CSRAH09AAK | Mini-Splits | D5FSHAH09XAK |  |  |  | 14.9 | 26 | 12.5 | TRUE | TRUE | TRUE | 9000 | 8100 | 2.83 | 9400 | 2.37
215324933 | 09/16/24 | Live | CARRIER | GRANDAIRE | Singlezone Non-Ducted, Wall Placement | 215324933 |  | HRCU-A-CB-O | D5CSRAH09AAK | Mini-Splits | D5FSHAH09XAK |  |  |  | 14.9 | 26 | 12.5 | TRUE | TRUE | TRUE | 9000 | 8100 | 2.83 | 9400 | 2.37
215324932 | 09/16/24 | Live | CARRIER | GRANDAIRE | Singlezone Non-Ducted, Wall Placement | 215324932 |  | HRCU-A-CB-O | D5CSRAH12AAJ | Mini-Splits | D5FSHAH12XAJ |  |  |  | 13 | 23.5 | 9.5 | TRUE | FALSE | TRUE | 12000 | 8700 | 2.68 | 8700 | 2.43
215324859 | 09/16/24 | Live | CARRIER | LPS LEGACY | Singlezone Non-Ducted, Wall Placement | 215324859 |  | HRCU-A-CB-O | D5CSRAH12AAJ | Mini-Splits | D5FSHAH12XAJ |  |  |  | 13 | 23.5 | 9.5 | TRUE | FALSE | TRUE | 12000 | 8700 | 2.68 | 8700 | 2.43
215324786 | 09/16/24 | Live | CARRIER | AIRQUEST | Singlezone Non-Ducted, Wall Placement | 215324786 |  | HRCU-A-CB-O | D5CSRAH12AAJ | Mini-Splits | D5FSHAH12XAJ |  |  |  | 13 | 23.5 | 9.5 | TRUE | FALSE | TRUE | 12000 | 8700 | 2.68 | 8700 | 2.43
215324202 | 09/16/24 | Live | CARRIER | COMFORTMAKER | Singlezone Non-Ducted, Wall Placement | 215324202 |  | HRCU-A-CB-O | D5CSRAH12AAJ | Mini-Splits | D5FSHAH12XAJ |  |  |  | 13 | 23.5 | 9.5 | TRUE | FALSE | TRUE | 12000 | 8700 | 2.68 | 8700 | 2.43
215324275 | 09/16/24 | Live | CARRIER | DAY & NIGHT | Singlezone Non-Ducted, Wall Placement | 215324275 |  | HRCU-A-CB-O | D5CSRAH12AAJ | Mini-Splits | D5FSHAH12XAJ |  |  |  | 13 | 23.5 | 9.5 | TRUE | FALSE | TRUE | 12000 | 8700 | 2.68 | 8700 | 2.43
215324640 | 09/16/24 | Live | CARRIER | TEMPSTAR | Singlezone Non-Ducted, Wall Placement | 215324640 |  | HRCU-A-CB-O | D5CSRAH12AAJ | Mini-Splits | D5FSHAH12XAJ |  |  |  | 13 | 23.5 | 9.5 | TRUE | FALSE | TRUE | 12000 | 8700 | 2.68 | 8700 | 2.43
215324713 | 09/16/24 | Live | CARRIER | SMART COMFORT | Singlezone Non-Ducted, Wall Placement | 215324713 |  | HRCU-A-CB-O | D5CSRAH12AAJ | Mini-Splits | D5FSHAH12XAJ |  |  |  | 13 | 23.5 | 9.5 | TRUE | FALSE | TRUE | 12000 | 8700 | 2.68 | 8700 | 2.43
215324494 | 09/16/24 | Live | CARRIER | KENMORE | Singlezone Non-Ducted, Wall Placement | 215324494 |  | HRCU-A-CB-O | D5CSRAH12AAJ | Mini-Splits | D5FSHAH12XAJ |  |  |  | 13 | 23.5 | 9.5 | TRUE | FALSE | TRUE | 12000 | 8700 | 2.68 | 8700 | 2.43
215324421 | 09/16/24 | Live | CARRIER | KEEPRITE | Singlezone Non-Ducted, Wall Placement | 215324421 |  | HRCU-A-CB-O | D5CSRAH12AAJ | Mini-Splits | D5FSHAH12XAJ |  |  |  | 13 | 23.5 | 9.5 | TRUE | FALSE | TRUE | 12000 | 8700 | 2.68 | 8700 | 2.43
215324567 | 09/16/24 | Live | CARRIER | MIDEA | Singlezone Non-Ducted, Wall Placement | 215324567 |  | HRCU-A-CB-O | D5CSRAH12AAJ | Mini-Splits | D5FSHAH12XAJ |  |  |  | 13 | 23.5 | 9.5 | TRUE | FALSE | TRUE | 12000 | 8700 | 2.68 | 8700 | 2.43
215324348 | 09/16/24 | Live | CARRIER | HEIL | Singlezone Non-Ducted, Wall Placement | 215324348 |  | HRCU-A-CB-O | D5CSRAH12AAJ | Mini-Splits | D5FSHAH12XAJ |  |  |  | 13 | 23.5 | 9.5 | TRUE | FALSE | TRUE | 12000 | 8700 | 2.68 | 8700 | 2.43
215324347 | 09/16/24 | Live | CARRIER | HEIL | Singlezone Non-Ducted, Wall Placement | 215324347 |  | HRCU-A-CB-O | D5CSHAH33AAK | Mini-Splits | D5FSHAH33XAK |  |  |  | 12 | 19.6 | 10.5 | TRUE | TRUE | TRUE | 33000 | 30000 | 2.69 | 30200 | 2.02
215324566 | 09/16/24 | Live | CARRIER | MIDEA | Singlezone Non-Ducted, Wall Placement | 215324566 |  | HRCU-A-CB-O | D5CSHAH33AAK | Mini-Splits | D5FSHAH33XAK |  |  |  | 12 | 19.6 | 10.5 | TRUE | TRUE | TRUE | 33000 | 30000 | 2.69 | 30200 | 2.02
215324420 | 09/16/24 | Live | CARRIER | KEEPRITE | Singlezone Non-Ducted, Wall Placement | 215324420 |  | HRCU-A-CB-O | D5CSHAH33AAK | Mini-Splits | D5FSHAH33XAK |  |  |  | 12 | 19.6 | 10.5 | TRUE | TRUE | TRUE | 33000 | 30000 | 2.69 | 30200 | 2.02
215324493 | 09/16/24 | Live | CARRIER | KENMORE | Singlezone Non-Ducted, Wall Placement | 215324493 |  | HRCU-A-CB-O | D5CSHAH33AAK | Mini-Splits | D5FSHAH33XAK |  |  |  | 12 | 19.6 | 10.5 | TRUE | TRUE | TRUE | 33000 | 30000 | 2.69 | 30200 | 2.02
215324712 | 09/16/24 | Live | CARRIER | SMART COMFORT | Singlezone Non-Ducted, Wall Placement | 215324712 |  | HRCU-A-CB-O | D5CSHAH33AAK | Mini-Splits | D5FSHAH33XAK |  |  |  | 12 | 19.6 | 10.5 | TRUE | TRUE | TRUE | 33000 | 30000 | 2.69 | 30200 | 2.02
215324639 | 09/16/24 | Live | CARRIER | TEMPSTAR | Singlezone Non-Ducted, Wall Placement | 215324639 |  | HRCU-A-CB-O | D5CSHAH33AAK | Mini-Splits | D5FSHAH33XAK |  |  |  | 12 | 19.6 | 10.5 | TRUE | TRUE | TRUE | 33000 | 30000 | 2.69 | 30200 | 2.02
215324274 | 09/16/24 | Live | CARRIER | DAY & NIGHT | Singlezone Non-Ducted, Wall Placement | 215324274 |  | HRCU-A-CB-O | D5CSHAH33AAK | Mini-Splits | D5FSHAH33XAK |  |  |  | 12 | 19.6 | 10.5 | TRUE | TRUE | TRUE | 33000 | 30000 | 2.69 | 30200 | 2.02
215324201 | 09/16/24 | Live | CARRIER | COMFORTMAKER | Singlezone Non-Ducted, Wall Placement | 215324201 |  | HRCU-A-CB-O | D5CSHAH33AAK | Mini-Splits | D5FSHAH33XAK |  |  |  | 12 | 19.6 | 10.5 | TRUE | TRUE | TRUE | 33000 | 30000 | 2.69 | 30200 | 2.02
215324785 | 09/16/24 | Live | CARRIER | AIRQUEST | Singlezone Non-Ducted, Wall Placement | 215324785 |  | HRCU-A-CB-O | D5CSHAH33AAK | Mini-Splits | D5FSHAH33XAK |  |  |  | 12 | 19.6 | 10.5 | TRUE | TRUE | TRUE | 33000 | 30000 | 2.69 | 30200 | 2.02
215324858 | 09/16/24 | Live | CARRIER | LPS LEGACY | Singlezone Non-Ducted, Wall Placement | 215324858 |  | HRCU-A-CB-O | D5CSHAH33AAK | Mini-Splits | D5FSHAH33XAK |  |  |  | 12 | 19.6 | 10.5 | TRUE | TRUE | TRUE | 33000 | 30000 | 2.69 | 30200 | 2.02
215324931 | 09/16/24 | Live | CARRIER | GRANDAIRE | Singlezone Non-Ducted, Wall Placement | 215324931 |  | HRCU-A-CB-O | D5CSHAH33AAK | Mini-Splits | D5FSHAH33XAK |  |  |  | 12 | 19.6 | 10.5 | TRUE | TRUE | TRUE | 33000 | 30000 | 2.69 | 30200 | 2.02
215324930 | 09/16/24 | Live | CARRIER | GRANDAIRE | Singlezone Ducted, Compact Ducted | 215324930 |  | HRCU-A-CB | D5CSHAH24AAK | Mini-Splits | D5FSDAH24XHK |  |  |  | 12 | 19.2 | 11.7 | TRUE | TRUE | TRUE | 24000 | 21600 | 2.71 | 23600 | 2.48
215324857 | 09/16/24 | Live | CARRIER | LPS LEGACY | Singlezone Ducted, Compact Ducted | 215324857 |  | HRCU-A-CB | D5CSHAH24AAK | Mini-Splits | D5FSDAH24XHK |  |  |  | 12 | 19.2 | 11.7 | TRUE | TRUE | TRUE | 24000 | 21600 | 2.71 | 23600 | 2.48
215324784 | 09/16/24 | Live | CARRIER | AIRQUEST | Singlezone Ducted, Compact Ducted | 215324784 |  | HRCU-A-CB | D5CSHAH24AAK | Mini-Splits | D5FSDAH24XHK |  |  |  | 12 | 19.2 | 11.7 | TRUE | TRUE | TRUE | 24000 | 21600 | 2.71 | 23600 | 2.48
215324200 | 09/16/24 | Live | CARRIER | COMFORTMAKER | Singlezone Ducted, Compact Ducted | 215324200 |  | HRCU-A-CB | D5CSHAH24AAK | Mini-Splits | D5FSDAH24XHK |  |  |  | 12 | 19.2 | 11.7 | TRUE | TRUE | TRUE | 24000 | 21600 | 2.71 | 23600 | 2.48
215324273 | 09/16/24 | Live | CARRIER | DAY & NIGHT | Singlezone Ducted, Compact Ducted | 215324273 |  | HRCU-A-CB | D5CSHAH24AAK | Mini-Splits | D5FSDAH24XHK |  |  |  | 12 | 19.2 | 11.7 | TRUE | TRUE | TRUE | 24000 | 21600 | 2.71 | 23600 | 2.48
215324638 | 09/16/24 | Live | CARRIER | TEMPSTAR | Singlezone Ducted, Compact Ducted | 215324638 |  | HRCU-A-CB | D5CSHAH24AAK | Mini-Splits | D5FSDAH24XHK |  |  |  | 12 | 19.2 | 11.7 | TRUE | TRUE | TRUE | 24000 | 21600 | 2.71 | 23600 | 2.48
215324711 | 09/16/24 | Live | CARRIER | SMART COMFORT | Singlezone Ducted, Compact Ducted | 215324711 |  | HRCU-A-CB | D5CSHAH24AAK | Mini-Splits | D5FSDAH24XHK |  |  |  | 12 | 19.2 | 11.7 | TRUE | TRUE | TRUE | 24000 | 21600 | 2.71 | 23600 | 2.48
215324492 | 09/16/24 | Live | CARRIER | KENMORE | Singlezone Ducted, Compact Ducted | 215324492 |  | HRCU-A-CB | D5CSHAH24AAK | Mini-Splits | D5FSDAH24XHK |  |  |  | 12 | 19.2 | 11.7 | TRUE | TRUE | TRUE | 24000 | 21600 | 2.71 | 23600 | 2.48
215324419 | 09/16/24 | Live | CARRIER | KEEPRITE | Singlezone Ducted, Compact Ducted | 215324419 |  | HRCU-A-CB | D5CSHAH24AAK | Mini-Splits | D5FSDAH24XHK |  |  |  | 12 | 19.2 | 11.7 | TRUE | TRUE | TRUE | 24000 | 21600 | 2.71 | 23600 | 2.48
215324565 | 09/16/24 | Live | CARRIER | MIDEA | Singlezone Ducted, Compact Ducted | 215324565 |  | HRCU-A-CB | D5CSHAH24AAK | Mini-Splits | D5FSDAH24XHK |  |  |  | 12 | 19.2 | 11.7 | TRUE | TRUE | TRUE | 24000 | 21600 | 2.71 | 23600 | 2.48
215324346 | 09/16/24 | Live | CARRIER | HEIL | Singlezone Ducted, Compact Ducted | 215324346 |  | HRCU-A-CB | D5CSHAH24AAK | Mini-Splits | D5FSDAH24XHK |  |  |  | 12 | 19.2 | 11.7 | TRUE | TRUE | TRUE | 24000 | 21600 | 2.71 | 23600 | 2.48
215324343 | 09/16/24 | Live | CARRIER | HEIL | Singlezone Non-Ducted, Wall Placement | 215324343 |  | HRCU-A-CB-O | D5CSHAH24AAK | Mini-Splits | D5FSHAH24XAK |  |  |  | 13 | 21.2 | 13.5 | TRUE | TRUE | TRUE | 24000 | 21000 | 2.88 | 23200 | 2.35
215324562 | 09/16/24 | Live | CARRIER | MIDEA | Singlezone Non-Ducted, Wall Placement | 215324562 |  | HRCU-A-CB-O | D5CSHAH24AAK | Mini-Splits | D5FSHAH24XAK |  |  |  | 13 | 21.2 | 13.5 | TRUE | TRUE | TRUE | 24000 | 21000 | 2.88 | 23200 | 2.35
215324489 | 09/16/24 | Live | CARRIER | KENMORE | Singlezone Non-Ducted, Wall Placement | 215324489 |  | HRCU-A-CB-O | D5CSHAH24AAK | Mini-Splits | D5FSHAH24XAK |  |  |  | 13 | 21.2 | 13.5 | TRUE | TRUE | TRUE | 24000 | 21000 | 2.88 | 23200 | 2.35
215324416 | 09/16/24 | Live | CARRIER | KEEPRITE | Singlezone Non-Ducted, Wall Placement | 215324416 |  | HRCU-A-CB-O | D5CSHAH24AAK | Mini-Splits | D5FSHAH24XAK |  |  |  | 13 | 21.2 | 13.5 | TRUE | TRUE | TRUE | 24000 | 21000 | 2.88 | 23200 | 2.35
215324635 | 09/16/24 | Live | CARRIER | TEMPSTAR | Singlezone Non-Ducted, Wall Placement | 215324635 |  | HRCU-A-CB-O | D5CSHAH24AAK | Mini-Splits | D5FSHAH24XAK |  |  |  | 13 | 21.2 | 13.5 | TRUE | TRUE | TRUE | 24000 | 21000 | 2.88 | 23200 | 2.35
215324708 | 09/16/24 | Live | CARRIER | SMART COMFORT | Singlezone Non-Ducted, Wall Placement | 215324708 |  | HRCU-A-CB-O | D5CSHAH24AAK | Mini-Splits | D5FSHAH24XAK |  |  |  | 13 | 21.2 | 13.5 | TRUE | TRUE | TRUE | 24000 | 21000 | 2.88 | 23200 | 2.35
215324270 | 09/16/24 | Live | CARRIER | DAY & NIGHT | Singlezone Non-Ducted, Wall Placement | 215324270 |  | HRCU-A-CB-O | D5CSHAH24AAK | Mini-Splits | D5FSHAH24XAK |  |  |  | 13 | 21.2 | 13.5 | TRUE | TRUE | TRUE | 24000 | 21000 | 2.88 | 23200 | 2.35
215324197 | 09/16/24 | Live | CARRIER | COMFORTMAKER | Singlezone Non-Ducted, Wall Placement | 215324197 |  | HRCU-A-CB-O | D5CSHAH24AAK | Mini-Splits | D5FSHAH24XAK |  |  |  | 13 | 21.2 | 13.5 | TRUE | TRUE | TRUE | 24000 | 21000 | 2.88 | 23200 | 2.35
215324781 | 09/16/24 | Live | CARRIER | AIRQUEST | Singlezone Non-Ducted, Wall Placement | 215324781 |  | HRCU-A-CB-O | D5CSHAH24AAK | Mini-Splits | D5FSHAH24XAK |  |  |  | 13 | 21.2 | 13.5 | TRUE | TRUE | TRUE | 24000 | 21000 | 2.88 | 23200 | 2.35
215324854 | 09/16/24 | Live | CARRIER | LPS LEGACY | Singlezone Non-Ducted, Wall Placement | 215324854 |  | HRCU-A-CB-O | D5CSHAH24AAK | Mini-Splits | D5FSHAH24XAK |  |  |  | 13 | 21.2 | 13.5 | TRUE | TRUE | TRUE | 24000 | 21000 | 2.88 | 23200 | 2.35
215324927 | 09/16/24 | Live | CARRIER | GRANDAIRE | Singlezone Non-Ducted, Wall Placement | 215324927 |  | HRCU-A-CB-O | D5CSHAH24AAK | Mini-Splits | D5FSHAH24XAK |  |  |  | 13 | 21.2 | 13.5 | TRUE | TRUE | TRUE | 24000 | 21000 | 2.88 | 23200 | 2.35
215324925 | 09/16/24 | Live | CARRIER | GRANDAIRE | Singlezone Ducted, Compact Ducted | 215324925 |  | HRCU-A-CB | D5CSHAH18AAK | Mini-Splits | D5FSDAH18XAK |  |  |  | 12 | 18 | 10.8 | TRUE | TRUE | TRUE | 17000 | 15000 | 2.4 | 19000 | 2.23
215324852 | 09/16/24 | Live | CARRIER | LPS LEGACY | Singlezone Ducted, Compact Ducted | 215324852 |  | HRCU-A-CB | D5CSHAH18AAK | Mini-Splits | D5FSDAH18XAK |  |  |  | 12 | 18 | 10.8 | TRUE | TRUE | TRUE | 17000 | 15000 | 2.4 | 19000 | 2.23
215324779 | 09/16/24 | Live | CARRIER | AIRQUEST | Singlezone Ducted, Compact Ducted | 215324779 |  | HRCU-A-CB | D5CSHAH18AAK | Mini-Splits | D5FSDAH18XAK |  |  |  | 12 | 18 | 10.8 | TRUE | TRUE | TRUE | 17000 | 15000 | 2.4 | 19000 | 2.23
215324195 | 09/16/24 | Live | CARRIER | COMFORTMAKER | Singlezone Ducted, Compact Ducted | 215324195 |  | HRCU-A-CB | D5CSHAH18AAK | Mini-Splits | D5FSDAH18XAK |  |  |  | 12 | 18 | 10.8 | TRUE | TRUE | TRUE | 17000 | 15000 | 2.4 | 19000 | 2.23
215324268 | 09/16/24 | Live | CARRIER | DAY & NIGHT | Singlezone Ducted, Compact Ducted | 215324268 |  | HRCU-A-CB | D5CSHAH18AAK | Mini-Splits | D5FSDAH18XAK |  |  |  | 12 | 18 | 10.8 | TRUE | TRUE | TRUE | 17000 | 15000 | 2.4 | 19000 | 2.23
215324706 | 09/16/24 | Live | CARRIER | SMART COMFORT | Singlezone Ducted, Compact Ducted | 215324706 |  | HRCU-A-CB | D5CSHAH18AAK | Mini-Splits | D5FSDAH18XAK |  |  |  | 12 | 18 | 10.8 | TRUE | TRUE | TRUE | 17000 | 15000 | 2.4 | 19000 | 2.23
215324633 | 09/16/24 | Live | CARRIER | TEMPSTAR | Singlezone Ducted, Compact Ducted | 215324633 |  | HRCU-A-CB | D5CSHAH18AAK | Mini-Splits | D5FSDAH18XAK |  |  |  | 12 | 18 | 10.8 | TRUE | TRUE | TRUE | 17000 | 15000 | 2.4 | 19000 | 2.23
215324414 | 09/16/24 | Live | CARRIER | KEEPRITE | Singlezone Ducted, Compact Ducted | 215324414 |  | HRCU-A-CB | D5CSHAH18AAK | Mini-Splits | D5FSDAH18XAK |  |  |  | 12 | 18 | 10.8 | TRUE | TRUE | TRUE | 17000 | 15000 | 2.4 | 19000 | 2.23
215324487 | 09/16/24 | Live | CARRIER | KENMORE | Singlezone Ducted, Compact Ducted | 215324487 |  | HRCU-A-CB | D5CSHAH18AAK | Mini-Splits | D5FSDAH18XAK |  |  |  | 12 | 18 | 10.8 | TRUE | TRUE | TRUE | 17000 | 15000 | 2.4 | 19000 | 2.23
215324560 | 09/16/24 | Live | CARRIER | MIDEA | Singlezone Ducted, Compact Ducted | 215324560 |  | HRCU-A-CB | D5CSHAH18AAK | Mini-Splits | D5FSDAH18XAK |  |  |  | 12 | 18 | 10.8 | TRUE | TRUE | TRUE | 17000 | 15000 | 2.4 | 19000 | 2.23
215324341 | 09/16/24 | Live | CARRIER | HEIL | Singlezone Ducted, Compact Ducted | 215324341 |  | HRCU-A-CB | D5CSHAH18AAK | Mini-Splits | D5FSDAH18XAK |  |  |  | 12 | 18 | 10.8 | TRUE | TRUE | TRUE | 17000 | 15000 | 2.4 | 19000 | 2.23
215324339 | 09/16/24 | Live | CARRIER | HEIL | Singlezone Non-Ducted, Wall Placement | 215324339 |  | HRCU-A-CB-O | D5CSHAH18AAK | Mini-Splits | D5FSFAH16XAK |  |  |  | 12.5 | 20.2 | 10.3 | TRUE | TRUE | TRUE | 16000 | 14200 | 2.6 | 18800 | 2.13
215324412 | 09/16/24 | Live | CARRIER | KEEPRITE | Singlezone Non-Ducted, Wall Placement | 215324412 |  | HRCU-A-CB-O | D5CSHAH18AAK | Mini-Splits | D5FSFAH16XAK |  |  |  | 12.5 | 20.2 | 10.3 | TRUE | TRUE | TRUE | 16000 | 14200 | 2.6 | 18800 | 2.13
215324558 | 09/16/24 | Live | CARRIER | MIDEA | Singlezone Non-Ducted, Wall Placement | 215324558 |  | HRCU-A-CB-O | D5CSHAH18AAK | Mini-Splits | D5FSFAH16XAK |  |  |  | 12.5 | 20.2 | 10.3 | TRUE | TRUE | TRUE | 16000 | 14200 | 2.6 | 18800 | 2.13
215324485 | 09/16/24 | Live | CARRIER | KENMORE | Singlezone Non-Ducted, Wall Placement | 215324485 |  | HRCU-A-CB-O | D5CSHAH18AAK | Mini-Splits | D5FSFAH16XAK |  |  |  | 12.5 | 20.2 | 10.3 | TRUE | TRUE | TRUE | 16000 | 14200 | 2.6 | 18800 | 2.13
215324631 | 09/16/24 | Live | CARRIER | TEMPSTAR | Singlezone Non-Ducted, Wall Placement | 215324631 |  | HRCU-A-CB-O | D5CSHAH18AAK | Mini-Splits | D5FSFAH16XAK |  |  |  | 12.5 | 20.2 | 10.3 | TRUE | TRUE | TRUE | 16000 | 14200 | 2.6 | 18800 | 2.13
215324704 | 09/16/24 | Live | CARRIER | SMART COMFORT | Singlezone Non-Ducted, Wall Placement | 215324704 |  | HRCU-A-CB-O | D5CSHAH18AAK | Mini-Splits | D5FSFAH16XAK |  |  |  | 12.5 | 20.2 | 10.3 | TRUE | TRUE | TRUE | 16000 | 14200 | 2.6 | 18800 | 2.13
215324266 | 09/16/24 | Live | CARRIER | DAY & NIGHT | Singlezone Non-Ducted, Wall Placement | 215324266 |  | HRCU-A-CB-O | D5CSHAH18AAK | Mini-Splits | D5FSFAH16XAK |  |  |  | 12.5 | 20.2 | 10.3 | TRUE | TRUE | TRUE | 16000 | 14200 | 2.6 | 18800 | 2.13
215324193 | 09/16/24 | Live | CARRIER | COMFORTMAKER | Singlezone Non-Ducted, Wall Placement | 215324193 |  | HRCU-A-CB-O | D5CSHAH18AAK | Mini-Splits | D5FSFAH16XAK |  |  |  | 12.5 | 20.2 | 10.3 | TRUE | TRUE | TRUE | 16000 | 14200 | 2.6 | 18800 | 2.13
215324777 | 09/16/24 | Live | CARRIER | AIRQUEST | Singlezone Non-Ducted, Wall Placement | 215324777 |  | HRCU-A-CB-O | D5CSHAH18AAK | Mini-Splits | D5FSFAH16XAK |  |  |  | 12.5 | 20.2 | 10.3 | TRUE | TRUE | TRUE | 16000 | 14200 | 2.6 | 18800 | 2.13
215324850 | 09/16/24 | Live | CARRIER | LPS LEGACY | Singlezone Non-Ducted, Wall Placement | 215324850 |  | HRCU-A-CB-O | D5CSHAH18AAK | Mini-Splits | D5FSFAH16XAK |  |  |  | 12.5 | 20.2 | 10.3 | TRUE | TRUE | TRUE | 16000 | 14200 | 2.6 | 18800 | 2.13
215324923 | 09/16/24 | Live | CARRIER | GRANDAIRE | Singlezone Non-Ducted, Wall Placement | 215324923 |  | HRCU-A-CB-O | D5CSHAH18AAK | Mini-Splits | D5FSFAH16XAK |  |  |  | 12.5 | 20.2 | 10.3 | TRUE | TRUE | TRUE | 16000 | 14200 | 2.6 | 18800 | 2.13
215324922 | 09/16/24 | Live | CARRIER | GRANDAIRE | Singlezone Non-Ducted, Ceiling Placement | 215324922 |  | HRCU-A-CB-O | D5CSHAH18AAK | Mini-Splits | D5FSCAH18XAK |  |  |  | 12.5 | 20 | 12.4 | TRUE | TRUE | TRUE | 16000 | 14900 | 2.7 | 18000 | 2.1
215324849 | 09/16/24 | Live | CARRIER | LPS LEGACY | Singlezone Non-Ducted, Ceiling Placement | 215324849 |  | HRCU-A-CB-O | D5CSHAH18AAK | Mini-Splits | D5FSCAH18XAK |  |  |  | 12.5 | 20 | 12.4 | TRUE | TRUE | TRUE | 16000 | 14900 | 2.7 | 18000 | 2.1
215324776 | 09/16/24 | Live | CARRIER | AIRQUEST | Singlezone Non-Ducted, Ceiling Placement | 215324776 |  | HRCU-A-CB-O | D5CSHAH18AAK | Mini-Splits | D5FSCAH18XAK |  |  |  | 12.5 | 20 | 12.4 | TRUE | TRUE | TRUE | 16000 | 14900 | 2.7 | 18000 | 2.1
215324192 | 09/16/24 | Live | CARRIER | COMFORTMAKER | Singlezone Non-Ducted, Ceiling Placement | 215324192 |  | HRCU-A-CB-O | D5CSHAH18AAK | Mini-Splits | D5FSCAH18XAK |  |  |  | 12.5 | 20 | 12.4 | TRUE | TRUE | TRUE | 16000 | 14900 | 2.7 | 18000 | 2.1
215324265 | 09/16/24 | Live | CARRIER | DAY & NIGHT | Singlezone Non-Ducted, Ceiling Placement | 215324265 |  | HRCU-A-CB-O | D5CSHAH18AAK | Mini-Splits | D5FSCAH18XAK |  |  |  | 12.5 | 20 | 12.4 | TRUE | TRUE | TRUE | 16000 | 14900 | 2.7 | 18000 | 2.1
215324703 | 09/16/24 | Live | CARRIER | SMART COMFORT | Singlezone Non-Ducted, Ceiling Placement | 215324703 |  | HRCU-A-CB-O | D5CSHAH18AAK | Mini-Splits | D5FSCAH18XAK |  |  |  | 12.5 | 20 | 12.4 | TRUE | TRUE | TRUE | 16000 | 14900 | 2.7 | 18000 | 2.1
215324630 | 09/16/24 | Live | CARRIER | TEMPSTAR | Singlezone Non-Ducted, Ceiling Placement | 215324630 |  | HRCU-A-CB-O | D5CSHAH18AAK | Mini-Splits | D5FSCAH18XAK |  |  |  | 12.5 | 20 | 12.4 | TRUE | TRUE | TRUE | 16000 | 14900 | 2.7 | 18000 | 2.1
215324484 | 09/16/24 | Live | CARRIER | KENMORE | Singlezone Non-Ducted, Ceiling Placement | 215324484 |  | HRCU-A-CB-O | D5CSHAH18AAK | Mini-Splits | D5FSCAH18XAK |  |  |  | 12.5 | 20 | 12.4 | TRUE | TRUE | TRUE | 16000 | 14900 | 2.7 | 18000 | 2.1
215324557 | 09/16/24 | Live | CARRIER | MIDEA | Singlezone Non-Ducted, Ceiling Placement | 215324557 |  | HRCU-A-CB-O | D5CSHAH18AAK | Mini-Splits | D5FSCAH18XAK |  |  |  | 12.5 | 20 | 12.4 | TRUE | TRUE | TRUE | 16000 | 14900 | 2.7 | 18000 | 2.1
215324411 | 09/16/24 | Live | CARRIER | KEEPRITE | Singlezone Non-Ducted, Ceiling Placement | 215324411 |  | HRCU-A-CB-O | D5CSHAH18AAK | Mini-Splits | D5FSCAH18XAK |  |  |  | 12.5 | 20 | 12.4 | TRUE | TRUE | TRUE | 16000 | 14900 | 2.7 | 18000 | 2.1
215324338 | 09/16/24 | Live | CARRIER | HEIL | Singlezone Non-Ducted, Ceiling Placement | 215324338 |  | HRCU-A-CB-O | D5CSHAH18AAK | Mini-Splits | D5FSCAH18XAK |  |  |  | 12.5 | 20 | 12.4 | TRUE | TRUE | TRUE | 16000 | 14900 | 2.7 | 18000 | 2.1
215324337 | 09/16/24 | Live | CARRIER | HEIL | Singlezone Non-Ducted, Ceiling Placement | 215324337 |  | HRCU-A-CB-O | D5CSHAH18AAK | Mini-Splits | D5FSOAH18XAK |  |  |  | 12.5 | 20.7 | 12.2 | TRUE | TRUE | TRUE | 16700 | 14500 | 2.5 | 18800 | 2.05
215324410 | 09/16/24 | Live | CARRIER | KEEPRITE | Singlezone Non-Ducted, Ceiling Placement | 215324410 |  | HRCU-A-CB-O | D5CSHAH18AAK | Mini-Splits | D5FSOAH18XAK |  |  |  | 12.5 | 20.7 | 12.2 | TRUE | TRUE | TRUE | 16700 | 14500 | 2.5 | 18800 | 2.05
215324556 | 09/16/24 | Live | CARRIER | MIDEA | Singlezone Non-Ducted, Ceiling Placement | 215324556 |  | HRCU-A-CB-O | D5CSHAH18AAK | Mini-Splits | D5FSOAH18XAK |  |  |  | 12.5 | 20.7 | 12.2 | TRUE | TRUE | TRUE | 16700 | 14500 | 2.5 | 18800 | 2.05
215324483 | 09/16/24 | Live | CARRIER | KENMORE | Singlezone Non-Ducted, Ceiling Placement | 215324483 |  | HRCU-A-CB-O | D5CSHAH18AAK | Mini-Splits | D5FSOAH18XAK |  |  |  | 12.5 | 20.7 | 12.2 | TRUE | TRUE | TRUE | 16700 | 14500 | 2.5 | 18800 | 2.05
215324629 | 09/16/24 | Live | CARRIER | TEMPSTAR | Singlezone Non-Ducted, Ceiling Placement | 215324629 |  | HRCU-A-CB-O | D5CSHAH18AAK | Mini-Splits | D5FSOAH18XAK |  |  |  | 12.5 | 20.7 | 12.2 | TRUE | TRUE | TRUE | 16700 | 14500 | 2.5 | 18800 | 2.05
215324702 | 09/16/24 | Live | CARRIER | SMART COMFORT | Singlezone Non-Ducted, Ceiling Placement | 215324702 |  | HRCU-A-CB-O | D5CSHAH18AAK | Mini-Splits | D5FSOAH18XAK |  |  |  | 12.5 | 20.7 | 12.2 | TRUE | TRUE | TRUE | 16700 | 14500 | 2.5 | 18800 | 2.05
215324264 | 09/16/24 | Live | CARRIER | DAY & NIGHT | Singlezone Non-Ducted, Ceiling Placement | 215324264 |  | HRCU-A-CB-O | D5CSHAH18AAK | Mini-Splits | D5FSOAH18XAK |  |  |  | 12.5 | 20.7 | 12.2 | TRUE | TRUE | TRUE | 16700 | 14500 | 2.5 | 18800 | 2.05
215324191 | 09/16/24 | Live | CARRIER | COMFORTMAKER | Singlezone Non-Ducted, Ceiling Placement | 215324191 |  | HRCU-A-CB-O | D5CSHAH18AAK | Mini-Splits | D5FSOAH18XAK |  |  |  | 12.5 | 20.7 | 12.2 | TRUE | TRUE | TRUE | 16700 | 14500 | 2.5 | 18800 | 2.05
215324775 | 09/16/24 | Live | CARRIER | AIRQUEST | Singlezone Non-Ducted, Ceiling Placement | 215324775 |  | HRCU-A-CB-O | D5CSHAH18AAK | Mini-Splits | D5FSOAH18XAK |  |  |  | 12.5 | 20.7 | 12.2 | TRUE | TRUE | TRUE | 16700 | 14500 | 2.5 | 18800 | 2.05
215324848 | 09/16/24 | Live | CARRIER | LPS LEGACY | Singlezone Non-Ducted, Ceiling Placement | 215324848 |  | HRCU-A-CB-O | D5CSHAH18AAK | Mini-Splits | D5FSOAH18XAK |  |  |  | 12.5 | 20.7 | 12.2 | TRUE | TRUE | TRUE | 16700 | 14500 | 2.5 | 18800 | 2.05
215324921 | 09/16/24 | Live | CARRIER | GRANDAIRE | Singlezone Non-Ducted, Ceiling Placement | 215324921 |  | HRCU-A-CB-O | D5CSHAH18AAK | Mini-Splits | D5FSOAH18XAK |  |  |  | 12.5 | 20.7 | 12.2 | TRUE | TRUE | TRUE | 16700 | 14500 | 2.5 | 18800 | 2.05
215324918 | 09/16/24 | Live | CARRIER | GRANDAIRE | Singlezone Ducted, Compact Ducted | 215324918 |  | HRCU-A-CB | D5CSHAH12AAK | Mini-Splits | D5FSDAH12XAK |  |  |  | 12 | 20 | 10.2 | TRUE | TRUE | TRUE | 12000 | 9600 | 2.49 | 13100 | 1.99
215324845 | 09/16/24 | Live | CARRIER | LPS LEGACY | Singlezone Ducted, Compact Ducted | 215324845 |  | HRCU-A-CB | D5CSHAH12AAK | Mini-Splits | D5FSDAH12XAK |  |  |  | 12 | 20 | 10.2 | TRUE | TRUE | TRUE | 12000 | 9600 | 2.49 | 13100 | 1.99
215324772 | 09/16/24 | Live | CARRIER | AIRQUEST | Singlezone Ducted, Compact Ducted | 215324772 |  | HRCU-A-CB | D5CSHAH12AAK | Mini-Splits | D5FSDAH12XAK |  |  |  | 12 | 20 | 10.2 | TRUE | TRUE | TRUE | 12000 | 9600 | 2.49 | 13100 | 1.99
215324188 | 09/16/24 | Live | CARRIER | COMFORTMAKER | Singlezone Ducted, Compact Ducted | 215324188 |  | HRCU-A-CB | D5CSHAH12AAK | Mini-Splits | D5FSDAH12XAK |  |  |  | 12 | 20 | 10.2 | TRUE | TRUE | TRUE | 12000 | 9600 | 2.49 | 13100 | 1.99
215324261 | 09/16/24 | Live | CARRIER | DAY & NIGHT | Singlezone Ducted, Compact Ducted | 215324261 |  | HRCU-A-CB | D5CSHAH12AAK | Mini-Splits | D5FSDAH12XAK |  |  |  | 12 | 20 | 10.2 | TRUE | TRUE | TRUE | 12000 | 9600 | 2.49 | 13100 | 1.99
215324699 | 09/16/24 | Live | CARRIER | SMART COMFORT | Singlezone Ducted, Compact Ducted | 215324699 |  | HRCU-A-CB | D5CSHAH12AAK | Mini-Splits | D5FSDAH12XAK |  |  |  | 12 | 20 | 10.2 | TRUE | TRUE | TRUE | 12000 | 9600 | 2.49 | 13100 | 1.99
215324626 | 09/16/24 | Live | CARRIER | TEMPSTAR | Singlezone Ducted, Compact Ducted | 215324626 |  | HRCU-A-CB | D5CSHAH12AAK | Mini-Splits | D5FSDAH12XAK |  |  |  | 12 | 20 | 10.2 | TRUE | TRUE | TRUE | 12000 | 9600 | 2.49 | 13100 | 1.99
215324480 | 09/16/24 | Live | CARRIER | KENMORE | Singlezone Ducted, Compact Ducted | 215324480 |  | HRCU-A-CB | D5CSHAH12AAK | Mini-Splits | D5FSDAH12XAK |  |  |  | 12 | 20 | 10.2 | TRUE | TRUE | TRUE | 12000 | 9600 | 2.49 | 13100 | 1.99
215324553 | 09/16/24 | Live | CARRIER | MIDEA | Singlezone Ducted, Compact Ducted | 215324553 |  | HRCU-A-CB | D5CSHAH12AAK | Mini-Splits | D5FSDAH12XAK |  |  |  | 12 | 20 | 10.2 | TRUE | TRUE | TRUE | 12000 | 9600 | 2.49 | 13100 | 1.99
215324334 | 09/16/24 | Live | CARRIER | HEIL | Singlezone Ducted, Compact Ducted | 215324334 |  | HRCU-A-CB | D5CSHAH12AAK | Mini-Splits | D5FSDAH12XAK |  |  |  | 12 | 20 | 10.2 | TRUE | TRUE | TRUE | 12000 | 9600 | 2.49 | 13100 | 1.99
215324407 | 09/16/24 | Live | CARRIER | KEEPRITE | Singlezone Ducted, Compact Ducted | 215324407 |  | HRCU-A-CB | D5CSHAH12AAK | Mini-Splits | D5FSDAH12XAK |  |  |  | 12 | 20 | 10.2 | TRUE | TRUE | TRUE | 12000 | 9600 | 2.49 | 13100 | 1.99
215324406 | 09/16/24 | Live | CARRIER | KEEPRITE | Singlezone Non-Ducted, Wall Placement | 215324406 |  | HRCU-A-CB-O | D5CSHAH12AAK | Mini-Splits | D5FSFAH12XAK |  |  |  | 12.7 | 25 | 10.6 | TRUE | TRUE | TRUE | 12000 | 9800 | 2.71 | 12400 | 2.14
215324333 | 09/16/24 | Live | CARRIER | HEIL | Singlezone Non-Ducted, Wall Placement | 215324333 |  | HRCU-A-CB-O | D5CSHAH12AAK | Mini-Splits | D5FSFAH12XAK |  |  |  | 12.7 | 25 | 10.6 | TRUE | TRUE | TRUE | 12000 | 9800 | 2.71 | 12400 | 2.14
215324552 | 09/16/24 | Live | CARRIER | MIDEA | Singlezone Non-Ducted, Wall Placement | 215324552 |  | HRCU-A-CB-O | D5CSHAH12AAK | Mini-Splits | D5FSFAH12XAK |  |  |  | 12.7 | 25 | 10.6 | TRUE | TRUE | TRUE | 12000 | 9800 | 2.71 | 12400 | 2.14
215324479 | 09/16/24 | Live | CARRIER | KENMORE | Singlezone Non-Ducted, Wall Placement | 215324479 |  | HRCU-A-CB-O | D5CSHAH12AAK | Mini-Splits | D5FSFAH12XAK |  |  |  | 12.7 | 25 | 10.6 | TRUE | TRUE | TRUE | 12000 | 9800 | 2.71 | 12400 | 2.14
215324625 | 09/16/24 | Live | CARRIER | TEMPSTAR | Singlezone Non-Ducted, Wall Placement | 215324625 |  | HRCU-A-CB-O | D5CSHAH12AAK | Mini-Splits | D5FSFAH12XAK |  |  |  | 12.7 | 25 | 10.6 | TRUE | TRUE | TRUE | 12000 | 9800 | 2.71 | 12400 | 2.14
215324698 | 09/16/24 | Live | CARRIER | SMART COMFORT | Singlezone Non-Ducted, Wall Placement | 215324698 |  | HRCU-A-CB-O | D5CSHAH12AAK | Mini-Splits | D5FSFAH12XAK |  |  |  | 12.7 | 25 | 10.6 | TRUE | TRUE | TRUE | 12000 | 9800 | 2.71 | 12400 | 2.14
215324260 | 09/16/24 | Live | CARRIER | DAY & NIGHT | Singlezone Non-Ducted, Wall Placement | 215324260 |  | HRCU-A-CB-O | D5CSHAH12AAK | Mini-Splits | D5FSFAH12XAK |  |  |  | 12.7 | 25 | 10.6 | TRUE | TRUE | TRUE | 12000 | 9800 | 2.71 | 12400 | 2.14
215324187 | 09/16/24 | Live | CARRIER | COMFORTMAKER | Singlezone Non-Ducted, Wall Placement | 215324187 |  | HRCU-A-CB-O | D5CSHAH12AAK | Mini-Splits | D5FSFAH12XAK |  |  |  | 12.7 | 25 | 10.6 | TRUE | TRUE | TRUE | 12000 | 9800 | 2.71 | 12400 | 2.14
215324771 | 09/16/24 | Live | CARRIER | AIRQUEST | Singlezone Non-Ducted, Wall Placement | 215324771 |  | HRCU-A-CB-O | D5CSHAH12AAK | Mini-Splits | D5FSFAH12XAK |  |  |  | 12.7 | 25 | 10.6 | TRUE | TRUE | TRUE | 12000 | 9800 | 2.71 | 12400 | 2.14
215324844 | 09/16/24 | Live | CARRIER | LPS LEGACY | Singlezone Non-Ducted, Wall Placement | 215324844 |  | HRCU-A-CB-O | D5CSHAH12AAK | Mini-Splits | D5FSFAH12XAK |  |  |  | 12.7 | 25 | 10.6 | TRUE | TRUE | TRUE | 12000 | 9800 | 2.71 | 12400 | 2.14
215324917 | 09/16/24 | Live | CARRIER | GRANDAIRE | Singlezone Non-Ducted, Wall Placement | 215324917 |  | HRCU-A-CB-O | D5CSHAH12AAK | Mini-Splits | D5FSFAH12XAK |  |  |  | 12.7 | 25 | 10.6 | TRUE | TRUE | TRUE | 12000 | 9800 | 2.71 | 12400 | 2.14
215324916 | 09/16/24 | Live | CARRIER | GRANDAIRE | Singlezone Non-Ducted, Ceiling Placement | 215324916 |  | HRCU-A-CB-O | D5CSHAH12AAK | Mini-Splits | D5FSCAH12XAK |  |  |  | 12.7 | 22.3 | 11.6 | TRUE | TRUE | TRUE | 12000 | 10000 | 2.74 | 12900 | 2.14
215324843 | 09/16/24 | Live | CARRIER | LPS LEGACY | Singlezone Non-Ducted, Ceiling Placement | 215324843 |  | HRCU-A-CB-O | D5CSHAH12AAK | Mini-Splits | D5FSCAH12XAK |  |  |  | 12.7 | 22.3 | 11.6 | TRUE | TRUE | TRUE | 12000 | 10000 | 2.74 | 12900 | 2.14
215324770 | 09/16/24 | Live | CARRIER | AIRQUEST | Singlezone Non-Ducted, Ceiling Placement | 215324770 |  | HRCU-A-CB-O | D5CSHAH12AAK | Mini-Splits | D5FSCAH12XAK |  |  |  | 12.7 | 22.3 | 11.6 | TRUE | TRUE | TRUE | 12000 | 10000 | 2.74 | 12900 | 2.14
215324186 | 09/16/24 | Live | CARRIER | COMFORTMAKER | Singlezone Non-Ducted, Ceiling Placement | 215324186 |  | HRCU-A-CB-O | D5CSHAH12AAK | Mini-Splits | D5FSCAH12XAK |  |  |  | 12.7 | 22.3 | 11.6 | TRUE | TRUE | TRUE | 12000 | 10000 | 2.74 | 12900 | 2.14
215324259 | 09/16/24 | Live | CARRIER | DAY & NIGHT | Singlezone Non-Ducted, Ceiling Placement | 215324259 |  | HRCU-A-CB-O | D5CSHAH12AAK | Mini-Splits | D5FSCAH12XAK |  |  |  | 12.7 | 22.3 | 11.6 | TRUE | TRUE | TRUE | 12000 | 10000 | 2.74 | 12900 | 2.14
215324697 | 09/16/24 | Live | CARRIER | SMART COMFORT | Singlezone Non-Ducted, Ceiling Placement | 215324697 |  | HRCU-A-CB-O | D5CSHAH12AAK | Mini-Splits | D5FSCAH12XAK |  |  |  | 12.7 | 22.3 | 11.6 | TRUE | TRUE | TRUE | 12000 | 10000 | 2.74 | 12900 | 2.14
215324624 | 09/16/24 | Live | CARRIER | TEMPSTAR | Singlezone Non-Ducted, Ceiling Placement | 215324624 |  | HRCU-A-CB-O | D5CSHAH12AAK | Mini-Splits | D5FSCAH12XAK |  |  |  | 12.7 | 22.3 | 11.6 | TRUE | TRUE | TRUE | 12000 | 10000 | 2.74 | 12900 | 2.14
215324478 | 09/16/24 | Live | CARRIER | KENMORE | Singlezone Non-Ducted, Ceiling Placement | 215324478 |  | HRCU-A-CB-O | D5CSHAH12AAK | Mini-Splits | D5FSCAH12XAK |  |  |  | 12.7 | 22.3 | 11.6 | TRUE | TRUE | TRUE | 12000 | 10000 | 2.74 | 12900 | 2.14
215324551 | 09/16/24 | Live | CARRIER | MIDEA | Singlezone Non-Ducted, Ceiling Placement | 215324551 |  | HRCU-A-CB-O | D5CSHAH12AAK | Mini-Splits | D5FSCAH12XAK |  |  |  | 12.7 | 22.3 | 11.6 | TRUE | TRUE | TRUE | 12000 | 10000 | 2.74 | 12900 | 2.14
215324332 | 09/16/24 | Live | CARRIER | HEIL | Singlezone Non-Ducted, Ceiling Placement | 215324332 |  | HRCU-A-CB-O | D5CSHAH12AAK | Mini-Splits | D5FSCAH12XAK |  |  |  | 12.7 | 22.3 | 11.6 | TRUE | TRUE | TRUE | 12000 | 10000 | 2.74 | 12900 | 2.14
215324405 | 09/16/24 | Live | CARRIER | KEEPRITE | Singlezone Non-Ducted, Ceiling Placement | 215324405 |  | HRCU-A-CB-O | D5CSHAH12AAK | Mini-Splits | D5FSCAH12XAK |  |  |  | 12.7 | 22.3 | 11.6 | TRUE | TRUE | TRUE | 12000 | 10000 | 2.74 | 12900 | 2.14
215324404 | 09/16/24 | Live | CARRIER | KEEPRITE | Singlezone Non-Ducted, Ceiling Placement | 215324404 |  | HRCU-A-CB-O | D5CSHAH12AAK | Mini-Splits | D5FSOAH12XAK |  |  |  | 13 | 23 | 10.2 | TRUE | TRUE | TRUE | 12000 | 9600 | 2.65 | 11900 | 1.95
215324331 | 09/16/24 | Live | CARRIER | HEIL | Singlezone Non-Ducted, Ceiling Placement | 215324331 |  | HRCU-A-CB-O | D5CSHAH12AAK | Mini-Splits | D5FSOAH12XAK |  |  |  | 13 | 23 | 10.2 | TRUE | TRUE | TRUE | 12000 | 9600 | 2.65 | 11900 | 1.95
215324550 | 09/16/24 | Live | CARRIER | MIDEA | Singlezone Non-Ducted, Ceiling Placement | 215324550 |  | HRCU-A-CB-O | D5CSHAH12AAK | Mini-Splits | D5FSOAH12XAK |  |  |  | 13 | 23 | 10.2 | TRUE | TRUE | TRUE | 12000 | 9600 | 2.65 | 11900 | 1.95
215324477 | 09/16/24 | Live | CARRIER | KENMORE | Singlezone Non-Ducted, Ceiling Placement | 215324477 |  | HRCU-A-CB-O | D5CSHAH12AAK | Mini-Splits | D5FSOAH12XAK |  |  |  | 13 | 23 | 10.2 | TRUE | TRUE | TRUE | 12000 | 9600 | 2.65 | 11900 | 1.95
215324623 | 09/16/24 | Live | CARRIER | TEMPSTAR | Singlezone Non-Ducted, Ceiling Placement | 215324623 |  | HRCU-A-CB-O | D5CSHAH12AAK | Mini-Splits | D5FSOAH12XAK |  |  |  | 13 | 23 | 10.2 | TRUE | TRUE | TRUE | 12000 | 9600 | 2.65 | 11900 | 1.95
215324696 | 09/16/24 | Live | CARRIER | SMART COMFORT | Singlezone Non-Ducted, Ceiling Placement | 215324696 |  | HRCU-A-CB-O | D5CSHAH12AAK | Mini-Splits | D5FSOAH12XAK |  |  |  | 13 | 23 | 10.2 | TRUE | TRUE | TRUE | 12000 | 9600 | 2.65 | 11900 | 1.95
215324258 | 09/16/24 | Live | CARRIER | DAY & NIGHT | Singlezone Non-Ducted, Ceiling Placement | 215324258 |  | HRCU-A-CB-O | D5CSHAH12AAK | Mini-Splits | D5FSOAH12XAK |  |  |  | 13 | 23 | 10.2 | TRUE | TRUE | TRUE | 12000 | 9600 | 2.65 | 11900 | 1.95
215324185 | 09/16/24 | Live | CARRIER | COMFORTMAKER | Singlezone Non-Ducted, Ceiling Placement | 215324185 |  | HRCU-A-CB-O | D5CSHAH12AAK | Mini-Splits | D5FSOAH12XAK |  |  |  | 13 | 23 | 10.2 | TRUE | TRUE | TRUE | 12000 | 9600 | 2.65 | 11900 | 1.95
215324769 | 09/16/24 | Live | CARRIER | AIRQUEST | Singlezone Non-Ducted, Ceiling Placement | 215324769 |  | HRCU-A-CB-O | D5CSHAH12AAK | Mini-Splits | D5FSOAH12XAK |  |  |  | 13 | 23 | 10.2 | TRUE | TRUE | TRUE | 12000 | 9600 | 2.65 | 11900 | 1.95
215324842 | 09/16/24 | Live | CARRIER | LPS LEGACY | Singlezone Non-Ducted, Ceiling Placement | 215324842 |  | HRCU-A-CB-O | D5CSHAH12AAK | Mini-Splits | D5FSOAH12XAK |  |  |  | 13 | 23 | 10.2 | TRUE | TRUE | TRUE | 12000 | 9600 | 2.65 | 11900 | 1.95
215324915 | 09/16/24 | Live | CARRIER | GRANDAIRE | Singlezone Non-Ducted, Ceiling Placement | 215324915 |  | HRCU-A-CB-O | D5CSHAH12AAK | Mini-Splits | D5FSOAH12XAK |  |  |  | 13 | 23 | 10.2 | TRUE | TRUE | TRUE | 12000 | 9600 | 2.65 | 11900 | 1.95
215324911 | 09/16/24 | Live | CARRIER | GRANDAIRE | Singlezone Non-Ducted, Wall Placement | 215324911 |  | HRCU-A-CB-O | D5CSHAH09AAK | Mini-Splits | D5FSFAH09XAK |  |  |  | 15.2 | 27.3 | 10.9 | TRUE | TRUE | TRUE | 9000 | 9800 | 2.71 | 12200 | 2.17
215324838 | 09/16/24 | Live | CARRIER | LPS LEGACY | Singlezone Non-Ducted, Wall Placement | 215324838 |  | HRCU-A-CB-O | D5CSHAH09AAK | Mini-Splits | D5FSFAH09XAK |  |  |  | 15.2 | 27.3 | 10.9 | TRUE | TRUE | TRUE | 9000 | 9800 | 2.71 | 12200 | 2.17
215324765 | 09/16/24 | Live | CARRIER | AIRQUEST | Singlezone Non-Ducted, Wall Placement | 215324765 |  | HRCU-A-CB-O | D5CSHAH09AAK | Mini-Splits | D5FSFAH09XAK |  |  |  | 15.2 | 27.3 | 10.9 | TRUE | TRUE | TRUE | 9000 | 9800 | 2.71 | 12200 | 2.17
215324181 | 09/16/24 | Live | CARRIER | COMFORTMAKER | Singlezone Non-Ducted, Wall Placement | 215324181 |  | HRCU-A-CB-O | D5CSHAH09AAK | Mini-Splits | D5FSFAH09XAK |  |  |  | 15.2 | 27.3 | 10.9 | TRUE | TRUE | TRUE | 9000 | 9800 | 2.71 | 12200 | 2.17
215324254 | 09/16/24 | Live | CARRIER | DAY & NIGHT | Singlezone Non-Ducted, Wall Placement | 215324254 |  | HRCU-A-CB-O | D5CSHAH09AAK | Mini-Splits | D5FSFAH09XAK |  |  |  | 15.2 | 27.3 | 10.9 | TRUE | TRUE | TRUE | 9000 | 9800 | 2.71 | 12200 | 2.17
215323955 | 09/16/24 | Live | CARRIER | PAYNE | Singlezone Non-Ducted, Wall Placement | 215323955 |  | HRCU-A-CB-O | 37MARAQ24AA3 | Mini-Splits | 45MBCAQ24XA3 |  |  |  | 12 | 22.1 | 10.5 | TRUE | TRUE | TRUE | 24000 | 20400 | 2.73 | 20500 | 2.55
215324016 | 09/16/24 | Live | CARRIER | WEATHERMAKER | Singlezone Non-Ducted, Wall Placement | 215324016 |  | HRCU-A-CB-O | 37MARAQ24AA3 | Mini-Splits | 45MBCAQ24XA3 |  |  |  | 12 | 22.1 | 10.5 | TRUE | TRUE | TRUE | 24000 | 20400 | 2.73 | 20500 | 2.55
215323833 | 09/16/24 | Live | CARRIER | CARRIER | Singlezone Non-Ducted, Wall Placement | 215323833 |  | HRCU-A-CB-O | 37MARAQ24AA3 | Mini-Splits | 45MBCAQ24XA3 |  |  |  | 12 | 22.1 | 10.5 | TRUE | TRUE | TRUE | 24000 | 20400 | 2.73 | 20500 | 2.55
215323894 | 09/16/24 | Live | CARRIER | BRYANT | Singlezone Non-Ducted, Wall Placement | 215323894 |  | HRCU-A-CB-O | 37MARAQ24AA3 | Mini-Splits | 45MBCAQ24XA3 |  |  |  | 12 | 22.1 | 10.5 | TRUE | TRUE | TRUE | 24000 | 20400 | 2.73 | 20500 | 2.55
215323891 | 09/16/24 | Live | CARRIER | BRYANT | Singlezone Non-Ducted, Floor Placement | 215323891 |  | HRCU-A-CB-O | 37MARAQ18AA3 | Mini-Splits | 45MCFAQ18XA3 |  |  |  | 12.5 | 22.4 | 10.4 | TRUE | TRUE | TRUE | 18000 | 13700 | 2.51 | 15100 | 2.38
215323952 | 09/16/24 | Live | CARRIER | PAYNE | Singlezone Non-Ducted, Floor Placement | 215323952 |  | HRCU-A-CB-O | 37MARAQ18AA3 | Mini-Splits | 45MCFAQ18XA3 |  |  |  | 12.5 | 22.4 | 10.4 | TRUE | TRUE | TRUE | 18000 | 13700 | 2.51 | 15100 | 2.38
215323830 | 09/16/24 | Live | CARRIER | CARRIER | Singlezone Non-Ducted, Floor Placement | 215323830 |  | HRCU-A-CB-O | 37MARAQ18AA3 | Mini-Splits | 45MCFAQ18XA3 |  |  |  | 12.5 | 22.4 | 10.4 | TRUE | TRUE | TRUE | 18000 | 13700 | 2.51 | 15100 | 2.38
215324013 | 09/16/24 | Live | CARRIER | WEATHERMAKER | Singlezone Non-Ducted, Floor Placement | 215324013 |  | HRCU-A-CB-O | 37MARAQ18AA3 | Mini-Splits | 45MCFAQ18XA3 |  |  |  | 12.5 | 22.4 | 10.4 | TRUE | TRUE | TRUE | 18000 | 13700 | 2.51 | 15100 | 2.38
215324074 | 09/16/24 | Live | CARRIER | MIDEA | Singlezone Non-Ducted, Floor Placement | 215324074 |  | HRCU-A-CB-O | 37MARAQ18AA3 | Mini-Splits | 45MCFAQ18XA3 |  |  |  | 12.5 | 22.4 | 10.4 | TRUE | TRUE | TRUE | 18000 | 13700 | 2.51 | 15100 | 2.38
215324146 | 09/16/24 | Live | CARRIER | ARCOAIRE | Singlezone Non-Ducted, Floor Placement | 215324146 |  | HRCU-A-CB-O | D5CSRAH18AAK | Mini-Splits | D5FCFAH18XAK |  |  |  | 12.5 | 22.4 | 10.4 | TRUE | TRUE | TRUE | 18000 | 13700 | 2.51 | 15100 | 2.38
215324126 | 09/16/24 | Live | CARRIER | ARCOAIRE | Singlezone Non-Ducted, Floor Placement | 215324126 |  | HRCU-A-CB-O | D5CSHAH24AAK | Mini-Splits | D5FCFAH24XAK |  |  |  | 12 | 20.5 | 12.1 | TRUE | TRUE | TRUE | 22000 | 20200 | 2.74 | 23300 | 2.38
215324060 | 09/16/24 | Live | CARRIER | MIDEA | Singlezone Non-Ducted, Floor Placement | 215324060 |  | HRCU-A-CB-O | 37MAHAQ24AA3 | Mini-Splits | 45MCFAQ24XA3 |  |  |  | 12 | 20.5 | 12.1 | TRUE | TRUE | TRUE | 22000 | 20200 | 2.74 | 23300 | 2.38
215323999 | 09/16/24 | Live | CARRIER | WEATHERMAKER | Singlezone Non-Ducted, Floor Placement | 215323999 |  | HRCU-A-CB-O | 37MAHAQ24AA3 | Mini-Splits | 45MCFAQ24XA3 |  |  |  | 12 | 20.5 | 12.1 | TRUE | TRUE | TRUE | 22000 | 20200 | 2.74 | 23300 | 2.38
215323816 | 09/16/24 | Live | CARRIER | CARRIER | Singlezone Non-Ducted, Floor Placement | 215323816 |  | HRCU-A-CB-O | 37MAHAQ24AA3 | Mini-Splits | 45MCFAQ24XA3 |  |  |  | 12 | 20.5 | 12.1 | TRUE | TRUE | TRUE | 22000 | 20200 | 2.74 | 23300 | 2.38
215323938 | 09/16/24 | Live | CARRIER | PAYNE | Singlezone Non-Ducted, Floor Placement | 215323938 |  | HRCU-A-CB-O | 37MAHAQ24AA3 | Mini-Splits | 45MCFAQ24XA3 |  |  |  | 12 | 20.5 | 12.1 | TRUE | TRUE | TRUE | 22000 | 20200 | 2.74 | 23300 | 2.38
215323877 | 09/16/24 | Live | CARRIER | BRYANT | Singlezone Non-Ducted, Floor Placement | 215323877 |  | HRCU-A-CB-O | 37MAHAQ24AA3 | Mini-Splits | 45MCFAQ24XA3 |  |  |  | 12 | 20.5 | 12.1 | TRUE | TRUE | TRUE | 22000 | 20200 | 2.74 | 23300 | 2.38
215323876 | 09/16/24 | Live | CARRIER | BRYANT | Singlezone Non-Ducted, Wall Placement | 215323876 |  | HRCU-A-CB-O | 37MAHAQ24AA3 | Mini-Splits | 45MBCAQ24XA3 |  |  |  | 12 | 20.8 | 11.6 | TRUE | TRUE | TRUE | 23400 | 20400 | 2.78 | 23900 | 2.48
215323937 | 09/16/24 | Live | CARRIER | PAYNE | Singlezone Non-Ducted, Wall Placement | 215323937 |  | HRCU-A-CB-O | 37MAHAQ24AA3 | Mini-Splits | 45MBCAQ24XA3 |  |  |  | 12 | 20.8 | 11.6 | TRUE | TRUE | TRUE | 23400 | 20400 | 2.78 | 23900 | 2.48
215323815 | 09/16/24 | Live | CARRIER | CARRIER | Singlezone Non-Ducted, Wall Placement | 215323815 |  | HRCU-A-CB-O | 37MAHAQ24AA3 | Mini-Splits | 45MBCAQ24XA3 |  |  |  | 12 | 20.8 | 11.6 | TRUE | TRUE | TRUE | 23400 | 20400 | 2.78 | 23900 | 2.48
215323998 | 09/16/24 | Live | CARRIER | WEATHERMAKER | Singlezone Non-Ducted, Wall Placement | 215323998 |  | HRCU-A-CB-O | 37MAHAQ24AA3 | Mini-Splits | 45MBCAQ24XA3 |  |  |  | 12 | 20.8 | 11.6 | TRUE | TRUE | TRUE | 23400 | 20400 | 2.78 | 23900 | 2.48
215324059 | 09/16/24 | Live | CARRIER | MIDEA | Singlezone Non-Ducted, Wall Placement | 215324059 |  | HRCU-A-CB-O | 37MAHAQ24AA3 | Mini-Splits | 45MBCAQ24XA3 |  |  |  | 12 | 20.8 | 11.6 | TRUE | TRUE | TRUE | 23400 | 20400 | 2.78 | 23900 | 2.48
215324125 | 09/16/24 | Live | CARRIER | ARCOAIRE | Singlezone Non-Ducted, Wall Placement | 215324125 |  | HRCU-A-CB-O | D5CSHAH24AAK | Mini-Splits | D5FSCAH24XAK |  |  |  | 12 | 20.8 | 11.6 | TRUE | TRUE | TRUE | 23400 | 20400 | 2.78 | 23900 | 2.48
215324121 | 09/16/24 | Live | CARRIER | ARCOAIRE | Singlezone Non-Ducted, Floor Placement | 215324121 |  | HRCU-A-CB-O | D5CSHAH18AAK | Mini-Splits | D5FCFAH18XAK |  |  |  | 12.6 | 20.5 | 10.3 | TRUE | TRUE | TRUE | 17000 | 14400 | 2.54 | 20200 | 2.24
215324056 | 09/16/24 | Live | CARRIER | MIDEA | Singlezone Non-Ducted, Floor Placement | 215324056 |  | HRCU-A-CB-O | 37MAHAQ18AA3 | Mini-Splits | 45MCFAQ18XA3 |  |  |  | 12.6 | 20.5 | 10.3 | TRUE | TRUE | TRUE | 17000 | 14400 | 2.54 | 20200 | 2.24
215323995 | 09/16/24 | Live | CARRIER | WEATHERMAKER | Singlezone Non-Ducted, Floor Placement | 215323995 |  | HRCU-A-CB-O | 37MAHAQ18AA3 | Mini-Splits | 45MCFAQ18XA3 |  |  |  | 12.6 | 20.5 | 10.3 | TRUE | TRUE | TRUE | 17000 | 14400 | 2.54 | 20200 | 2.24
215323812 | 09/16/24 | Live | CARRIER | CARRIER | Singlezone Non-Ducted, Floor Placement | 215323812 |  | HRCU-A-CB-O | 37MAHAQ18AA3 | Mini-Splits | 45MCFAQ18XA3 |  |  |  | 12.6 | 20.5 | 10.3 | TRUE | TRUE | TRUE | 17000 | 14400 | 2.54 | 20200 | 2.24
215323873 | 09/16/24 | Live | CARRIER | BRYANT | Singlezone Non-Ducted, Floor Placement | 215323873 |  | HRCU-A-CB-O | 37MAHAQ18AA3 | Mini-Splits | 45MCFAQ18XA3 |  |  |  | 12.6 | 20.5 | 10.3 | TRUE | TRUE | TRUE | 17000 | 14400 | 2.54 | 20200 | 2.24
215323934 | 09/16/24 | Live | CARRIER | PAYNE | Singlezone Non-Ducted, Floor Placement | 215323934 |  | HRCU-A-CB-O | 37MAHAQ18AA3 | Mini-Splits | 45MCFAQ18XA3 |  |  |  | 12.6 | 20.5 | 10.3 | TRUE | TRUE | TRUE | 17000 | 14400 | 2.54 | 20200 | 2.24
215323918 | 09/16/24 | Live | CARRIER | BRYANT | Singlezone Ducted, Compact Ducted | 215323918 |  | HRCU-A-CB | 37MBRAQ58AA3 | Mini-Splits | 45MBDAQ58XH3 |  |  |  | 10 | 17 | 9.8 | FALSE | FALSE | TRUE | 58000 | 40000 | 2.66 | 41500 | 2.45
215323857 | 09/16/24 | Live | CARRIER | CARRIER | Singlezone Ducted, Compact Ducted | 215323857 |  | HRCU-A-CB | 37MBRAQ58AA3 | Mini-Splits | 45MBDAQ58XH3 |  |  |  | 10 | 17 | 9.8 | FALSE | FALSE | TRUE | 58000 | 40000 | 2.66 | 41500 | 2.45
215323979 | 09/16/24 | Live | CARRIER | PAYNE | Singlezone Ducted, Compact Ducted | 215323979 |  | HRCU-A-CB | 37MBRAQ58AA3 | Mini-Splits | 45MBDAQ58XH3 |  |  |  | 10 | 17 | 9.8 | FALSE | FALSE | TRUE | 58000 | 40000 | 2.66 | 41500 | 2.45
215324040 | 09/16/24 | Live | CARRIER | WEATHERMAKER | Singlezone Ducted, Compact Ducted | 215324040 |  | HRCU-A-CB | 37MBRAQ58AA3 | Mini-Splits | 45MBDAQ58XH3 |  |  |  | 10 | 17 | 9.8 | FALSE | FALSE | TRUE | 58000 | 40000 | 2.66 | 41500 | 2.45
215324101 | 09/16/24 | Live | CARRIER | MIDEA | Singlezone Ducted, Compact Ducted | 215324101 |  | HRCU-A-CB | 37MBRAQ58AA3 | Mini-Splits | 45MBDAQ58XH3 |  |  |  | 10 | 17 | 9.8 | FALSE | FALSE | TRUE | 58000 | 40000 | 2.66 | 41500 | 2.45
215324100 | 09/16/24 | Live | CARRIER | MIDEA | Singlezone Non-Ducted, Floor Placement | 215324100 |  | HRCU-A-CB-O | 37MBRAQ58AA3 | Mini-Splits | 45MCFAQ58XA3 |  |  |  | 9.6 | 19.5 | 9.5 | FALSE | FALSE | TRUE | 54000 | 37200 | 2.53 | 45300 | 2.22
215324039 | 09/16/24 | Live | CARRIER | WEATHERMAKER | Singlezone Non-Ducted, Floor Placement | 215324039 |  | HRCU-A-CB-O | 37MBRAQ58AA3 | Mini-Splits | 45MCFAQ58XA3 |  |  |  | 9.6 | 19.5 | 9.5 | FALSE | FALSE | TRUE | 54000 | 37200 | 2.53 | 45300 | 2.22
215323978 | 09/16/24 | Live | CARRIER | PAYNE | Singlezone Non-Ducted, Floor Placement | 215323978 |  | HRCU-A-CB-O | 37MBRAQ58AA3 | Mini-Splits | 45MCFAQ58XA3 |  |  |  | 9.6 | 19.5 | 9.5 | FALSE | FALSE | TRUE | 54000 | 37200 | 2.53 | 45300 | 2.22
215323856 | 09/16/24 | Live | CARRIER | CARRIER | Singlezone Non-Ducted, Floor Placement | 215323856 |  | HRCU-A-CB-O | 37MBRAQ58AA3 | Mini-Splits | 45MCFAQ58XA3 |  |  |  | 9.6 | 19.5 | 9.5 | FALSE | FALSE | TRUE | 54000 | 37200 | 2.53 | 45300 | 2.22
215323917 | 09/16/24 | Live | CARRIER | BRYANT | Singlezone Non-Ducted, Floor Placement | 215323917 |  | HRCU-A-CB-O | 37MBRAQ58AA3 | Mini-Splits | 45MCFAQ58XA3 |  |  |  | 9.6 | 19.5 | 9.5 | FALSE | FALSE | TRUE | 54000 | 37200 | 2.53 | 45300 | 2.22
215323916 | 09/16/24 | Live | CARRIER | BRYANT | Singlezone Ducted, Compact Ducted | 215323916 |  | HRCU-A-CB | 37MBRAQ48AA3 | Mini-Splits | 45MBDAQ48XH3 |  |  |  | 10 | 17.2 | 9.8 | TRUE | TRUE | TRUE | 48000 | 39000 | 2.48 | 46500 | 2.35
215323855 | 09/16/24 | Live | CARRIER | CARRIER | Singlezone Ducted, Compact Ducted | 215323855 |  | HRCU-A-CB | 37MBRAQ48AA3 | Mini-Splits | 45MBDAQ48XH3 |  |  |  | 10 | 17.2 | 9.8 | TRUE | TRUE | TRUE | 48000 | 39000 | 2.48 | 46500 | 2.35
215323977 | 09/16/24 | Live | CARRIER | PAYNE | Singlezone Ducted, Compact Ducted | 215323977 |  | HRCU-A-CB | 37MBRAQ48AA3 | Mini-Splits | 45MBDAQ48XH3 |  |  |  | 10 | 17.2 | 9.8 | TRUE | TRUE | TRUE | 48000 | 39000 | 2.48 | 46500 | 2.35
215324038 | 09/16/24 | Live | CARRIER | WEATHERMAKER | Singlezone Ducted, Compact Ducted | 215324038 |  | HRCU-A-CB | 37MBRAQ48AA3 | Mini-Splits | 45MBDAQ48XH3 |  |  |  | 10 | 17.2 | 9.8 | TRUE | TRUE | TRUE | 48000 | 39000 | 2.48 | 46500 | 2.35
215324099 | 09/16/24 | Live | CARRIER | MIDEA | Singlezone Ducted, Compact Ducted | 215324099 |  | HRCU-A-CB | 37MBRAQ48AA3 | Mini-Splits | 45MBDAQ48XH3 |  |  |  | 10 | 17.2 | 9.8 | TRUE | TRUE | TRUE | 48000 | 39000 | 2.48 | 46500 | 2.35
215324096 | 09/16/24 | Live | CARRIER | MIDEA | Singlezone Ducted, Compact Ducted | 215324096 |  | HRCU-A-CB | 37MBRAQ36AA3 | Mini-Splits | 45MBDAQ36XH3 |  |  |  | 10.2 | 18.8 | 10.2 | FALSE | FALSE | TRUE | 36000 | 27400 | 2.73 | 31000 | 2.39
215324035 | 09/16/24 | Live | CARRIER | WEATHERMAKER | Singlezone Ducted, Compact Ducted | 215324035 |  | HRCU-A-CB | 37MBRAQ36AA3 | Mini-Splits | 45MBDAQ36XH3 |  |  |  | 10.2 | 18.8 | 10.2 | FALSE | FALSE | TRUE | 36000 | 27400 | 2.73 | 31000 | 2.39
215323974 | 09/16/24 | Live | CARRIER | PAYNE | Singlezone Ducted, Compact Ducted | 215323974 |  | HRCU-A-CB | 37MBRAQ36AA3 | Mini-Splits | 45MBDAQ36XH3 |  |  |  | 10.2 | 18.8 | 10.2 | FALSE | FALSE | TRUE | 36000 | 27400 | 2.73 | 31000 | 2.39
215323852 | 09/16/24 | Live | CARRIER | CARRIER | Singlezone Ducted, Compact Ducted | 215323852 |  | HRCU-A-CB | 37MBRAQ36AA3 | Mini-Splits | 45MBDAQ36XH3 |  |  |  | 10.2 | 18.8 | 10.2 | FALSE | FALSE | TRUE | 36000 | 27400 | 2.73 | 31000 | 2.39
215323913 | 09/16/24 | Live | CARRIER | BRYANT | Singlezone Ducted, Compact Ducted | 215323913 |  | HRCU-A-CB | 37MBRAQ36AA3 | Mini-Splits | 45MBDAQ36XH3 |  |  |  | 10.2 | 18.8 | 10.2 | FALSE | FALSE | TRUE | 36000 | 27400 | 2.73 | 31000 | 2.39
215323912 | 09/16/24 | Live | CARRIER | BRYANT | Singlezone Non-Ducted, Floor Placement | 215323912 |  | HRCU-A-CB-O | 37MBRAQ36AA3 | Mini-Splits | 45MCFAQ36XA3 |  |  |  | 10.2 | 20 | 10 | FALSE | FALSE | TRUE | 36000 | 26400 | 2.68 | 30900 | 2.36
215323851 | 09/16/24 | Live | CARRIER | CARRIER | Singlezone Non-Ducted, Floor Placement | 215323851 |  | HRCU-A-CB-O | 37MBRAQ36AA3 | Mini-Splits | 45MCFAQ36XA3 |  |  |  | 10.2 | 20 | 10 | FALSE | FALSE | TRUE | 36000 | 26400 | 2.68 | 30900 | 2.36
215323973 | 09/16/24 | Live | CARRIER | PAYNE | Singlezone Non-Ducted, Floor Placement | 215323973 |  | HRCU-A-CB-O | 37MBRAQ36AA3 | Mini-Splits | 45MCFAQ36XA3 |  |  |  | 10.2 | 20 | 10 | FALSE | FALSE | TRUE | 36000 | 26400 | 2.68 | 30900 | 2.36
215324034 | 09/16/24 | Live | CARRIER | WEATHERMAKER | Singlezone Non-Ducted, Floor Placement | 215324034 |  | HRCU-A-CB-O | 37MBRAQ36AA3 | Mini-Splits | 45MCFAQ36XA3 |  |  |  | 10.2 | 20 | 10 | FALSE | FALSE | TRUE | 36000 | 26400 | 2.68 | 30900 | 2.36
215324095 | 09/16/24 | Live | CARRIER | MIDEA | Singlezone Non-Ducted, Floor Placement | 215324095 |  | HRCU-A-CB-O | 37MBRAQ36AA3 | Mini-Splits | 45MCFAQ36XA3 |  |  |  | 10.2 | 20 | 10 | FALSE | FALSE | TRUE | 36000 | 26400 | 2.68 | 30900 | 2.36
215324093 | 09/16/24 | Live | CARRIER | MIDEA | Singlezone Ducted, Compact Ducted | 215324093 |  | HRCU-A-CB | 37MBHAQ58AA3 | Mini-Splits | 45MBDAQ58XH3 |  |  |  | 10.2 | 15.9 | 10.4 | TRUE | TRUE | TRUE | 55000 | 45000 | 2.72 | 52000 | 2.41
215324032 | 09/16/24 | Live | CARRIER | WEATHERMAKER | Singlezone Ducted, Compact Ducted | 215324032 |  | HRCU-A-CB | 37MBHAQ58AA3 | Mini-Splits | 45MBDAQ58XH3 |  |  |  | 10.2 | 15.9 | 10.4 | TRUE | TRUE | TRUE | 55000 | 45000 | 2.72 | 52000 | 2.41
215323971 | 09/16/24 | Live | CARRIER | PAYNE | Singlezone Ducted, Compact Ducted | 215323971 |  | HRCU-A-CB | 37MBHAQ58AA3 | Mini-Splits | 45MBDAQ58XH3 |  |  |  | 10.2 | 15.9 | 10.4 | TRUE | TRUE | TRUE | 55000 | 45000 | 2.72 | 52000 | 2.41
215323849 | 09/16/24 | Live | CARRIER | CARRIER | Singlezone Ducted, Compact Ducted | 215323849 |  | HRCU-A-CB | 37MBHAQ58AA3 | Mini-Splits | 45MBDAQ58XH3 |  |  |  | 10.2 | 15.9 | 10.4 | TRUE | TRUE | TRUE | 55000 | 45000 | 2.72 | 52000 | 2.41
215323910 | 09/16/24 | Live | CARRIER | BRYANT | Singlezone Ducted, Compact Ducted | 215323910 |  | HRCU-A-CB | 37MBHAQ58AA3 | Mini-Splits | 45MBDAQ58XH3 |  |  |  | 10.2 | 15.9 | 10.4 | TRUE | TRUE | TRUE | 55000 | 45000 | 2.72 | 52000 | 2.41
215323908 | 09/16/24 | Live | CARRIER | BRYANT | Singlezone Ducted, Compact Ducted | 215323908 |  | HRCU-A-CB | 37MBHAQ48AA3 | Mini-Splits | 45MBDAQ48XH3 |  |  |  | 10.4 | 16.8 | 10.8 | TRUE | TRUE | TRUE | 48000 | 45000 | 2.61 | 45500 | 2.4
215323847 | 09/16/24 | Live | CARRIER | CARRIER | Singlezone Ducted, Compact Ducted | 215323847 |  | HRCU-A-CB | 37MBHAQ48AA3 | Mini-Splits | 45MBDAQ48XH3 |  |  |  | 10.4 | 16.8 | 10.8 | TRUE | TRUE | TRUE | 48000 | 45000 | 2.61 | 45500 | 2.4
215323969 | 09/16/24 | Live | CARRIER | PAYNE | Singlezone Ducted, Compact Ducted | 215323969 |  | HRCU-A-CB | 37MBHAQ48AA3 | Mini-Splits | 45MBDAQ48XH3 |  |  |  | 10.4 | 16.8 | 10.8 | TRUE | TRUE | TRUE | 48000 | 45000 | 2.61 | 45500 | 2.4
215324030 | 09/16/24 | Live | CARRIER | WEATHERMAKER | Singlezone Ducted, Compact Ducted | 215324030 |  | HRCU-A-CB | 37MBHAQ48AA3 | Mini-Splits | 45MBDAQ48XH3 |  |  |  | 10.4 | 16.8 | 10.8 | TRUE | TRUE | TRUE | 48000 | 45000 | 2.61 | 45500 | 2.4
215324091 | 09/16/24 | Live | CARRIER | MIDEA | Singlezone Ducted, Compact Ducted | 215324091 |  | HRCU-A-CB | 37MBHAQ48AA3 | Mini-Splits | 45MBDAQ48XH3 |  |  |  | 10.4 | 16.8 | 10.8 | TRUE | TRUE | TRUE | 48000 | 45000 | 2.61 | 45500 | 2.4
215324088 | 09/16/24 | Live | CARRIER | MIDEA | Singlezone Ducted, Compact Ducted | 215324088 |  | HRCU-A-CB | 37MBHAQ36AA3 | Mini-Splits | 45MBDAQ36XH3 |  |  |  | 12 | 17.8 | 11.1 | TRUE | TRUE | TRUE | 36000 | 31600 | 2.73 | 40000 | 2.29
215324027 | 09/16/24 | Live | CARRIER | WEATHERMAKER | Singlezone Ducted, Compact Ducted | 215324027 |  | HRCU-A-CB | 37MBHAQ36AA3 | Mini-Splits | 45MBDAQ36XH3 |  |  |  | 12 | 17.8 | 11.1 | TRUE | TRUE | TRUE | 36000 | 31600 | 2.73 | 40000 | 2.29
215323966 | 09/16/24 | Live | CARRIER | PAYNE | Singlezone Ducted, Compact Ducted | 215323966 |  | HRCU-A-CB | 37MBHAQ36AA3 | Mini-Splits | 45MBDAQ36XH3 |  |  |  | 12 | 17.8 | 11.1 | TRUE | TRUE | TRUE | 36000 | 31600 | 2.73 | 40000 | 2.29
215323844 | 09/16/24 | Live | CARRIER | CARRIER | Singlezone Ducted, Compact Ducted | 215323844 |  | HRCU-A-CB | 37MBHAQ36AA3 | Mini-Splits | 45MBDAQ36XH3 |  |  |  | 12 | 17.8 | 11.1 | TRUE | TRUE | TRUE | 36000 | 31600 | 2.73 | 40000 | 2.29
215323905 | 09/16/24 | Live | CARRIER | BRYANT | Singlezone Ducted, Compact Ducted | 215323905 |  | HRCU-A-CB | 37MBHAQ36AA3 | Mini-Splits | 45MBDAQ36XH3 |  |  |  | 12 | 17.8 | 11.1 | TRUE | TRUE | TRUE | 36000 | 31600 | 2.73 | 40000 | 2.29
215323902 | 09/16/24 | Live | CARRIER | BRYANT | Singlezone Non-Ducted, Wall Placement | 215323902 |  | HRCU-A-CB-O | 37MVRAQ24AA3 | Mini-Splits | D5MVHAQ24XA3 |  |  |  | 9 | 17 | 8.5 | TRUE | TRUE | FALSE | 24000 | 17100 | 2.29 | 18400 | 2.17
215323841 | 09/16/24 | Live | CARRIER | CARRIER | Singlezone Non-Ducted, Wall Placement | 215323841 |  | HRCU-A-CB-O | 37MVRAQ24AA3 | Mini-Splits | D5MVHAQ24XA3 |  |  |  | 9 | 17 | 8.5 | TRUE | TRUE | FALSE | 24000 | 17100 | 2.29 | 18400 | 2.17
215323963 | 09/16/24 | Live | CARRIER | PAYNE | Singlezone Non-Ducted, Wall Placement | 215323963 |  | HRCU-A-CB-O | 37MVRAQ24AA3 | Mini-Splits | D5MVHAQ24XA3 |  |  |  | 9 | 17 | 8.5 | TRUE | TRUE | FALSE | 24000 | 17100 | 2.29 | 18400 | 2.17
215324024 | 09/16/24 | Live | CARRIER | WEATHERMAKER | Singlezone Non-Ducted, Wall Placement | 215324024 |  | HRCU-A-CB-O | 37MVRAQ24AA3 | Mini-Splits | D5MVHAQ24XA3 |  |  |  | 9 | 17 | 8.5 | TRUE | TRUE | FALSE | 24000 | 17100 | 2.29 | 18400 | 2.17
215324085 | 09/16/24 | Live | CARRIER | MIDEA | Singlezone Non-Ducted, Wall Placement | 215324085 |  | HRCU-A-CB-O | 37MVRAQ24AA3 | Mini-Splits | D5MVHAQ24XA3 |  |  |  | 9 | 17 | 8.5 | TRUE | TRUE | FALSE | 24000 | 17100 | 2.29 | 18400 | 2.17
215324084 | 09/16/24 | Live | CARRIER | MIDEA | Singlezone Non-Ducted, Wall Placement | 215324084 |  | HRCU-A-CB-O | 37MVRAQ18AA3 | Mini-Splits | D5MVHAQ18XA3 |  |  |  | 9.9 | 18.3 | 8.7 | FALSE | FALSE | FALSE | 17000 | 11200 | 2.41 | 11200 | 2.2
215324023 | 09/16/24 | Live | CARRIER | WEATHERMAKER | Singlezone Non-Ducted, Wall Placement | 215324023 |  | HRCU-A-CB-O | 37MVRAQ18AA3 | Mini-Splits | D5MVHAQ18XA3 |  |  |  | 9.9 | 18.3 | 8.7 | FALSE | FALSE | FALSE | 17000 | 11200 | 2.41 | 11200 | 2.2
215323962 | 09/16/24 | Live | CARRIER | PAYNE | Singlezone Non-Ducted, Wall Placement | 215323962 |  | HRCU-A-CB-O | 37MVRAQ18AA3 | Mini-Splits | D5MVHAQ18XA3 |  |  |  | 9.9 | 18.3 | 8.7 | FALSE | FALSE | FALSE | 17000 | 11200 | 2.41 | 11200 | 2.2
215323840 | 09/16/24 | Live | CARRIER | CARRIER | Singlezone Non-Ducted, Wall Placement | 215323840 |  | HRCU-A-CB-O | 37MVRAQ18AA3 | Mini-Splits | D5MVHAQ18XA3 |  |  |  | 9.9 | 18.3 | 8.7 | FALSE | FALSE | FALSE | 17000 | 11200 | 2.41 | 11200 | 2.2
215323901 | 09/16/24 | Live | CARRIER | BRYANT | Singlezone Non-Ducted, Wall Placement | 215323901 |  | HRCU-A-CB-O | 37MVRAQ18AA3 | Mini-Splits | D5MVHAQ18XA3 |  |  |  | 9.9 | 18.3 | 8.7 | FALSE | FALSE | FALSE | 17000 | 11200 | 2.41 | 11200 | 2.2
215323898 | 09/16/24 | Live | CARRIER | BRYANT | Singlezone Non-Ducted, Wall Placement | 215323898 |  | HRCU-A-CB-O | 37MVRAQ12AA1 | Mini-Splits | D5MVHAQ12XA1 |  |  |  | 8.8 | 19 | 9.2 | FALSE | FALSE | FALSE | 12000 | 7700 | 2.59 | 7900 | 2.41
215323837 | 09/16/24 | Live | CARRIER | CARRIER | Singlezone Non-Ducted, Wall Placement | 215323837 |  | HRCU-A-CB-O | 37MVRAQ12AA1 | Mini-Splits | D5MVHAQ12XA1 |  |  |  | 8.8 | 19 | 9.2 | FALSE | FALSE | FALSE | 12000 | 7700 | 2.59 | 7900 | 2.41
215323959 | 09/16/24 | Live | CARRIER | PAYNE | Singlezone Non-Ducted, Wall Placement | 215323959 |  | HRCU-A-CB-O | 37MVRAQ12AA1 | Mini-Splits | D5MVHAQ12XA1 |  |  |  | 8.8 | 19 | 9.2 | FALSE | FALSE | FALSE | 12000 | 7700 | 2.59 | 7900 | 2.41
215324020 | 09/16/24 | Live | CARRIER | WEATHERMAKER | Singlezone Non-Ducted, Wall Placement | 215324020 |  | HRCU-A-CB-O | 37MVRAQ12AA1 | Mini-Splits | D5MVHAQ12XA1 |  |  |  | 8.8 | 19 | 9.2 | FALSE | FALSE | FALSE | 12000 | 7700 | 2.59 | 7900 | 2.41
215324081 | 09/16/24 | Live | CARRIER | MIDEA | Singlezone Non-Ducted, Wall Placement | 215324081 |  | HRCU-A-CB-O | 37MVRAQ12AA1 | Mini-Splits | D5MVHAQ12XA1 |  |  |  | 8.8 | 19 | 9.2 | FALSE | FALSE | FALSE | 12000 | 7700 | 2.59 | 7900 | 2.41
215324153 | 09/16/24 | Live | CARRIER | ARCOAIRE | Singlezone Non-Ducted, Wall Placement | 215324153 |  | HRCU-A-CB-O | D5CVRAH09AAJ | Mini-Splits | D5FVHAH09XAJ |  |  |  | 10.1 | 18 | 9 | FALSE | FALSE | FALSE | 9000 | 6900 | 2.32 | 7200 | 2.03
215324080 | 09/16/24 | Live | CARRIER | MIDEA | Singlezone Non-Ducted, Wall Placement | 215324080 |  | HRCU-A-CB-O | 37MVRAQ09AA1 | Mini-Splits | D5MVHAQ09XA1 |  |  |  | 10.1 | 18 | 9 | FALSE | FALSE | FALSE | 9000 | 6900 | 2.32 | 7200 | 2.03
215324019 | 09/16/24 | Live | CARRIER | WEATHERMAKER | Singlezone Non-Ducted, Wall Placement | 215324019 |  | HRCU-A-CB-O | 37MVRAQ09AA1 | Mini-Splits | D5MVHAQ09XA1 |  |  |  | 10.1 | 18 | 9 | FALSE | FALSE | FALSE | 9000 | 6900 | 2.32 | 7200 | 2.03
215323958 | 09/16/24 | Live | CARRIER | PAYNE | Singlezone Non-Ducted, Wall Placement | 215323958 |  | HRCU-A-CB-O | 37MVRAQ09AA1 | Mini-Splits | D5MVHAQ09XA1 |  |  |  | 10.1 | 18 | 9 | FALSE | FALSE | FALSE | 9000 | 6900 | 2.32 | 7200 | 2.03
215323836 | 09/16/24 | Live | CARRIER | CARRIER | Singlezone Non-Ducted, Wall Placement | 215323836 |  | HRCU-A-CB-O | 37MVRAQ09AA1 | Mini-Splits | D5MVHAQ09XA1 |  |  |  | 10.1 | 18 | 9 | FALSE | FALSE | FALSE | 9000 | 6900 | 2.32 | 7200 | 2.03
215323897 | 09/16/24 | Live | CARRIER | BRYANT | Singlezone Non-Ducted, Wall Placement | 215323897 |  | HRCU-A-CB-O | 37MVRAQ09AA1 | Mini-Splits | D5MVHAQ09XA1 |  |  |  | 10.1 | 18 | 9 | FALSE | FALSE | FALSE | 9000 | 6900 | 2.32 | 7200 | 2.03
215323896 | 09/16/24 | Live | CARRIER | BRYANT | Singlezone Ducted, Compact Ducted | 215323896 |  | HRCU-A-CB | 37MARAQ24AA3 | Mini-Splits | 45MBDAQ24XH3 |  |  |  | 12.5 | 19 | 11 | TRUE | TRUE | TRUE | 24000 | 21200 | 2.6 | 21600 | 2.56
215323835 | 09/16/24 | Live | CARRIER | CARRIER | Singlezone Ducted, Compact Ducted | 215323835 |  | HRCU-A-CB | 37MARAQ24AA3 | Mini-Splits | 45MBDAQ24XH3 |  |  |  | 12.5 | 19 | 11 | TRUE | TRUE | TRUE | 24000 | 21200 | 2.6 | 21600 | 2.56
215323957 | 09/16/24 | Live | CARRIER | PAYNE | Singlezone Ducted, Compact Ducted | 215323957 |  | HRCU-A-CB | 37MARAQ24AA3 | Mini-Splits | 45MBDAQ24XH3 |  |  |  | 12.5 | 19 | 11 | TRUE | TRUE | TRUE | 24000 | 21200 | 2.6 | 21600 | 2.56
215324018 | 09/16/24 | Live | CARRIER | WEATHERMAKER | Singlezone Ducted, Compact Ducted | 215324018 |  | HRCU-A-CB | 37MARAQ24AA3 | Mini-Splits | 45MBDAQ24XH3 |  |  |  | 12.5 | 19 | 11 | TRUE | TRUE | TRUE | 24000 | 21200 | 2.6 | 21600 | 2.56
215324079 | 09/16/24 | Live | CARRIER | MIDEA | Singlezone Ducted, Compact Ducted | 215324079 |  | HRCU-A-CB | 37MARAQ24AA3 | Mini-Splits | 45MBDAQ24XH3 |  |  |  | 12.5 | 19 | 11 | TRUE | TRUE | TRUE | 24000 | 21200 | 2.6 | 21600 | 2.56
215324152 | 09/16/24 | Live | CARRIER | ARCOAIRE | Singlezone Ducted, Compact Ducted | 215324152 |  | HRCU-A-CB | D5CSRAH24AAK | Mini-Splits | D5FSDAH24XHK |  |  |  | 12.5 | 19 | 11 | TRUE | TRUE | TRUE | 24000 | 21200 | 2.6 | 21600 | 2.56
215323763 | 09/16/24 | Live | CARRIER | BRYANT | Singlezone Non-Ducted, Wall Placement | 215323763 |  | HRCU-A-CB-O | 37MARAQ24AA3 | Mini-Splits | 615AHAQ24XA3 |  |  |  | 14 | 23.1 | 11.7 | TRUE | TRUE | TRUE | 24000 | 18800 | 2.65 | 19300 | 2.33
215323752 | 09/16/24 | Live | CARRIER | CARRIER | Singlezone Non-Ducted, Wall Placement | 215323752 |  | HRCU-A-CB-O | 37MARAQ24AA3 | Mini-Splits | 45MAHAQ24XA3 |  |  |  | 14 | 23.1 | 11.7 | TRUE | TRUE | TRUE | 24000 | 18800 | 2.65 | 19300 | 2.33
215323774 | 09/16/24 | Live | CARRIER | PAYNE | Singlezone Non-Ducted, Wall Placement | 215323774 |  | HRCU-A-CB-O | 37MARAQ24AA3 | Mini-Splits | D5MAHAQ24XA3 |  |  |  | 14 | 23.1 | 11.7 | TRUE | TRUE | TRUE | 24000 | 18800 | 2.65 | 19300 | 2.33
215323785 | 09/16/24 | Live | CARRIER | WEATHERMAKER | Singlezone Non-Ducted, Wall Placement | 215323785 |  | HRCU-A-CB-O | 37MARAQ24AA3 | Mini-Splits | D5MAHAQ24XA3 |  |  |  | 14 | 23.1 | 11.7 | TRUE | TRUE | TRUE | 24000 | 18800 | 2.65 | 19300 | 2.33
215323796 | 09/16/24 | Live | CARRIER | MIDEA | Singlezone Non-Ducted, Wall Placement | 215323796 |  | HRCU-A-CB-O | 37MARAQ24AA3 | Mini-Splits | D5MAHAQ24XA3 |  |  |  | 14 | 23.1 | 11.7 | TRUE | TRUE | TRUE | 24000 | 18800 | 2.65 | 19300 | 2.33
215324149 | 09/16/24 | Live | CARRIER | ARCOAIRE | Singlezone Non-Ducted, Wall Placement | 215324149 |  | HRCU-A-CB-O | D5CSRAH24AAK | Mini-Splits | D5FPHAH18XAK |  |  |  | 14 | 23.1 | 11.7 | TRUE | TRUE | TRUE | 24000 | 18800 | 2.65 | 19300 | 2.33
215324147 | 09/16/24 | Live | CARRIER | ARCOAIRE | Singlezone Ducted, Compact Ducted | 215324147 |  | HRCU-A-CB | D5CSRAH18AAK | Mini-Splits | D5FSDAH18XAK |  |  |  | 12.5 | 20 | 10.6 | TRUE | TRUE | TRUE | 17000 | 14000 | 2.6 | 14100 | 2.4
215324075 | 09/16/24 | Live | CARRIER | MIDEA | Singlezone Ducted, Compact Ducted | 215324075 |  | HRCU-A-CB | 37MARAQ18AA3 | Mini-Splits | 45MBDAQ18XA3 |  |  |  | 12.5 | 20 | 10.6 | TRUE | TRUE | TRUE | 17000 | 14000 | 2.6 | 14100 | 2.4
215324014 | 09/16/24 | Live | CARRIER | WEATHERMAKER | Singlezone Ducted, Compact Ducted | 215324014 |  | HRCU-A-CB | 37MARAQ18AA3 | Mini-Splits | 45MBDAQ18XA3 |  |  |  | 12.5 | 20 | 10.6 | TRUE | TRUE | TRUE | 17000 | 14000 | 2.6 | 14100 | 2.4
215323831 | 09/16/24 | Live | CARRIER | CARRIER | Singlezone Ducted, Compact Ducted | 215323831 |  | HRCU-A-CB | 37MARAQ18AA3 | Mini-Splits | 45MBDAQ18XA3 |  |  |  | 12.5 | 20 | 10.6 | TRUE | TRUE | TRUE | 17000 | 14000 | 2.6 | 14100 | 2.4
215323953 | 09/16/24 | Live | CARRIER | PAYNE | Singlezone Ducted, Compact Ducted | 215323953 |  | HRCU-A-CB | 37MARAQ18AA3 | Mini-Splits | 45MBDAQ18XA3 |  |  |  | 12.5 | 20 | 10.6 | TRUE | TRUE | TRUE | 17000 | 14000 | 2.6 | 14100 | 2.4
215323892 | 09/16/24 | Live | CARRIER | BRYANT | Singlezone Ducted, Compact Ducted | 215323892 |  | HRCU-A-CB | 37MARAQ18AA3 | Mini-Splits | 45MBDAQ18XA3 |  |  |  | 12.5 | 20 | 10.6 | TRUE | TRUE | TRUE | 17000 | 14000 | 2.6 | 14100 | 2.4
215323890 | 09/16/24 | Live | CARRIER | BRYANT | Singlezone Non-Ducted, Wall Placement | 215323890 |  | HRCU-A-CB-O | 37MARAQ18AA3 | Mini-Splits | 45MBFAQ16XA3 |  |  |  | 12.5 | 23.9 | 13.5 | TRUE | TRUE | TRUE | 16000 | 14100 | 2.75 | 14600 | 2.58
215323951 | 09/16/24 | Live | CARRIER | PAYNE | Singlezone Non-Ducted, Wall Placement | 215323951 |  | HRCU-A-CB-O | 37MARAQ18AA3 | Mini-Splits | 45MBFAQ16XA3 |  |  |  | 12.5 | 23.9 | 13.5 | TRUE | TRUE | TRUE | 16000 | 14100 | 2.75 | 14600 | 2.58
215323829 | 09/16/24 | Live | CARRIER | CARRIER | Singlezone Non-Ducted, Wall Placement | 215323829 |  | HRCU-A-CB-O | 37MARAQ18AA3 | Mini-Splits | 45MBFAQ16XA3 |  |  |  | 12.5 | 23.9 | 13.5 | TRUE | TRUE | TRUE | 16000 | 14100 | 2.75 | 14600 | 2.58
215324012 | 09/16/24 | Live | CARRIER | WEATHERMAKER | Singlezone Non-Ducted, Wall Placement | 215324012 |  | HRCU-A-CB-O | 37MARAQ18AA3 | Mini-Splits | 45MBFAQ16XA3 |  |  |  | 12.5 | 23.9 | 13.5 | TRUE | TRUE | TRUE | 16000 | 14100 | 2.75 | 14600 | 2.58
215324073 | 09/16/24 | Live | CARRIER | MIDEA | Singlezone Non-Ducted, Wall Placement | 215324073 |  | HRCU-A-CB-O | 37MARAQ18AA3 | Mini-Splits | 45MBFAQ16XA3 |  |  |  | 12.5 | 23.9 | 13.5 | TRUE | TRUE | TRUE | 16000 | 14100 | 2.75 | 14600 | 2.58
215324145 | 09/16/24 | Live | CARRIER | ARCOAIRE | Singlezone Non-Ducted, Wall Placement | 215324145 |  | HRCU-A-CB-O | D5CSRAH18AAK | Mini-Splits | D5FSFAH16XAK |  |  |  | 12.5 | 23.9 | 13.5 | TRUE | TRUE | TRUE | 16000 | 14100 | 2.75 | 14600 | 2.58
215324144 | 09/16/24 | Live | CARRIER | ARCOAIRE | Singlezone Non-Ducted, Ceiling Placement | 215324144 |  | HRCU-A-CB-O | D5CSRAH18AAK | Mini-Splits | D5FSCAH18XAK |  |  |  | 12.5 | 20.8 | 11.4 | TRUE | TRUE | TRUE | 16800 | 13900 | 2.66 | 14800 | 2.36
215324072 | 09/16/24 | Live | CARRIER | MIDEA | Singlezone Non-Ducted, Ceiling Placement | 215324072 |  | HRCU-A-CB-O | 37MARAQ18AA3 | Mini-Splits | 45MBCAQ18XA3 |  |  |  | 12.5 | 20.8 | 11.4 | TRUE | TRUE | TRUE | 16800 | 13900 | 2.66 | 14800 | 2.36
215324011 | 09/16/24 | Live | CARRIER | WEATHERMAKER | Singlezone Non-Ducted, Ceiling Placement | 215324011 |  | HRCU-A-CB-O | 37MARAQ18AA3 | Mini-Splits | 45MBCAQ18XA3 |  |  |  | 12.5 | 20.8 | 11.4 | TRUE | TRUE | TRUE | 16800 | 13900 | 2.66 | 14800 | 2.36
215323828 | 09/16/24 | Live | CARRIER | CARRIER | Singlezone Non-Ducted, Ceiling Placement | 215323828 |  | HRCU-A-CB-O | 37MARAQ18AA3 | Mini-Splits | 45MBCAQ18XA3 |  |  |  | 12.5 | 20.8 | 11.4 | TRUE | TRUE | TRUE | 16800 | 13900 | 2.66 | 14800 | 2.36
215323950 | 09/16/24 | Live | CARRIER | PAYNE | Singlezone Non-Ducted, Ceiling Placement | 215323950 |  | HRCU-A-CB-O | 37MARAQ18AA3 | Mini-Splits | 45MBCAQ18XA3 |  |  |  | 12.5 | 20.8 | 11.4 | TRUE | TRUE | TRUE | 16800 | 13900 | 2.66 | 14800 | 2.36
215323889 | 09/16/24 | Live | CARRIER | BRYANT | Singlezone Non-Ducted, Ceiling Placement | 215323889 |  | HRCU-A-CB-O | 37MARAQ18AA3 | Mini-Splits | 45MBCAQ18XA3 |  |  |  | 12.5 | 20.8 | 11.4 | TRUE | TRUE | TRUE | 16800 | 13900 | 2.66 | 14800 | 2.36
215323888 | 09/16/24 | Live | CARRIER | BRYANT | Singlezone Non-Ducted, Ceiling Placement | 215323888 |  | HRCU-A-CB-O | 37MARAQ18AA3 | Mini-Splits | 45MCCAQ18XA3 |  |  |  | 12.5 | 22.3 | 12.2 | TRUE | TRUE | TRUE | 18000 | 14000 | 2.77 | 15200 | 2.47
215323949 | 09/16/24 | Live | CARRIER | PAYNE | Singlezone Non-Ducted, Ceiling Placement | 215323949 |  | HRCU-A-CB-O | 37MARAQ18AA3 | Mini-Splits | 45MCCAQ18XA3 |  |  |  | 12.5 | 22.3 | 12.2 | TRUE | TRUE | TRUE | 18000 | 14000 | 2.77 | 15200 | 2.47
215323827 | 09/16/24 | Live | CARRIER | CARRIER | Singlezone Non-Ducted, Ceiling Placement | 215323827 |  | HRCU-A-CB-O | 37MARAQ18AA3 | Mini-Splits | 45MCCAQ18XA3 |  |  |  | 12.5 | 22.3 | 12.2 | TRUE | TRUE | TRUE | 18000 | 14000 | 2.77 | 15200 | 2.47
215324010 | 09/16/24 | Live | CARRIER | WEATHERMAKER | Singlezone Non-Ducted, Ceiling Placement | 215324010 |  | HRCU-A-CB-O | 37MARAQ18AA3 | Mini-Splits | 45MCCAQ18XA3 |  |  |  | 12.5 | 22.3 | 12.2 | TRUE | TRUE | TRUE | 18000 | 14000 | 2.77 | 15200 | 2.47
215324071 | 09/16/24 | Live | CARRIER | MIDEA | Singlezone Non-Ducted, Ceiling Placement | 215324071 |  | HRCU-A-CB-O | 37MARAQ18AA3 | Mini-Splits | 45MCCAQ18XA3 |  |  |  | 12.5 | 22.3 | 12.2 | TRUE | TRUE | TRUE | 18000 | 14000 | 2.77 | 15200 | 2.47
215324143 | 09/16/24 | Live | CARRIER | ARCOAIRE | Singlezone Non-Ducted, Ceiling Placement | 215324143 |  | HRCU-A-CB-O | D5CSRAH18AAK | Mini-Splits | D5FSOAH18XAK |  |  |  | 12.5 | 22.3 | 12.2 | TRUE | TRUE | TRUE | 18000 | 14000 | 2.77 | 15200 | 2.47
215323795 | 09/16/24 | Live | CARRIER | MIDEA | Singlezone Non-Ducted, Wall Placement | 215323795 |  | HRCU-A-CB-O | 37MARAQ18AA3 | Mini-Splits | D5MAHAQ18XA3 |  |  |  | 12.8 | 23.5 | 10.8 | TRUE | TRUE | TRUE | 18000 | 13600 | 2.73 | 14900 | 2.43
215323784 | 09/16/24 | Live | CARRIER | WEATHERMAKER | Singlezone Non-Ducted, Wall Placement | 215323784 |  | HRCU-A-CB-O | 37MARAQ18AA3 | Mini-Splits | D5MAHAQ18XA3 |  |  |  | 12.8 | 23.5 | 10.8 | TRUE | TRUE | TRUE | 18000 | 13600 | 2.73 | 14900 | 2.43
215323773 | 09/16/24 | Live | CARRIER | PAYNE | Singlezone Non-Ducted, Wall Placement | 215323773 |  | HRCU-A-CB-O | 37MARAQ18AA3 | Mini-Splits | D5MAHAQ18XA3 |  |  |  | 12.8 | 23.5 | 10.8 | TRUE | TRUE | TRUE | 18000 | 13600 | 2.73 | 14900 | 2.43
215323751 | 09/16/24 | Live | CARRIER | CARRIER | Singlezone Non-Ducted, Wall Placement | 215323751 |  | HRCU-A-CB-O | 37MARAQ18AA3 | Mini-Splits | 45MAHAQ18XA3 |  |  |  | 12.8 | 23.5 | 10.8 | TRUE | TRUE | TRUE | 18000 | 13600 | 2.73 | 14900 | 2.43
215323762 | 09/16/24 | Live | CARRIER | BRYANT | Singlezone Non-Ducted, Wall Placement | 215323762 |  | HRCU-A-CB-O | 37MARAQ18AA3 | Mini-Splits | 615AHAQ18XA3 |  |  |  | 12.8 | 23.5 | 10.8 | TRUE | TRUE | TRUE | 18000 | 13600 | 2.73 | 14900 | 2.43
215324142 | 09/16/24 | Live | CARRIER | ARCOAIRE | Singlezone Non-Ducted, Wall Placement | 215324142 |  | HRCU-A-CB-O | D5CSRAH18AAK | Mini-Splits | D5FSHAH18XAK |  |  |  | 12.8 | 23.5 | 10.8 | TRUE | TRUE | TRUE | 18000 | 13600 | 2.73 | 14900 | 2.43
215324140 | 09/16/24 | Live | CARRIER | ARCOAIRE | Singlezone Ducted, Compact Ducted | 215324140 |  | HRCU-A-CB | D5CSRAH12AAK | Mini-Splits | D5FSDAH12XAK |  |  |  | 11.7 | 19 | 10.3 | TRUE | TRUE | TRUE | 11500 | 9500 | 2.58 | 10300 | 2.58
215324069 | 09/16/24 | Live | CARRIER | MIDEA | Singlezone Ducted, Compact Ducted | 215324069 |  | HRCU-A-CB | 37MARAQ12AA3 | Mini-Splits | 45MBDAQ12XA3 |  |  |  | 11.7 | 19 | 10.3 | TRUE | TRUE | TRUE | 11500 | 9500 | 2.58 | 10300 | 2.58
215324008 | 09/16/24 | Live | CARRIER | WEATHERMAKER | Singlezone Ducted, Compact Ducted | 215324008 |  | HRCU-A-CB | 37MARAQ12AA3 | Mini-Splits | 45MBDAQ12XA3 |  |  |  | 11.7 | 19 | 10.3 | TRUE | TRUE | TRUE | 11500 | 9500 | 2.58 | 10300 | 2.58
215323825 | 09/16/24 | Live | CARRIER | CARRIER | Singlezone Ducted, Compact Ducted | 215323825 |  | HRCU-A-CB | 37MARAQ12AA3 | Mini-Splits | 45MBDAQ12XA3 |  |  |  | 11.7 | 19 | 10.3 | TRUE | TRUE | TRUE | 11500 | 9500 | 2.58 | 10300 | 2.58
215323947 | 09/16/24 | Live | CARRIER | PAYNE | Singlezone Ducted, Compact Ducted | 215323947 |  | HRCU-A-CB | 37MARAQ12AA3 | Mini-Splits | 45MBDAQ12XA3 |  |  |  | 11.7 | 19 | 10.3 | TRUE | TRUE | TRUE | 11500 | 9500 | 2.58 | 10300 | 2.58
215323886 | 09/16/24 | Live | CARRIER | BRYANT | Singlezone Ducted, Compact Ducted | 215323886 |  | HRCU-A-CB | 37MARAQ12AA3 | Mini-Splits | 45MBDAQ12XA3 |  |  |  | 11.7 | 19 | 10.3 | TRUE | TRUE | TRUE | 11500 | 9500 | 2.58 | 10300 | 2.58
215323885 | 09/16/24 | Live | CARRIER | BRYANT | Singlezone Non-Ducted, Wall Placement | 215323885 |  | HRCU-A-CB-O | 37MARAQ12AA3 | Mini-Splits | 45MBFAQ12XA3 |  |  |  | 12.7 | 24.7 | 11 | TRUE | TRUE | TRUE | 12000 | 9000 | 2.87 | 9600 | 2.49
215323946 | 09/16/24 | Live | CARRIER | PAYNE | Singlezone Non-Ducted, Wall Placement | 215323946 |  | HRCU-A-CB-O | 37MARAQ12AA3 | Mini-Splits | 45MBFAQ12XA3 |  |  |  | 12.7 | 24.7 | 11 | TRUE | TRUE | TRUE | 12000 | 9000 | 2.87 | 9600 | 2.49
215323824 | 09/16/24 | Live | CARRIER | CARRIER | Singlezone Non-Ducted, Wall Placement | 215323824 |  | HRCU-A-CB-O | 37MARAQ12AA3 | Mini-Splits | 45MBFAQ12XA3 |  |  |  | 12.7 | 24.7 | 11 | TRUE | TRUE | TRUE | 12000 | 9000 | 2.87 | 9600 | 2.49
215324007 | 09/16/24 | Live | CARRIER | WEATHERMAKER | Singlezone Non-Ducted, Wall Placement | 215324007 |  | HRCU-A-CB-O | 37MARAQ12AA3 | Mini-Splits | 45MBFAQ12XA3 |  |  |  | 12.7 | 24.7 | 11 | TRUE | TRUE | TRUE | 12000 | 9000 | 2.87 | 9600 | 2.49
215324068 | 09/16/24 | Live | CARRIER | MIDEA | Singlezone Non-Ducted, Wall Placement | 215324068 |  | HRCU-A-CB-O | 37MARAQ12AA3 | Mini-Splits | 45MBFAQ12XA3 |  |  |  | 12.7 | 24.7 | 11 | TRUE | TRUE | TRUE | 12000 | 9000 | 2.87 | 9600 | 2.49
215324139 | 09/16/24 | Live | CARRIER | ARCOAIRE | Singlezone Non-Ducted, Wall Placement | 215324139 |  | HRCU-A-CB-O | D5CSRAH12AAK | Mini-Splits | D5FSFAH12XAK |  |  |  | 12.7 | 24.7 | 11 | TRUE | TRUE | TRUE | 12000 | 9000 | 2.87 | 9600 | 2.49
215324138 | 09/16/24 | Live | CARRIER | ARCOAIRE | Singlezone Non-Ducted, Ceiling Placement | 215324138 |  | HRCU-A-CB-O | D5CSRAH12AAK | Mini-Splits | D5FSCAH12XAK |  |  |  | 12.5 | 21.2 | 10.4 | TRUE | TRUE | TRUE | 12000 | 8500 | 2.8 | 9300 | 2.55
215324067 | 09/16/24 | Live | CARRIER | MIDEA | Singlezone Non-Ducted, Ceiling Placement | 215324067 |  | HRCU-A-CB-O | 37MARAQ12AA3 | Mini-Splits | 45MBCAQ12XA3 |  |  |  | 12.5 | 21.2 | 10.4 | TRUE | TRUE | TRUE | 12000 | 8500 | 2.8 | 9300 | 2.55
215324006 | 09/16/24 | Live | CARRIER | WEATHERMAKER | Singlezone Non-Ducted, Ceiling Placement | 215324006 |  | HRCU-A-CB-O | 37MARAQ12AA3 | Mini-Splits | 45MBCAQ12XA3 |  |  |  | 12.5 | 21.2 | 10.4 | TRUE | TRUE | TRUE | 12000 | 8500 | 2.8 | 9300 | 2.55
215323823 | 09/16/24 | Live | CARRIER | CARRIER | Singlezone Non-Ducted, Ceiling Placement | 215323823 |  | HRCU-A-CB-O | 37MARAQ12AA3 | Mini-Splits | 45MBCAQ12XA3 |  |  |  | 12.5 | 21.2 | 10.4 | TRUE | TRUE | TRUE | 12000 | 8500 | 2.8 | 9300 | 2.55
215323945 | 09/16/24 | Live | CARRIER | PAYNE | Singlezone Non-Ducted, Ceiling Placement | 215323945 |  | HRCU-A-CB-O | 37MARAQ12AA3 | Mini-Splits | 45MBCAQ12XA3 |  |  |  | 12.5 | 21.2 | 10.4 | TRUE | TRUE | TRUE | 12000 | 8500 | 2.8 | 9300 | 2.55
215323884 | 09/16/24 | Live | CARRIER | BRYANT | Singlezone Non-Ducted, Ceiling Placement | 215323884 |  | HRCU-A-CB-O | 37MARAQ12AA3 | Mini-Splits | 45MBCAQ12XA3 |  |  |  | 12.5 | 21.2 | 10.4 | TRUE | TRUE | TRUE | 12000 | 8500 | 2.8 | 9300 | 2.55
215323883 | 09/16/24 | Live | CARRIER | BRYANT | Singlezone Non-Ducted, Ceiling Placement | 215323883 |  | HRCU-A-CB-O | 37MARAQ12AA3 | Mini-Splits | 45MCCAQ12XA3 |  |  |  | 12.3 | 22.2 | 10.1 | TRUE | TRUE | TRUE | 12000 | 8600 | 2.77 | 10000 | 2.59
215323944 | 09/16/24 | Live | CARRIER | PAYNE | Singlezone Non-Ducted, Ceiling Placement | 215323944 |  | HRCU-A-CB-O | 37MARAQ12AA3 | Mini-Splits | 45MCCAQ12XA3 |  |  |  | 12.3 | 22.2 | 10.1 | TRUE | TRUE | TRUE | 12000 | 8600 | 2.77 | 10000 | 2.59
215323822 | 09/16/24 | Live | CARRIER | CARRIER | Singlezone Non-Ducted, Ceiling Placement | 215323822 |  | HRCU-A-CB-O | 37MARAQ12AA3 | Mini-Splits | 45MCCAQ12XA3 |  |  |  | 12.3 | 22.2 | 10.1 | TRUE | TRUE | TRUE | 12000 | 8600 | 2.77 | 10000 | 2.59
215324005 | 09/16/24 | Live | CARRIER | WEATHERMAKER | Singlezone Non-Ducted, Ceiling Placement | 215324005 |  | HRCU-A-CB-O | 37MARAQ12AA3 | Mini-Splits | 45MCCAQ12XA3 |  |  |  | 12.3 | 22.2 | 10.1 | TRUE | TRUE | TRUE | 12000 | 8600 | 2.77 | 10000 | 2.59
215324066 | 09/16/24 | Live | CARRIER | MIDEA | Singlezone Non-Ducted, Ceiling Placement | 215324066 |  | HRCU-A-CB-O | 37MARAQ12AA3 | Mini-Splits | 45MCCAQ12XA3 |  |  |  | 12.3 | 22.2 | 10.1 | TRUE | TRUE | TRUE | 12000 | 8600 | 2.77 | 10000 | 2.59
215324137 | 09/16/24 | Live | CARRIER | ARCOAIRE | Singlezone Non-Ducted, Ceiling Placement | 215324137 |  | HRCU-A-CB-O | D5CSRAH12AAK | Mini-Splits | D5FSOAH12XAK |  |  |  | 12.3 | 22.2 | 10.1 | TRUE | TRUE | TRUE | 12000 | 8600 | 2.77 | 10000 | 2.59
215323761 | 09/16/24 | Live | CARRIER | BRYANT | Singlezone Non-Ducted, Wall Placement | 215323761 |  | HRCU-A-CB-O | 37MARAQ12AA3 | Mini-Splits | 615AHAQ12XA3 |  |  |  | 13.1 | 25.5 | 10.7 | TRUE | TRUE | TRUE | 12000 | 9300 | 2.84 | 9600 | 2.38
215323750 | 09/16/24 | Live | CARRIER | CARRIER | Singlezone Non-Ducted, Wall Placement | 215323750 |  | HRCU-A-CB-O | 37MARAQ12AA3 | Mini-Splits | 45MAHAQ12XA3 |  |  |  | 13.1 | 25.5 | 10.7 | TRUE | TRUE | TRUE | 12000 | 9300 | 2.84 | 9600 | 2.38
215323772 | 09/16/24 | Live | CARRIER | PAYNE | Singlezone Non-Ducted, Wall Placement | 215323772 |  | HRCU-A-CB-O | 37MARAQ12AA3 | Mini-Splits | D5MAHAQ12XA3 |  |  |  | 13.1 | 25.5 | 10.7 | TRUE | TRUE | TRUE | 12000 | 9300 | 2.84 | 9600 | 2.38
215323783 | 09/16/24 | Live | CARRIER | WEATHERMAKER | Singlezone Non-Ducted, Wall Placement | 215323783 |  | HRCU-A-CB-O | 37MARAQ12AA3 | Mini-Splits | D5MAHAQ12XA3 |  |  |  | 13.1 | 25.5 | 10.7 | TRUE | TRUE | TRUE | 12000 | 9300 | 2.84 | 9600 | 2.38
215323794 | 09/16/24 | Live | CARRIER | MIDEA | Singlezone Non-Ducted, Wall Placement | 215323794 |  | HRCU-A-CB-O | 37MARAQ12AA3 | Mini-Splits | D5MAHAQ12XA3 |  |  |  | 13.1 | 25.5 | 10.7 | TRUE | TRUE | TRUE | 12000 | 9300 | 2.84 | 9600 | 2.38
215324136 | 09/16/24 | Live | CARRIER | ARCOAIRE | Singlezone Non-Ducted, Wall Placement | 215324136 |  | HRCU-A-CB-O | D5CSRAH12AAK | Mini-Splits | D5FSHAH12XAK |  |  |  | 13.1 | 25.5 | 10.7 | TRUE | TRUE | TRUE | 12000 | 9300 | 2.84 | 9600 | 2.38
215324133 | 09/16/24 | Live | CARRIER | ARCOAIRE | Singlezone Non-Ducted, Wall Placement | 215324133 |  | HRCU-A-CB-O | D5CSRAH09AAK | Mini-Splits | D5FSFAH09XAK |  |  |  | 16.3 | 26 | 13.9 | TRUE | TRUE | TRUE | 9000 | 9000 | 2.9 | 9600 | 2.49
215324063 | 09/16/24 | Live | CARRIER | MIDEA | Singlezone Non-Ducted, Wall Placement | 215324063 |  | HRCU-A-CB-O | 37MARAQ09AA3 | Mini-Splits | 45MBFAQ09XA3 |  |  |  | 16.3 | 26 | 13.9 | TRUE | TRUE | TRUE | 9000 | 9000 | 2.9 | 9600 | 2.49
215324002 | 09/16/24 | Live | CARRIER | WEATHERMAKER | Singlezone Non-Ducted, Wall Placement | 215324002 |  | HRCU-A-CB-O | 37MARAQ09AA3 | Mini-Splits | 45MBFAQ09XA3 |  |  |  | 16.3 | 26 | 13.9 | TRUE | TRUE | TRUE | 9000 | 9000 | 2.9 | 9600 | 2.49
215323819 | 09/16/24 | Live | CARRIER | CARRIER | Singlezone Non-Ducted, Wall Placement | 215323819 |  | HRCU-A-CB-O | 37MARAQ09AA3 | Mini-Splits | 45MBFAQ09XA3 |  |  |  | 16.3 | 26 | 13.9 | TRUE | TRUE | TRUE | 9000 | 9000 | 2.9 | 9600 | 2.49
215323880 | 09/16/24 | Live | CARRIER | BRYANT | Singlezone Non-Ducted, Wall Placement | 215323880 |  | HRCU-A-CB-O | 37MARAQ09AA3 | Mini-Splits | 45MBFAQ09XA3 |  |  |  | 16.3 | 26 | 13.9 | TRUE | TRUE | TRUE | 9000 | 9000 | 2.9 | 9600 | 2.49
215323941 | 09/16/24 | Live | CARRIER | PAYNE | Singlezone Non-Ducted, Wall Placement | 215323941 |  | HRCU-A-CB-O | 37MARAQ09AA3 | Mini-Splits | 45MBFAQ09XA3 |  |  |  | 16.3 | 26 | 13.9 | TRUE | TRUE | TRUE | 9000 | 9000 | 2.9 | 9600 | 2.49
215323940 | 09/16/24 | Live | CARRIER | PAYNE | Singlezone Non-Ducted, Ceiling Placement | 215323940 |  | HRCU-A-CB-O | 37MARAQ09AA3 | Mini-Splits | 45MBCAQ12XA3 |  |  |  | 14.3 | 21.7 | 11.3 | TRUE | TRUE | TRUE | 9000 | 8500 | 2.8 | 9300 | 2.55
215323879 | 09/16/24 | Live | CARRIER | BRYANT | Singlezone Non-Ducted, Ceiling Placement | 215323879 |  | HRCU-A-CB-O | 37MARAQ09AA3 | Mini-Splits | 45MBCAQ12XA3 |  |  |  | 14.3 | 21.7 | 11.3 | TRUE | TRUE | TRUE | 9000 | 8500 | 2.8 | 9300 | 2.55
215323818 | 09/16/24 | Live | CARRIER | CARRIER | Singlezone Non-Ducted, Ceiling Placement | 215323818 |  | HRCU-A-CB-O | 37MARAQ09AA3 | Mini-Splits | 45MBCAQ12XA3 |  |  |  | 14.3 | 21.7 | 11.3 | TRUE | TRUE | TRUE | 9000 | 8500 | 2.8 | 9300 | 2.55
215324001 | 09/16/24 | Live | CARRIER | WEATHERMAKER | Singlezone Non-Ducted, Ceiling Placement | 215324001 |  | HRCU-A-CB-O | 37MARAQ09AA3 | Mini-Splits | 45MBCAQ12XA3 |  |  |  | 14.3 | 21.7 | 11.3 | TRUE | TRUE | TRUE | 9000 | 8500 | 2.8 | 9300 | 2.55
215324062 | 09/16/24 | Live | CARRIER | MIDEA | Singlezone Non-Ducted, Ceiling Placement | 215324062 |  | HRCU-A-CB-O | 37MARAQ09AA3 | Mini-Splits | 45MBCAQ12XA3 |  |  |  | 14.3 | 21.7 | 11.3 | TRUE | TRUE | TRUE | 9000 | 8500 | 2.8 | 9300 | 2.55
215324132 | 09/16/24 | Live | CARRIER | ARCOAIRE | Singlezone Non-Ducted, Ceiling Placement | 215324132 |  | HRCU-A-CB-O | D5CSRAH09AAK | Mini-Splits | D5FSCAH12XAK |  |  |  | 14.3 | 21.7 | 11.3 | TRUE | TRUE | TRUE | 9000 | 8500 | 2.8 | 9300 | 2.55
215324131 | 09/16/24 | Live | CARRIER | ARCOAIRE | Singlezone Non-Ducted, Ceiling Placement | 215324131 |  | HRCU-A-CB-O | D5CSRAH09AAK | Mini-Splits | D5FSOAH12XAK |  |  |  | 14.4 | 22.2 | 11.8 | TRUE | TRUE | TRUE | 9000 | 7900 | 2.69 | 9900 | 2.59
215323793 | 09/16/24 | Live | CARRIER | MIDEA | Singlezone Non-Ducted, Wall Placement | 215323793 |  | HRCU-A-CB-O | 37MARAQ09AA3 | Mini-Splits | D5MAHAQ09XA3 |  |  |  | 14.9 | 26 | 12.5 | TRUE | TRUE | TRUE | 9000 | 8100 | 2.83 | 9400 | 2.37
215323782 | 09/16/24 | Live | CARRIER | WEATHERMAKER | Singlezone Non-Ducted, Wall Placement | 215323782 |  | HRCU-A-CB-O | 37MARAQ09AA3 | Mini-Splits | D5MAHAQ09XA3 |  |  |  | 14.9 | 26 | 12.5 | TRUE | TRUE | TRUE | 9000 | 8100 | 2.83 | 9400 | 2.37
215323771 | 09/16/24 | Live | CARRIER | PAYNE | Singlezone Non-Ducted, Wall Placement | 215323771 |  | HRCU-A-CB-O | 37MARAQ09AA3 | Mini-Splits | D5MAHAQ09XA3 |  |  |  | 14.9 | 26 | 12.5 | TRUE | TRUE | TRUE | 9000 | 8100 | 2.83 | 9400 | 2.37
215323749 | 09/16/24 | Live | CARRIER | CARRIER | Singlezone Non-Ducted, Wall Placement | 215323749 |  | HRCU-A-CB-O | 37MARAQ09AA3 | Mini-Splits | 45MAHAQ09XA3 |  |  |  | 14.9 | 26 | 12.5 | TRUE | TRUE | TRUE | 9000 | 8100 | 2.83 | 9400 | 2.37
215323760 | 09/16/24 | Live | CARRIER | BRYANT | Singlezone Non-Ducted, Wall Placement | 215323760 |  | HRCU-A-CB-O | 37MARAQ09AA3 | Mini-Splits | 615AHAQ09XA3 |  |  |  | 14.9 | 26 | 12.5 | TRUE | TRUE | TRUE | 9000 | 8100 | 2.83 | 9400 | 2.37
215324130 | 09/16/24 | Live | CARRIER | ARCOAIRE | Singlezone Non-Ducted, Wall Placement | 215324130 |  | HRCU-A-CB-O | D5CSRAH09AAK | Mini-Splits | D5FSHAH09XAK |  |  |  | 14.9 | 26 | 12.5 | TRUE | TRUE | TRUE | 9000 | 8100 | 2.83 | 9400 | 2.37
215324129 | 09/16/24 | Live | CARRIER | ARCOAIRE | Singlezone Non-Ducted, Wall Placement | 215324129 |  | HRCU-A-CB-O | D5CSRAH12AAJ | Mini-Splits | D5FSHAH12XAJ |  |  |  | 13 | 23.5 | 9.5 | TRUE | FALSE | TRUE | 12000 | 8700 | 2.68 | 8700 | 2.43
215323759 | 09/16/24 | Live | CARRIER | BRYANT | Singlezone Non-Ducted, Wall Placement | 215323759 |  | HRCU-A-CB-O | 37MARAQ12AA1 | Mini-Splits | 615AHAQ12XA1 |  |  |  | 13 | 23.5 | 9.5 | TRUE | FALSE | TRUE | 12000 | 8700 | 2.68 | 8700 | 2.43
215323748 | 09/16/24 | Live | CARRIER | CARRIER | Singlezone Non-Ducted, Wall Placement | 215323748 |  | HRCU-A-CB-O | 37MARAQ12AA1 | Mini-Splits | 45MAHAQ12XA1 |  |  |  | 13 | 23.5 | 9.5 | TRUE | FALSE | TRUE | 12000 | 8700 | 2.68 | 8700 | 2.43
215323770 | 09/16/24 | Live | CARRIER | PAYNE | Singlezone Non-Ducted, Wall Placement | 215323770 |  | HRCU-A-CB-O | 37MARAQ12AA1 | Mini-Splits | D5MAHAQ12XA1 |  |  |  | 13 | 23.5 | 9.5 | TRUE | FALSE | TRUE | 12000 | 8700 | 2.68 | 8700 | 2.43
215323781 | 09/16/24 | Live | CARRIER | WEATHERMAKER | Singlezone Non-Ducted, Wall Placement | 215323781 |  | HRCU-A-CB-O | 37MARAQ12AA1 | Mini-Splits | D5MAHAQ12XA1 |  |  |  | 13 | 23.5 | 9.5 | TRUE | FALSE | TRUE | 12000 | 8700 | 2.68 | 8700 | 2.43
215323792 | 09/16/24 | Live | CARRIER | MIDEA | Singlezone Non-Ducted, Wall Placement | 215323792 |  | HRCU-A-CB-O | 37MARAQ12AA1 | Mini-Splits | D5MAHAQ12XA1 |  |  |  | 13 | 23.5 | 9.5 | TRUE | FALSE | TRUE | 12000 | 8700 | 2.68 | 8700 | 2.43
215323791 | 09/16/24 | Live | CARRIER | MIDEA | Singlezone Non-Ducted, Wall Placement | 215323791 |  | HRCU-A-CB-O | 37MAHAQ33AA3 | Mini-Splits | D5MAHAQ33XA3 |  |  |  | 12 | 19.6 | 10.5 | TRUE | TRUE | TRUE | 33000 | 30000 | 2.69 | 30200 | 2.02
215323780 | 09/16/24 | Live | CARRIER | WEATHERMAKER | Singlezone Non-Ducted, Wall Placement | 215323780 |  | HRCU-A-CB-O | 37MAHAQ33AA3 | Mini-Splits | D5MAHAQ33XA3 |  |  |  | 12 | 19.6 | 10.5 | TRUE | TRUE | TRUE | 33000 | 30000 | 2.69 | 30200 | 2.02
215323769 | 09/16/24 | Live | CARRIER | PAYNE | Singlezone Non-Ducted, Wall Placement | 215323769 |  | HRCU-A-CB-O | 37MAHAQ33AA3 | Mini-Splits | D5MAHAQ33XA3 |  |  |  | 12 | 19.6 | 10.5 | TRUE | TRUE | TRUE | 33000 | 30000 | 2.69 | 30200 | 2.02
215323747 | 09/16/24 | Live | CARRIER | CARRIER | Singlezone Non-Ducted, Wall Placement | 215323747 |  | HRCU-A-CB-O | 37MAHAQ33AA3 | Mini-Splits | 45MAHAQ33XA3 |  |  |  | 12 | 19.6 | 10.5 | TRUE | TRUE | TRUE | 33000 | 30000 | 2.69 | 30200 | 2.02
215323758 | 09/16/24 | Live | CARRIER | BRYANT | Singlezone Non-Ducted, Wall Placement | 215323758 |  | HRCU-A-CB-O | 37MAHAQ33AA3 | Mini-Splits | 615AHAQ33XA3 |  |  |  | 12 | 19.6 | 10.5 | TRUE | TRUE | TRUE | 33000 | 30000 | 2.69 | 30200 | 2.02
215324128 | 09/16/24 | Live | CARRIER | ARCOAIRE | Singlezone Non-Ducted, Wall Placement | 215324128 |  | HRCU-A-CB-O | D5CSHAH33AAK | Mini-Splits | D5FSHAH33XAK |  |  |  | 12 | 19.6 | 10.5 | TRUE | TRUE | TRUE | 33000 | 30000 | 2.69 | 30200 | 2.02
215324061 | 09/16/24 | Live | CARRIER | MIDEA | Singlezone Ducted, Compact Ducted | 215324061 |  | HRCU-A-CB | 37MAHAQ24AA3 | Mini-Splits | 45MBDAQ24XH3 |  |  |  | 12 | 19.2 | 11.7 | TRUE | TRUE | TRUE | 24000 | 21600 | 2.71 | 23600 | 2.48
215324000 | 09/16/24 | Live | CARRIER | WEATHERMAKER | Singlezone Ducted, Compact Ducted | 215324000 |  | HRCU-A-CB | 37MAHAQ24AA3 | Mini-Splits | 45MBDAQ24XH3 |  |  |  | 12 | 19.2 | 11.7 | TRUE | TRUE | TRUE | 24000 | 21600 | 2.71 | 23600 | 2.48
215323817 | 09/16/24 | Live | CARRIER | CARRIER | Singlezone Ducted, Compact Ducted | 215323817 |  | HRCU-A-CB | 37MAHAQ24AA3 | Mini-Splits | 45MBDAQ24XH3 |  |  |  | 12 | 19.2 | 11.7 | TRUE | TRUE | TRUE | 24000 | 21600 | 2.71 | 23600 | 2.48
215323878 | 09/16/24 | Live | CARRIER | BRYANT | Singlezone Ducted, Compact Ducted | 215323878 |  | HRCU-A-CB | 37MAHAQ24AA3 | Mini-Splits | 45MBDAQ24XH3 |  |  |  | 12 | 19.2 | 11.7 | TRUE | TRUE | TRUE | 24000 | 21600 | 2.71 | 23600 | 2.48
215323939 | 09/16/24 | Live | CARRIER | PAYNE | Singlezone Ducted, Compact Ducted | 215323939 |  | HRCU-A-CB | 37MAHAQ24AA3 | Mini-Splits | 45MBDAQ24XH3 |  |  |  | 12 | 19.2 | 11.7 | TRUE | TRUE | TRUE | 24000 | 21600 | 2.71 | 23600 | 2.48
215324127 | 09/16/24 | Live | CARRIER | ARCOAIRE | Singlezone Ducted, Compact Ducted | 215324127 |  | HRCU-A-CB | D5CSHAH24AAK | Mini-Splits | D5FSDAH24XHK |  |  |  | 12 | 19.2 | 11.7 | TRUE | TRUE | TRUE | 24000 | 21600 | 2.71 | 23600 | 2.48
215323757 | 09/16/24 | Live | CARRIER | BRYANT | Singlezone Non-Ducted, Wall Placement | 215323757 |  | HRCU-A-CB-O | 37MAHAQ24AA3 | Mini-Splits | 615AHAQ24XA3 |  |  |  | 13 | 21.2 | 13.5 | TRUE | TRUE | TRUE | 24000 | 21000 | 2.88 | 23200 | 2.35
215323746 | 09/16/24 | Live | CARRIER | CARRIER | Singlezone Non-Ducted, Wall Placement | 215323746 |  | HRCU-A-CB-O | 37MAHAQ24AA3 | Mini-Splits | 45MAHAQ24XA3 |  |  |  | 13 | 21.2 | 13.5 | TRUE | TRUE | TRUE | 24000 | 21000 | 2.88 | 23200 | 2.35
215359322 | 09/20/24 | Live | Johnson Controls Inc. (York International Norman) | HITACHI | Singlezone Non-Ducted, Ceiling Placement | 215359322 |  | HRCU-A-CB-O | PAS-12BLFASDQ1 | Mini-Splits | PCIM-B12UFA1DQ |  |  |  | 16.5 | 24.9 | 11.3 | TRUE | TRUE | TRUE | 12000 | 12500 | 3.1 | 18000 | 2.51
215359321 | 09/20/24 | Live | Johnson Controls Inc. (York International Norman) | HITACHI | Singlezone Ducted, Centrally Ducted | 215359321 |  | HRCU-A-CB | PAS-12BLFASDQ1 | Mini-Splits | PPIM-B12UFA1DQ |  |  |  | 13.9 | 20.5 | 10 | TRUE | TRUE | TRUE | 12000 | 12500 | 2.69 | 17500 | 2.35
215222842 | 09/20/24 | Live | Johnson Controls Inc. (York International Norman) | HITACHI | Singlezone Non-Ducted, Ceiling Placement | 215222842 |  | HRCU-A-CB-O | PAS-36BLFASDQ1 | Mini-Splits | PCI-B36UFA1DQ |  |  |  | 15 | 23.6 | 10.9 | TRUE | TRUE | TRUE | 36000 | 34200 | 2.9 | 44500 | 2.41
215222826 | 09/20/24 | Live | Johnson Controls Inc. (York International Norman) | HITACHI | Singlezone Non-Ducted, Ceiling Placement | 215222826 |  | HRCU-A-CB-O | PAS-30BLFASDQ1 | Mini-Splits | PCI-B30UFA1DQ |  |  |  | 13.9 | 20.3 | 11.2 | TRUE | TRUE | TRUE | 30000 | 28600 | 3 | 40000 | 2.39
215222825 | 09/20/24 | Live | Johnson Controls Inc. (York International Norman) | HITACHI | Singlezone Non-Ducted, Ceiling Placement | 215222825 |  | HRCU-A-CB-O | PAS-24BLFASDQ1 | Mini-Splits | PCI-B24UFA1DQ |  |  |  | 14 | 19.5 | 10.8 | TRUE | TRUE | TRUE | 24000 | 21600 | 3.1 | 35500 | 2.4
215222824 | 09/20/24 | Live | Johnson Controls Inc. (York International Norman) | HITACHI | Singlezone Non-Ducted, Ceiling Placement | 215222824 |  | HRCU-A-CB-O | PAS-18BLFASDQ1 | Mini-Splits | PCI-B18UFA1DQ |  |  |  | 14.7 | 24.1 | 11.5 | TRUE | TRUE | TRUE | 18000 | 18000 | 3.2 | 24000 | 2.59
215222841 | 09/20/24 | Live | Johnson Controls Inc. (York International Norman) | HITACHI | Singlezone Ducted, Centrally Ducted | 215222841 |  | HRCU-A-CB | PAS-36BLFASDQ1 | Mini-Splits | PPIM-B36UFA1DQ |  |  |  | 13.3 | 21.5 | 10.7 | TRUE | TRUE | TRUE | 36000 | 34200 | 2.7 | 44000 | 2.38
215222843 | 09/20/24 | Live | Johnson Controls Inc. (York International Norman) | HITACHI | Singlezone Ducted, Centrally Ducted | 215222843 |  | HRCU-A-CB | PAS-30BLFASDQ1 | Mini-Splits | PPIM-B30UFA1DQ |  |  |  | 12.8 | 18.7 | 10.1 | TRUE | TRUE | TRUE | 30000 | 28600 | 2.7 | 40000 | 2.4
215222823 | 09/20/24 | Live | Johnson Controls Inc. (York International Norman) | HITACHI | Singlezone Ducted, Centrally Ducted | 215222823 |  | HRCU-A-CB | PAS-24BLFASDQ1 | Mini-Splits | PPIM-B24UFA1DQ |  |  |  | 13.3 | 18.5 | 9.8 | TRUE | TRUE | TRUE | 24000 | 21600 | 2.8 | 35000 | 2.3
215222822 | 09/20/24 | Live | Johnson Controls Inc. (York International Norman) | HITACHI | Singlezone Ducted, Centrally Ducted | 215222822 |  | HRCU-A-CB | PAS-18BLFASDQ1 | Mini-Splits | PPIM-B18UFA1DQ |  |  |  | 12.7 | 20.2 | 9.8 | TRUE | TRUE | TRUE | 18000 | 18000 | 2.6 | 23200 | 2.39
215449767 | 09/17/24 | Live | Midea Electric Trading | BREEZE33 | Singlezone Non-Ducted, Wall Placement | 215449767 |  | HRCU-A-CB-O | BZ33-HYP36OUT2-454-G3-P | Mini-Splits | BZ33-CASS36-454-G3-P |  |  |  | 12 | 21.2 | 10.6 | TRUE | TRUE | TRUE | 36600 | 30600 | 2.56 | 46200 | 2.17
215449762 | 09/17/24 | Live | Midea Electric Trading | BREEZE33 | Singlezone Non-Ducted, Wall Placement | 215449762 |  | HRCU-A-CB-O | BZ33-HYP33OUT2-454-G3-P | Mini-Splits | BZ33-HYP33WALL2-454-G3-P |  |  |  | 12 | 19.5 | 10.5 | TRUE | TRUE | TRUE | 33000 | 30000 | 2.69 | 30200 | 2.02
215449761 | 09/17/24 | Live | Midea Electric Trading | BREEZE33 | Singlezone Non-Ducted, Wall Placement | 215449761 |  | HRCU-A-CB-O | BZ33-HYP24OUT2-454-G3-P | Mini-Splits | BZ33-HYP24WALL2-454-G3-P |  |  |  | 13 | 21 | 13.5 | TRUE | TRUE | TRUE | 24000 | 21000 | 2.88 | 23200 | 2.35
215449763 | 09/17/24 | Live | Midea Electric Trading | BREEZE33 | Singlezone Non-Ducted, Ceiling Placement | 215449763 |  | HRCU-A-CB-O | BZ33-HYP09OUT2-454-G3-P | Mini-Splits | BZ33-CASS09-454-G3-P |  |  |  | 14 | 22.6 | 12.1 | TRUE | TRUE | TRUE | 9000 | 9700 | 2.63 | 12600 | 2.1
215449770 | 09/17/24 | Live | Midea Electric Trading | BREEZE33 | Singlezone Non-Ducted, Ceiling Placement | 215449770 |  | HRCU-A-CB-O | BZ33-HYP09OUT2-454-G3-P | Mini-Splits | BZ33-OWCASS09-454-G3-P |  |  |  | 14.6 | 24 | 12.1 | TRUE | TRUE | TRUE | 9000 | 9000 | 2.44 | 11900 | 2
215449768 | 09/17/24 | Live | Midea Electric Trading | BREEZE33 | Singlezone Non-Ducted, Wall Placement | 215449768 |  | HRCU-A-CB-O | BZ33-HYP48OUT2-454-G3-P | Mini-Splits | BZ33-CASS48-454-G3-P |  |  |  | 10 | 18.2 | 11 | TRUE | TRUE | TRUE | 48000 | 44000 | 2.44 | 48000 | 2.17
215449743 | 09/17/24 | Live | Midea Electric Trading | BREEZE33 | Singlezone Non-Ducted, Wall Placement | 215449743 |  | HRCU-A-CB-O | BZ33-HP36OUT2-454-G3-C | Mini-Splits | BZ33-HP36WALL2-454-G3-C |  |  |  | 9 | 18 | 8.5 | FALSE | FALSE | FALSE | 36000 | 24600 | 2.25 | 25000 | 2.14
215449742 | 09/17/24 | Live | Midea Electric Trading | BREEZE33 | Singlezone Non-Ducted, Wall Placement | 215449742 |  | HRCU-A-CB-O | BZ33-HP30OUT2-454-G3-C | Mini-Splits | BZ33-HP30WALL2-454-G3-C |  |  |  | 11 | 20 | 9.2 | FALSE | FALSE | FALSE | 30000 | 19000 | 2.26 | 19800 | 1.99
215449756 | 09/17/24 | Live | Midea Electric Trading | BREEZE33 | Singlezone Non-Ducted, Wall Placement | 215449756 |  | HRCU-A-CB-O | BZ33-HP24OUT2-454-G3-C | Mini-Splits | BZ33-HP24WALL2-454-G3-C |  |  |  | 10 | 18.7 | 9.3 | TRUE | TRUE | FALSE | 24000 | 16900 | 2.53 | 18700 | 2.18
215449741 | 09/17/24 | Live | Midea Electric Trading | BREEZE33 | Singlezone Non-Ducted, Wall Placement | 215449741 |  | HRCU-A-CB-O | BZ33-HP18OUT2-454-G3-C | Mini-Splits | BZ33-HP18WALL2-454-G3-C |  |  |  | 10.8 | 19.2 | 9.6 | FALSE | FALSE | TRUE | 18000 | 12300 | 2.63 | 14800 | 2.58
215449740 | 09/17/24 | Live | Midea Electric Trading | BREEZE33 | Singlezone Non-Ducted, Wall Placement | 215449740 |  | HRCU-A-CB-O | BZ33-HP12OUT1-454-G3-C | Mini-Splits | BZ33-HP12WALL1-454-G3-C |  |  |  | 10.1 | 21.2 | 8.7 | FALSE | FALSE | FALSE | 12000 | 7300 | 2.23 | 8000 | 2.19
215449755 | 09/17/24 | Live | Midea Electric Trading | BREEZE33 | Singlezone Non-Ducted, Wall Placement | 215449755 |  | HRCU-A-CB-O | BZ33-HP09OUT1-454-G3-C | Mini-Splits | BZ33-HP09WALL1-454-G3-C |  |  |  | 12.5 | 21.5 | 9 | TRUE | FALSE | FALSE | 9000 | 6500 | 2.3 | 8000 | 2.13
215588621 | 09/17/24 | Live | Midea Electric Trading | TEMP SHIFT | Multizone Mix of Ducted and Non-Ducted | 215588621 |  | HMSV-A-CB | TSM3OI28HFN1M | Mixed Ducted and Non-Ducted Indoor Units |  | 11.5 | 21 | 10.05 | 11.75 | 21.3 | 9.65 | FALSE | FALSE | TRUE | 28000 | 26200 | 2.3 | 27200 | 2.21
215588619 | 09/17/24 | Live | Midea Electric Trading | TEMP SHIFT | Multizone All Non-Ducted | 215588619 |  | HMSR-A-CB-O | TSM3OI28HFN1M | Non-Ducted Indoor Units |  | 11.5 | 22 | 10 | 11.8 | 22.6 | 9.8 | FALSE | FALSE | TRUE | 28000 | 25600 | 2.3 | 27200 | 2.21
215588620 | 09/17/24 | Live | Midea Electric Trading | TEMP SHIFT | Multizone All Ducted | 215588620 |  | HMSV-A-CB | TSM3OI28HFN1M | Ducted Indoor Units |  | 11.5 | 20 | 10.1 | 11.7 | 20 | 9.5 | FALSE | FALSE | TRUE | 28000 | 27000 | 2.3 | 27200 | 2.21
215490125 | 09/17/24 | Live | Midea Electric Trading | BLUEFIN | Singlezone Non-Ducted, Wall Placement | 215490125 |  | HRCU-A-CB-O | BFMS12BA-01O | Mini-Splits | BFMS12BA-01I | 10.8 | 20.5 | 10.7 | 10.8 | 21.4 | 9.2 | FALSE | FALSE | FALSE | 12000 | 7000 | 2.5 | 9300 | 2
215449738 | 09/17/24 | Live | Midea Electric Trading | CANAIR | Multizone Mix of Ducted and Non-Ducted | 215449738 |  | HMSV-A-CB | 4C28MC655H21 | Mixed Ducted and Non-Ducted Indoor Units |  |  |  |  | 11.85 | 21.1 | 10.6 | TRUE | TRUE | TRUE | 52000 | 44500 | 2.65 | 49500 | 2.39
215449737 | 09/17/24 | Live | Midea Electric Trading | CANAIR | Multizone All Ducted | 215449737 |  | HMSV-A-CB | 4C28MC655H21 | Ducted Indoor Units |  |  |  |  | 11.7 | 20 | 10.7 | TRUE | TRUE | TRUE | 53000 | 45000 | 2.7 | 52000 | 2.3
215449736 | 09/17/24 | Live | Midea Electric Trading | CANAIR | Multizone All Non-Ducted | 215449736 |  | HMSR-A-CB-O | 4C28MC655H21 | Non-Ducted Indoor Units |  |  |  |  | 12 | 22.2 | 10.5 | TRUE | TRUE | TRUE | 51000 | 44000 | 2.6 | 47000 | 2.5
215449735 | 09/17/24 | Live | Midea Electric Trading | CANAIR | Multizone Mix of Ducted and Non-Ducted | 215449735 |  | HMSV-A-CB | 4C28MC648H21 | Mixed Ducted and Non-Ducted Indoor Units |  |  |  |  | 11.85 | 21.7 | 11 | TRUE | TRUE | TRUE | 47000 | 44000 | 2.6 | 45500 | 2.1
215449734 | 09/17/24 | Live | Midea Electric Trading | CANAIR | Multizone All Ducted | 215449734 |  | HMSV-A-CB | 4C28MC648H21 | Ducted Indoor Units |  |  |  |  | 11.7 | 20.4 | 11 | TRUE | TRUE | TRUE | 47000 | 44500 | 2.6 | 46000 | 2.2
215449733 | 09/17/24 | Live | Midea Electric Trading | CANAIR | Multizone All Non-Ducted | 215449733 |  | HMSR-A-CB-O | 4C28MC648H21 | Non-Ducted Indoor Units |  |  |  |  | 12 | 23 | 11 | TRUE | TRUE | TRUE | 47000 | 44000 | 2.6 | 45000 | 2
215449732 | 09/17/24 | Live | Midea Electric Trading | CANAIR | Multizone Mix of Ducted and Non-Ducted | 215449732 |  | HMSV-A-CB | 4C28MC536H21 | Mixed Ducted and Non-Ducted Indoor Units |  |  |  |  | 12.5 | 21.2 | 10.55 | TRUE | TRUE | TRUE | 36000 | 31400 | 2.4 | 38000 | 2.41
215449731 | 09/17/24 | Live | Midea Electric Trading | CANAIR | Multizone All Ducted | 215449731 |  | HMSV-A-CB | 4C28MC536H21 | Ducted Indoor Units |  |  |  |  | 12 | 19.4 | 10.4 | TRUE | TRUE | TRUE | 36000 | 33000 | 2.4 | 34000 | 2.2
215449730 | 09/17/24 | Live | Midea Electric Trading | CANAIR | Multizone All Non-Ducted | 215449730 |  | HMSR-A-CB-O | 4C28MC536H21 | Non-Ducted Indoor Units |  |  |  |  | 13 | 23 | 10.7 | TRUE | TRUE | TRUE | 36000 | 30000 | 2.4 | 42000 | 2.6
215449729 | 09/17/24 | Live | Midea Electric Trading | CANAIR | Multizone Mix of Ducted and Non-Ducted | 215449729 |  | HMSV-A-CB | 4C28MC428H21 | Mixed Ducted and Non-Ducted Indoor Units |  |  |  |  | 12.25 | 21 | 10 | TRUE | TRUE | TRUE | 27400 | 24000 | 2.5 | 27500 | 2.15
215449728 | 09/17/24 | Live | Midea Electric Trading | CANAIR | Multizone All Ducted | 215449728 |  | HMSV-A-CB | 4C28MC428H21 | Ducted Indoor Units |  |  |  |  | 12 | 19 | 9.5 | TRUE | TRUE | TRUE | 28000 | 23000 | 2.4 | 27000 | 2.1
215449727 | 09/17/24 | Live | Midea Electric Trading | CANAIR | Multizone All Non-Ducted | 215449727 |  | HMSR-A-CB-O | 4C28MC428H21 | Non-Ducted Indoor Units |  |  |  |  | 12.5 | 23 | 10.5 | TRUE | TRUE | TRUE | 27000 | 25000 | 2.6 | 28000 | 2.2
215449726 | 09/17/24 | Live | Midea Electric Trading | CANAIR | Multizone Mix of Ducted and Non-Ducted | 215449726 |  | HMSV-A-CB | 4C28MC318H21 | Mixed Ducted and Non-Ducted Indoor Units |  |  |  |  | 14 | 22.5 | 10.2 | TRUE | TRUE | TRUE | 19000 | 17300 | 2.65 | 20500 | 2.36
215449725 | 09/17/24 | Live | Midea Electric Trading | CANAIR | Multizone All Ducted | 215449725 |  | HMSV-A-CB | 4C28MC318H21 | Ducted Indoor Units |  |  |  |  | 13 | 20 | 10 | TRUE | TRUE | TRUE | 19000 | 17000 | 2.59 | 22000 | 2.5
215449724 | 09/17/24 | Live | Midea Electric Trading | CANAIR | Multizone All Non-Ducted | 215449724 |  | HMSR-A-CB-O | 4C28MC318H21 | Non-Ducted Indoor Units |  |  |  |  | 15 | 25 | 10.4 | TRUE | TRUE | TRUE | 19000 | 17600 | 2.7 | 19000 | 2.2
215449716 | 09/17/24 | Live | Midea Electric Trading | CANAIR | Singlezone Non-Ducted, Wall Placement | 215449716 |  | HRCU-A-CB-O | 4C28SCH06H21 | Mini-Splits | 4C28SEH06H21 |  |  |  | 18 | 25.5 | 14.8 | TRUE | TRUE | TRUE | 6000 | 7900 | 2.79 | 8600 | 2.38
215449722 | 09/17/24 | Live | Midea Electric Trading | CANAIR | Singlezone Non-Ducted, Wall Placement | 215449722 |  | HRCU-A-CB-O | 4C28SCH36H21 | Mini-Splits | 4C28SEH36H21 |  |  |  | 8.6 | 19 | 8.5 | FALSE | FALSE | FALSE | 36000 | 24200 | 2.28 | 25600 | 2.27
215449721 | 09/17/24 | Live | Midea Electric Trading | CANAIR | Singlezone Non-Ducted, Wall Placement | 215449721 |  | HRCU-A-CB-O | 4C28SCH30H21 | Mini-Splits | 4C28SEH30H21 |  |  |  | 12 | 20.5 | 9.5 | TRUE | FALSE | TRUE | 30000 | 20400 | 2.52 | 21000 | 2.08
215449723 | 09/17/24 | Live | Midea Electric Trading | CANAIR | Singlezone Non-Ducted, Wall Placement | 215449723 |  | HRCU-A-CB-O | 4C28SCH33H21 | Mini-Splits | 4C28SEH33H21 |  |  |  | 12 | 19.5 | 10.5 | TRUE | TRUE | TRUE | 33000 | 30000 | 2.69 | 30200 | 2.02
215449720 | 09/17/24 | Live | Midea Electric Trading | CANAIR | Singlezone Non-Ducted, Wall Placement | 215449720 |  | HRCU-A-CB-O | 4C28SCH24H21 | Mini-Splits | 4C28SEH24H21 |  |  |  | 13 | 21 | 13.5 | TRUE | TRUE | TRUE | 24000 | 21000 | 2.88 | 23200 | 2.35
215449715 | 09/17/24 | Live | Midea Electric Trading | CANAIR | Singlezone Non-Ducted, Wall Placement | 215449715 |  | HRCU-A-CB-O | 4C22SCH24H21 | Mini-Splits | 4C22SEH24H21 |  |  |  | 10 | 18.7 | 9.3 | TRUE | TRUE | FALSE | 24000 | 16900 | 2.53 | 18700 | 2.18
215449714 | 09/17/24 | Live | Midea Electric Trading | CANAIR | Singlezone Non-Ducted, Wall Placement | 215449714 |  | HRCU-A-CB-O | 4C22SCH18H21 | Mini-Splits | 4C22SEH18H21 |  |  |  | 10.8 | 19.2 | 9.6 | FALSE | FALSE | TRUE | 18000 | 12300 | 2.63 | 14800 | 2.58
215449713 | 09/17/24 | Live | Midea Electric Trading | CANAIR | Singlezone Non-Ducted, Wall Placement | 215449713 |  | HRCU-A-CB-O | 4C22SCH12H21 | Mini-Splits | 4C22SEH12H21 |  |  |  | 10.8 | 21.3 | 9.1 | FALSE | FALSE | FALSE | 12000 | 8700 | 2.41 | 9200 | 2.16
215449712 | 09/17/24 | Live | Midea Electric Trading | CANAIR | Singlezone Non-Ducted, Wall Placement | 215449712 |  | HRCU-A-CB-O | 4C22SCH09H21 | Mini-Splits | 4C22SEH09H21 |  |  |  | 12.6 | 21.2 | 9.1 | TRUE | TRUE | FALSE | 9000 | 6800 | 2.46 | 8300 | 2.23
215449711 | 09/17/24 | Live | Midea Electric Trading | CANAIR | Singlezone Non-Ducted, Wall Placement | 215449711 |  | HRCU-A-CB-O | 4C22SCH12H11 | Mini-Splits | 4C22SEH12H11 |  |  |  | 10.1 | 21.2 | 8.7 | FALSE | FALSE | FALSE | 12000 | 7300 | 2.23 | 8000 | 2.19
215449710 | 09/17/24 | Live | Midea Electric Trading | CANAIR | Singlezone Non-Ducted, Wall Placement | 215449710 |  | HRCU-A-CB-O | 4C22SCH09H11 | Mini-Splits | 4C22SEH09H11 |  |  |  | 12.5 | 21.5 | 9 | TRUE | FALSE | FALSE | 9000 | 6500 | 2.3 | 8000 | 2.13
215471421 | 09/17/24 | Live | Midea Electric Trading | MIDEA | Singlezone Ducted, Compact Ducted | 215471421 |  | HRCU-A-CB | MO1BU-H60B-2A | Mini-Splits | MDHHS-H60B-2A |  |  |  | 10 | 17 | 9.7 | FALSE | FALSE | TRUE | 58000 | 40000 | 2.66 | 41500 | 2.45
215471428 | 09/17/24 | Live | Midea Electric Trading | MIDEA | Singlezone Ducted, Compact Ducted | 215471428 |  | HRCU-A-CB | MO1HU-H60B-2A | Mini-Splits | MDHHS-H60B-2A |  |  |  | 10.2 | 15.8 | 10.4 | TRUE | TRUE | TRUE | 55000 | 45000 | 2.72 | 52000 | 2.41
215471420 | 09/17/24 | Live | Midea Electric Trading | MIDEA | Singlezone Ducted, Compact Ducted | 215471420 |  | HRCU-A-CB | MO1BU-H48B-2A | Mini-Splits | MDHHS-H48B-2A |  |  |  | 10 | 17.1 | 9.8 | TRUE | TRUE | TRUE | 48000 | 39000 | 2.48 | 46500 | 2.35
215471419 | 09/17/24 | Live | Midea Electric Trading | MIDEA | Singlezone Ducted, Compact Ducted | 215471419 |  | HRCU-A-CB | MO1BU-H36B-2A | Mini-Splits | MDHHS-H36B-2A |  |  |  | 10.1 | 18.7 | 10.2 | FALSE | FALSE | TRUE | 36000 | 27400 | 2.73 | 31000 | 2.39
215471427 | 09/17/24 | Live | Midea Electric Trading | MIDEA | Singlezone Ducted, Compact Ducted | 215471427 |  | HRCU-A-CB | MO1HU-H48B-2A | Mini-Splits | MDHHS-H48B-2A |  |  |  | 10.4 | 16.7 | 10.8 | TRUE | TRUE | TRUE | 48000 | 45000 | 2.61 | 45500 | 2.4
215471426 | 09/17/24 | Live | Midea Electric Trading | MIDEA | Singlezone Ducted, Compact Ducted | 215471426 |  | HRCU-A-CB | MO1HU-H36B-2A | Mini-Splits | MDHHS-H36B-2A |  |  |  | 12 | 17.7 | 11.1 | TRUE | TRUE | TRUE | 36000 | 31600 | 2.73 | 40000 | 2.29
215471418 | 09/17/24 | Live | Midea Electric Trading | MIDEA | Singlezone Ducted, Compact Ducted | 215471418 |  | HRCU-A-CB | MO1ES-H24B-2A | Mini-Splits | MDHHU-H24B-2A |  |  |  | 12.5 | 19 | 11 | TRUE | TRUE | TRUE | 24000 | 21200 | 2.6 | 21600 | 2.56
215471417 | 09/17/24 | Live | Midea Electric Trading | MIDEA | Singlezone Ducted, Compact Ducted | 215471417 |  | HRCU-A-CB | MO1ES-H18B-2A | Mini-Splits | MDHHU-H18B-2A |  |  |  | 13.3 | 20 | 11.3 | TRUE | TRUE | TRUE | 17500 | 14900 | 2.89 | 15900 | 2.65
215471410 | 09/17/24 | Live | Midea Electric Trading | MIDEA | Singlezone Ducted, Compact Ducted | 215471410 |  | HRCU-A-CB | MO1ES-H18B-2A | Mini-Splits | MDLHU-H18B-2A |  |  |  | 12.5 | 20 | 10.5 | TRUE | TRUE | TRUE | 17000 | 14000 | 2.6 | 14100 | 2.4
215471409 | 09/17/24 | Live | Midea Electric Trading | MIDEA | Singlezone Ducted, Compact Ducted | 215471409 |  | HRCU-A-CB | MO1ES-H12B-2A | Mini-Splits | MDLHU-H12B-2A |  |  |  | 11.7 | 19 | 10.2 | TRUE | TRUE | TRUE | 11500 | 9500 | 2.58 | 10300 | 2.58
215471408 | 09/17/24 | Live | Midea Electric Trading | MIDEA | Singlezone Ducted, Compact Ducted | 215471408 |  | HRCU-A-CB | MO1ES-H09B-2A | Mini-Splits | MDLHU-H09B-2A |  |  |  | 12.8 | 19.5 | 11 | TRUE | TRUE | TRUE | 9000 | 8900 | 2.61 | 9600 | 2.45
215471425 | 09/17/24 | Live | Midea Electric Trading | MIDEA | Singlezone Ducted, Compact Ducted | 215471425 |  | HRCU-A-CB | MO1HS-H24B-2A | Mini-Splits | MDHHU-H24B-2A |  |  |  | 12 | 19 | 11.7 | TRUE | TRUE | TRUE | 24000 | 21600 | 2.71 | 23600 | 2.48
215471424 | 09/17/24 | Live | Midea Electric Trading | MIDEA | Singlezone Ducted, Compact Ducted | 215471424 |  | HRCU-A-CB | MO1HS-H18B-2A | Mini-Splits | MDHHU-H18B-2A |  |  |  | 12 | 18.4 | 11.1 | TRUE | TRUE | TRUE | 17500 | 15000 | 2.89 | 20000 | 2.5
215471414 | 09/17/24 | Live | Midea Electric Trading | MIDEA | Singlezone Ducted, Compact Ducted | 215471414 |  | HRCU-A-CB | MO1HS-H18B-2A | Mini-Splits | MDLHU-H18B-2A |  |  |  | 12 | 18 | 10.5 | TRUE | TRUE | TRUE | 17000 | 15000 | 2.7 | 19000 | 2.23
215471423 | 09/17/24 | Live | Midea Electric Trading | MIDEA | Singlezone Ducted, Compact Ducted | 215471423 |  | HRCU-A-CB | MO1HS-H12B-2A | Mini-Splits | MDHHU-H12B-2A |  |  |  | 12 | 20 | 10.6 | TRUE | TRUE | TRUE | 12000 | 10200 | 2.6 | 14000 | 2.31
215471413 | 09/17/24 | Live | Midea Electric Trading | MIDEA | Singlezone Ducted, Compact Ducted | 215471413 |  | HRCU-A-CB | MO1HS-H12B-2A | Mini-Splits | MDLHU-H12B-2A |  |  |  | 12 | 20 | 10 | TRUE | TRUE | TRUE | 12000 | 9600 | 2.49 | 13100 | 1.99
215471422 | 09/17/24 | Live | Midea Electric Trading | MIDEA | Singlezone Ducted, Compact Ducted | 215471422 |  | HRCU-A-CB | MO1HS-H09B-2A | Mini-Splits | MDHHU-H09B-2A |  |  |  | 14 | 20.5 | 13.8 | TRUE | TRUE | TRUE | 9000 | 10200 | 2.45 | 12600 | 1.94
215471412 | 09/17/24 | Live | Midea Electric Trading | MIDEA | Singlezone Ducted, Compact Ducted | 215471412 |  | HRCU-A-CB | MO1HS-H09B-2A | Mini-Splits | MDLHU-H09B-2A |  |  |  | 13.4 | 21.4 | 12.5 | TRUE | TRUE | TRUE | 9000 | 9600 | 2.49 | 12600 | 1.99
215471411 | 09/17/24 | Live | Midea Electric Trading | MIDEA | Singlezone Ducted, Compact Ducted | 215471411 |  | HRCU-A-CB | MO1HS-H06B-2A | Mini-Splits | MDLHU-H06B-2A |  |  |  | 14.4 | 21.4 | 13.8 | TRUE | TRUE | TRUE | 6500 | 8000 | 2.69 | 9100 | 2.52
215471456 | 09/17/24 | Live | Midea Electric Trading | MIDEA | Multizone Mix of Ducted and Non-Ducted | 215471456 |  | HMSV-A-CB | MO6EX-H60B-2A | Mixed Ducted and Non-Ducted Indoor Units |  |  |  |  | 10 | 20 | 9.35 | FALSE | FALSE | TRUE | 60000 | 39000 | 2.7 | 41500 | 2.35
215471455 | 09/17/24 | Live | Midea Electric Trading | MIDEA | Multizone All Ducted | 215471455 |  | HMSV-A-CB | MO6EX-H60B-2A | Ducted Indoor Units |  |  |  |  | 10 | 18 | 9.2 | FALSE | FALSE | TRUE | 60000 | 39000 | 2.6 | 41000 | 2.3
215471454 | 09/17/24 | Live | Midea Electric Trading | MIDEA | Multizone All Non-Ducted | 215471454 |  | HMSR-A-CB-O | MO6EX-H60B-2A | Non-Ducted Indoor Units |  |  |  |  | 10 | 22 | 9.5 | FALSE | FALSE | TRUE | 60000 | 39000 | 2.8 | 42000 | 2.4
215471453 | 09/17/24 | Live | Midea Electric Trading | MIDEA | Multizone Mix of Ducted and Non-Ducted | 215471453 |  | HMSV-A-CB | MO6EX-H48B-2A | Mixed Ducted and Non-Ducted Indoor Units |  |  |  |  | 12.25 | 22.2 | 10.45 | TRUE | TRUE | TRUE | 46000 | 37400 | 2.5 | 39750 | 2.19
215471452 | 09/17/24 | Live | Midea Electric Trading | MIDEA | Multizone All Ducted | 215471452 |  | HMSV-A-CB | MO6EX-H48B-2A | Ducted Indoor Units |  |  |  |  | 12 | 20.4 | 10.6 | TRUE | TRUE | TRUE | 45000 | 37000 | 2.5 | 41000 | 2.4
215471451 | 09/17/24 | Live | Midea Electric Trading | MIDEA | Multizone All Non-Ducted | 215471451 |  | HMSR-A-CB-O | MO6EX-H48B-2A | Non-Ducted Indoor Units |  |  |  |  | 12.5 | 24 | 10.3 | TRUE | TRUE | TRUE | 47000 | 38000 | 2.5 | 38500 | 2
215471450 | 09/17/24 | Live | Midea Electric Trading | MIDEA | Multizone Mix of Ducted and Non-Ducted | 215471450 |  | HMSV-A-CB | MO5EX-H36B-2A | Mixed Ducted and Non-Ducted Indoor Units |  |  |  |  | 11.85 | 22 | 9.35 | TRUE | TRUE | TRUE | 35400 | 26400 | 2.35 | 27300 | 2.15
215471449 | 09/17/24 | Live | Midea Electric Trading | MIDEA | Multizone All Ducted | 215471449 |  | HMSV-A-CB | MO5EX-H36B-2A | Ducted Indoor Units |  |  |  |  | 11.7 | 20 | 9.2 | TRUE | TRUE | TRUE | 35000 | 26400 | 2.3 | 28000 | 2.2
215471448 | 09/17/24 | Live | Midea Electric Trading | MIDEA | Multizone All Non-Ducted | 215471448 |  | HMSR-A-CB-O | MO5EX-H36B-2A | Non-Ducted Indoor Units |  |  |  |  | 12 | 24 | 9.5 | TRUE | TRUE | TRUE | 36000 | 26600 | 2.4 | 26600 | 2.1
215471447 | 09/17/24 | Live | Midea Electric Trading | MIDEA | Multizone Mix of Ducted and Non-Ducted | 215471447 |  | HMSV-A-CB | MO4EX-H27B-2A | Mixed Ducted and Non-Ducted Indoor Units |  |  |  |  | 12.5 | 23 | 9.25 | TRUE | TRUE | TRUE | 26800 | 18400 | 2.56 | 18800 | 2.3
215471446 | 09/17/24 | Live | Midea Electric Trading | MIDEA | Multizone All Ducted | 215471446 |  | HMSV-A-CB | MO4EX-H27B-2A | Ducted Indoor Units |  |  |  |  | 12 | 21 | 9 | TRUE | TRUE | TRUE | 26600 | 18400 | 2.5 | 18600 | 2.3
215471445 | 09/17/24 | Live | Midea Electric Trading | MIDEA | Multizone All Non-Ducted | 215471445 |  | HMSR-A-CB-O | MO4EX-H27B-2A | Non-Ducted Indoor Units |  |  |  |  | 13 | 25 | 9.5 | TRUE | TRUE | TRUE | 27000 | 18400 | 2.61 | 19000 | 2.3
215471474 | 09/17/24 | Live | Midea Electric Trading | MIDEA | Multizone Mix of Ducted and Non-Ducted | 215471474 |  | HMSV-A-CB | MO3EX-H18B-2A | Mixed Ducted and Non-Ducted Indoor Units |  |  |  |  | 13 | 22.55 | 9.9 | TRUE | TRUE | TRUE | 18000 | 14100 | 2.55 | 14300 | 2.39
215471473 | 09/17/24 | Live | Midea Electric Trading | MIDEA | Multizone All Ducted | 215471473 |  | HMSV-A-CB | MO3EX-H18B-2A | Ducted Indoor Units |  |  |  |  | 12 | 20 | 10 | TRUE | TRUE | TRUE | 18000 | 14600 | 2.3 | 14600 | 2.3
215471472 | 09/17/24 | Live | Midea Electric Trading | MIDEA | Multizone All Non-Ducted | 215471472 |  | HMSR-A-CB-O | MO3EX-H18B-2A | Non-Ducted Indoor Units |  |  |  |  | 14 | 25.1 | 9.8 | TRUE | TRUE | TRUE | 18000 | 13600 | 2.81 | 14000 | 2.5
215471471 | 09/17/24 | Live | Midea Electric Trading | MIDEA | Multizone Mix of Ducted and Non-Ducted | 215471471 |  | HMSV-A-CB | MO6HX-H60B-2A | Mixed Ducted and Non-Ducted Indoor Units |  |  |  |  | 11.85 | 21.1 | 10.6 | TRUE | TRUE | TRUE | 52000 | 44500 | 2.65 | 49500 | 2.39
215471470 | 09/17/24 | Live | Midea Electric Trading | MIDEA | Multizone All Ducted | 215471470 |  | HMSV-A-CB | MO6HX-H60B-2A | Ducted Indoor Units |  |  |  |  | 11.7 | 20 | 10.7 | TRUE | TRUE | TRUE | 53000 | 45000 | 2.7 | 52000 | 2.3
215471469 | 09/17/24 | Live | Midea Electric Trading | MIDEA | Multizone All Non-Ducted | 215471469 |  | HMSR-A-CB-O | MO6HX-H60B-2A | Non-Ducted Indoor Units |  |  |  |  | 12 | 22.2 | 10.5 | TRUE | TRUE | TRUE | 51000 | 44000 | 2.6 | 47000 | 2.5
215471468 | 09/17/24 | Live | Midea Electric Trading | MIDEA | Multizone Mix of Ducted and Non-Ducted | 215471468 |  | HMSV-A-CB | MO6HX-H48B-2A | Mixed Ducted and Non-Ducted Indoor Units |  |  |  |  | 11.85 | 21.7 | 11 | TRUE | TRUE | TRUE | 47000 | 44000 | 2.6 | 45500 | 2.1
215471467 | 09/17/24 | Live | Midea Electric Trading | MIDEA | Multizone All Ducted | 215471467 |  | HMSV-A-CB | MO6HX-H48B-2A | Ducted Indoor Units |  |  |  |  | 11.7 | 20.4 | 11 | TRUE | TRUE | TRUE | 47000 | 44500 | 2.6 | 46000 | 2.2
215471466 | 09/17/24 | Live | Midea Electric Trading | MIDEA | Multizone All Non-Ducted | 215471466 |  | HMSR-A-CB-O | MO6HX-H48B-2A | Non-Ducted Indoor Units |  |  |  |  | 12 | 23 | 11 | TRUE | TRUE | TRUE | 47000 | 44000 | 2.6 | 45000 | 2
215471465 | 09/17/24 | Live | Midea Electric Trading | MIDEA | Multizone Mix of Ducted and Non-Ducted | 215471465 |  | HMSV-A-CB | MO5HX-H36B-2A | Mixed Ducted and Non-Ducted Indoor Units |  |  |  |  | 12.5 | 21.2 | 10.55 | TRUE | TRUE | TRUE | 36000 | 31400 | 2.4 | 38000 | 2.41
215471464 | 09/17/24 | Live | Midea Electric Trading | MIDEA | Multizone All Ducted | 215471464 |  | HMSV-A-CB | MO5HX-H36B-2A | Ducted Indoor Units |  |  |  |  | 12 | 19.4 | 10.4 | TRUE | TRUE | TRUE | 36000 | 33000 | 2.4 | 34000 | 2.2
215471463 | 09/17/24 | Live | Midea Electric Trading | MIDEA | Multizone All Non-Ducted | 215471463 |  | HMSR-A-CB-O | MO5HX-H36B-2A | Non-Ducted Indoor Units |  |  |  |  | 13 | 23 | 10.7 | TRUE | TRUE | TRUE | 36000 | 30000 | 2.4 | 42000 | 2.6
215471462 | 09/17/24 | Live | Midea Electric Trading | MIDEA | Multizone Mix of Ducted and Non-Ducted | 215471462 |  | HMSV-A-CB | MO4HX-H27B-2A | Mixed Ducted and Non-Ducted Indoor Units |  |  |  |  | 12.25 | 21 | 10 | TRUE | TRUE | TRUE | 27400 | 24000 | 2.5 | 27500 | 2.15
215471461 | 09/17/24 | Live | Midea Electric Trading | MIDEA | Multizone All Ducted | 215471461 |  | HMSV-A-CB | MO4HX-H27B-2A | Ducted Indoor Units |  |  |  |  | 12 | 19 | 9.5 | TRUE | TRUE | TRUE | 28000 | 23000 | 2.4 | 27000 | 2.1
215471460 | 09/17/24 | Live | Midea Electric Trading | MIDEA | Multizone All Non-Ducted | 215471460 |  | HMSR-A-CB-O | MO4HX-H27B-2A | Non-Ducted Indoor Units |  |  |  |  | 12.5 | 23 | 10.5 | TRUE | TRUE | TRUE | 27000 | 25000 | 2.6 | 28000 | 2.2
215471459 | 09/17/24 | Live | Midea Electric Trading | MIDEA | Multizone Mix of Ducted and Non-Ducted | 215471459 |  | HMSV-A-CB | MO3HX-H18B-2A | Mixed Ducted and Non-Ducted Indoor Units |  |  |  |  | 14 | 22.5 | 10.2 | TRUE | TRUE | TRUE | 19000 | 17300 | 2.65 | 20500 | 2.36
215471458 | 09/17/24 | Live | Midea Electric Trading | MIDEA | Multizone All Ducted | 215471458 |  | HMSV-A-CB | MO3HX-H18B-2A | Ducted Indoor Units |  |  |  |  | 13 | 20 | 10 | TRUE | TRUE | TRUE | 19000 | 17000 | 2.59 | 22000 | 2.5
215471457 | 09/17/24 | Live | Midea Electric Trading | MIDEA | Multizone All Non-Ducted | 215471457 |  | HMSR-A-CB-O | MO3HX-H18B-2A | Non-Ducted Indoor Units |  |  |  |  | 15 | 25 | 10.4 | TRUE | TRUE | TRUE | 19000 | 17600 | 2.7 | 19000 | 2.2
215471362 | 09/17/24 | Live | Midea Electric Trading | MIDEA | Singlezone Non-Ducted, Wall Placement | 215471362 |  | HRCU-A-CB-O | MO1AS-H12B-2A | Mini-Splits | MSFNS-H12B-2A |  |  |  | 8.8 | 18 | 8.8 | FALSE | FALSE | FALSE | 12000 | 8000 | 2.58 | 8300 | 2.41
215471361 | 09/17/24 | Live | Midea Electric Trading | MIDEA | Singlezone Non-Ducted, Wall Placement | 215471361 |  | HRCU-A-CB-O | MO1AS-H09B-2A | Mini-Splits | MSFNS-H09B-2A |  |  |  | 10.9 | 19 | 9.7 | TRUE | TRUE | TRUE | 9000 | 8000 | 2.58 | 8300 | 2.41
215471441 | 09/17/24 | Live | Midea Electric Trading | MIDEA | Singlezone Non-Ducted, Floor Placement | 215471441 |  | HRCU-A-CB-O | MO1HS-H24B-2A | Mini-Splits | MFBHU-H24B-2A |  |  |  | 12 | 20.4 | 12.1 | TRUE | TRUE | TRUE | 22000 | 20200 | 2.74 | 23300 | 2.38
215471398 | 09/17/24 | Live | Midea Electric Trading | MIDEA | Singlezone Non-Ducted, Wall Placement | 215471398 |  | HRCU-A-CB-O | MO1HS-H24B-2A | Mini-Splits | MCDHU-H24B-2A |  |  |  | 12 | 20.7 | 11.6 | TRUE | TRUE | TRUE | 23400 | 20400 | 2.78 | 23900 | 2.48
215471440 | 09/17/24 | Live | Midea Electric Trading | MIDEA | Singlezone Non-Ducted, Floor Placement | 215471440 |  | HRCU-A-CB-O | MO1HS-H18B-2A | Mini-Splits | MFBHU-H18B-2A |  |  |  | 12.5 | 20.4 | 10.3 | TRUE | TRUE | TRUE | 17000 | 14400 | 2.54 | 20200 | 2.24
215471434 | 09/17/24 | Live | Midea Electric Trading | MIDEA | Singlezone Non-Ducted, Wall Placement | 215471434 |  | HRCU-A-CB-O | MO1HS-H18B-2A | Mini-Splits | MFAHU-H16B-2A |  |  |  | 12.5 | 20 | 10.3 | TRUE | TRUE | TRUE | 16000 | 14200 | 2.6 | 18800 | 2.13
215471397 | 09/17/24 | Live | Midea Electric Trading | MIDEA | Singlezone Non-Ducted, Ceiling Placement | 215471397 |  | HRCU-A-CB-O | MO1HS-H18B-2A | Mini-Splits | MCDHU-H18B-2A |  |  |  | 12.5 | 20 | 12.3 | TRUE | TRUE | TRUE | 16000 | 14900 | 2.7 | 18000 | 2.1
215471407 | 09/17/24 | Live | Midea Electric Trading | MIDEA | Singlezone Non-Ducted, Ceiling Placement | 215471407 |  | HRCU-A-CB-O | MO1HS-H18B-2A | Mini-Splits | MCAHU-H18B-2A |  |  |  | 12.5 | 20.6 | 12.2 | TRUE | TRUE | TRUE | 16700 | 14500 | 2.5 | 18800 | 2.05
215471396 | 09/17/24 | Live | Midea Electric Trading | MIDEA | Singlezone Non-Ducted, Ceiling Placement | 215471396 |  | HRCU-A-CB-O | MO1HS-H12B-2A | Mini-Splits | MCDHU-H12B-2A |  |  |  | 12.5 | 22.2 | 11.6 | TRUE | TRUE | TRUE | 12000 | 10000 | 2.74 | 12900 | 2.14
215471406 | 09/17/24 | Live | Midea Electric Trading | MIDEA | Singlezone Non-Ducted, Ceiling Placement | 215471406 |  | HRCU-A-CB-O | MO1HS-H12B-2A | Mini-Splits | MCAHU-H12B-2A |  |  |  | 13 | 23 | 10 | TRUE | TRUE | TRUE | 12000 | 9600 | 2.65 | 11900 | 1.95
215471432 | 09/17/24 | Live | Midea Electric Trading | MIDEA | Singlezone Non-Ducted, Wall Placement | 215471432 |  | HRCU-A-CB-O | MO1HS-H09B-2A | Mini-Splits | MFAHU-H09B-2A |  |  |  | 15.1 | 27.2 | 10.9 | TRUE | TRUE | TRUE | 9000 | 9800 | 2.71 | 12200 | 2.17
215471404 | 09/17/24 | Live | Midea Electric Trading | MIDEA | Singlezone Non-Ducted, Ceiling Placement | 215471404 |  | HRCU-A-CB-O | MO1HS-H06B-2A | Mini-Splits | MCAHU-H06B-2A |  |  |  | 15 | 22 | 12 | TRUE | TRUE | TRUE | 6500 | 7000 | 2.66 | 9500 | 2.53
215471379 | 09/17/24 | Live | Midea Electric Trading | MIDEA | Singlezone Non-Ducted, Wall Placement | 215471379 |  | HRCU-A-CB-O | MO1HS-H06B-2A | Mini-Splits | MSEHU-H06B-2A |  |  |  | 18 | 25.5 | 14.8 | TRUE | TRUE | TRUE | 6000 | 7900 | 2.79 | 8600 | 2.38
215471370 | 09/17/24 | Live | Midea Electric Trading | MIDEA | Singlezone Non-Ducted, Wall Placement | 215471370 |  | HRCU-A-CB-O | MO1BS-H24B-2A | Mini-Splits | MSGNS-H24B-2A |  |  |  | 9.6 | 18.5 | 9 | TRUE | TRUE | FALSE | 24000 | 17200 | 2.46 | 20200 | 2.26
215471439 | 09/17/24 | Live | Midea Electric Trading | MIDEA | Singlezone Non-Ducted, Floor Placement | 215471439 |  | HRCU-A-CB-O | MO1BU-H60B-2A | Mini-Splits | MFBHS-H60B-2A |  |  |  | 9.5 | 19.5 | 9.5 | FALSE | FALSE | TRUE | 54000 | 37200 | 2.53 | 45300 | 2.22
215471438 | 09/17/24 | Live | Midea Electric Trading | MIDEA | Singlezone Non-Ducted, Floor Placement | 215471438 |  | HRCU-A-CB-O | MO1BU-H48B-2A | Mini-Splits | MFBHS-H48B-2A |  |  |  | 9.5 | 19.8 | 10.2 | TRUE | TRUE | TRUE | 48000 | 39500 | 2.4 | 45100 | 2.13
215471437 | 09/17/24 | Live | Midea Electric Trading | MIDEA | Singlezone Non-Ducted, Floor Placement | 215471437 |  | HRCU-A-CB-O | MO1BU-H36B-2A | Mini-Splits | MFBHS-H36B-2A |  |  |  | 10.1 | 20 | 10 | FALSE | FALSE | TRUE | 36000 | 26400 | 2.68 | 30900 | 2.36
215471393 | 09/17/24 | Live | Midea Electric Trading | MIDEA | Singlezone Non-Ducted, Wall Placement | 215471393 |  | HRCU-A-CB-O | MO1BU-H36B-2A | Mini-Splits | MCDHS-H36B-2A |  |  |  | 9.6 | 20 | 10.3 | TRUE | TRUE | TRUE | 36000 | 26800 | 2.68 | 28100 | 2.22
215471444 | 09/17/24 | Live | Midea Electric Trading | MIDEA | Singlezone Non-Ducted, Floor Placement | 215471444 |  | HRCU-A-CB-O | MO1HU-H60B-2A | Mini-Splits | MFBHS-H60B-2A |  |  |  | 9 | 18 | 10.7 | TRUE | TRUE | TRUE | 54000 | 41000 | 2.33 | 58000 | 2.17
215471443 | 09/17/24 | Live | Midea Electric Trading | MIDEA | Singlezone Non-Ducted, Floor Placement | 215471443 |  | HRCU-A-CB-O | MO1HU-H48B-2A | Mini-Splits | MFBHS-H48B-2A |  |  |  | 9.4 | 18.5 | 10.1 | TRUE | TRUE | TRUE | 48000 | 38500 | 2.38 | 44500 | 2.23
215471400 | 09/17/24 | Live | Midea Electric Trading | MIDEA | Singlezone Non-Ducted, Wall Placement | 215471400 |  | HRCU-A-CB-O | MO1HU-H48B-2A | Mini-Splits | MCDHS-H48B-2A |  |  |  | 10 | 18 | 11 | TRUE | TRUE | TRUE | 48000 | 44000 | 2.44 | 48000 | 2.17
215471442 | 09/17/24 | Live | Midea Electric Trading | MIDEA | Singlezone Non-Ducted, Floor Placement | 215471442 |  | HRCU-A-CB-O | MO1HU-H36B-2A | Mini-Splits | MFBHS-H36B-2A |  |  |  | 12 | 20 | 10.8 | TRUE | TRUE | TRUE | 36400 | 30200 | 2.58 | 42400 | 2.16
215471399 | 09/17/24 | Live | Midea Electric Trading | MIDEA | Singlezone Non-Ducted, Wall Placement | 215471399 |  | HRCU-A-CB-O | MO1HU-H36B-2A | Mini-Splits | MCDHS-H36B-2A |  |  |  | 12 | 21.2 | 10.6 | TRUE | TRUE | TRUE | 36600 | 30600 | 2.56 | 46200 | 2.17
215471372 | 09/17/24 | Live | Midea Electric Trading | MIDEA | Singlezone Non-Ducted, Wall Placement | 215471372 |  | HRCU-A-CB-O | MO1BS-H36B-2A | Mini-Splits | MSGNS-H36B-2A |  |  |  | 9.3 | 19.5 | 9.1 | FALSE | FALSE | FALSE | 36000 | 25600 | 2.3 | 25600 | 2.27
215471371 | 09/17/24 | Live | Midea Electric Trading | MIDEA | Singlezone Non-Ducted, Wall Placement | 215471371 |  | HRCU-A-CB-O | MO1BS-H30B-2A | Mini-Splits | MSGNS-H30B-2A |  |  |  | 12 | 22.3 | 9 | TRUE | FALSE | FALSE | 30000 | 20000 | 2.4 | 21500 | 2.2
215471369 | 09/17/24 | Live | Midea Electric Trading | MIDEA | Singlezone Non-Ducted, Wall Placement | 215471369 |  | HRCU-A-CB-O | MO1BS-H18B-2A | Mini-Splits | MSGNS-H18B-2A |  |  |  | 11.5 | 20.2 | 9.1 | FALSE | FALSE | FALSE | 18000 | 11700 | 2.62 | 13300 | 2.41
215471368 | 09/17/24 | Live | Midea Electric Trading | MIDEA | Singlezone Non-Ducted, Wall Placement | 215471368 |  | HRCU-A-CB-O | MO1BS-H12B-2A | Mini-Splits | MSGNS-H12B-2A |  |  |  | 10.8 | 21.3 | 9.2 | FALSE | FALSE | FALSE | 12000 | 8300 | 2.32 | 9300 | 2.11
215471367 | 09/17/24 | Live | Midea Electric Trading | MIDEA | Singlezone Non-Ducted, Wall Placement | 215471367 |  | HRCU-A-CB-O | MO1BS-H09B-2A | Mini-Splits | MSGNS-H09B-2A |  |  |  | 12.6 | 21.6 | 9.4 | TRUE | TRUE | FALSE | 9000 | 6600 | 2.45 | 7500 | 2
215471366 | 09/17/24 | Live | Midea Electric Trading | MIDEA | Singlezone Non-Ducted, Wall Placement | 215471366 |  | HRCU-A-CB-O | MO1BS-H12B-1A | Mini-Splits | MSGNS-H12B-1A |  |  |  | 10 | 21.3 | 8.7 | FALSE | FALSE | FALSE | 12000 | 7800 | 2.31 | 8100 | 1.99
215471365 | 09/17/24 | Live | Midea Electric Trading | MIDEA | Singlezone Non-Ducted, Wall Placement | 215471365 |  | HRCU-A-CB-O | MO1BS-H09B-1A | Mini-Splits | MSGNS-H09B-1A |  |  |  | 12.5 | 21.5 | 9 | TRUE | TRUE | FALSE | 9000 | 6600 | 2.33 | 7600 | 1.9
215471436 | 09/17/24 | Live | Midea Electric Trading | MIDEA | Singlezone Non-Ducted, Floor Placement | 215471436 |  | HRCU-A-CB-O | MO1ES-H24B-2A | Mini-Splits | MFBHU-H24B-2A |  |  |  | 12.2 | 21.1 | 11.1 | TRUE | TRUE | TRUE | 24000 | 20000 | 2.56 | 20000 | 2.31
215471378 | 09/17/24 | Live | Midea Electric Trading | MIDEA | Singlezone Non-Ducted, Wall Placement | 215471378 |  | HRCU-A-CB-O | MO1ES-H24B-2A | Mini-Splits | MSEHU-H24B-2A |  |  |  | 14 | 23 | 11.7 | TRUE | TRUE | TRUE | 24000 | 18800 | 2.65 | 19300 | 2.33
215471435 | 09/17/24 | Live | Midea Electric Trading | MIDEA | Singlezone Non-Ducted, Floor Placement | 215471435 |  | HRCU-A-CB-O | MO1ES-H18B-2A | Mini-Splits | MFBHU-H18B-2A |  |  |  | 12.5 | 22.3 | 10.4 | TRUE | TRUE | TRUE | 18000 | 13700 | 2.51 | 15100 | 2.38
215471431 | 09/17/24 | Live | Midea Electric Trading | MIDEA | Singlezone Non-Ducted, Wall Placement | 215471431 |  | HRCU-A-CB-O | MO1ES-H18B-2A | Mini-Splits | MFAHU-H16B-2A |  |  |  | 12.5 | 23.8 | 13.5 | TRUE | TRUE | TRUE | 16000 | 14100 | 2.75 | 14600 | 2.58
215471391 | 09/17/24 | Live | Midea Electric Trading | MIDEA | Singlezone Non-Ducted, Ceiling Placement | 215471391 |  | HRCU-A-CB-O | MO1ES-H18B-2A | Mini-Splits | MCDHU-H18B-2A |  |  |  | 12.5 | 20.7 | 11.4 | TRUE | TRUE | TRUE | 16800 | 13900 | 2.66 | 14800 | 2.36
215471403 | 09/17/24 | Live | Midea Electric Trading | MIDEA | Singlezone Non-Ducted, Ceiling Placement | 215471403 |  | HRCU-A-CB-O | MO1ES-H18B-2A | Mini-Splits | MCAHU-H18B-2A |  |  |  | 12.5 | 22.2 | 12.2 | TRUE | TRUE | TRUE | 18000 | 14000 | 2.77 | 15200 | 2.47
215471377 | 09/17/24 | Live | Midea Electric Trading | MIDEA | Singlezone Non-Ducted, Wall Placement | 215471377 |  | HRCU-A-CB-O | MO1ES-H18B-2A | Mini-Splits | MSEHU-H18B-2A |  |  |  | 12.7 | 23.5 | 10.8 | TRUE | TRUE | TRUE | 18000 | 13600 | 2.73 | 14900 | 2.43
215471430 | 09/17/24 | Live | Midea Electric Trading | MIDEA | Singlezone Non-Ducted, Wall Placement | 215471430 |  | HRCU-A-CB-O | MO1ES-H12B-2A | Mini-Splits | MFAHU-H12B-2A |  |  |  | 12.7 | 24.6 | 11 | TRUE | TRUE | TRUE | 12000 | 9000 | 2.87 | 9600 | 2.49
215471390 | 09/17/24 | Live | Midea Electric Trading | MIDEA | Singlezone Non-Ducted, Ceiling Placement | 215471390 |  | HRCU-A-CB-O | MO1ES-H12B-2A | Mini-Splits | MCDHU-H12B-2A |  |  |  | 12.5 | 21.1 | 10.4 | TRUE | TRUE | TRUE | 12000 | 8500 | 2.8 | 9300 | 2.55
215471402 | 09/17/24 | Live | Midea Electric Trading | MIDEA | Singlezone Non-Ducted, Ceiling Placement | 215471402 |  | HRCU-A-CB-O | MO1ES-H12B-2A | Mini-Splits | MCAHU-H12B-2A |  |  |  | 12.3 | 22.1 | 10 | TRUE | TRUE | TRUE | 12000 | 8600 | 2.77 | 10000 | 2.59
215471376 | 09/17/24 | Live | Midea Electric Trading | MIDEA | Singlezone Non-Ducted, Wall Placement | 215471376 |  | HRCU-A-CB-O | MO1ES-H12B-2A | Mini-Splits | MSEHU-H12B-2A |  |  |  | 13 | 25.5 | 10.6 | TRUE | TRUE | TRUE | 12000 | 9300 | 2.84 | 9600 | 2.38
215471429 | 09/17/24 | Live | Midea Electric Trading | MIDEA | Singlezone Non-Ducted, Wall Placement | 215471429 |  | HRCU-A-CB-O | MO1ES-H09B-2A | Mini-Splits | MFAHU-H09B-2A |  |  |  | 16.2 | 26 | 13.9 | TRUE | TRUE | TRUE | 9000 | 9000 | 2.9 | 9600 | 2.49
215471389 | 09/17/24 | Live | Midea Electric Trading | MIDEA | Singlezone Non-Ducted, Ceiling Placement | 215471389 |  | HRCU-A-CB-O | MO1ES-H09B-2A | Mini-Splits | MCDHU-H09B-2A |  |  |  | 14.3 | 21.6 | 11.3 | TRUE | TRUE | TRUE | 9000 | 8500 | 2.8 | 9300 | 2.55
215471401 | 09/17/24 | Live | Midea Electric Trading | MIDEA | Singlezone Non-Ducted, Ceiling Placement | 215471401 |  | HRCU-A-CB-O | MO1ES-H09B-2A | Mini-Splits | MCAHU-H09B-2A |  |  |  | 14.4 | 22.1 | 11.8 | TRUE | TRUE | TRUE | 9000 | 7900 | 2.69 | 9900 | 2.59
215471375 | 09/17/24 | Live | Midea Electric Trading | MIDEA | Singlezone Non-Ducted, Wall Placement | 215471375 |  | HRCU-A-CB-O | MO1ES-H09B-2A | Mini-Splits | MSEHU-H09B-2A |  |  |  | 14.9 | 25.8 | 12.5 | TRUE | TRUE | TRUE | 9000 | 8100 | 2.83 | 9400 | 2.37
215471374 | 09/17/24 | Live | Midea Electric Trading | MIDEA | Singlezone Non-Ducted, Wall Placement | 215471374 |  | HRCU-A-CB-O | MO1ES-H12B-1A | Mini-Splits | MSEEU-H12B-1A |  |  |  | 13 | 23.4 | 9.5 | TRUE | FALSE | TRUE | 12000 | 8700 | 2.68 | 8700 | 2.43
215540512 | 09/17/24 | Live | Midea Electric Trading | MIDEA | Singlezone Non-Ducted, Wall Placement | 215540512 |  | HRCU-A-CB-O | MO1ES-H12B-1A | Mini-Splits | MSEES-H12B-1A |  |  |  | 13 | 23.4 | 9.5 | TRUE | FALSE | TRUE | 12000 | 8700 | 2.68 | 8700 | 2.43
215540511 | 09/17/24 | Live | Midea Electric Trading | MIDEA | Singlezone Non-Ducted, Wall Placement | 215540511 |  | HRCU-A-CB-O | MO1ES-H09B-1A | Mini-Splits | MSEES-H09B-1A |  |  |  | 14.5 | 25.4 | 10 | TRUE | TRUE | TRUE | 9000 | 8500 | 2.71 | 8600 | 2.4
215471373 | 09/17/24 | Live | Midea Electric Trading | MIDEA | Singlezone Non-Ducted, Wall Placement | 215471373 |  | HRCU-A-CB-O | MO1ES-H09B-1A | Mini-Splits | MSEEU-H09B-1A |  |  |  | 14.5 | 25.4 | 10 | TRUE | TRUE | TRUE | 9000 | 8500 | 2.71 | 8600 | 2.4
215471384 | 09/17/24 | Live | Midea Electric Trading | MIDEA | Singlezone Non-Ducted, Wall Placement | 215471384 |  | HRCU-A-CB-O | MO1HS-H33B-2A | Mini-Splits | MSEHU-H33B-2A |  |  |  | 12 | 19.5 | 10.5 | TRUE | TRUE | TRUE | 33000 | 30000 | 2.69 | 30200 | 2.02
215471383 | 09/17/24 | Live | Midea Electric Trading | MIDEA | Singlezone Non-Ducted, Wall Placement | 215471383 |  | HRCU-A-CB-O | MO1HS-H24B-2A | Mini-Splits | MSEHU-H24B-2A |  |  |  | 13 | 21 | 13.5 | TRUE | TRUE | TRUE | 24000 | 21000 | 2.88 | 23200 | 2.35
215471395 | 09/17/24 | Live | Midea Electric Trading | MIDEA | Singlezone Non-Ducted, Ceiling Placement | 215471395 |  | HRCU-A-CB-O | MO1HS-H09B-2A | Mini-Splits | MCDHU-H09B-2A |  |  |  | 14 | 22.6 | 12.1 | TRUE | TRUE | TRUE | 9000 | 9700 | 2.63 | 12600 | 2.1
215471405 | 09/17/24 | Live | Midea Electric Trading | MIDEA | Singlezone Non-Ducted, Ceiling Placement | 215471405 |  | HRCU-A-CB-O | MO1HS-H09B-2A | Mini-Splits | MCAHU-H09B-2A |  |  |  | 14.6 | 24 | 12.1 | TRUE | TRUE | TRUE | 9000 | 9000 | 2.44 | 11900 | 2
215471388 | 09/17/24 | Live | Midea Electric Trading | MIDEA | Singlezone Non-Ducted, Wall Placement | 215471388 |  | HRCU-A-CB-O | MO1SS-H18B-2A | Mini-Splits | MSESU-H18B-2A |  |  |  | 15 | 25.6 | 16.2 | TRUE | TRUE | TRUE | 18000 | 19300 | 3.01 | 23200 | 2.35
215471387 | 09/17/24 | Live | Midea Electric Trading | MIDEA | Singlezone Non-Ducted, Wall Placement | 215471387 |  | HRCU-A-CB-O | MO1SS-H12B-2A | Mini-Splits | MSESU-H12B-2A |  |  |  | 14.2 | 29.4 | 14.5 | TRUE | TRUE | TRUE | 12000 | 11000 | 2.41 | 14600 | 2.26
215471386 | 09/17/24 | Live | Midea Electric Trading | MIDEA | Singlezone Non-Ducted, Wall Placement | 215471386 |  | HRCU-A-CB-O | MO1SS-H09B-2A | Mini-Splits | MSESU-H09B-2A |  |  |  | 17 | 33.3 | 22 | TRUE | TRUE | TRUE | 9000 | 11000 | 2.41 | 14600 | 2.26
215471385 | 09/17/24 | Live | Midea Electric Trading | MIDEA | Singlezone Non-Ducted, Wall Placement | 215471385 |  | HRCU-A-CB-O | MO1SS-H06B-2A | Mini-Splits | MSESU-H06B-2A |  |  |  | 17.4 | 35 | 30 | TRUE | TRUE | TRUE | 6000 | 11000 | 2.41 | 14600 | 2.26
215471364 | 09/17/24 | Live | Midea Electric Trading | MIDEA | Singlezone Non-Ducted, Wall Placement | 215471364 |  | HRCU-A-CB-O | MO1AS-H24B-2A | Mini-Splits | MSFNS-H24B-2A |  |  |  | 9 | 17 | 8.5 | TRUE | TRUE | FALSE | 24000 | 17100 | 2.29 | 18400 | 2.17
215471363 | 09/17/24 | Live | Midea Electric Trading | MIDEA | Singlezone Non-Ducted, Wall Placement | 215471363 |  | HRCU-A-CB-O | MO1AS-H18B-2A | Mini-Splits | MSFNS-H18B-2A |  |  |  | 9.9 | 18.3 | 8.7 | FALSE | FALSE | FALSE | 17000 | 11200 | 2.41 | 11200 | 2.2
215471360 | 09/17/24 | Live | Midea Electric Trading | MIDEA | Singlezone Non-Ducted, Wall Placement | 215471360 |  | HRCU-A-CB-O | MO1AS-H12B-1A | Mini-Splits | MSFNS-H12B-1A |  |  |  | 8.8 | 19 | 9.2 | FALSE | FALSE | FALSE | 12000 | 7700 | 2.59 | 7900 | 2.41
215471359 | 09/17/24 | Live | Midea Electric Trading | MIDEA | Singlezone Non-Ducted, Wall Placement | 215471359 |  | HRCU-A-CB-O | MO1AS-H09B-1A | Mini-Splits | MSFNS-H09B-1A |  |  |  | 10.1 | 18 | 9 | FALSE | FALSE | FALSE | 9000 | 6900 | 2.32 | 7200 | 2.03
215444951 | 09/17/24 | Live | Midea Electric Trading | EMI | Multizone Mix of Ducted and Non-Ducted | 215444951 |  | HMSV-A-CB | EMXMZ548DA | Mixed Ducted and Non-Ducted Indoor Units |  |  |  |  | 11.85 | 21.7 | 11 | TRUE | TRUE | TRUE | 47000 | 44000 | 2.6 | 45500 | 2.1
215444950 | 09/17/24 | Live | Midea Electric Trading | EMI | Multizone All Ducted | 215444950 |  | HMSV-A-CB | EMXMZ548DA | Ducted Indoor Units |  |  |  |  | 11.7 | 20.4 | 11 | TRUE | TRUE | TRUE | 47000 | 44500 | 2.6 | 46000 | 2.2
215444949 | 09/17/24 | Live | Midea Electric Trading | EMI | Multizone All Non-Ducted | 215444949 |  | HMSR-A-CB-O | EMXMZ548DA | Non-Ducted Indoor Units |  |  |  |  | 12 | 23 | 11 | TRUE | TRUE | TRUE | 47000 | 44000 | 2.6 | 45000 | 2
215444948 | 09/17/24 | Live | Midea Electric Trading | EMI | Multizone Mix of Ducted and Non-Ducted | 215444948 |  | HMSV-A-CB | EMXMZ436DA | Mixed Ducted and Non-Ducted Indoor Units |  |  |  |  | 12.5 | 21.2 | 10.55 | TRUE | TRUE | TRUE | 36000 | 31400 | 2.4 | 38000 | 2.41
215444947 | 09/17/24 | Live | Midea Electric Trading | EMI | Multizone All Ducted | 215444947 |  | HMSV-A-CB | EMXMZ436DA | Ducted Indoor Units |  |  |  |  | 12 | 19.4 | 10.4 | TRUE | TRUE | TRUE | 36000 | 33000 | 2.4 | 34000 | 2.2
215444946 | 09/17/24 | Live | Midea Electric Trading | EMI | Multizone All Non-Ducted | 215444946 |  | HMSR-A-CB-O | EMXMZ436DA | Non-Ducted Indoor Units |  |  |  |  | 13 | 23 | 10.7 | TRUE | TRUE | TRUE | 36000 | 30000 | 2.4 | 42000 | 2.6
215444945 | 09/17/24 | Live | Midea Electric Trading | EMI | Multizone Mix of Ducted and Non-Ducted | 215444945 |  | HMSV-A-CB | EMXMZ327DA | Mixed Ducted and Non-Ducted Indoor Units |  |  |  |  | 12.25 | 21 | 10 | TRUE | TRUE | TRUE | 27400 | 24000 | 2.5 | 27500 | 2.15
215444944 | 09/17/24 | Live | Midea Electric Trading | EMI | Multizone All Ducted | 215444944 |  | HMSV-A-CB | EMXMZ327DA | Ducted Indoor Units |  |  |  |  | 12 | 19 | 9.5 | TRUE | TRUE | TRUE | 28000 | 23000 | 2.4 | 27000 | 2.1
215444943 | 09/17/24 | Live | Midea Electric Trading | EMI | Multizone All Non-Ducted | 215444943 |  | HMSR-A-CB-O | EMXMZ327DA | Non-Ducted Indoor Units |  |  |  |  | 12.5 | 23 | 10.5 | TRUE | TRUE | TRUE | 27000 | 25000 | 2.6 | 28000 | 2.2
215444942 | 09/17/24 | Live | Midea Electric Trading | EMI | Multizone Mix of Ducted and Non-Ducted | 215444942 |  | HMSV-A-CB | EMXMZ218DA | Mixed Ducted and Non-Ducted Indoor Units |  |  |  |  | 14 | 22.5 | 10.2 | TRUE | TRUE | TRUE | 19000 | 17300 | 2.65 | 20500 | 2.36
215444941 | 09/17/24 | Live | Midea Electric Trading | EMI | Multizone All Ducted | 215444941 |  | HMSV-A-CB | EMXMZ218DA | Ducted Indoor Units |  |  |  |  | 13 | 20 | 10 | TRUE | TRUE | TRUE | 19000 | 17000 | 2.59 | 22000 | 2.5
215444940 | 09/17/24 | Live | Midea Electric Trading | EMI | Multizone All Non-Ducted | 215444940 |  | HMSR-A-CB-O | EMXMZ218DA | Non-Ducted Indoor Units |  |  |  |  | 15 | 25 | 10.4 | TRUE | TRUE | TRUE | 19000 | 17600 | 2.7 | 19000 | 2.2
215444930 | 09/17/24 | Live | Midea Electric Trading | EMI | Singlezone Non-Ducted, Wall Placement | 215444930 |  | HRCU-A-CB-O | ECOSZ112DA | Mini-Splits | ECOWAL12DA |  |  |  | 8.8 | 18 | 8.8 | FALSE | FALSE | FALSE | 12000 | 8000 | 2.58 | 8300 | 2.41
215444929 | 09/17/24 | Live | Midea Electric Trading | EMI | Singlezone Non-Ducted, Wall Placement | 215444929 |  | HRCU-A-CB-O | ECOSZ109DA | Mini-Splits | ECOWAL09DA |  |  |  | 10.9 | 19 | 9.7 | FALSE | FALSE | TRUE | 9000 | 8000 | 2.58 | 8300 | 2.41
215444935 | 09/17/24 | Live | Midea Electric Trading | EMI | Singlezone Non-Ducted, Wall Placement | 215444935 |  | HRCU-A-CB-O | EMXSZ106DA | Mini-Splits | EMXWAL06DA |  |  |  | 18 | 25.5 | 14.8 | TRUE | TRUE | TRUE | 6000 | 7900 | 2.79 | 8600 | 2.38
215463872 | 09/17/24 | Live | Midea Electric Trading | NAPOLEON | Singlezone Non-Ducted, Wall Placement | 215463872 |  | HRCU-A-CB-O | CDHAS26B-33-O | Mini-Splits | CDHAS26B-33-I |  |  |  | 12 | 19.5 | 10.5 | FALSE | FALSE | TRUE | 33000 | 30000 | 2.69 | 30200 | 2.02
215463871 | 09/17/24 | Live | Midea Electric Trading | CONTINENTAL | Singlezone Non-Ducted, Wall Placement | 215463871 |  | HRCU-A-CB-O | NDHAS26B-33-O | Mini-Splits | NDHAS26B-33-I |  |  |  | 12 | 19.5 | 10.5 | FALSE | FALSE | TRUE | 33000 | 30000 | 2.69 | 30200 | 2.02
215444939 | 09/17/24 | Live | Midea Electric Trading | EMI | Singlezone Non-Ducted, Wall Placement | 215444939 |  | HRCU-A-CB-O | EMXSZ124DA | Mini-Splits | EMXWAL24DA |  |  |  | 13 | 21 | 13.5 | TRUE | TRUE | TRUE | 24000 | 21000 | 2.88 | 23200 | 2.35
215444932 | 09/17/24 | Live | Midea Electric Trading | EMI | Singlezone Non-Ducted, Wall Placement | 215444932 |  | HRCU-A-CB-O | ECOSZ124DA | Mini-Splits | ECOWAL24DA |  |  |  | 9 | 17 | 8.5 | FALSE | FALSE | FALSE | 24000 | 17100 | 2.29 | 18400 | 2.17
215444931 | 09/17/24 | Live | Midea Electric Trading | EMI | Singlezone Non-Ducted, Wall Placement | 215444931 |  | HRCU-A-CB-O | ECOSZ118DA | Mini-Splits | ECOWAL18DA |  |  |  | 9.9 | 18.3 | 8.7 | FALSE | FALSE | FALSE | 17000 | 11200 | 2.41 | 11200 | 2.2
215444934 | 09/17/24 | Live | Midea Electric Trading | EMI | Singlezone Non-Ducted, Wall Placement | 215444934 |  | HRCU-A-CB-O | ECOSZ136DA | Mini-Splits | ECOWAL36DA |  |  |  | 9 | 18 | 8.5 | FALSE | FALSE | FALSE | 36000 | 24600 | 2.25 | 25000 | 2.14
215444933 | 09/17/24 | Live | Midea Electric Trading | EMI | Singlezone Non-Ducted, Wall Placement | 215444933 |  | HRCU-A-CB-O | ECOSZ130DA | Mini-Splits | ECOWAL30DA |  |  |  | 11 | 20 | 9.2 | FALSE | FALSE | FALSE | 30000 | 19000 | 2.26 | 19800 | 1.99
215449749 | 09/17/24 | Live | Midea Electric Trading | BREEZE33 | Singlezone Ducted, Centrally Ducted | 215449749 |  | HRCU-A-CB | BZ33-INV60OUT2-454-G3-J |  | BZ33-AHU60-454-G3-J |  |  |  | 12 | 17.5 | 9.5 | TRUE | TRUE | TRUE | 54000 | 35000 | 2.5 | 54000 | 2.29
215471345 | 09/17/24 | Live | Midea Electric Trading | MIDEA | Singlezone Ducted, Centrally Ducted | 215471345 |  | HRCU-A-CB | MO1HE-H60B-2A |  | MAUSE-H60B-2A |  |  |  | 12 | 17.5 | 9.5 | TRUE | TRUE | TRUE | 54000 | 35000 | 2.5 | 54000 | 2.29
215471344 | 09/17/24 | Live | Midea Electric Trading | MIDEA | Singlezone Ducted, Centrally Ducted | 215471344 |  | HRCU-A-CB | MO1HE-H48B-2A |  | MAUSE-H48B-2A |  |  |  | 12 | 17.5 | 9.5 | TRUE | TRUE | TRUE | 48000 | 34000 | 2.56 | 48000 | 2.13
215449748 | 09/17/24 | Live | Midea Electric Trading | BREEZE33 | Singlezone Ducted, Centrally Ducted | 215449748 |  | HRCU-A-CB | BZ33-INV48OUT2-454-G3-J |  | BZ33-AHU48-454-G3-J |  |  |  | 12 | 17.5 | 9.5 | TRUE | TRUE | TRUE | 48000 | 34000 | 2.56 | 48000 | 2.13
215471330 | 09/17/24 | Live | Midea Electric Trading | MIDEA | Singlezone Ducted, Centrally Ducted | 215471330 |  | HRCU-A-CB | MO1BE-H60B-2A |  | MAUHE-H60B-2A |  |  |  | 8.6 | 15.2 | 8.4 | TRUE | TRUE | FALSE | 54000 | 33000 | 2.34 | 35800 | 1.96
215471329 | 09/17/24 | Live | Midea Electric Trading | MIDEA | Singlezone Ducted, Centrally Ducted | 215471329 |  | HRCU-A-CB | MO1BE-H48B-2A |  | MAUHE-H48B-2A |  |  |  | 10 | 16 | 8.5 | TRUE | TRUE | TRUE | 48000 | 32400 | 2.46 | 35400 | 2
215471328 | 09/17/24 | Live | Midea Electric Trading | MIDEA | Singlezone Ducted, Centrally Ducted | 215471328 |  | HRCU-A-CB | MO1BE-H36B-2A |  | MAUHE-H36B-2A |  |  |  | 10 | 16.1 | 8.7 | TRUE | TRUE | TRUE | 36000 | 25600 | 2.6 | 26200 | 2.19
215471327 | 09/17/24 | Live | Midea Electric Trading | MIDEA | Singlezone Ducted, Centrally Ducted | 215471327 |  | HRCU-A-CB | MO1BE-H30B-2A |  | MAUHE-H30B-2A |  |  |  | 10.7 | 17 | 8.5 | FALSE | FALSE | TRUE | 30000 | 18500 | 2.4 | 20200 | 2.26
215471326 | 09/17/24 | Live | Midea Electric Trading | MIDEA | Singlezone Ducted, Centrally Ducted | 215471326 |  | HRCU-A-CB | MO1BE-H24B-2A |  | MAUHE-H24B-2A |  |  |  | 11 | 18.1 | 9.7 | TRUE | TRUE | TRUE | 24000 | 20000 | 2.42 | 22200 | 2.24
215471325 | 09/17/24 | Live | Midea Electric Trading | MIDEA | Singlezone Ducted, Centrally Ducted | 215471325 |  | HRCU-A-CB | MO1BE-H18B-2A |  | MAUHE-H18B-2A |  |  |  | 11 | 18.8 | 9.1 | FALSE | FALSE | TRUE | 18000 | 12600 | 2.6 | 12600 | 2.2
215449709 | 09/17/24 | Live | Midea Electric Trading | CANAIR | Singlezone Ducted, Centrally Ducted | 215449709 |  | HRCU-A-CB | 4CDH2060C21 |  | 4CDH2060F21 |  |  |  | 10 | 16 | 9 | TRUE | TRUE | TRUE | 54000 | 45000 | 2.4 | 50400 | 2.3
215471338 | 09/17/24 | Live | Midea Electric Trading | MIDEA | Singlezone Ducted, Centrally Ducted | 215471338 |  | HRCU-A-CB | MO1HE-H60B-2A |  | MAUHE-H60B-2A |  |  |  | 10 | 16 | 9 | TRUE | TRUE | TRUE | 54000 | 45000 | 2.4 | 50400 | 2.3
215471337 | 09/17/24 | Live | Midea Electric Trading | MIDEA | Singlezone Ducted, Centrally Ducted | 215471337 |  | HRCU-A-CB | MO1SE-H48B-2A |  | MAUHE-H60B-2A |  |  |  | 11.7 | 16.3 | 9 | TRUE | TRUE | TRUE | 48000 | 45000 | 2.4 | 50400 | 2.3
215449708 | 09/17/24 | Live | Midea Electric Trading | CANAIR | Singlezone Ducted, Centrally Ducted | 215449708 |  | HRCU-A-CB | 4CDH2048C21 |  | 4CDH2048F21 |  |  |  | 10.5 | 16.5 | 9.5 | TRUE | TRUE | TRUE | 48000 | 37000 | 2.7 | 38300 | 2.02
215471336 | 09/17/24 | Live | Midea Electric Trading | MIDEA | Singlezone Ducted, Centrally Ducted | 215471336 |  | HRCU-A-CB | MO1HE-H48B-2A |  | MAUHE-H48B-2A |  |  |  | 10.5 | 16.5 | 9.5 | TRUE | TRUE | TRUE | 48000 | 37000 | 2.7 | 38300 | 2.02
215471335 | 09/17/24 | Live | Midea Electric Trading | MIDEA | Singlezone Ducted, Centrally Ducted | 215471335 |  | HRCU-A-CB | MO1HE-H42B-2A |  | MAUHE-H48B-2A |  |  |  | 11.7 | 16.7 | 9.5 | TRUE | TRUE | TRUE | 42000 | 37000 | 2.7 | 38300 | 2.02
215471342 | 09/17/24 | Live | Midea Electric Trading | MIDEA | Singlezone Ducted, Centrally Ducted | 215471342 |  | HRCU-A-CB | MO1HE-H36B-2A |  | MAUSE-H36B-2A |  |  |  | 12 | 17.7 | 10 | TRUE | TRUE | TRUE | 36000 | 24600 | 2.68 | 33000 | 2.26
215471341 | 09/17/24 | Live | Midea Electric Trading | MIDEA | Singlezone Ducted, Centrally Ducted | 215471341 |  | HRCU-A-CB | MO1HE-H30B-2A |  | MAUSE-H30B-2A |  |  |  | 12 | 17.2 | 10.8 | TRUE | TRUE | TRUE | 30000 | 24000 | 2.69 | 24600 | 1.94
215449746 | 09/17/24 | Live | Midea Electric Trading | BREEZE33 | Singlezone Ducted, Centrally Ducted | 215449746 |  | HRCU-A-CB | BZ33-INV30OUT2-454-G3-J |  | BZ33-AHU30-454-G3-J |  |  |  | 12 | 17.2 | 10.8 | TRUE | TRUE | TRUE | 30000 | 24000 | 2.69 | 24600 | 1.94
215449706 | 09/17/24 | Live | Midea Electric Trading | CANAIR | Singlezone Ducted, Centrally Ducted | 215449706 |  | HRCU-A-CB | 4CDH2030C21 |  | 4CDH2030F21 |  |  |  | 11.7 | 16.8 | 10 | TRUE | TRUE | TRUE | 30000 | 23800 | 2.76 | 37800 | 2.39
215471333 | 09/17/24 | Live | Midea Electric Trading | MIDEA | Singlezone Ducted, Centrally Ducted | 215471333 |  | HRCU-A-CB | MO1HE-H30B-2A |  | MAUHE-H30B-2A |  |  |  | 11.7 | 16.8 | 10 | TRUE | TRUE | TRUE | 30000 | 23800 | 2.76 | 37800 | 2.39
215471340 | 09/17/24 | Live | Midea Electric Trading | MIDEA | Singlezone Ducted, Centrally Ducted | 215471340 |  | HRCU-A-CB | MO1HE-H24B-2A |  | MAUSE-H24B-2A |  |  |  | 12 | 18.6 | 10 | TRUE | TRUE | TRUE | 24000 | 19000 | 2.64 | 20200 | 2.24
215449745 | 09/17/24 | Live | Midea Electric Trading | BREEZE33 | Singlezone Ducted, Centrally Ducted | 215449745 |  | HRCU-A-CB | BZ33-INV24OUT2-454-G3-J |  | BZ33-AHU24-454-G3-J |  |  |  | 12 | 18.6 | 10 | TRUE | TRUE | TRUE | 24000 | 19000 | 2.64 | 20200 | 2.24
215471339 | 09/17/24 | Live | Midea Electric Trading | MIDEA | Singlezone Ducted, Centrally Ducted | 215471339 |  | HRCU-A-CB | MO1HE-H18B-2A |  | MAUSE-H18B-2A |  |  |  | 12.5 | 19 | 10.1 | TRUE | TRUE | TRUE | 18000 | 14700 | 2.66 | 19000 | 2.37
215449744 | 09/17/24 | Live | Midea Electric Trading | BREEZE33 | Singlezone Ducted, Centrally Ducted | 215449744 |  | HRCU-A-CB | BZ33-INV18OUT2-454-G3-J |  | BZ33-AHU18-454-G3-J |  |  |  | 12.5 | 19 | 10.1 | TRUE | TRUE | TRUE | 18000 | 14700 | 2.66 | 19000 | 2.37
215471358 | 09/17/24 | Live | Midea Electric Trading | MIDEA | Singlezone Ducted, Centrally Ducted | 215471358 |  | HRCU-A-CB | MO1BS-H36B-2A |  | MACHU-H36B-2A |  |  |  | 8.5 | 16 | 7.7 | FALSE | FALSE | FALSE | 36000 | 17900 | 2.04 | 22400 | 2.04
215471357 | 09/17/24 | Live | Midea Electric Trading | MIDEA | Singlezone Ducted, Centrally Ducted | 215471357 |  | HRCU-A-CB | MO1BS-H30B-2A |  | MACHU-H30B-2A |  |  |  | 11 | 17 | 8.7 | FALSE | FALSE | TRUE | 30000 | 19400 | 2.4 | 23600 | 2.23
215471347 | 09/17/24 | Live | Midea Electric Trading | MIDEA | Singlezone Ducted, Centrally Ducted | 215471347 |  | HRCU-A-CB | MO1ES-H24B-2A |  | MACHU-H24B-2A |  |  |  | 11.7 | 19.7 | 9 | TRUE | TRUE | TRUE | 24000 | 17600 | 2.4 | 23200 | 2.55
215471346 | 09/17/24 | Live | Midea Electric Trading | MIDEA | Singlezone Ducted, Centrally Ducted | 215471346 |  | HRCU-A-CB | MO1ES-H18B-2A |  | MACHU-H18B-2A |  |  |  | 12.1 | 18.5 | 9.8 | TRUE | TRUE | TRUE | 18000 | 13200 | 2.6 | 14800 | 2.48
215471350 | 09/17/24 | Live | Midea Electric Trading | MIDEA | Singlezone Ducted, Centrally Ducted | 215471350 |  | HRCU-A-CB | MO1BU-H60B-2A |  | MASHS-H60B-2A |  |  |  | 9.5 | 16 | 9.1 | FALSE | FALSE | FALSE | 55000 | 40500 | 2.6 | 41500 | 2.2
215471349 | 09/17/24 | Live | Midea Electric Trading | MIDEA | Singlezone Ducted, Centrally Ducted | 215471349 |  | HRCU-A-CB | MO1BU-H48B-2A |  | MASHS-H48B-2A |  |  |  | 10 | 17.7 | 10 | TRUE | TRUE | TRUE | 48000 | 40000 | 2.6 | 41000 | 2.28
215471348 | 09/17/24 | Live | Midea Electric Trading | MIDEA | Singlezone Ducted, Centrally Ducted | 215471348 |  | HRCU-A-CB | MO1BU-H36B-2A |  | MASHS-H36B-2A |  |  |  | 9 | 15.8 | 9.3 | FALSE | FALSE | FALSE | 36000 | 25000 | 2.4 | 27000 | 2.15
215449754 | 09/17/24 | Live | Midea Electric Trading | BREEZE33 | Singlezone Ducted, Centrally Ducted | 215449754 |  | HRCU-A-CB | BZ33-HYP55OUT2-454-G3-P |  | BZ33-MSAHU55-454-G3-P |  |  |  | 10 | 15.2 | 9.2 | TRUE | TRUE | TRUE | 54000 | 41000 | 2.6 | 51500 | 2.2
215471356 | 09/17/24 | Live | Midea Electric Trading | MIDEA | Singlezone Ducted, Centrally Ducted | 215471356 |  | HRCU-A-CB | MO1HU-H60B-2A |  | MASHS-H60B-2A |  |  |  | 10 | 15.2 | 9.2 | TRUE | TRUE | TRUE | 54000 | 41000 | 2.6 | 51500 | 2.2
215471355 | 09/17/24 | Live | Midea Electric Trading | MIDEA | Singlezone Ducted, Centrally Ducted | 215471355 |  | HRCU-A-CB | MO1HU-H48B-2A |  | MASHS-H48B-2A |  |  |  | 10 | 17 | 10.2 | TRUE | TRUE | TRUE | 48000 | 40000 | 2.5 | 42000 | 2.16
215449753 | 09/17/24 | Live | Midea Electric Trading | BREEZE33 | Singlezone Ducted, Centrally Ducted | 215449753 |  | HRCU-A-CB | BZ33-HYP48OUT2-454-G3-P |  | BZ33-MSAHU48-454-G3-P |  |  |  | 10 | 17 | 10.2 | TRUE | TRUE | TRUE | 48000 | 40000 | 2.5 | 42000 | 2.16
215449752 | 09/17/24 | Live | Midea Electric Trading | BREEZE33 | Singlezone Ducted, Centrally Ducted | 215449752 |  | HRCU-A-CB | BZ33-HYP36OUT2-454-G3-P |  | BZ33-MSAHU36-454-G3-P |  |  |  | 11.7 | 17.2 | 9.5 | TRUE | TRUE | TRUE | 36000 | 28000 | 2.2 | 38000 | 2.11
215471354 | 09/17/24 | Live | Midea Electric Trading | MIDEA | Singlezone Ducted, Centrally Ducted | 215471354 |  | HRCU-A-CB | MO1HU-H36B-2A |  | MASHS-H36B-2A |  |  |  | 11.7 | 17.2 | 9.5 | TRUE | TRUE | TRUE | 36000 | 28000 | 2.2 | 38000 | 2.11
215471353 | 09/17/24 | Live | Midea Electric Trading | MIDEA | Singlezone Ducted, Centrally Ducted | 215471353 |  | HRCU-A-CB | MO1HS-H33B-2A |  | MACHU-H36B-2A |  |  |  | 11.7 | 16.5 | 10 | TRUE | TRUE | TRUE | 33000 | 27400 | 2.58 | 33400 | 2.62
215471352 | 09/17/24 | Live | Midea Electric Trading | MIDEA | Singlezone Ducted, Centrally Ducted | 215471352 |  | HRCU-A-CB | MO1HS-H24B-2A |  | MACHU-H24B-2A |  |  |  | 12 | 18.7 | 10 | TRUE | TRUE | TRUE | 23000 | 16900 | 2.4 | 24000 | 2.39
215449751 | 09/17/24 | Live | Midea Electric Trading | BREEZE33 | Singlezone Ducted, Centrally Ducted | 215449751 |  | HRCU-A-CB | BZ33-HYP24OUT2-454-G3-P |  | BZ33-MSAHU24-454-G3-P |  |  |  | 12 | 18.7 | 10 | TRUE | TRUE | TRUE | 23000 | 16900 | 2.4 | 24000 | 2.39
215449750 | 09/17/24 | Live | Midea Electric Trading | BREEZE33 | Singlezone Ducted, Centrally Ducted | 215449750 |  | HRCU-A-CB | BZ33-HYP18OUT2-454-G3-P |  | BZ33-MSAHU18-454-G3-P |  |  |  | 12 | 18 | 10 | TRUE | TRUE | TRUE | 18000 | 14000 | 2.6 | 19800 | 2.38
215471351 | 09/17/24 | Live | Midea Electric Trading | MIDEA | Singlezone Ducted, Centrally Ducted | 215471351 |  | HRCU-A-CB | MO1HS-H18B-2A |  | MACHU-H18B-2A |  |  |  | 12 | 18 | 10 | TRUE | TRUE | TRUE | 18000 | 14000 | 2.6 | 19800 | 2.38
215463876 | 09/17/24 | Live | Midea Electric Trading | INFINITYLIVING | Singlezone Ducted, Centrally Ducted | 215463876 |  | HRCU-A-CB | EZ-36-HP |  | EZ-36-AH | 10.95 | 18.75 | 10.8 | 10 | 16 | 9.5 | TRUE | TRUE | TRUE | 36000 | 30400 | 2.46 | 47000 | 2
215463875 | 09/17/24 | Live | Midea Electric Trading | POLARWAVE | Singlezone Ducted, Centrally Ducted | 215463875 |  | HRCU-A-CB | EZ-36-HP |  | EZ-36-AH | 10.95 | 18.75 | 10.8 | 10 | 16 | 9.5 | TRUE | TRUE | TRUE | 36000 | 30400 | 2.46 | 47000 | 2
215463874 | 09/17/24 | Live | Midea Electric Trading | DIYCOOL | Singlezone Ducted, Centrally Ducted | 215463874 |  | HRCU-A-CB | EZ-36-HP |  | EZ-36-AH | 10.95 | 18.75 | 10.8 | 10 | 16 | 9.5 | TRUE | TRUE | TRUE | 36000 | 30400 | 2.46 | 47000 | 2
215463873 | 09/17/24 | Live | Midea Electric Trading | 1HVAC | Singlezone Ducted, Centrally Ducted | 215463873 |  | HRCU-A-CB | EZ-36-HP |  | EZ-36-AH | 10.95 | 18.75 | 10.8 | 10 | 16 | 9.5 | TRUE | TRUE | TRUE | 36000 | 30400 | 2.46 | 47000 | 2
215570369 | 09/17/24 | Live | Midea Electric Trading | DIYCOOL | Singlezone Ducted, Centrally Ducted | 215570369 |  | HRCU-A-CB | ACIQ-30-HPB |  | ACIQ-30-AHB | 11 | 18 | 10.5 | 10 | 16.2 | 8.9 | TRUE | TRUE | TRUE | 30000 | 21000 | 2.34 | 28600 | 2.1
215570368 | 09/17/24 | Live | Midea Electric Trading | STEALTH | Singlezone Ducted, Centrally Ducted | 215570368 |  | HRCU-A-CB | ACIQ-30-HPB |  | ACIQ-30-AHB | 11 | 18 | 10.5 | 10 | 16.2 | 8.9 | TRUE | TRUE | TRUE | 30000 | 21000 | 2.34 | 28600 | 2.1
215570367 | 09/17/24 | Live | Midea Electric Trading | POLARWAVE | Singlezone Ducted, Centrally Ducted | 215570367 |  | HRCU-A-CB | ACIQ-30-HPB |  | ACIQ-30-AHB | 11 | 18 | 10.5 | 10 | 16.2 | 8.9 | TRUE | TRUE | TRUE | 30000 | 21000 | 2.34 | 28600 | 2.1
215570366 | 09/17/24 | Live | Midea Electric Trading | 1HVAC | Singlezone Ducted, Centrally Ducted | 215570366 |  | HRCU-A-CB | ACIQ-30-HPB |  | ACIQ-30-AHB | 11 | 18 | 10.5 | 10 | 16.2 | 8.9 | TRUE | TRUE | TRUE | 30000 | 21000 | 2.34 | 28600 | 2.1
215570365 | 09/17/24 | Live | Midea Electric Trading | ACIQ | Singlezone Ducted, Centrally Ducted | 215570365 |  | HRCU-A-CB | ACIQ-30-HPB |  | ACIQ-30-AHB | 11 | 18 | 10.5 | 10 | 16.2 | 8.9 | TRUE | TRUE | TRUE | 30000 | 21000 | 2.34 | 28600 | 2.1
215449778 | 09/17/24 | Live | Midea Electric Trading | BREEZE33 | Singlezone Ducted, Compact Ducted | 215449778 |  | HRCU-A-CB | BZ33-HYP55OUT2-454-G3-P | Mini-Splits | BZ33-DIDU60-454-G3-P |  |  |  | 10.2 | 15.8 | 10.4 | TRUE | TRUE | TRUE | 55000 | 45000 | 2.72 | 52000 | 2.41
215449777 | 09/17/24 | Live | Midea Electric Trading | BREEZE33 | Singlezone Ducted, Compact Ducted | 215449777 |  | HRCU-A-CB | BZ33-HYP48OUT2-454-G3-P | Mini-Splits | BZ33-DIDU48-454-G3-P |  |  |  | 10.4 | 16.7 | 10.8 | TRUE | TRUE | TRUE | 48000 | 45000 | 2.61 | 45500 | 2.4
215449776 | 09/17/24 | Live | Midea Electric Trading | BREEZE33 | Singlezone Ducted, Compact Ducted | 215449776 |  | HRCU-A-CB | BZ33-HYP36OUT2-454-G3-P | Mini-Splits | BZ33-DIDU36-454-G3-P |  |  |  | 12 | 17.7 | 11.1 | TRUE | TRUE | TRUE | 36000 | 31600 | 2.73 | 40000 | 2.29
215449775 | 09/17/24 | Live | Midea Electric Trading | BREEZE33 | Singlezone Ducted, Compact Ducted | 215449775 |  | HRCU-A-CB | BZ33-HYP24OUT2-454-G3-P | Mini-Splits | BZ33-DIDU24-454-G3-P |  |  |  | 12 | 19 | 11.7 | TRUE | TRUE | TRUE | 24000 | 21600 | 2.71 | 23600 | 2.48
215449774 | 09/17/24 | Live | Midea Electric Trading | BREEZE33 | Singlezone Ducted, Compact Ducted | 215449774 |  | HRCU-A-CB | BZ33-HYP18OUT2-454-G3-P | Mini-Splits | BZ33-DIDU18-454-G3-P |  |  |  | 12 | 18 | 10.5 | TRUE | TRUE | TRUE | 17000 | 15000 | 2.7 | 19000 | 2.23
215449773 | 09/17/24 | Live | Midea Electric Trading | BREEZE33 | Singlezone Ducted, Compact Ducted | 215449773 |  | HRCU-A-CB | BZ33-HYP12OUT2-454-G3-P | Mini-Splits | BZ33-DIDU12-454-G3-P |  |  |  | 12 | 20 | 10 | TRUE | TRUE | TRUE | 12000 | 9600 | 2.49 | 13100 | 1.99
215449772 | 09/17/24 | Live | Midea Electric Trading | BREEZE33 | Singlezone Ducted, Compact Ducted | 215449772 |  | HRCU-A-CB | BZ33-HYP09OUT2-454-G3-P | Mini-Splits | BZ33-DIDU9-454-G3-P |  |  |  | 13.4 | 21.4 | 12.5 | TRUE | TRUE | TRUE | 9000 | 9600 | 2.49 | 12600 | 1.99
215449798 | 09/17/24 | Live | Midea Electric Trading | BREEZE33 | Multizone Mix of Ducted and Non-Ducted | 215449798 |  | HMSV-A-CB | BZ33-HP486Z2-454-G3-P | Mixed Ducted and Non-Ducted Indoor Units |  |  |  |  | 12.25 | 22.2 | 10.45 | TRUE | TRUE | TRUE | 46000 | 37400 | 2.5 | 39750 | 2.19
215449797 | 09/17/24 | Live | Midea Electric Trading | BREEZE33 | Multizone All Ducted | 215449797 |  | HMSV-A-CB | BZ33-HP486Z2-454-G3-P | Ducted Indoor Units |  |  |  |  | 12 | 20.4 | 10.6 | TRUE | TRUE | TRUE | 45000 | 37000 | 2.5 | 41000 | 2.4
215449796 | 09/17/24 | Live | Midea Electric Trading | BREEZE33 | Multizone All Non-Ducted | 215449796 |  | HMSR-A-CB-O | BZ33-HP486Z2-454-G3-P | Non-Ducted Indoor Units |  |  |  |  | 12.5 | 24 | 10.3 | TRUE | TRUE | TRUE | 47000 | 38000 | 2.5 | 38500 | 2
215449795 | 09/17/24 | Live | Midea Electric Trading | BREEZE33 | Multizone Mix of Ducted and Non-Ducted | 215449795 |  | HMSV-A-CB | BZ33-HP365Z2-454-G3-P | Mixed Ducted and Non-Ducted Indoor Units |  |  |  |  | 11.85 | 22 | 9.35 | TRUE | TRUE | TRUE | 35400 | 26400 | 2.35 | 27300 | 2.15
215449794 | 09/17/24 | Live | Midea Electric Trading | BREEZE33 | Multizone All Ducted | 215449794 |  | HMSV-A-CB | BZ33-HP365Z2-454-G3-P | Ducted Indoor Units |  |  |  |  | 11.7 | 20 | 9.2 | TRUE | TRUE | TRUE | 35000 | 26400 | 2.3 | 28000 | 2.2
215449793 | 09/17/24 | Live | Midea Electric Trading | BREEZE33 | Multizone All Non-Ducted | 215449793 |  | HMSR-A-CB-O | BZ33-HP365Z2-454-G3-P | Non-Ducted Indoor Units |  |  |  |  | 12 | 24 | 9.5 | TRUE | TRUE | TRUE | 36000 | 26600 | 2.4 | 26600 | 2.1
215449792 | 09/17/24 | Live | Midea Electric Trading | BREEZE33 | Multizone Mix of Ducted and Non-Ducted | 215449792 |  | HMSV-A-CB | BZ33-HP274Z2-454-G3-P | Mixed Ducted and Non-Ducted Indoor Units |  |  |  |  | 12.5 | 23 | 9.25 | TRUE | TRUE | TRUE | 26800 | 18400 | 2.56 | 18800 | 2.3
215449791 | 09/17/24 | Live | Midea Electric Trading | BREEZE33 | Multizone All Ducted | 215449791 |  | HMSV-A-CB | BZ33-HP274Z2-454-G3-P | Ducted Indoor Units |  |  |  |  | 12 | 21 | 9 | TRUE | TRUE | TRUE | 26600 | 18400 | 2.5 | 18600 | 2.3
215449790 | 09/17/24 | Live | Midea Electric Trading | BREEZE33 | Multizone All Non-Ducted | 215449790 |  | HMSR-A-CB-O | BZ33-HP274Z2-454-G3-P | Non-Ducted Indoor Units |  |  |  |  | 13 | 25 | 9.5 | TRUE | TRUE | TRUE | 27000 | 18400 | 2.61 | 19000 | 2.3
215449789 | 09/17/24 | Live | Midea Electric Trading | BREEZE33 | Multizone Mix of Ducted and Non-Ducted | 215449789 |  | HMSV-A-CB | BZ33-HP183Z2-454-G3-P | Mixed Ducted and Non-Ducted Indoor Units |  |  |  |  | 13 | 22.55 | 9.9 | TRUE | TRUE | TRUE | 18000 | 14100 | 2.55 | 14300 | 2.39
215449788 | 09/17/24 | Live | Midea Electric Trading | BREEZE33 | Multizone All Ducted | 215449788 |  | HMSV-A-CB | BZ33-HP183Z2-454-G3-P | Ducted Indoor Units |  |  |  |  | 12 | 20 | 10 | TRUE | TRUE | TRUE | 18000 | 14600 | 2.3 | 14600 | 2.3
215449787 | 09/17/24 | Live | Midea Electric Trading | BREEZE33 | Multizone All Non-Ducted | 215449787 |  | HMSR-A-CB-O | BZ33-HP183Z2-454-G3-P | Non-Ducted Indoor Units |  |  |  |  | 14 | 25.1 | 9.8 | TRUE | TRUE | TRUE | 18000 | 13600 | 2.81 | 14000 | 2.5
215449813 | 09/17/24 | Live | Midea Electric Trading | BREEZE33 | Multizone Mix of Ducted and Non-Ducted | 215449813 |  | HMSV-A-CB | BZ33-HYP556Z2-454-G3-P | Mixed Ducted and Non-Ducted Indoor Units |  |  |  |  | 11.85 | 21.1 | 10.6 | TRUE | TRUE | TRUE | 52000 | 44500 | 2.65 | 49500 | 2.39
215449812 | 09/17/24 | Live | Midea Electric Trading | BREEZE33 | Multizone All Ducted | 215449812 |  | HMSV-A-CB | BZ33-HYP556Z2-454-G3-P | Ducted Indoor Units |  |  |  |  | 11.7 | 20 | 10.7 | TRUE | TRUE | TRUE | 53000 | 45000 | 2.7 | 52000 | 2.3
215449811 | 09/17/24 | Live | Midea Electric Trading | BREEZE33 | Multizone All Non-Ducted | 215449811 |  | HMSR-A-CB-O | BZ33-HYP556Z2-454-G3-P | Non-Ducted Indoor Units |  |  |  |  | 12 | 22.2 | 10.5 | TRUE | TRUE | TRUE | 51000 | 44000 | 2.6 | 47000 | 2.5
215449810 | 09/17/24 | Live | Midea Electric Trading | BREEZE33 | Multizone Mix of Ducted and Non-Ducted | 215449810 |  | HMSV-A-CB | BZ33-HYP486Z2-454-G3-P | Mixed Ducted and Non-Ducted Indoor Units |  |  |  |  | 11.85 | 21.7 | 11 | TRUE | TRUE | TRUE | 47000 | 44000 | 2.6 | 45500 | 2.1
215449809 | 09/17/24 | Live | Midea Electric Trading | BREEZE33 | Multizone All Ducted | 215449809 |  | HMSV-A-CB | BZ33-HYP486Z2-454-G3-P | Ducted Indoor Units |  |  |  |  | 11.7 | 20.4 | 11 | TRUE | TRUE | TRUE | 47000 | 44500 | 2.6 | 46000 | 2.2
215449808 | 09/17/24 | Live | Midea Electric Trading | BREEZE33 | Multizone All Non-Ducted | 215449808 |  | HMSR-A-CB-O | BZ33-HYP486Z2-454-G3-P | Non-Ducted Indoor Units |  |  |  |  | 12 | 23 | 11 | TRUE | TRUE | TRUE | 47000 | 44000 | 2.6 | 45000 | 2
215449807 | 09/17/24 | Live | Midea Electric Trading | BREEZE33 | Multizone Mix of Ducted and Non-Ducted | 215449807 |  | HMSV-A-CB | BZ33-HYP365Z2-454-G3-P | Mixed Ducted and Non-Ducted Indoor Units |  |  |  |  | 12.5 | 21.2 | 10.55 | TRUE | TRUE | TRUE | 36000 | 31400 | 2.4 | 38000 | 2.41
215449806 | 09/17/24 | Live | Midea Electric Trading | BREEZE33 | Multizone All Ducted | 215449806 |  | HMSV-A-CB | BZ33-HYP365Z2-454-G3-P | Ducted Indoor Units |  |  |  |  | 12 | 19.4 | 10.4 | TRUE | TRUE | TRUE | 36000 | 33000 | 2.4 | 34000 | 2.2
215449805 | 09/17/24 | Live | Midea Electric Trading | BREEZE33 | Multizone All Non-Ducted | 215449805 |  | HMSR-A-CB-O | BZ33-HYP365Z2-454-G3-P | Non-Ducted Indoor Units |  |  |  |  | 13 | 23 | 10.7 | TRUE | TRUE | TRUE | 36000 | 30000 | 2.4 | 42000 | 2.6
215449804 | 09/17/24 | Live | Midea Electric Trading | BREEZE33 | Multizone Mix of Ducted and Non-Ducted | 215449804 |  | HMSV-A-CB | BZ33-HYP274Z2-454-G3-P | Mixed Ducted and Non-Ducted Indoor Units |  |  |  |  | 12.25 | 21 | 10 | TRUE | TRUE | TRUE | 27400 | 24000 | 2.5 | 27500 | 2.15
215449803 | 09/17/24 | Live | Midea Electric Trading | BREEZE33 | Multizone All Ducted | 215449803 |  | HMSV-A-CB | BZ33-HYP274Z2-454-G3-P | Ducted Indoor Units |  |  |  |  | 12 | 19 | 9.5 | TRUE | TRUE | TRUE | 28000 | 23000 | 2.4 | 27000 | 2.1
215449802 | 09/17/24 | Live | Midea Electric Trading | BREEZE33 | Multizone All Non-Ducted | 215449802 |  | HMSR-A-CB-O | BZ33-HYP274Z2-454-G3-P | Non-Ducted Indoor Units |  |  |  |  | 12.5 | 23 | 10.5 | TRUE | TRUE | TRUE | 27000 | 25000 | 2.6 | 28000 | 2.2
215449801 | 09/17/24 | Live | Midea Electric Trading | BREEZE33 | Multizone Mix of Ducted and Non-Ducted | 215449801 |  | HMSV-A-CB | BZ33-HYP183Z2-454-G3-P | Mixed Ducted and Non-Ducted Indoor Units |  |  |  |  | 14 | 22.5 | 10.2 | TRUE | TRUE | TRUE | 19000 | 17300 | 2.65 | 20500 | 2.36
215449800 | 09/17/24 | Live | Midea Electric Trading | BREEZE33 | Multizone All Ducted | 215449800 |  | HMSV-A-CB | BZ33-HYP183Z2-454-G3-P | Ducted Indoor Units |  |  |  |  | 13 | 20 | 10 | TRUE | TRUE | TRUE | 19000 | 17000 | 2.59 | 22000 | 2.5
215449799 | 09/17/24 | Live | Midea Electric Trading | BREEZE33 | Multizone All Non-Ducted | 215449799 |  | HMSR-A-CB-O | BZ33-HYP183Z2-454-G3-P | Non-Ducted Indoor Units |  |  |  |  | 15 | 25 | 10.4 | TRUE | TRUE | TRUE | 19000 | 17600 | 2.7 | 19000 | 2.2
215449783 | 09/17/24 | Live | Midea Electric Trading | BREEZE33 | Singlezone Non-Ducted, Floor Placement | 215449783 |  | HRCU-A-CB-O | BZ33-HYP24OUT2-454-G3-P | Mini-Splits | BZ33-IFCM24-454-G3-P |  |  |  | 12 | 20.4 | 12.1 | TRUE | TRUE | TRUE | 22000 | 20200 | 2.74 | 23300 | 2.38
215449766 | 09/17/24 | Live | Midea Electric Trading | BREEZE33 | Singlezone Non-Ducted, Wall Placement | 215449766 |  | HRCU-A-CB-O | BZ33-HYP24OUT2-454-G3-P | Mini-Splits | BZ33-CASS24-454-G3-P |  |  |  | 12 | 20.7 | 11.6 | TRUE | TRUE | TRUE | 23400 | 20400 | 2.78 | 23900 | 2.48
215449782 | 09/17/24 | Live | Midea Electric Trading | BREEZE33 | Singlezone Non-Ducted, Floor Placement | 215449782 |  | HRCU-A-CB-O | BZ33-HYP18OUT2-454-G3-P | Mini-Splits | BZ33-IFCM18-454-G3-P |  |  |  | 12.5 | 20.4 | 10.3 | TRUE | TRUE | TRUE | 17000 | 14400 | 2.54 | 20200 | 2.24
215449781 | 09/17/24 | Live | Midea Electric Trading | BREEZE33 | Singlezone Non-Ducted, Wall Placement | 215449781 |  | HRCU-A-CB-O | BZ33-HYP18OUT2-454-G3-P | Mini-Splits | BZ33-ICM16-454-G3-P |  |  |  | 12.5 | 20 | 10.3 | TRUE | TRUE | TRUE | 16000 | 14200 | 2.6 | 18800 | 2.13
215449765 | 09/17/24 | Live | Midea Electric Trading | BREEZE33 | Singlezone Non-Ducted, Ceiling Placement | 215449765 |  | HRCU-A-CB-O | BZ33-HYP18OUT2-454-G3-P | Mini-Splits | BZ33-CASS18-454-G3-P |  |  |  | 12.5 | 20 | 12.3 | TRUE | TRUE | TRUE | 16000 | 14900 | 2.7 | 18000 | 2.1
215449764 | 09/17/24 | Live | Midea Electric Trading | BREEZE33 | Singlezone Non-Ducted, Ceiling Placement | 215449764 |  | HRCU-A-CB-O | BZ33-HYP12OUT2-454-G3-P | Mini-Splits | BZ33-CASS12-454-G3-P |  |  |  | 12.5 | 22.2 | 11.6 | TRUE | TRUE | TRUE | 12000 | 10000 | 2.74 | 12900 | 2.14
215449771 | 09/17/24 | Live | Midea Electric Trading | BREEZE33 | Singlezone Non-Ducted, Ceiling Placement | 215449771 |  | HRCU-A-CB-O | BZ33-HYP12OUT2-454-G3-P | Mini-Splits | BZ33-OWCASS12-454-G3-P |  |  |  | 13 | 23 | 10 | TRUE | TRUE | TRUE | 12000 | 9600 | 2.65 | 11900 | 1.95
215449779 | 09/17/24 | Live | Midea Electric Trading | BREEZE33 | Singlezone Non-Ducted, Wall Placement | 215449779 |  | HRCU-A-CB-O | BZ33-HYP09OUT2-454-G3-P | Mini-Splits | BZ33-ICM09-454-G3-P |  |  |  | 15.1 | 27.2 | 10.9 | TRUE | TRUE | TRUE | 9000 | 9800 | 2.71 | 12200 | 2.17
215449769 | 09/17/24 | Live | Midea Electric Trading | BREEZE33 | Singlezone Non-Ducted, Ceiling Placement | 215449769 |  | HRCU-A-CB-O | BZ33-HYP06OUT2-454-G3-P | Mini-Splits | BZ33-OWCASS06-454-G3-P |  |  |  | 15 | 22 | 12 | TRUE | TRUE | TRUE | 6500 | 7000 | 2.66 | 9500 | 2.53
215449757 | 09/17/24 | Live | Midea Electric Trading | BREEZE33 | Singlezone Non-Ducted, Wall Placement | 215449757 |  | HRCU-A-CB-O | BZ33-HYP06OUT2-454-G3-P | Mini-Splits | BZ33-HYP06WALL2-454-G3-P |  |  |  | 18 | 25.5 | 14.8 | TRUE | TRUE | TRUE | 6000 | 7900 | 2.79 | 8600 | 2.38
215449786 | 09/17/24 | Live | Midea Electric Trading | BREEZE33 | Singlezone Non-Ducted, Floor Placement | 215449786 |  | HRCU-A-CB-O | BZ33-HYP55OUT2-454-G3-P | Mini-Splits | BZ33-IFCM60-454-G3-P |  |  |  | 9 | 18 | 10.7 | TRUE | TRUE | TRUE | 54000 | 41000 | 2.33 | 58000 | 2.17
215449785 | 09/17/24 | Live | Midea Electric Trading | BREEZE33 | Singlezone Non-Ducted, Floor Placement | 215449785 |  | HRCU-A-CB-O | BZ33-HYP48OUT2-454-G3-P | Mini-Splits | BZ33-IFCM48-454-G3-P |  |  |  | 9.4 | 18.5 | 10.1 | TRUE | TRUE | TRUE | 48000 | 38500 | 2.38 | 44500 | 2.23
215449784 | 09/17/24 | Live | Midea Electric Trading | BREEZE33 | Singlezone Non-Ducted, Floor Placement | 215449784 |  | HRCU-A-CB-O | BZ33-HYP36OUT2-454-G3-P | Mini-Splits | BZ33-IFCM36-454-G3-P |  |  |  | 12 | 20 | 10.8 | TRUE | TRUE | TRUE | 36400 | 30200 | 2.58 | 42400 | 2.16
202680599 | 07/17/20 | Live | Mitsubishi Electric Trane | MITSUBISHI ELECTRIC | Singlezone Non-Ducted, Wall Placement | 202680599 |  | HRCU-A-CB-O | MUZ-GL15NAH*** | Mini-Splits | MSZ-GL15NA*** | 13 | 21.6 | 10.8 | 13 | 21 | 9.7 | TRUE | FALSE | TRUE | 14000 | 12100 | 2.05 | 16400 | 2.25
206788970 | 05/11/23 | Live | CARRIER | CARRIER | Singlezone Ducted, Centrally Ducted | 206788970 |  | HRCU-A-CB | 25VNA460A*031* |  | FE4ANB006L+UI | 13 | 21 | 11 | 13 | 20.5 | 8.5 | TRUE | FALSE | TRUE | 58000 | 50000 | 2.58 | 50000 | 2.58
206551254 | 01/28/21 | Live | GE Appliances, a Haier Company | HAIER | Singlezone Non-Ducted, Wall Placement | 206551254 |  | HRCU-A-CB-O | 1U12TE2VHA* | Mini-Splits | AW12TE2VHA* | 11 | 18 | 10 |  |  |  | FALSE | FALSE | FALSE | 12000 | 7500 | 2.97 | 10000 | 2.66
215493759 | 09/17/24 | Live | INNOVAIR | INNOVAIR | Singlezone Non-Ducted, Wall Placement | 215493759 |  | HRCU-A-CB-O | QOS12H1BM5A | Mini-Splits | QHW12H1UZRA |  |  |  | 12.25 | 22 | 9.5 | TRUE | TRUE | TRUE | 12000 | 9300 | 4.78 | 10000 | 2.09
215493758 | 09/17/24 | Live | INNOVAIR | INNOVAIR | Singlezone Non-Ducted, Wall Placement | 215493758 |  | HRCU-A-CB-O | QOS09H1BM5A | Mini-Splits | QHW09H1UZRA |  |  |  | 14.05 | 23 | 10 | TRUE | TRUE | TRUE | 9000 | 9500 | 4.8 | 9700 | 2.19
215493763 | 09/17/24 | Live | INNOVAIR | INNOVAIR | Singlezone Non-Ducted, Wall Placement | 215493763 |  | HRCU-A-CB-O | QOS24H2BM5A | Mini-Splits | QHW24H2UZRA |  |  |  | 12.25 | 22.5 | 9.5 | TRUE | TRUE | TRUE | 24000 | 22000 | 3.58 | 24000 | 1.85
215493762 | 09/17/24 | Live | INNOVAIR | INNOVAIR | Singlezone Non-Ducted, Wall Placement | 215493762 |  | HRCU-A-CB-O | QOS18H2BM5A | Mini-Splits | QHW18H2UZRA |  |  |  | 12.95 | 21 | 10 | TRUE | TRUE | TRUE | 18000 | 18000 | 3.61 | 18500 | 1.95
215493761 | 09/17/24 | Live | INNOVAIR | INNOVAIR | Singlezone Non-Ducted, Wall Placement | 215493761 |  | HRCU-A-CB-O | QOS12H2BM5A | Mini-Splits | QHW12H2UZRA |  |  |  | 12.25 | 23 | 10 | TRUE | TRUE | TRUE | 12000 | 10800 | 4.8 | 12000 | 2.51
215493760 | 09/17/24 | Live | INNOVAIR | INNOVAIR | Singlezone Non-Ducted, Wall Placement | 215493760 |  | HRCU-A-CB-O | QOS09H2BM5A | Mini-Splits | QHW09H2UZRA |  |  |  | 13.65 | 25 | 11 | TRUE | TRUE | TRUE | 9000 | 9000 | 4.8 | 9200 | 2.07
214837935 | 08/27/24 | Live | Panasonic | PANASONIC | Multizone All Non-Ducted | 214837935 |  | HMSR-A-CB-O | CU-3Z22ABUC | Non-Ducted Indoor Units |  |  |  |  | 12.75 | 24.5 | 10.7 | TRUE | TRUE | TRUE | 22000 | 25600 | 2.4 | 25600 | 2.4
214837934 | 08/27/24 | Live | Panasonic | PANASONIC | Multizone All Non-Ducted | 214837934 |  | HMSR-A-CB-O | CU-2Z18ABUC | Non-Ducted Indoor Units |  |  |  |  | 15 | 22.5 | 12.5 | TRUE | TRUE | TRUE | 18000 | 24600 | 2.3 | 24600 | 2.3
215387075 | 08/27/24 | Live | Panasonic | PANASONIC | Singlezone Non-Ducted, Wall Placement | 215387075 |  | HRCU-A-CB-O | CU-XZ24AKUAC | Mini-Splits | CS-Z24AKUAW |  |  |  | 11.75 | 20.5 | 11 | FALSE | FALSE | TRUE | 24000 | 25200 | 2.62 | 25200 | 2.62
214837756 | 08/27/24 | Live | Panasonic | PANASONIC | Singlezone Non-Ducted, Wall Placement | 214837756 |  | HRCU-A-CB-O | CU-XZ24AKUAC | Mini-Splits | CS-XZ24AKUAW |  |  |  | 11.75 | 20.5 | 11 | TRUE | TRUE | TRUE | 24000 | 25200 | 2.62 | 25200 | 2.62
215387074 | 08/27/24 | Live | Panasonic | PANASONIC | Singlezone Non-Ducted, Wall Placement | 215387074 |  | HRCU-A-CB-O | CU-XZ18AKUAC | Mini-Splits | CS-Z18AKUAW |  |  |  | 13.65 | 22 | 11.7 | FALSE | FALSE | TRUE | 17200 | 21000 | 2.5 | 21000 | 2.5
214837755 | 08/27/24 | Live | Panasonic | PANASONIC | Singlezone Non-Ducted, Wall Placement | 214837755 |  | HRCU-A-CB-O | CU-XZ18AKUAC | Mini-Splits | CS-XZ18AKUAW |  |  |  | 13.65 | 22 | 11.7 | TRUE | TRUE | TRUE | 17200 | 21000 | 2.5 | 21000 | 2.5
215387073 | 08/27/24 | Live | Panasonic | PANASONIC | Singlezone Non-Ducted, Wall Placement | 215387073 |  | HRCU-A-CB-O | CU-XZ15AKUAC | Mini-Splits | CS-Z15AKUAW |  |  |  | 13.35 | 22.4 | 12 | FALSE | FALSE | TRUE | 14700 | 17500 | 2.28 | 17500 | 2.28
214837754 | 08/27/24 | Live | Panasonic | PANASONIC | Singlezone Non-Ducted, Wall Placement | 214837754 |  | HRCU-A-CB-O | CU-XZ15AKUAC | Mini-Splits | CS-XZ15AKUAW |  |  |  | 13.35 | 22.4 | 12 | TRUE | TRUE | TRUE | 14700 | 17500 | 2.28 | 17500 | 2.28
215387072 | 08/27/24 | Live | Panasonic | PANASONIC | Singlezone Non-Ducted, Wall Placement | 215387072 |  | HRCU-A-CB-O | CU-XZ12AKUAC | Mini-Splits | CS-Z12AKUAW |  |  |  | 14.35 | 25 | 11.7 | FALSE | FALSE | TRUE | 11500 | 16500 | 2.36 | 16500 | 2.36
214837753 | 08/27/24 | Live | Panasonic | PANASONIC | Singlezone Non-Ducted, Wall Placement | 214837753 |  | HRCU-A-CB-O | CU-XZ12AKUAC | Mini-Splits | CS-XZ12AKUAW |  |  |  | 14.35 | 25 | 11.7 | TRUE | TRUE | TRUE | 11500 | 16500 | 2.36 | 16500 | 2.36
215387071 | 08/27/24 | Live | Panasonic | PANASONIC | Singlezone Non-Ducted, Wall Placement | 215387071 |  | HRCU-A-CB-O | CU-XZ9AKUAC | Mini-Splits | CS-Z9AKUAW |  |  |  | 16.4 | 27.5 | 12 | FALSE | FALSE | TRUE | 8700 | 14500 | 2.66 | 14500 | 2.66
214837752 | 08/27/24 | Live | Panasonic | PANASONIC | Singlezone Non-Ducted, Wall Placement | 214837752 |  | HRCU-A-CB-O | CU-XZ9AKUAC | Mini-Splits | CS-XZ9AKUAW |  |  |  | 16.4 | 27.5 | 12 | TRUE | TRUE | TRUE | 8700 | 14500 | 2.66 | 14500 | 2.66
215218878 | 09/17/24 | Live | Johnson Controls Inc. (York International Norman) | HITACHI | Singlezone Ducted, Centrally Ducted | 215218878 |  | HRCU-A-CB | PAS-12BUFASDQ1 | Mini-Splits | PPIM-B12UFA1DQ |  |  |  | 12.5 | 20.5 | 9.8 | TRUE | TRUE | TRUE | 12000 | 13300 | 2.63 | 13300 | 2.63
215218877 | 09/17/24 | Live | Johnson Controls Inc. (York International Norman) | HITACHI | Singlezone Non-Ducted, Ceiling Placement | 215218877 |  | HRCU-A-CB-O | PAS-12BUFASDQ1 | Mini-Splits | PCIM-B12UFA1DQ |  |  |  | 14 | 23.5 | 10 | TRUE | TRUE | TRUE | 12000 | 12600 | 2.64 | 12900 | 2.55
215218876 | 09/17/24 | Live | Johnson Controls Inc. (York International Norman) | HITACHI | Singlezone Non-Ducted, Ceiling Placement | 215218876 |  | HRCU-A-CB-O | PAS-12BUFASDQ1 | Mini-Splits | PPFC-B12UFA1DQ |  |  |  | 13.5 | 22 | 9.8 | TRUE | TRUE | TRUE | 12000 | 12800 | 2.76 | 12800 | 2.76
215218875 | 09/17/24 | Live | Johnson Controls Inc. (York International Norman) | HITACHI | Singlezone Ducted, Centrally Ducted | 215218875 |  | HRCU-A-CB | PAS-09BUFASDQ1 | Mini-Splits | PPIM-B09UFA1DQ |  |  |  | 13 | 20 | 9.6 | TRUE | TRUE | TRUE | 9000 | 10100 | 2.62 | 12400 | 2.42
215218874 | 09/17/24 | Live | Johnson Controls Inc. (York International Norman) | HITACHI | Singlezone Non-Ducted, Ceiling Placement | 215218874 |  | HRCU-A-CB-O | PAS-09BUFASDQ1 | Mini-Splits | PCIM-B09UFA1DQ |  |  |  | 15 | 23.5 | 11 | TRUE | TRUE | TRUE | 9000 | 10500 | 2.5 | 12450 | 2.61
215218873 | 09/17/24 | Live | Johnson Controls Inc. (York International Norman) | HITACHI | Singlezone Non-Ducted, Ceiling Placement | 215218873 |  | HRCU-A-CB-O | PAS-09BUFASDQ1 | Mini-Splits | PPFC-B09UFA1DQ |  |  |  | 15 | 23 | 9.5 | TRUE | TRUE | TRUE | 9000 | 9900 | 2.46 | 12200 | 2.57
215413356 | 09/16/24 | Live | CARRIER | LPS LEGACY | Singlezone Non-Ducted, Wall Placement | 215413356 |  | HRCU-A-CB-O | D5CSRAH36AAK | Mini-Splits | D5FSHAH36XAK |  |  |  | 8.7 | 19 | 8.5 | FALSE | FALSE | FALSE | 36000 | 24200 | 2.28 | 25600 | 2.27
215413370 | 09/16/24 | Live | CARRIER | GRANDAIRE | Singlezone Non-Ducted, Wall Placement | 215413370 |  | HRCU-A-CB-O | D5CSRAH36AAK | Mini-Splits | D5FSHAH36XAK |  |  |  | 8.7 | 19 | 8.5 | FALSE | FALSE | FALSE | 36000 | 24200 | 2.28 | 25600 | 2.27
215413314 | 09/16/24 | Live | CARRIER | TEMPSTAR | Singlezone Non-Ducted, Wall Placement | 215413314 |  | HRCU-A-CB-O | D5CSRAH36AAK | Mini-Splits | D5FSHAH36XAK |  |  |  | 8.7 | 19 | 8.5 | FALSE | FALSE | FALSE | 36000 | 24200 | 2.28 | 25600 | 2.27
215413328 | 09/16/24 | Live | CARRIER | SMART COMFORT | Singlezone Non-Ducted, Wall Placement | 215413328 |  | HRCU-A-CB-O | D5CSRAH36AAK | Mini-Splits | D5FSHAH36XAK |  |  |  | 8.7 | 19 | 8.5 | FALSE | FALSE | FALSE | 36000 | 24200 | 2.28 | 25600 | 2.27
215413342 | 09/16/24 | Live | CARRIER | AIRQUEST | Singlezone Non-Ducted, Wall Placement | 215413342 |  | HRCU-A-CB-O | D5CSRAH36AAK | Mini-Splits | D5FSHAH36XAK |  |  |  | 8.7 | 19 | 8.5 | FALSE | FALSE | FALSE | 36000 | 24200 | 2.28 | 25600 | 2.27
215413244 | 09/16/24 | Live | CARRIER | DAY & NIGHT | Singlezone Non-Ducted, Wall Placement | 215413244 |  | HRCU-A-CB-O | D5CSRAH36AAK | Mini-Splits | D5FSHAH36XAK |  |  |  | 8.7 | 19 | 8.5 | FALSE | FALSE | FALSE | 36000 | 24200 | 2.28 | 25600 | 2.27
215413258 | 09/16/24 | Live | CARRIER | HEIL | Singlezone Non-Ducted, Wall Placement | 215413258 |  | HRCU-A-CB-O | D5CSRAH36AAK | Mini-Splits | D5FSHAH36XAK |  |  |  | 8.7 | 19 | 8.5 | FALSE | FALSE | FALSE | 36000 | 24200 | 2.28 | 25600 | 2.27
215413272 | 09/16/24 | Live | CARRIER | KEEPRITE | Singlezone Non-Ducted, Wall Placement | 215413272 |  | HRCU-A-CB-O | D5CSRAH36AAK | Mini-Splits | D5FSHAH36XAK |  |  |  | 8.7 | 19 | 8.5 | FALSE | FALSE | FALSE | 36000 | 24200 | 2.28 | 25600 | 2.27
215413286 | 09/16/24 | Live | CARRIER | KENMORE | Singlezone Non-Ducted, Wall Placement | 215413286 |  | HRCU-A-CB-O | D5CSRAH36AAK | Mini-Splits | D5FSHAH36XAK |  |  |  | 8.7 | 19 | 8.5 | FALSE | FALSE | FALSE | 36000 | 24200 | 2.28 | 25600 | 2.27
215413300 | 09/16/24 | Live | CARRIER | MIDEA | Singlezone Non-Ducted, Wall Placement | 215413300 |  | HRCU-A-CB-O | D5CSRAH36AAK | Mini-Splits | D5FSHAH36XAK |  |  |  | 8.7 | 19 | 8.5 | FALSE | FALSE | FALSE | 36000 | 24200 | 2.28 | 25600 | 2.27
215413146 | 09/16/24 | Live | CARRIER | CARRIER | Singlezone Non-Ducted, Wall Placement | 215413146 |  | HRCU-A-CB-O | 37MARAQ36AA3 | Mini-Splits | 45MAHAQ36XA3 |  |  |  | 8.7 | 19 | 8.5 | FALSE | FALSE | FALSE | 36000 | 24200 | 2.28 | 25600 | 2.27
215413152 | 09/16/24 | Live | CARRIER | BRYANT | Singlezone Non-Ducted, Wall Placement | 215413152 |  | HRCU-A-CB-O | 37MARAQ36AA3 | Mini-Splits | 615AHAQ36XA3 |  |  |  | 8.7 | 19 | 8.5 | FALSE | FALSE | FALSE | 36000 | 24200 | 2.28 | 25600 | 2.27
215413158 | 09/16/24 | Live | CARRIER | PAYNE | Singlezone Non-Ducted, Wall Placement | 215413158 |  | HRCU-A-CB-O | 37MARAQ36AA3 | Mini-Splits | D5MAHAQ36XA3 |  |  |  | 8.7 | 19 | 8.5 | FALSE | FALSE | FALSE | 36000 | 24200 | 2.28 | 25600 | 2.27
215413164 | 09/16/24 | Live | CARRIER | WEATHERMAKER | Singlezone Non-Ducted, Wall Placement | 215413164 |  | HRCU-A-CB-O | 37MARAQ36AA3 | Mini-Splits | D5MAHAQ36XA3 |  |  |  | 8.7 | 19 | 8.5 | FALSE | FALSE | FALSE | 36000 | 24200 | 2.28 | 25600 | 2.27
215413216 | 09/16/24 | Live | CARRIER | ARCOAIRE | Singlezone Non-Ducted, Wall Placement | 215413216 |  | HRCU-A-CB-O | D5CSRAH36AAK | Mini-Splits | D5FSHAH36XAK |  |  |  | 8.7 | 19 | 8.5 | FALSE | FALSE | FALSE | 36000 | 24200 | 2.28 | 25600 | 2.27
215413230 | 09/16/24 | Live | CARRIER | COMFORTMAKER | Singlezone Non-Ducted, Wall Placement | 215413230 |  | HRCU-A-CB-O | D5CSRAH36AAK | Mini-Splits | D5FSHAH36XAK |  |  |  | 8.7 | 19 | 8.5 | FALSE | FALSE | FALSE | 36000 | 24200 | 2.28 | 25600 | 2.27
215413170 | 09/16/24 | Live | CARRIER | MIDEA | Singlezone Non-Ducted, Wall Placement | 215413170 |  | HRCU-A-CB-O | 37MARAQ36AA3 | Mini-Splits | D5MAHAQ36XA3 |  |  |  | 8.7 | 19 | 8.5 | FALSE | FALSE | FALSE | 36000 | 24200 | 2.28 | 25600 | 2.27
215413194 | 09/16/24 | Live | CARRIER | PAYNE | Singlezone Non-Ducted, Wall Placement | 215413194 |  | HRCU-A-CB-O | 37MHRAQ36AA3 | Mini-Splits | 45MHHAQ36XC3 |  |  |  | 9.4 | 19.5 | 9.1 | FALSE | FALSE | FALSE | 36000 | 25600 | 2.3 | 25600 | 2.27
215413186 | 09/16/24 | Live | CARRIER | BRYANT | Singlezone Non-Ducted, Wall Placement | 215413186 |  | HRCU-A-CB-O | 37MHRAQ36AA3 | Mini-Splits | 45MHHAQ36XC3 |  |  |  | 9.4 | 19.5 | 9.1 | FALSE | FALSE | FALSE | 36000 | 25600 | 2.3 | 25600 | 2.27
215413178 | 09/16/24 | Live | CARRIER | CARRIER | Singlezone Non-Ducted, Wall Placement | 215413178 |  | HRCU-A-CB-O | 37MHRAQ36AA3 | Mini-Splits | 45MHHAQ36XC3 |  |  |  | 9.4 | 19.5 | 9.1 | FALSE | FALSE | FALSE | 36000 | 25600 | 2.3 | 25600 | 2.27
215413238 | 09/16/24 | Live | CARRIER | COMFORTMAKER | Singlezone Non-Ducted, Wall Placement | 215413238 |  | HRCU-A-CB-O | D5CERAH36AAK | Mini-Splits | D5FEHAH36XCK |  |  |  | 9.4 | 19.5 | 9.1 | FALSE | FALSE | FALSE | 36000 | 25600 | 2.3 | 25600 | 2.27
215413224 | 09/16/24 | Live | CARRIER | ARCOAIRE | Singlezone Non-Ducted, Wall Placement | 215413224 |  | HRCU-A-CB-O | D5CERAH36AAK | Mini-Splits | D5FEHAH36XCK |  |  |  | 9.4 | 19.5 | 9.1 | FALSE | FALSE | FALSE | 36000 | 25600 | 2.3 | 25600 | 2.27
215413210 | 09/16/24 | Live | CARRIER | MIDEA | Singlezone Non-Ducted, Wall Placement | 215413210 |  | HRCU-A-CB-O | 37MHRAQ36AA3 | Mini-Splits | 45MHHAQ36XC3 |  |  |  | 9.4 | 19.5 | 9.1 | FALSE | FALSE | FALSE | 36000 | 25600 | 2.3 | 25600 | 2.27
215413202 | 09/16/24 | Live | CARRIER | WEATHERMAKER | Singlezone Non-Ducted, Wall Placement | 215413202 |  | HRCU-A-CB-O | 37MHRAQ36AA3 | Mini-Splits | 45MHHAQ36XC3 |  |  |  | 9.4 | 19.5 | 9.1 | FALSE | FALSE | FALSE | 36000 | 25600 | 2.3 | 25600 | 2.27
215413308 | 09/16/24 | Live | CARRIER | MIDEA | Singlezone Non-Ducted, Wall Placement | 215413308 |  | HRCU-A-CB-O | D5CERAH36AAK | Mini-Splits | D5FEHAH36XCK |  |  |  | 9.4 | 19.5 | 9.1 | FALSE | FALSE | FALSE | 36000 | 25600 | 2.3 | 25600 | 2.27
215413294 | 09/16/24 | Live | CARRIER | KENMORE | Singlezone Non-Ducted, Wall Placement | 215413294 |  | HRCU-A-CB-O | D5CERAH36AAK | Mini-Splits | D5FEHAH36XCK |  |  |  | 9.4 | 19.5 | 9.1 | FALSE | FALSE | FALSE | 36000 | 25600 | 2.3 | 25600 | 2.27
215413280 | 09/16/24 | Live | CARRIER | KEEPRITE | Singlezone Non-Ducted, Wall Placement | 215413280 |  | HRCU-A-CB-O | D5CERAH36AAK | Mini-Splits | D5FEHAH36XCK |  |  |  | 9.4 | 19.5 | 9.1 | FALSE | FALSE | FALSE | 36000 | 25600 | 2.3 | 25600 | 2.27
215413266 | 09/16/24 | Live | CARRIER | HEIL | Singlezone Non-Ducted, Wall Placement | 215413266 |  | HRCU-A-CB-O | D5CERAH36AAK | Mini-Splits | D5FEHAH36XCK |  |  |  | 9.4 | 19.5 | 9.1 | FALSE | FALSE | FALSE | 36000 | 25600 | 2.3 | 25600 | 2.27
215413252 | 09/16/24 | Live | CARRIER | DAY & NIGHT | Singlezone Non-Ducted, Wall Placement | 215413252 |  | HRCU-A-CB-O | D5CERAH36AAK | Mini-Splits | D5FEHAH36XCK |  |  |  | 9.4 | 19.5 | 9.1 | FALSE | FALSE | FALSE | 36000 | 25600 | 2.3 | 25600 | 2.27
215413350 | 09/16/24 | Live | CARRIER | AIRQUEST | Singlezone Non-Ducted, Wall Placement | 215413350 |  | HRCU-A-CB-O | D5CERAH36AAK | Mini-Splits | D5FEHAH36XCK |  |  |  | 9.4 | 19.5 | 9.1 | FALSE | FALSE | FALSE | 36000 | 25600 | 2.3 | 25600 | 2.27
215413336 | 09/16/24 | Live | CARRIER | SMART COMFORT | Singlezone Non-Ducted, Wall Placement | 215413336 |  | HRCU-A-CB-O | D5CERAH36AAK | Mini-Splits | D5FEHAH36XCK |  |  |  | 9.4 | 19.5 | 9.1 | FALSE | FALSE | FALSE | 36000 | 25600 | 2.3 | 25600 | 2.27
215413322 | 09/16/24 | Live | CARRIER | TEMPSTAR | Singlezone Non-Ducted, Wall Placement | 215413322 |  | HRCU-A-CB-O | D5CERAH36AAK | Mini-Splits | D5FEHAH36XCK |  |  |  | 9.4 | 19.5 | 9.1 | FALSE | FALSE | FALSE | 36000 | 25600 | 2.3 | 25600 | 2.27
215413378 | 09/16/24 | Live | CARRIER | GRANDAIRE | Singlezone Non-Ducted, Wall Placement | 215413378 |  | HRCU-A-CB-O | D5CERAH36AAK | Mini-Splits | D5FEHAH36XCK |  |  |  | 9.4 | 19.5 | 9.1 | FALSE | FALSE | FALSE | 36000 | 25600 | 2.3 | 25600 | 2.27
215413364 | 09/16/24 | Live | CARRIER | LPS LEGACY | Singlezone Non-Ducted, Wall Placement | 215413364 |  | HRCU-A-CB-O | D5CERAH36AAK | Mini-Splits | D5FEHAH36XCK |  |  |  | 9.4 | 19.5 | 9.1 | FALSE | FALSE | FALSE | 36000 | 25600 | 2.3 | 25600 | 2.27
215413368 | 09/16/24 | Live | CARRIER | GRANDAIRE | Singlezone Non-Ducted, Wall Placement | 215413368 |  | HRCU-A-CB-O | D5CPRAH18AA | Mini-Splits | D5FPHAH18XAK |  |  |  | 14 | 24.5 | 15.2 | TRUE | TRUE | TRUE | 18000 | 19300 | 3.01 | 23200 | 2.35
215413326 | 09/16/24 | Live | CARRIER | SMART COMFORT | Singlezone Non-Ducted, Wall Placement | 215413326 |  | HRCU-A-CB-O | D5CPRAH18AA | Mini-Splits | D5FPHAH18XAK |  |  |  | 14 | 24.5 | 15.2 | TRUE | TRUE | TRUE | 18000 | 19300 | 3.01 | 23200 | 2.35
215413354 | 09/16/24 | Live | CARRIER | LPS LEGACY | Singlezone Non-Ducted, Wall Placement | 215413354 |  | HRCU-A-CB-O | D5CPRAH18AA | Mini-Splits | D5FPHAH18XAK |  |  |  | 14 | 24.5 | 15.2 | TRUE | TRUE | TRUE | 18000 | 19300 | 3.01 | 23200 | 2.35
215413340 | 09/16/24 | Live | CARRIER | AIRQUEST | Singlezone Non-Ducted, Wall Placement | 215413340 |  | HRCU-A-CB-O | D5CPRAH18AA | Mini-Splits | D5FPHAH18XAK |  |  |  | 14 | 24.5 | 15.2 | TRUE | TRUE | TRUE | 18000 | 19300 | 3.01 | 23200 | 2.35
215413256 | 09/16/24 | Live | CARRIER | HEIL | Singlezone Non-Ducted, Wall Placement | 215413256 |  | HRCU-A-CB-O | D5CPRAH18AA | Mini-Splits | D5FPHAH18XAK |  |  |  | 14 | 24.5 | 15.2 | TRUE | TRUE | TRUE | 18000 | 19300 | 3.01 | 23200 | 2.35
215413270 | 09/16/24 | Live | CARRIER | KEEPRITE | Singlezone Non-Ducted, Wall Placement | 215413270 |  | HRCU-A-CB-O | D5CPRAH18AA | Mini-Splits | D5FPHAH18XAK |  |  |  | 14 | 24.5 | 15.2 | TRUE | TRUE | TRUE | 18000 | 19300 | 3.01 | 23200 | 2.35
215413298 | 09/16/24 | Live | CARRIER | MIDEA | Singlezone Non-Ducted, Wall Placement | 215413298 |  | HRCU-A-CB-O | D5CPRAH18AA | Mini-Splits | D5FPHAH18XAK |  |  |  | 14 | 24.5 | 15.2 | TRUE | TRUE | TRUE | 18000 | 19300 | 3.01 | 23200 | 2.35
215413284 | 09/16/24 | Live | CARRIER | KENMORE | Singlezone Non-Ducted, Wall Placement | 215413284 |  | HRCU-A-CB-O | D5CPRAH18AA | Mini-Splits | D5FPHAH18XAK |  |  |  | 14 | 24.5 | 15.2 | TRUE | TRUE | TRUE | 18000 | 19300 | 3.01 | 23200 | 2.35
215413312 | 09/16/24 | Live | CARRIER | TEMPSTAR | Singlezone Non-Ducted, Wall Placement | 215413312 |  | HRCU-A-CB-O | D5CPRAH18AA | Mini-Splits | D5FPHAH18XAK |  |  |  | 14 | 24.5 | 15.2 | TRUE | TRUE | TRUE | 18000 | 19300 | 3.01 | 23200 | 2.35
215413214 | 09/16/24 | Live | CARRIER | ARCOAIRE | Singlezone Non-Ducted, Wall Placement | 215413214 |  | HRCU-A-CB-O | D5CPRAH18AA | Mini-Splits | D5FPHAH18XAK |  |  |  | 14 | 24.5 | 15.2 | TRUE | TRUE | TRUE | 18000 | 19300 | 3.01 | 23200 | 2.35
215413242 | 09/16/24 | Live | CARRIER | DAY & NIGHT | Singlezone Non-Ducted, Wall Placement | 215413242 |  | HRCU-A-CB-O | D5CPRAH18AA | Mini-Splits | D5FPHAH18XAK |  |  |  | 14 | 24.5 | 15.2 | TRUE | TRUE | TRUE | 18000 | 19300 | 3.01 | 23200 | 2.35
215413228 | 09/16/24 | Live | CARRIER | COMFORTMAKER | Singlezone Non-Ducted, Wall Placement | 215413228 |  | HRCU-A-CB-O | D5CPRAH18AA | Mini-Splits | D5FPHAH18XAK |  |  |  | 14 | 24.5 | 15.2 | TRUE | TRUE | TRUE | 18000 | 19300 | 3.01 | 23200 | 2.35
215413227 | 09/16/24 | Live | CARRIER | COMFORTMAKER | Singlezone Non-Ducted, Wall Placement | 215413227 |  | HRCU-A-CB-O | D5CPRAH12AAK | Mini-Splits | D5FPHAH12XAK |  |  |  | 13.5 | 28 | 13.5 | TRUE | TRUE | TRUE | 12000 | 11000 | 2.41 | 14600 | 2.26
215413241 | 09/16/24 | Live | CARRIER | DAY & NIGHT | Singlezone Non-Ducted, Wall Placement | 215413241 |  | HRCU-A-CB-O | D5CPRAH12AAK | Mini-Splits | D5FPHAH12XAK |  |  |  | 13.5 | 28 | 13.5 | TRUE | TRUE | TRUE | 12000 | 11000 | 2.41 | 14600 | 2.26
215413213 | 09/16/24 | Live | CARRIER | ARCOAIRE | Singlezone Non-Ducted, Wall Placement | 215413213 |  | HRCU-A-CB-O | D5CPRAH12AAK | Mini-Splits | D5FPHAH12XAK |  |  |  | 13.5 | 28 | 13.5 | TRUE | TRUE | TRUE | 12000 | 11000 | 2.41 | 14600 | 2.26
215413311 | 09/16/24 | Live | CARRIER | TEMPSTAR | Singlezone Non-Ducted, Wall Placement | 215413311 |  | HRCU-A-CB-O | D5CPRAH12AAK | Mini-Splits | D5FPHAH12XAK |  |  |  | 13.5 | 28 | 13.5 | TRUE | TRUE | TRUE | 12000 | 11000 | 2.41 | 14600 | 2.26
215413283 | 09/16/24 | Live | CARRIER | KENMORE | Singlezone Non-Ducted, Wall Placement | 215413283 |  | HRCU-A-CB-O | D5CPRAH12AAK | Mini-Splits | D5FPHAH12XAK |  |  |  | 13.5 | 28 | 13.5 | TRUE | TRUE | TRUE | 12000 | 11000 | 2.41 | 14600 | 2.26
215413297 | 09/16/24 | Live | CARRIER | MIDEA | Singlezone Non-Ducted, Wall Placement | 215413297 |  | HRCU-A-CB-O | D5CPRAH12AAK | Mini-Splits | D5FPHAH12XAK |  |  |  | 13.5 | 28 | 13.5 | TRUE | TRUE | TRUE | 12000 | 11000 | 2.41 | 14600 | 2.26
215413269 | 09/16/24 | Live | CARRIER | KEEPRITE | Singlezone Non-Ducted, Wall Placement | 215413269 |  | HRCU-A-CB-O | D5CPRAH12AAK | Mini-Splits | D5FPHAH12XAK |  |  |  | 13.5 | 28 | 13.5 | TRUE | TRUE | TRUE | 12000 | 11000 | 2.41 | 14600 | 2.26
215413255 | 09/16/24 | Live | CARRIER | HEIL | Singlezone Non-Ducted, Wall Placement | 215413255 |  | HRCU-A-CB-O | D5CPRAH12AAK | Mini-Splits | D5FPHAH12XAK |  |  |  | 13.5 | 28 | 13.5 | TRUE | TRUE | TRUE | 12000 | 11000 | 2.41 | 14600 | 2.26
215413339 | 09/16/24 | Live | CARRIER | AIRQUEST | Singlezone Non-Ducted, Wall Placement | 215413339 |  | HRCU-A-CB-O | D5CPRAH12AAK | Mini-Splits | D5FPHAH12XAK |  |  |  | 13.5 | 28 | 13.5 | TRUE | TRUE | TRUE | 12000 | 11000 | 2.41 | 14600 | 2.26
215413353 | 09/16/24 | Live | CARRIER | LPS LEGACY | Singlezone Non-Ducted, Wall Placement | 215413353 |  | HRCU-A-CB-O | D5CPRAH12AAK | Mini-Splits | D5FPHAH12XAK |  |  |  | 13.5 | 28 | 13.5 | TRUE | TRUE | TRUE | 12000 | 11000 | 2.41 | 14600 | 2.26
215413325 | 09/16/24 | Live | CARRIER | SMART COMFORT | Singlezone Non-Ducted, Wall Placement | 215413325 |  | HRCU-A-CB-O | D5CPRAH12AAK | Mini-Splits | D5FPHAH12XAK |  |  |  | 13.5 | 28 | 13.5 | TRUE | TRUE | TRUE | 12000 | 11000 | 2.41 | 14600 | 2.26
215413367 | 09/16/24 | Live | CARRIER | GRANDAIRE | Singlezone Non-Ducted, Wall Placement | 215413367 |  | HRCU-A-CB-O | D5CPRAH12AAK | Mini-Splits | D5FPHAH12XAK |  |  |  | 13.5 | 28 | 13.5 | TRUE | TRUE | TRUE | 12000 | 11000 | 2.41 | 14600 | 2.26
215413366 | 09/16/24 | Live | CARRIER | GRANDAIRE | Singlezone Non-Ducted, Wall Placement | 215413366 |  | HRCU-A-CB-O | D5CPRAH09AAK | Mini-Splits | D5FPHAH09XAK |  |  |  | 16 | 31.5 | 21 | TRUE | TRUE | TRUE | 9000 | 11000 | 2.41 | 14600 | 2.26
215413324 | 09/16/24 | Live | CARRIER | SMART COMFORT | Singlezone Non-Ducted, Wall Placement | 215413324 |  | HRCU-A-CB-O | D5CPRAH09AAK | Mini-Splits | D5FPHAH09XAK |  |  |  | 16 | 31.5 | 21 | TRUE | TRUE | TRUE | 9000 | 11000 | 2.41 | 14600 | 2.26
215413352 | 09/16/24 | Live | CARRIER | LPS LEGACY | Singlezone Non-Ducted, Wall Placement | 215413352 |  | HRCU-A-CB-O | D5CPRAH09AAK | Mini-Splits | D5FPHAH09XAK |  |  |  | 16 | 31.5 | 21 | TRUE | TRUE | TRUE | 9000 | 11000 | 2.41 | 14600 | 2.26
215413338 | 09/16/24 | Live | CARRIER | AIRQUEST | Singlezone Non-Ducted, Wall Placement | 215413338 |  | HRCU-A-CB-O | D5CPRAH09AAK | Mini-Splits | D5FPHAH09XAK |  |  |  | 16 | 31.5 | 21 | TRUE | TRUE | TRUE | 9000 | 11000 | 2.41 | 14600 | 2.26
215413254 | 09/16/24 | Live | CARRIER | HEIL | Singlezone Non-Ducted, Wall Placement | 215413254 |  | HRCU-A-CB-O | D5CPRAH09AAK | Mini-Splits | D5FPHAH09XAK |  |  |  | 16 | 31.5 | 21 | TRUE | TRUE | TRUE | 9000 | 11000 | 2.41 | 14600 | 2.26
215413268 | 09/16/24 | Live | CARRIER | KEEPRITE | Singlezone Non-Ducted, Wall Placement | 215413268 |  | HRCU-A-CB-O | D5CPRAH09AAK | Mini-Splits | D5FPHAH09XAK |  |  |  | 16 | 31.5 | 21 | TRUE | TRUE | TRUE | 9000 | 11000 | 2.41 | 14600 | 2.26
215413296 | 09/16/24 | Live | CARRIER | MIDEA | Singlezone Non-Ducted, Wall Placement | 215413296 |  | HRCU-A-CB-O | D5CPRAH09AAK | Mini-Splits | D5FPHAH09XAK |  |  |  | 16 | 31.5 | 21 | TRUE | TRUE | TRUE | 9000 | 11000 | 2.41 | 14600 | 2.26
215413282 | 09/16/24 | Live | CARRIER | KENMORE | Singlezone Non-Ducted, Wall Placement | 215413282 |  | HRCU-A-CB-O | D5CPRAH09AAK | Mini-Splits | D5FPHAH09XAK |  |  |  | 16 | 31.5 | 21 | TRUE | TRUE | TRUE | 9000 | 11000 | 2.41 | 14600 | 2.26
215413310 | 09/16/24 | Live | CARRIER | TEMPSTAR | Singlezone Non-Ducted, Wall Placement | 215413310 |  | HRCU-A-CB-O | D5CPRAH09AAK | Mini-Splits | D5FPHAH09XAK |  |  |  | 16 | 31.5 | 21 | TRUE | TRUE | TRUE | 9000 | 11000 | 2.41 | 14600 | 2.26
215413212 | 09/16/24 | Live | CARRIER | ARCOAIRE | Singlezone Non-Ducted, Wall Placement | 215413212 |  | HRCU-A-CB-O | D5CPRAH09AAK | Mini-Splits | D5FPHAH09XAK |  |  |  | 16 | 31.5 | 21 | TRUE | TRUE | TRUE | 9000 | 11000 | 2.41 | 14600 | 2.26
215413240 | 09/16/24 | Live | CARRIER | DAY & NIGHT | Singlezone Non-Ducted, Wall Placement | 215413240 |  | HRCU-A-CB-O | D5CPRAH09AAK | Mini-Splits | D5FPHAH09XAK |  |  |  | 16 | 31.5 | 21 | TRUE | TRUE | TRUE | 9000 | 11000 | 2.41 | 14600 | 2.26
215413226 | 09/16/24 | Live | CARRIER | COMFORTMAKER | Singlezone Non-Ducted, Wall Placement | 215413226 |  | HRCU-A-CB-O | D5CPRAH09AAK | Mini-Splits | D5FPHAH09XAK |  |  |  | 16 | 31.5 | 21 | TRUE | TRUE | TRUE | 9000 | 11000 | 2.41 | 14600 | 2.26
215413225 | 09/16/24 | Live | CARRIER | COMFORTMAKER | Singlezone Non-Ducted, Wall Placement | 215413225 |  | HRCU-A-CB-O | D5CPRAH06AAK | Mini-Splits | D5FPHAH06XAK |  |  |  | 16.5 | 33.1 | 29 | TRUE | TRUE | TRUE | 6000 | 11000 | 2.41 | 14600 | 2.26
215413239 | 09/16/24 | Live | CARRIER | DAY & NIGHT | Singlezone Non-Ducted, Wall Placement | 215413239 |  | HRCU-A-CB-O | D5CPRAH06AAK | Mini-Splits | D5FPHAH06XAK |  |  |  | 16.5 | 33.1 | 29 | TRUE | TRUE | TRUE | 6000 | 11000 | 2.41 | 14600 | 2.26
215413211 | 09/16/24 | Live | CARRIER | ARCOAIRE | Singlezone Non-Ducted, Wall Placement | 215413211 |  | HRCU-A-CB-O | D5CPRAH06AAK | Mini-Splits | D5FPHAH06XAK |  |  |  | 16.5 | 33.1 | 29 | TRUE | TRUE | TRUE | 6000 | 11000 | 2.41 | 14600 | 2.26
215413309 | 09/16/24 | Live | CARRIER | TEMPSTAR | Singlezone Non-Ducted, Wall Placement | 215413309 |  | HRCU-A-CB-O | D5CPRAH06AAK | Mini-Splits | D5FPHAH06XAK |  |  |  | 16.5 | 33.1 | 29 | TRUE | TRUE | TRUE | 6000 | 11000 | 2.41 | 14600 | 2.26
215413281 | 09/16/24 | Live | CARRIER | KENMORE | Singlezone Non-Ducted, Wall Placement | 215413281 |  | HRCU-A-CB-O | D5CPRAH06AAK | Mini-Splits | D5FPHAH06XAK |  |  |  | 16.5 | 33.1 | 29 | TRUE | TRUE | TRUE | 6000 | 11000 | 2.41 | 14600 | 2.26
215413295 | 09/16/24 | Live | CARRIER | MIDEA | Singlezone Non-Ducted, Wall Placement | 215413295 |  | HRCU-A-CB-O | D5CPRAH06AAK | Mini-Splits | D5FPHAH06XAK |  |  |  | 16.5 | 33.1 | 29 | TRUE | TRUE | TRUE | 6000 | 11000 | 2.41 | 14600 | 2.26
215413267 | 09/16/24 | Live | CARRIER | KEEPRITE | Singlezone Non-Ducted, Wall Placement | 215413267 |  | HRCU-A-CB-O | D5CPRAH06AAK | Mini-Splits | D5FPHAH06XAK |  |  |  | 16.5 | 33.1 | 29 | TRUE | TRUE | TRUE | 6000 | 11000 | 2.41 | 14600 | 2.26
215413253 | 09/16/24 | Live | CARRIER | HEIL | Singlezone Non-Ducted, Wall Placement | 215413253 |  | HRCU-A-CB-O | D5CPRAH06AAK | Mini-Splits | D5FPHAH06XAK |  |  |  | 16.5 | 33.1 | 29 | TRUE | TRUE | TRUE | 6000 | 11000 | 2.41 | 14600 | 2.26
215413337 | 09/16/24 | Live | CARRIER | AIRQUEST | Singlezone Non-Ducted, Wall Placement | 215413337 |  | HRCU-A-CB-O | D5CPRAH06AAK | Mini-Splits | D5FPHAH06XAK |  |  |  | 16.5 | 33.1 | 29 | TRUE | TRUE | TRUE | 6000 | 11000 | 2.41 | 14600 | 2.26
215413351 | 09/16/24 | Live | CARRIER | LPS LEGACY | Singlezone Non-Ducted, Wall Placement | 215413351 |  | HRCU-A-CB-O | D5CPRAH06AAK | Mini-Splits | D5FPHAH06XAK |  |  |  | 16.5 | 33.1 | 29 | TRUE | TRUE | TRUE | 6000 | 11000 | 2.41 | 14600 | 2.26
215413323 | 09/16/24 | Live | CARRIER | SMART COMFORT | Singlezone Non-Ducted, Wall Placement | 215413323 |  | HRCU-A-CB-O | D5CPRAH06AAK | Mini-Splits | D5FPHAH06XAK |  |  |  | 16.5 | 33.1 | 29 | TRUE | TRUE | TRUE | 6000 | 11000 | 2.41 | 14600 | 2.26
215413365 | 09/16/24 | Live | CARRIER | GRANDAIRE | Singlezone Non-Ducted, Wall Placement | 215413365 |  | HRCU-A-CB-O | D5CPRAH06AAK | Mini-Splits | D5FPHAH06XAK |  |  |  | 16.5 | 33.1 | 29 | TRUE | TRUE | TRUE | 6000 | 11000 | 2.41 | 14600 | 2.26
215413355 | 09/16/24 | Live | CARRIER | LPS LEGACY | Singlezone Non-Ducted, Wall Placement | 215413355 |  | HRCU-A-CB-O | D5CSRAH30AAK | Mini-Splits | D5FSHAH30XAK |  |  |  | 12 | 20.5 | 9.5 | TRUE | FALSE | TRUE | 30000 | 20400 | 2.52 | 21000 | 2.08
215413369 | 09/16/24 | Live | CARRIER | GRANDAIRE | Singlezone Non-Ducted, Wall Placement | 215413369 |  | HRCU-A-CB-O | D5CSRAH30AAK | Mini-Splits | D5FSHAH30XAK |  |  |  | 12 | 20.5 | 9.5 | TRUE | FALSE | TRUE | 30000 | 20400 | 2.52 | 21000 | 2.08
215413327 | 09/16/24 | Live | CARRIER | SMART COMFORT | Singlezone Non-Ducted, Wall Placement | 215413327 |  | HRCU-A-CB-O | D5CSRAH30AAK | Mini-Splits | D5FSHAH30XAK |  |  |  | 12 | 20.5 | 9.5 | TRUE | FALSE | TRUE | 30000 | 20400 | 2.52 | 21000 | 2.08
215413313 | 09/16/24 | Live | CARRIER | TEMPSTAR | Singlezone Non-Ducted, Wall Placement | 215413313 |  | HRCU-A-CB-O | D5CSRAH30AAK | Mini-Splits | D5FSHAH30XAK |  |  |  | 12 | 20.5 | 9.5 | TRUE | FALSE | TRUE | 30000 | 20400 | 2.52 | 21000 | 2.08
215413341 | 09/16/24 | Live | CARRIER | AIRQUEST | Singlezone Non-Ducted, Wall Placement | 215413341 |  | HRCU-A-CB-O | D5CSRAH30AAK | Mini-Splits | D5FSHAH30XAK |  |  |  | 12 | 20.5 | 9.5 | TRUE | FALSE | TRUE | 30000 | 20400 | 2.52 | 21000 | 2.08
215413243 | 09/16/24 | Live | CARRIER | DAY & NIGHT | Singlezone Non-Ducted, Wall Placement | 215413243 |  | HRCU-A-CB-O | D5CSRAH30AAK | Mini-Splits | D5FSHAH30XAK |  |  |  | 12 | 20.5 | 9.5 | TRUE | FALSE | TRUE | 30000 | 20400 | 2.52 | 21000 | 2.08
215413271 | 09/16/24 | Live | CARRIER | KEEPRITE | Singlezone Non-Ducted, Wall Placement | 215413271 |  | HRCU-A-CB-O | D5CSRAH30AAK | Mini-Splits | D5FSHAH30XAK |  |  |  | 12 | 20.5 | 9.5 | TRUE | FALSE | TRUE | 30000 | 20400 | 2.52 | 21000 | 2.08
215413257 | 09/16/24 | Live | CARRIER | HEIL | Singlezone Non-Ducted, Wall Placement | 215413257 |  | HRCU-A-CB-O | D5CSRAH30AAK | Mini-Splits | D5FSHAH30XAK |  |  |  | 12 | 20.5 | 9.5 | TRUE | FALSE | TRUE | 30000 | 20400 | 2.52 | 21000 | 2.08
215413285 | 09/16/24 | Live | CARRIER | KENMORE | Singlezone Non-Ducted, Wall Placement | 215413285 |  | HRCU-A-CB-O | D5CSRAH30AAK | Mini-Splits | D5FSHAH30XAK |  |  |  | 12 | 20.5 | 9.5 | TRUE | FALSE | TRUE | 30000 | 20400 | 2.52 | 21000 | 2.08
215413299 | 09/16/24 | Live | CARRIER | MIDEA | Singlezone Non-Ducted, Wall Placement | 215413299 |  | HRCU-A-CB-O | D5CSRAH30AAK | Mini-Splits | D5FSHAH30XAK |  |  |  | 12 | 20.5 | 9.5 | TRUE | FALSE | TRUE | 30000 | 20400 | 2.52 | 21000 | 2.08
215413163 | 09/16/24 | Live | CARRIER | WEATHERMAKER | Singlezone Non-Ducted, Wall Placement | 215413163 |  | HRCU-A-CB-O | 37MARAQ30AA3 | Mini-Splits | D5MAHAQ30XA3 |  |  |  | 12 | 20.5 | 9.5 | TRUE | FALSE | TRUE | 30000 | 20400 | 2.52 | 21000 | 2.08
215413157 | 09/16/24 | Live | CARRIER | PAYNE | Singlezone Non-Ducted, Wall Placement | 215413157 |  | HRCU-A-CB-O | 37MARAQ30AA3 | Mini-Splits | D5MAHAQ30XA3 |  |  |  | 12 | 20.5 | 9.5 | TRUE | FALSE | TRUE | 30000 | 20400 | 2.52 | 21000 | 2.08
215413151 | 09/16/24 | Live | CARRIER | BRYANT | Singlezone Non-Ducted, Wall Placement | 215413151 |  | HRCU-A-CB-O | 37MARAQ30AA3 | Mini-Splits | 615AHAQ30XA3 |  |  |  | 12 | 20.5 | 9.5 | TRUE | FALSE | TRUE | 30000 | 20400 | 2.52 | 21000 | 2.08
215413145 | 09/16/24 | Live | CARRIER | CARRIER | Singlezone Non-Ducted, Wall Placement | 215413145 |  | HRCU-A-CB-O | 37MARAQ30AA3 | Mini-Splits | 45MAHAQ30XA3 |  |  |  | 12 | 20.5 | 9.5 | TRUE | FALSE | TRUE | 30000 | 20400 | 2.52 | 21000 | 2.08
215413215 | 09/16/24 | Live | CARRIER | ARCOAIRE | Singlezone Non-Ducted, Wall Placement | 215413215 |  | HRCU-A-CB-O | D5CSRAH30AAK | Mini-Splits | D5FSHAH30XAK |  |  |  | 12 | 20.5 | 9.5 | TRUE | FALSE | TRUE | 30000 | 20400 | 2.52 | 21000 | 2.08
215413229 | 09/16/24 | Live | CARRIER | COMFORTMAKER | Singlezone Non-Ducted, Wall Placement | 215413229 |  | HRCU-A-CB-O | D5CSRAH30AAK | Mini-Splits | D5FSHAH30XAK |  |  |  | 12 | 20.5 | 9.5 | TRUE | FALSE | TRUE | 30000 | 20400 | 2.52 | 21000 | 2.08
215413169 | 09/16/24 | Live | CARRIER | MIDEA | Singlezone Non-Ducted, Wall Placement | 215413169 |  | HRCU-A-CB-O | 37MARAQ30AA3 | Mini-Splits | D5MAHAQ30XA3 |  |  |  | 12 | 20.5 | 9.5 | TRUE | FALSE | TRUE | 30000 | 20400 | 2.52 | 21000 | 2.08
215413177 | 09/16/24 | Live | CARRIER | CARRIER | Singlezone Non-Ducted, Wall Placement | 215413177 |  | HRCU-A-CB-O | 37MHRAQ30AA3 | Mini-Splits | 45MHHAQ30XC3 |  |  |  | 12 | 22.4 | 9 | TRUE | FALSE | FALSE | 30000 | 20000 | 2.4 | 21500 | 2.2
215413185 | 09/16/24 | Live | CARRIER | BRYANT | Singlezone Non-Ducted, Wall Placement | 215413185 |  | HRCU-A-CB-O | 37MHRAQ30AA3 | Mini-Splits | 45MHHAQ30XC3 |  |  |  | 12 | 22.4 | 9 | TRUE | FALSE | FALSE | 30000 | 20000 | 2.4 | 21500 | 2.2
215413193 | 09/16/24 | Live | CARRIER | PAYNE | Singlezone Non-Ducted, Wall Placement | 215413193 |  | HRCU-A-CB-O | 37MHRAQ30AA3 | Mini-Splits | 45MHHAQ30XC3 |  |  |  | 12 | 22.4 | 9 | TRUE | FALSE | FALSE | 30000 | 20000 | 2.4 | 21500 | 2.2
215413237 | 09/16/24 | Live | CARRIER | COMFORTMAKER | Singlezone Non-Ducted, Wall Placement | 215413237 |  | HRCU-A-CB-O | D5CERAH30AAK | Mini-Splits | D5FEHAH30XCK |  |  |  | 12 | 22.4 | 9 | TRUE | FALSE | FALSE | 30000 | 20000 | 2.4 | 21500 | 2.2
215413201 | 09/16/24 | Live | CARRIER | WEATHERMAKER | Singlezone Non-Ducted, Wall Placement | 215413201 |  | HRCU-A-CB-O | 37MHRAQ30AA3 | Mini-Splits | 45MHHAQ30XC3 |  |  |  | 12 | 22.4 | 9 | TRUE | FALSE | FALSE | 30000 | 20000 | 2.4 | 21500 | 2.2
215413209 | 09/16/24 | Live | CARRIER | MIDEA | Singlezone Non-Ducted, Wall Placement | 215413209 |  | HRCU-A-CB-O | 37MHRAQ30AA3 | Mini-Splits | 45MHHAQ30XC3 |  |  |  | 12 | 22.4 | 9 | TRUE | FALSE | FALSE | 30000 | 20000 | 2.4 | 21500 | 2.2
215413223 | 09/16/24 | Live | CARRIER | ARCOAIRE | Singlezone Non-Ducted, Wall Placement | 215413223 |  | HRCU-A-CB-O | D5CERAH30AAK | Mini-Splits | D5FEHAH30XCK |  |  |  | 12 | 22.4 | 9 | TRUE | FALSE | FALSE | 30000 | 20000 | 2.4 | 21500 | 2.2
215413307 | 09/16/24 | Live | CARRIER | MIDEA | Singlezone Non-Ducted, Wall Placement | 215413307 |  | HRCU-A-CB-O | D5CERAH30AAK | Mini-Splits | D5FEHAH30XCK |  |  |  | 12 | 22.4 | 9 | TRUE | FALSE | FALSE | 30000 | 20000 | 2.4 | 21500 | 2.2
215413293 | 09/16/24 | Live | CARRIER | KENMORE | Singlezone Non-Ducted, Wall Placement | 215413293 |  | HRCU-A-CB-O | D5CERAH30AAK | Mini-Splits | D5FEHAH30XCK |  |  |  | 12 | 22.4 | 9 | TRUE | FALSE | FALSE | 30000 | 20000 | 2.4 | 21500 | 2.2
215413265 | 09/16/24 | Live | CARRIER | HEIL | Singlezone Non-Ducted, Wall Placement | 215413265 |  | HRCU-A-CB-O | D5CERAH30AAK | Mini-Splits | D5FEHAH30XCK |  |  |  | 12 | 22.4 | 9 | TRUE | FALSE | FALSE | 30000 | 20000 | 2.4 | 21500 | 2.2
215413279 | 09/16/24 | Live | CARRIER | KEEPRITE | Singlezone Non-Ducted, Wall Placement | 215413279 |  | HRCU-A-CB-O | D5CERAH30AAK | Mini-Splits | D5FEHAH30XCK |  |  |  | 12 | 22.4 | 9 | TRUE | FALSE | FALSE | 30000 | 20000 | 2.4 | 21500 | 2.2
215413251 | 09/16/24 | Live | CARRIER | DAY & NIGHT | Singlezone Non-Ducted, Wall Placement | 215413251 |  | HRCU-A-CB-O | D5CERAH30AAK | Mini-Splits | D5FEHAH30XCK |  |  |  | 12 | 22.4 | 9 | TRUE | FALSE | FALSE | 30000 | 20000 | 2.4 | 21500 | 2.2
215413349 | 09/16/24 | Live | CARRIER | AIRQUEST | Singlezone Non-Ducted, Wall Placement | 215413349 |  | HRCU-A-CB-O | D5CERAH30AAK | Mini-Splits | D5FEHAH30XCK |  |  |  | 12 | 22.4 | 9 | TRUE | FALSE | FALSE | 30000 | 20000 | 2.4 | 21500 | 2.2
215413321 | 09/16/24 | Live | CARRIER | TEMPSTAR | Singlezone Non-Ducted, Wall Placement | 215413321 |  | HRCU-A-CB-O | D5CERAH30AAK | Mini-Splits | D5FEHAH30XCK |  |  |  | 12 | 22.4 | 9 | TRUE | FALSE | FALSE | 30000 | 20000 | 2.4 | 21500 | 2.2
215413335 | 09/16/24 | Live | CARRIER | SMART COMFORT | Singlezone Non-Ducted, Wall Placement | 215413335 |  | HRCU-A-CB-O | D5CERAH30AAK | Mini-Splits | D5FEHAH30XCK |  |  |  | 12 | 22.4 | 9 | TRUE | FALSE | FALSE | 30000 | 20000 | 2.4 | 21500 | 2.2
215413377 | 09/16/24 | Live | CARRIER | GRANDAIRE | Singlezone Non-Ducted, Wall Placement | 215413377 |  | HRCU-A-CB-O | D5CERAH30AAK | Mini-Splits | D5FEHAH30XCK |  |  |  | 12 | 22.4 | 9 | TRUE | FALSE | FALSE | 30000 | 20000 | 2.4 | 21500 | 2.2
215413363 | 09/16/24 | Live | CARRIER | LPS LEGACY | Singlezone Non-Ducted, Wall Placement | 215413363 |  | HRCU-A-CB-O | D5CERAH30AAK | Mini-Splits | D5FEHAH30XCK |  |  |  | 12 | 22.4 | 9 | TRUE | FALSE | FALSE | 30000 | 20000 | 2.4 | 21500 | 2.2
215413375 | 09/16/24 | Live | CARRIER | GRANDAIRE | Singlezone Non-Ducted, Wall Placement | 215413375 |  | HRCU-A-CB-O | D5CERAH18AAK | Mini-Splits | D5FEHAH18XCK |  |  |  | 11.5 | 20.3 | 9.1 | FALSE | FALSE | FALSE | 18000 | 11700 | 2.62 | 13300 | 2.41
215413361 | 09/16/24 | Live | CARRIER | LPS LEGACY | Singlezone Non-Ducted, Wall Placement | 215413361 |  | HRCU-A-CB-O | D5CERAH18AAK | Mini-Splits | D5FEHAH18XCK |  |  |  | 11.5 | 20.3 | 9.1 | FALSE | FALSE | FALSE | 18000 | 11700 | 2.62 | 13300 | 2.41
215413333 | 09/16/24 | Live | CARRIER | SMART COMFORT | Singlezone Non-Ducted, Wall Placement | 215413333 |  | HRCU-A-CB-O | D5CERAH18AAK | Mini-Splits | D5FEHAH18XCK |  |  |  | 11.5 | 20.3 | 9.1 | FALSE | FALSE | FALSE | 18000 | 11700 | 2.62 | 13300 | 2.41
215413347 | 09/16/24 | Live | CARRIER | AIRQUEST | Singlezone Non-Ducted, Wall Placement | 215413347 |  | HRCU-A-CB-O | D5CERAH18AAK | Mini-Splits | D5FEHAH18XCK |  |  |  | 11.5 | 20.3 | 9.1 | FALSE | FALSE | FALSE | 18000 | 11700 | 2.62 | 13300 | 2.41
215413263 | 09/16/24 | Live | CARRIER | HEIL | Singlezone Non-Ducted, Wall Placement | 215413263 |  | HRCU-A-CB-O | D5CERAH18AAK | Mini-Splits | D5FEHAH18XCK |  |  |  | 11.5 | 20.3 | 9.1 | FALSE | FALSE | FALSE | 18000 | 11700 | 2.62 | 13300 | 2.41
215413249 | 09/16/24 | Live | CARRIER | DAY & NIGHT | Singlezone Non-Ducted, Wall Placement | 215413249 |  | HRCU-A-CB-O | D5CERAH18AAK | Mini-Splits | D5FEHAH18XCK |  |  |  | 11.5 | 20.3 | 9.1 | FALSE | FALSE | FALSE | 18000 | 11700 | 2.62 | 13300 | 2.41
215413277 | 09/16/24 | Live | CARRIER | KEEPRITE | Singlezone Non-Ducted, Wall Placement | 215413277 |  | HRCU-A-CB-O | D5CERAH18AAK | Mini-Splits | D5FEHAH18XCK |  |  |  | 11.5 | 20.3 | 9.1 | FALSE | FALSE | FALSE | 18000 | 11700 | 2.62 | 13300 | 2.41
215413291 | 09/16/24 | Live | CARRIER | KENMORE | Singlezone Non-Ducted, Wall Placement | 215413291 |  | HRCU-A-CB-O | D5CERAH18AAK | Mini-Splits | D5FEHAH18XCK |  |  |  | 11.5 | 20.3 | 9.1 | FALSE | FALSE | FALSE | 18000 | 11700 | 2.62 | 13300 | 2.41
215413319 | 09/16/24 | Live | CARRIER | TEMPSTAR | Singlezone Non-Ducted, Wall Placement | 215413319 |  | HRCU-A-CB-O | D5CERAH18AAK | Mini-Splits | D5FEHAH18XCK |  |  |  | 11.5 | 20.3 | 9.1 | FALSE | FALSE | FALSE | 18000 | 11700 | 2.62 | 13300 | 2.41
215413305 | 09/16/24 | Live | CARRIER | MIDEA | Singlezone Non-Ducted, Wall Placement | 215413305 |  | HRCU-A-CB-O | D5CERAH18AAK | Mini-Splits | D5FEHAH18XCK |  |  |  | 11.5 | 20.3 | 9.1 | FALSE | FALSE | FALSE | 18000 | 11700 | 2.62 | 13300 | 2.41
215413221 | 09/16/24 | Live | CARRIER | ARCOAIRE | Singlezone Non-Ducted, Wall Placement | 215413221 |  | HRCU-A-CB-O | D5CERAH18AAK | Mini-Splits | D5FEHAH18XCK |  |  |  | 11.5 | 20.3 | 9.1 | FALSE | FALSE | FALSE | 18000 | 11700 | 2.62 | 13300 | 2.41
215413235 | 09/16/24 | Live | CARRIER | COMFORTMAKER | Singlezone Non-Ducted, Wall Placement | 215413235 |  | HRCU-A-CB-O | D5CERAH18AAK | Mini-Splits | D5FEHAH18XCK |  |  |  | 11.5 | 20.3 | 9.1 | FALSE | FALSE | FALSE | 18000 | 11700 | 2.62 | 13300 | 2.41
215413207 | 09/16/24 | Live | CARRIER | MIDEA | Singlezone Non-Ducted, Wall Placement | 215413207 |  | HRCU-A-CB-O | 37MHRAQ18AA3 | Mini-Splits | 45MHHAQ18XC3 |  |  |  | 11.5 | 20.3 | 9.1 | FALSE | FALSE | FALSE | 18000 | 11700 | 2.62 | 13300 | 2.41
215413199 | 09/16/24 | Live | CARRIER | WEATHERMAKER | Singlezone Non-Ducted, Wall Placement | 215413199 |  | HRCU-A-CB-O | 37MHRAQ18AA3 | Mini-Splits | 45MHHAQ18XC3 |  |  |  | 11.5 | 20.3 | 9.1 | FALSE | FALSE | FALSE | 18000 | 11700 | 2.62 | 13300 | 2.41
215413191 | 09/16/24 | Live | CARRIER | PAYNE | Singlezone Non-Ducted, Wall Placement | 215413191 |  | HRCU-A-CB-O | 37MHRAQ18AA3 | Mini-Splits | 45MHHAQ18XC3 |  |  |  | 11.5 | 20.3 | 9.1 | FALSE | FALSE | FALSE | 18000 | 11700 | 2.62 | 13300 | 2.41
215413183 | 09/16/24 | Live | CARRIER | BRYANT | Singlezone Non-Ducted, Wall Placement | 215413183 |  | HRCU-A-CB-O | 37MHRAQ18AA3 | Mini-Splits | 45MHHAQ18XC3 |  |  |  | 11.5 | 20.3 | 9.1 | FALSE | FALSE | FALSE | 18000 | 11700 | 2.62 | 13300 | 2.41
215413175 | 09/16/24 | Live | CARRIER | CARRIER | Singlezone Non-Ducted, Wall Placement | 215413175 |  | HRCU-A-CB-O | 37MHRAQ18AA3 | Mini-Splits | 45MHHAQ18XC3 |  |  |  | 11.5 | 20.3 | 9.1 | FALSE | FALSE | FALSE | 18000 | 11700 | 2.62 | 13300 | 2.41
215413174 | 09/16/24 | Live | CARRIER | CARRIER | Singlezone Non-Ducted, Wall Placement | 215413174 |  | HRCU-A-CB-O | 37MHRAQ12AA3 | Mini-Splits | 45MHHAQ12XC3 |  |  |  | 10.8 | 21.4 | 9.2 | FALSE | FALSE | FALSE | 12000 | 8300 | 2.32 | 9300 | 2.11
215413182 | 09/16/24 | Live | CARRIER | BRYANT | Singlezone Non-Ducted, Wall Placement | 215413182 |  | HRCU-A-CB-O | 37MHRAQ12AA3 | Mini-Splits | 45MHHAQ12XC3 |  |  |  | 10.8 | 21.4 | 9.2 | FALSE | FALSE | FALSE | 12000 | 8300 | 2.32 | 9300 | 2.11
215413190 | 09/16/24 | Live | CARRIER | PAYNE | Singlezone Non-Ducted, Wall Placement | 215413190 |  | HRCU-A-CB-O | 37MHRAQ12AA3 | Mini-Splits | 45MHHAQ12XC3 |  |  |  | 10.8 | 21.4 | 9.2 | FALSE | FALSE | FALSE | 12000 | 8300 | 2.32 | 9300 | 2.11
215413198 | 09/16/24 | Live | CARRIER | WEATHERMAKER | Singlezone Non-Ducted, Wall Placement | 215413198 |  | HRCU-A-CB-O | 37MHRAQ12AA3 | Mini-Splits | 45MHHAQ12XC3 |  |  |  | 10.8 | 21.4 | 9.2 | FALSE | FALSE | FALSE | 12000 | 8300 | 2.32 | 9300 | 2.11
215413206 | 09/16/24 | Live | CARRIER | MIDEA | Singlezone Non-Ducted, Wall Placement | 215413206 |  | HRCU-A-CB-O | 37MHRAQ12AA3 | Mini-Splits | 45MHHAQ12XC3 |  |  |  | 10.8 | 21.4 | 9.2 | FALSE | FALSE | FALSE | 12000 | 8300 | 2.32 | 9300 | 2.11
215413234 | 09/16/24 | Live | CARRIER | COMFORTMAKER | Singlezone Non-Ducted, Wall Placement | 215413234 |  | HRCU-A-CB-O | D5CERAH12AAK | Mini-Splits | D5FEHAH12XCK |  |  |  | 10.8 | 21.4 | 9.2 | FALSE | FALSE | FALSE | 12000 | 8300 | 2.32 | 9300 | 2.11
215413220 | 09/16/24 | Live | CARRIER | ARCOAIRE | Singlezone Non-Ducted, Wall Placement | 215413220 |  | HRCU-A-CB-O | D5CERAH12AAK | Mini-Splits | D5FEHAH12XCK |  |  |  | 10.8 | 21.4 | 9.2 | FALSE | FALSE | FALSE | 12000 | 8300 | 2.32 | 9300 | 2.11
215413304 | 09/16/24 | Live | CARRIER | MIDEA | Singlezone Non-Ducted, Wall Placement | 215413304 |  | HRCU-A-CB-O | D5CERAH12AAK | Mini-Splits | D5FEHAH12XCK |  |  |  | 10.8 | 21.4 | 9.2 | FALSE | FALSE | FALSE | 12000 | 8300 | 2.32 | 9300 | 2.11
215413318 | 09/16/24 | Live | CARRIER | TEMPSTAR | Singlezone Non-Ducted, Wall Placement | 215413318 |  | HRCU-A-CB-O | D5CERAH12AAK | Mini-Splits | D5FEHAH12XCK |  |  |  | 10.8 | 21.4 | 9.2 | FALSE | FALSE | FALSE | 12000 | 8300 | 2.32 | 9300 | 2.11
215413290 | 09/16/24 | Live | CARRIER | KENMORE | Singlezone Non-Ducted, Wall Placement | 215413290 |  | HRCU-A-CB-O | D5CERAH12AAK | Mini-Splits | D5FEHAH12XCK |  |  |  | 10.8 | 21.4 | 9.2 | FALSE | FALSE | FALSE | 12000 | 8300 | 2.32 | 9300 | 2.11
215413276 | 09/16/24 | Live | CARRIER | KEEPRITE | Singlezone Non-Ducted, Wall Placement | 215413276 |  | HRCU-A-CB-O | D5CERAH12AAK | Mini-Splits | D5FEHAH12XCK |  |  |  | 10.8 | 21.4 | 9.2 | FALSE | FALSE | FALSE | 12000 | 8300 | 2.32 | 9300 | 2.11
215413248 | 09/16/24 | Live | CARRIER | DAY & NIGHT | Singlezone Non-Ducted, Wall Placement | 215413248 |  | HRCU-A-CB-O | D5CERAH12AAK | Mini-Splits | D5FEHAH12XCK |  |  |  | 10.8 | 21.4 | 9.2 | FALSE | FALSE | FALSE | 12000 | 8300 | 2.32 | 9300 | 2.11
215413262 | 09/16/24 | Live | CARRIER | HEIL | Singlezone Non-Ducted, Wall Placement | 215413262 |  | HRCU-A-CB-O | D5CERAH12AAK | Mini-Splits | D5FEHAH12XCK |  |  |  | 10.8 | 21.4 | 9.2 | FALSE | FALSE | FALSE | 12000 | 8300 | 2.32 | 9300 | 2.11
215413346 | 09/16/24 | Live | CARRIER | AIRQUEST | Singlezone Non-Ducted, Wall Placement | 215413346 |  | HRCU-A-CB-O | D5CERAH12AAK | Mini-Splits | D5FEHAH12XCK |  |  |  | 10.8 | 21.4 | 9.2 | FALSE | FALSE | FALSE | 12000 | 8300 | 2.32 | 9300 | 2.11
215413332 | 09/16/24 | Live | CARRIER | SMART COMFORT | Singlezone Non-Ducted, Wall Placement | 215413332 |  | HRCU-A-CB-O | D5CERAH12AAK | Mini-Splits | D5FEHAH12XCK |  |  |  | 10.8 | 21.4 | 9.2 | FALSE | FALSE | FALSE | 12000 | 8300 | 2.32 | 9300 | 2.11
215413360 | 09/16/24 | Live | CARRIER | LPS LEGACY | Singlezone Non-Ducted, Wall Placement | 215413360 |  | HRCU-A-CB-O | D5CERAH12AAK | Mini-Splits | D5FEHAH12XCK |  |  |  | 10.8 | 21.4 | 9.2 | FALSE | FALSE | FALSE | 12000 | 8300 | 2.32 | 9300 | 2.11
215413374 | 09/16/24 | Live | CARRIER | GRANDAIRE | Singlezone Non-Ducted, Wall Placement | 215413374 |  | HRCU-A-CB-O | D5CERAH12AAK | Mini-Splits | D5FEHAH12XCK |  |  |  | 10.8 | 21.4 | 9.2 | FALSE | FALSE | FALSE | 12000 | 8300 | 2.32 | 9300 | 2.11
215413373 | 09/16/24 | Live | CARRIER | GRANDAIRE | Singlezone Non-Ducted, Wall Placement | 215413373 |  | HRCU-A-CB-O | D5CERAH09AAK | Mini-Splits | D5FEHAH09XCK |  |  |  | 12.6 | 21.7 | 9.4 | TRUE | TRUE | FALSE | 9000 | 6600 | 2.45 | 7500 | 2
215413359 | 09/16/24 | Live | CARRIER | LPS LEGACY | Singlezone Non-Ducted, Wall Placement | 215413359 |  | HRCU-A-CB-O | D5CERAH09AAK | Mini-Splits | D5FEHAH09XCK |  |  |  | 12.6 | 21.7 | 9.4 | TRUE | TRUE | FALSE | 9000 | 6600 | 2.45 | 7500 | 2
215413331 | 09/16/24 | Live | CARRIER | SMART COMFORT | Singlezone Non-Ducted, Wall Placement | 215413331 |  | HRCU-A-CB-O | D5CERAH09AAK | Mini-Splits | D5FEHAH09XCK |  |  |  | 12.6 | 21.7 | 9.4 | TRUE | TRUE | FALSE | 9000 | 6600 | 2.45 | 7500 | 2
215413345 | 09/16/24 | Live | CARRIER | AIRQUEST | Singlezone Non-Ducted, Wall Placement | 215413345 |  | HRCU-A-CB-O | D5CERAH09AAK | Mini-Splits | D5FEHAH09XCK |  |  |  | 12.6 | 21.7 | 9.4 | TRUE | TRUE | FALSE | 9000 | 6600 | 2.45 | 7500 | 2
215413261 | 09/16/24 | Live | CARRIER | HEIL | Singlezone Non-Ducted, Wall Placement | 215413261 |  | HRCU-A-CB-O | D5CERAH09AAK | Mini-Splits | D5FEHAH09XCK |  |  |  | 12.6 | 21.7 | 9.4 | TRUE | TRUE | FALSE | 9000 | 6600 | 2.45 | 7500 | 2
215413247 | 09/16/24 | Live | CARRIER | DAY & NIGHT | Singlezone Non-Ducted, Wall Placement | 215413247 |  | HRCU-A-CB-O | D5CERAH09AAK | Mini-Splits | D5FEHAH09XCK |  |  |  | 12.6 | 21.7 | 9.4 | TRUE | TRUE | FALSE | 9000 | 6600 | 2.45 | 7500 | 2
215413275 | 09/16/24 | Live | CARRIER | KEEPRITE | Singlezone Non-Ducted, Wall Placement | 215413275 |  | HRCU-A-CB-O | D5CERAH09AAK | Mini-Splits | D5FEHAH09XCK |  |  |  | 12.6 | 21.7 | 9.4 | TRUE | TRUE | FALSE | 9000 | 6600 | 2.45 | 7500 | 2
215413289 | 09/16/24 | Live | CARRIER | KENMORE | Singlezone Non-Ducted, Wall Placement | 215413289 |  | HRCU-A-CB-O | D5CERAH09AAK | Mini-Splits | D5FEHAH09XCK |  |  |  | 12.6 | 21.7 | 9.4 | TRUE | TRUE | FALSE | 9000 | 6600 | 2.45 | 7500 | 2
215413317 | 09/16/24 | Live | CARRIER | TEMPSTAR | Singlezone Non-Ducted, Wall Placement | 215413317 |  | HRCU-A-CB-O | D5CERAH09AAK | Mini-Splits | D5FEHAH09XCK |  |  |  | 12.6 | 21.7 | 9.4 | TRUE | TRUE | FALSE | 9000 | 6600 | 2.45 | 7500 | 2
215413303 | 09/16/24 | Live | CARRIER | MIDEA | Singlezone Non-Ducted, Wall Placement | 215413303 |  | HRCU-A-CB-O | D5CERAH09AAK | Mini-Splits | D5FEHAH09XCK |  |  |  | 12.6 | 21.7 | 9.4 | TRUE | TRUE | FALSE | 9000 | 6600 | 2.45 | 7500 | 2
215413219 | 09/16/24 | Live | CARRIER | ARCOAIRE | Singlezone Non-Ducted, Wall Placement | 215413219 |  | HRCU-A-CB-O | D5CERAH09AAK | Mini-Splits | D5FEHAH09XCK |  |  |  | 12.6 | 21.7 | 9.4 | TRUE | TRUE | FALSE | 9000 | 6600 | 2.45 | 7500 | 2
215413233 | 09/16/24 | Live | CARRIER | COMFORTMAKER | Singlezone Non-Ducted, Wall Placement | 215413233 |  | HRCU-A-CB-O | D5CERAH09AAK | Mini-Splits | D5FEHAH09XCK |  |  |  | 12.6 | 21.7 | 9.4 | TRUE | TRUE | FALSE | 9000 | 6600 | 2.45 | 7500 | 2
215413205 | 09/16/24 | Live | CARRIER | MIDEA | Singlezone Non-Ducted, Wall Placement | 215413205 |  | HRCU-A-CB-O | 37MHRAQ09AA3 | Mini-Splits | 45MHHAQ09XC3 |  |  |  | 12.6 | 21.7 | 9.4 | TRUE | TRUE | FALSE | 9000 | 6600 | 2.45 | 7500 | 2
215413197 | 09/16/24 | Live | CARRIER | WEATHERMAKER | Singlezone Non-Ducted, Wall Placement | 215413197 |  | HRCU-A-CB-O | 37MHRAQ09AA3 | Mini-Splits | 45MHHAQ09XC3 |  |  |  | 12.6 | 21.7 | 9.4 | TRUE | TRUE | FALSE | 9000 | 6600 | 2.45 | 7500 | 2
215413189 | 09/16/24 | Live | CARRIER | PAYNE | Singlezone Non-Ducted, Wall Placement | 215413189 |  | HRCU-A-CB-O | 37MHRAQ09AA3 | Mini-Splits | 45MHHAQ09XC3 |  |  |  | 12.6 | 21.7 | 9.4 | TRUE | TRUE | FALSE | 9000 | 6600 | 2.45 | 7500 | 2
215413181 | 09/16/24 | Live | CARRIER | BRYANT | Singlezone Non-Ducted, Wall Placement | 215413181 |  | HRCU-A-CB-O | 37MHRAQ09AA3 | Mini-Splits | 45MHHAQ09XC3 |  |  |  | 12.6 | 21.7 | 9.4 | TRUE | TRUE | FALSE | 9000 | 6600 | 2.45 | 7500 | 2
215413173 | 09/16/24 | Live | CARRIER | CARRIER | Singlezone Non-Ducted, Wall Placement | 215413173 |  | HRCU-A-CB-O | 37MHRAQ09AA3 | Mini-Splits | 45MHHAQ09XC3 |  |  |  | 12.6 | 21.7 | 9.4 | TRUE | TRUE | FALSE | 9000 | 6600 | 2.45 | 7500 | 2
215413172 | 09/16/24 | Live | CARRIER | CARRIER | Singlezone Non-Ducted, Wall Placement | 215413172 |  | HRCU-A-CB-O | 37MHRAQ12AA1 | Mini-Splits | 45MHHAQ12XC1 |  |  |  | 10 | 21.4 | 8.7 | FALSE | FALSE | FALSE | 12000 | 7800 | 2.31 | 8100 | 1.99
215413180 | 09/16/24 | Live | CARRIER | BRYANT | Singlezone Non-Ducted, Wall Placement | 215413180 |  | HRCU-A-CB-O | 37MHRAQ12AA1 | Mini-Splits | 45MHHAQ12XC1 |  |  |  | 10 | 21.4 | 8.7 | FALSE | FALSE | FALSE | 12000 | 7800 | 2.31 | 8100 | 1.99
215413188 | 09/16/24 | Live | CARRIER | PAYNE | Singlezone Non-Ducted, Wall Placement | 215413188 |  | HRCU-A-CB-O | 37MHRAQ12AA1 | Mini-Splits | 45MHHAQ12XC1 |  |  |  | 10 | 21.4 | 8.7 | FALSE | FALSE | FALSE | 12000 | 7800 | 2.31 | 8100 | 1.99
215413196 | 09/16/24 | Live | CARRIER | WEATHERMAKER | Singlezone Non-Ducted, Wall Placement | 215413196 |  | HRCU-A-CB-O | 37MHRAQ12AA1 | Mini-Splits | 45MHHAQ12XC1 |  |  |  | 10 | 21.4 | 8.7 | FALSE | FALSE | FALSE | 12000 | 7800 | 2.31 | 8100 | 1.99
215413204 | 09/16/24 | Live | CARRIER | MIDEA | Singlezone Non-Ducted, Wall Placement | 215413204 |  | HRCU-A-CB-O | 37MHRAQ12AA1 | Mini-Splits | 45MHHAQ12XC1 |  |  |  | 10 | 21.4 | 8.7 | FALSE | FALSE | FALSE | 12000 | 7800 | 2.31 | 8100 | 1.99
215413232 | 09/16/24 | Live | CARRIER | COMFORTMAKER | Singlezone Non-Ducted, Wall Placement | 215413232 |  | HRCU-A-CB-O | D5CERAH12AAJ | Mini-Splits | D5FEHAH12XCJ |  |  |  | 10 | 21.4 | 8.7 | FALSE | FALSE | FALSE | 12000 | 7800 | 2.31 | 8100 | 1.99
215413218 | 09/16/24 | Live | CARRIER | ARCOAIRE | Singlezone Non-Ducted, Wall Placement | 215413218 |  | HRCU-A-CB-O | D5CERAH12AAJ | Mini-Splits | D5FEHAH12XCJ |  |  |  | 10 | 21.4 | 8.7 | FALSE | FALSE | FALSE | 12000 | 7800 | 2.31 | 8100 | 1.99
215413302 | 09/16/24 | Live | CARRIER | MIDEA | Singlezone Non-Ducted, Wall Placement | 215413302 |  | HRCU-A-CB-O | D5CERAH12AAJ | Mini-Splits | D5FEHAH12XCJ |  |  |  | 10 | 21.4 | 8.7 | FALSE | FALSE | FALSE | 12000 | 7800 | 2.31 | 8100 | 1.99
215413316 | 09/16/24 | Live | CARRIER | TEMPSTAR | Singlezone Non-Ducted, Wall Placement | 215413316 |  | HRCU-A-CB-O | D5CERAH12AAJ | Mini-Splits | D5FEHAH12XCJ |  |  |  | 10 | 21.4 | 8.7 | FALSE | FALSE | FALSE | 12000 | 7800 | 2.31 | 8100 | 1.99
215413288 | 09/16/24 | Live | CARRIER | KENMORE | Singlezone Non-Ducted, Wall Placement | 215413288 |  | HRCU-A-CB-O | D5CERAH12AAJ | Mini-Splits | D5FEHAH12XCJ |  |  |  | 10 | 21.4 | 8.7 | FALSE | FALSE | FALSE | 12000 | 7800 | 2.31 | 8100 | 1.99
215413274 | 09/16/24 | Live | CARRIER | KEEPRITE | Singlezone Non-Ducted, Wall Placement | 215413274 |  | HRCU-A-CB-O | D5CERAH12AAJ | Mini-Splits | D5FEHAH12XCJ |  |  |  | 10 | 21.4 | 8.7 | FALSE | FALSE | FALSE | 12000 | 7800 | 2.31 | 8100 | 1.99
215413246 | 09/16/24 | Live | CARRIER | DAY & NIGHT | Singlezone Non-Ducted, Wall Placement | 215413246 |  | HRCU-A-CB-O | D5CERAH12AAJ | Mini-Splits | D5FEHAH12XCJ |  |  |  | 10 | 21.4 | 8.7 | FALSE | FALSE | FALSE | 12000 | 7800 | 2.31 | 8100 | 1.99
215413260 | 09/16/24 | Live | CARRIER | HEIL | Singlezone Non-Ducted, Wall Placement | 215413260 |  | HRCU-A-CB-O | D5CERAH12AAJ | Mini-Splits | D5FEHAH12XCJ |  |  |  | 10 | 21.4 | 8.7 | FALSE | FALSE | FALSE | 12000 | 7800 | 2.31 | 8100 | 1.99
215413344 | 09/16/24 | Live | CARRIER | AIRQUEST | Singlezone Non-Ducted, Wall Placement | 215413344 |  | HRCU-A-CB-O | D5CERAH12AAJ | Mini-Splits | D5FEHAH12XCJ |  |  |  | 10 | 21.4 | 8.7 | FALSE | FALSE | FALSE | 12000 | 7800 | 2.31 | 8100 | 1.99
215413330 | 09/16/24 | Live | CARRIER | SMART COMFORT | Singlezone Non-Ducted, Wall Placement | 215413330 |  | HRCU-A-CB-O | D5CERAH12AAJ | Mini-Splits | D5FEHAH12XCJ |  |  |  | 10 | 21.4 | 8.7 | FALSE | FALSE | FALSE | 12000 | 7800 | 2.31 | 8100 | 1.99
215413358 | 09/16/24 | Live | CARRIER | LPS LEGACY | Singlezone Non-Ducted, Wall Placement | 215413358 |  | HRCU-A-CB-O | D5CERAH12AAJ | Mini-Splits | D5FEHAH12XCJ |  |  |  | 10 | 21.4 | 8.7 | FALSE | FALSE | FALSE | 12000 | 7800 | 2.31 | 8100 | 1.99
215413372 | 09/16/24 | Live | CARRIER | GRANDAIRE | Singlezone Non-Ducted, Wall Placement | 215413372 |  | HRCU-A-CB-O | D5CERAH12AAJ | Mini-Splits | D5FEHAH12XCJ |  |  |  | 10 | 21.4 | 8.7 | FALSE | FALSE | FALSE | 12000 | 7800 | 2.31 | 8100 | 1.99
215413371 | 09/16/24 | Live | CARRIER | GRANDAIRE | Singlezone Non-Ducted, Wall Placement | 215413371 |  | HRCU-A-CB-O | D5CERAH09AAJ | Mini-Splits | D5FEHAH09XCJ |  |  |  | 12.5 | 21.5 | 9.1 | TRUE | TRUE | FALSE | 9000 | 6600 | 2.33 | 7600 | 1.9
215413357 | 09/16/24 | Live | CARRIER | LPS LEGACY | Singlezone Non-Ducted, Wall Placement | 215413357 |  | HRCU-A-CB-O | D5CERAH09AAJ | Mini-Splits | D5FEHAH09XCJ |  |  |  | 12.5 | 21.5 | 9.1 | TRUE | TRUE | FALSE | 9000 | 6600 | 2.33 | 7600 | 1.9
215413329 | 09/16/24 | Live | CARRIER | SMART COMFORT | Singlezone Non-Ducted, Wall Placement | 215413329 |  | HRCU-A-CB-O | D5CERAH09AAJ | Mini-Splits | D5FEHAH09XCJ |  |  |  | 12.5 | 21.5 | 9.1 | TRUE | TRUE | FALSE | 9000 | 6600 | 2.33 | 7600 | 1.9
215413343 | 09/16/24 | Live | CARRIER | AIRQUEST | Singlezone Non-Ducted, Wall Placement | 215413343 |  | HRCU-A-CB-O | D5CERAH09AAJ | Mini-Splits | D5FEHAH09XCJ |  |  |  | 12.5 | 21.5 | 9.1 | TRUE | TRUE | FALSE | 9000 | 6600 | 2.33 | 7600 | 1.9
215413259 | 09/16/24 | Live | CARRIER | HEIL | Singlezone Non-Ducted, Wall Placement | 215413259 |  | HRCU-A-CB-O | D5CERAH09AAJ | Mini-Splits | D5FEHAH09XCJ |  |  |  | 12.5 | 21.5 | 9.1 | TRUE | TRUE | FALSE | 9000 | 6600 | 2.33 | 7600 | 1.9
215413245 | 09/16/24 | Live | CARRIER | DAY & NIGHT | Singlezone Non-Ducted, Wall Placement | 215413245 |  | HRCU-A-CB-O | D5CERAH09AAJ | Mini-Splits | D5FEHAH09XCJ |  |  |  | 12.5 | 21.5 | 9.1 | TRUE | TRUE | FALSE | 9000 | 6600 | 2.33 | 7600 | 1.9
215413273 | 09/16/24 | Live | CARRIER | KEEPRITE | Singlezone Non-Ducted, Wall Placement | 215413273 |  | HRCU-A-CB-O | D5CERAH09AAJ | Mini-Splits | D5FEHAH09XCJ |  |  |  | 12.5 | 21.5 | 9.1 | TRUE | TRUE | FALSE | 9000 | 6600 | 2.33 | 7600 | 1.9
215413287 | 09/16/24 | Live | CARRIER | KENMORE | Singlezone Non-Ducted, Wall Placement | 215413287 |  | HRCU-A-CB-O | D5CERAH09AAJ | Mini-Splits | D5FEHAH09XCJ |  |  |  | 12.5 | 21.5 | 9.1 | TRUE | TRUE | FALSE | 9000 | 6600 | 2.33 | 7600 | 1.9
215413315 | 09/16/24 | Live | CARRIER | TEMPSTAR | Singlezone Non-Ducted, Wall Placement | 215413315 |  | HRCU-A-CB-O | D5CERAH09AAJ | Mini-Splits | D5FEHAH09XCJ |  |  |  | 12.5 | 21.5 | 9.1 | TRUE | TRUE | FALSE | 9000 | 6600 | 2.33 | 7600 | 1.9
215413301 | 09/16/24 | Live | CARRIER | MIDEA | Singlezone Non-Ducted, Wall Placement | 215413301 |  | HRCU-A-CB-O | D5CERAH09AAJ | Mini-Splits | D5FEHAH09XCJ |  |  |  | 12.5 | 21.5 | 9.1 | TRUE | TRUE | FALSE | 9000 | 6600 | 2.33 | 7600 | 1.9
215413217 | 09/16/24 | Live | CARRIER | ARCOAIRE | Singlezone Non-Ducted, Wall Placement | 215413217 |  | HRCU-A-CB-O | D5CERAH09AAJ | Mini-Splits | D5FEHAH09XCJ |  |  |  | 12.5 | 21.5 | 9.1 | TRUE | TRUE | FALSE | 9000 | 6600 | 2.33 | 7600 | 1.9
215413231 | 09/16/24 | Live | CARRIER | COMFORTMAKER | Singlezone Non-Ducted, Wall Placement | 215413231 |  | HRCU-A-CB-O | D5CERAH09AAJ | Mini-Splits | D5FEHAH09XCJ |  |  |  | 12.5 | 21.5 | 9.1 | TRUE | TRUE | FALSE | 9000 | 6600 | 2.33 | 7600 | 1.9
215413203 | 09/16/24 | Live | CARRIER | MIDEA | Singlezone Non-Ducted, Wall Placement | 215413203 |  | HRCU-A-CB-O | 37MHRAQ09AA1 | Mini-Splits | 45MHHAQ09XC1 |  |  |  | 12.5 | 21.5 | 9.1 | TRUE | TRUE | FALSE | 9000 | 6600 | 2.33 | 7600 | 1.9
215413195 | 09/16/24 | Live | CARRIER | WEATHERMAKER | Singlezone Non-Ducted, Wall Placement | 215413195 |  | HRCU-A-CB-O | 37MHRAQ09AA1 | Mini-Splits | 45MHHAQ09XC1 |  |  |  | 12.5 | 21.5 | 9.1 | TRUE | TRUE | FALSE | 9000 | 6600 | 2.33 | 7600 | 1.9
215413187 | 09/16/24 | Live | CARRIER | PAYNE | Singlezone Non-Ducted, Wall Placement | 215413187 |  | HRCU-A-CB-O | 37MHRAQ09AA1 | Mini-Splits | 45MHHAQ09XC1 |  |  |  | 12.5 | 21.5 | 9.1 | TRUE | TRUE | FALSE | 9000 | 6600 | 2.33 | 7600 | 1.9
215413179 | 09/16/24 | Live | CARRIER | BRYANT | Singlezone Non-Ducted, Wall Placement | 215413179 |  | HRCU-A-CB-O | 37MHRAQ09AA1 | Mini-Splits | 45MHHAQ09XC1 |  |  |  | 12.5 | 21.5 | 9.1 | TRUE | TRUE | FALSE | 9000 | 6600 | 2.33 | 7600 | 1.9
215413171 | 09/16/24 | Live | CARRIER | CARRIER | Singlezone Non-Ducted, Wall Placement | 215413171 |  | HRCU-A-CB-O | 37MHRAQ09AA1 | Mini-Splits | 45MHHAQ09XC1 |  |  |  | 12.5 | 21.5 | 9.1 | TRUE | TRUE | FALSE | 9000 | 6600 | 2.33 | 7600 | 1.9
215413168 | 09/16/24 | Live | CARRIER | MIDEA | Singlezone Non-Ducted, Wall Placement | 215413168 |  | HRCU-A-CB-O | 37MPRAQ18AA3 | Mini-Splits | D5MPHAQ18XA3 |  |  |  | 15 | 25.8 | 16.2 | TRUE | TRUE | TRUE | 18000 | 19300 | 3.01 | 23200 | 2.35
215413144 | 09/16/24 | Live | CARRIER | CARRIER | Singlezone Non-Ducted, Wall Placement | 215413144 |  | HRCU-A-CB-O | 37MPRAQ18AA3 | Mini-Splits | 45MPHAQ18XA3 |  |  |  | 15 | 25.8 | 16.2 | TRUE | TRUE | TRUE | 18000 | 19300 | 3.01 | 23200 | 2.35
215413150 | 09/16/24 | Live | CARRIER | BRYANT | Singlezone Non-Ducted, Wall Placement | 215413150 |  | HRCU-A-CB-O | 37MPRAQ18AA3 | Mini-Splits | 615PHAQ18XA3 |  |  |  | 15 | 25.8 | 16.2 | TRUE | TRUE | TRUE | 18000 | 19300 | 3.01 | 23200 | 2.35
215413156 | 09/16/24 | Live | CARRIER | PAYNE | Singlezone Non-Ducted, Wall Placement | 215413156 |  | HRCU-A-CB-O | 37MPRAQ18AA3 | Mini-Splits | D5MPHAQ18XA3 |  |  |  | 15 | 25.8 | 16.2 | TRUE | TRUE | TRUE | 18000 | 19300 | 3.01 | 23200 | 2.35
215413162 | 09/16/24 | Live | CARRIER | WEATHERMAKER | Singlezone Non-Ducted, Wall Placement | 215413162 |  | HRCU-A-CB-O | 37MPRAQ18AA3 | Mini-Splits | D5MPHAQ18XA3 |  |  |  | 15 | 25.8 | 16.2 | TRUE | TRUE | TRUE | 18000 | 19300 | 3.01 | 23200 | 2.35
215413161 | 09/16/24 | Live | CARRIER | WEATHERMAKER | Singlezone Non-Ducted, Wall Placement | 215413161 |  | HRCU-A-CB-O | 37MPRAQ12AA3 | Mini-Splits | D5MPHAQ12XA3 |  |  |  | 14.3 | 29.5 | 14.5 | TRUE | TRUE | TRUE | 12000 | 11000 | 2.41 | 14600 | 2.26
215413155 | 09/16/24 | Live | CARRIER | PAYNE | Singlezone Non-Ducted, Wall Placement | 215413155 |  | HRCU-A-CB-O | 37MPRAQ12AA3 | Mini-Splits | D5MPHAQ12XA3 |  |  |  | 14.3 | 29.5 | 14.5 | TRUE | TRUE | TRUE | 12000 | 11000 | 2.41 | 14600 | 2.26
215413149 | 09/16/24 | Live | CARRIER | BRYANT | Singlezone Non-Ducted, Wall Placement | 215413149 |  | HRCU-A-CB-O | 37MPRAQ12AA3 | Mini-Splits | 615PHAQ12XA3 |  |  |  | 14.3 | 29.5 | 14.5 | TRUE | TRUE | TRUE | 12000 | 11000 | 2.41 | 14600 | 2.26
215413143 | 09/16/24 | Live | CARRIER | CARRIER | Singlezone Non-Ducted, Wall Placement | 215413143 |  | HRCU-A-CB-O | 37MPRAQ12AA3 | Mini-Splits | 45MPHAQ12XA3 |  |  |  | 14.3 | 29.5 | 14.5 | TRUE | TRUE | TRUE | 12000 | 11000 | 2.41 | 14600 | 2.26
215413167 | 09/16/24 | Live | CARRIER | MIDEA | Singlezone Non-Ducted, Wall Placement | 215413167 |  | HRCU-A-CB-O | 37MPRAQ12AA3 | Mini-Splits | D5MPHAQ12XA3 |  |  |  | 14.3 | 29.5 | 14.5 | TRUE | TRUE | TRUE | 12000 | 11000 | 2.41 | 14600 | 2.26
215413166 | 09/16/24 | Live | CARRIER | MIDEA | Singlezone Non-Ducted, Wall Placement | 215413166 |  | HRCU-A-CB-O | 37MPRAQ09AA3 | Mini-Splits | D5MPHAQ09XA3 |  |  |  | 17 | 33.5 | 22 | TRUE | TRUE | TRUE | 9000 | 11000 | 2.41 | 14600 | 2.26
215413142 | 09/16/24 | Live | CARRIER | CARRIER | Singlezone Non-Ducted, Wall Placement | 215413142 |  | HRCU-A-CB-O | 37MPRAQ09AA3 | Mini-Splits | 45MPHAQ09XA3 |  |  |  | 17 | 33.5 | 22 | TRUE | TRUE | TRUE | 9000 | 11000 | 2.41 | 14600 | 2.26
215413148 | 09/16/24 | Live | CARRIER | BRYANT | Singlezone Non-Ducted, Wall Placement | 215413148 |  | HRCU-A-CB-O | 37MPRAQ09AA3 | Mini-Splits | 615PHAQ09XA3 |  |  |  | 17 | 33.5 | 22 | TRUE | TRUE | TRUE | 9000 | 11000 | 2.41 | 14600 | 2.26
215413154 | 09/16/24 | Live | CARRIER | PAYNE | Singlezone Non-Ducted, Wall Placement | 215413154 |  | HRCU-A-CB-O | 37MPRAQ09AA3 | Mini-Splits | D5MPHAQ09XA3 |  |  |  | 17 | 33.5 | 22 | TRUE | TRUE | TRUE | 9000 | 11000 | 2.41 | 14600 | 2.26
215413160 | 09/16/24 | Live | CARRIER | WEATHERMAKER | Singlezone Non-Ducted, Wall Placement | 215413160 |  | HRCU-A-CB-O | 37MPRAQ09AA3 | Mini-Splits | D5MPHAQ09XA3 |  |  |  | 17 | 33.5 | 22 | TRUE | TRUE | TRUE | 9000 | 11000 | 2.41 | 14600 | 2.26
215413159 | 09/16/24 | Live | CARRIER | WEATHERMAKER | Singlezone Non-Ducted, Wall Placement | 215413159 |  | HRCU-A-CB-O | 37MPRAQ06AA3 | Mini-Splits | D5MPHAQ06XA3 |  |  |  | 17.5 | 35.1 | 30 | TRUE | TRUE | TRUE | 6000 | 11000 | 2.41 | 14600 | 2.26
215413153 | 09/16/24 | Live | CARRIER | PAYNE | Singlezone Non-Ducted, Wall Placement | 215413153 |  | HRCU-A-CB-O | 37MPRAQ06AA3 | Mini-Splits | D5MPHAQ06XA3 |  |  |  | 17.5 | 35.1 | 30 | TRUE | TRUE | TRUE | 6000 | 11000 | 2.41 | 14600 | 2.26
215413147 | 09/16/24 | Live | CARRIER | BRYANT | Singlezone Non-Ducted, Wall Placement | 215413147 |  | HRCU-A-CB-O | 37MPRAQ06AA3 | Mini-Splits | 615PHAQ06XA3 |  |  |  | 17.5 | 35.1 | 30 | TRUE | TRUE | TRUE | 6000 | 11000 | 2.41 | 14600 | 2.26
215357750 | 09/16/24 | Live | CARRIER | WEATHERMAKER | Multizone Mix of Ducted and Non-Ducted | 215357750 |  | HMSV-A-CB | 37MGHAQ36EA3 | Mixed Ducted and Non-Ducted Indoor Units |  |  |  |  | 12.55 | 21.3 | 10.6 | TRUE | TRUE | TRUE | 36000 | 31400 | 2.4 | 38000 | 2.41
215357792 | 09/16/24 | Live | CARRIER | MIDEA | Multizone Mix of Ducted and Non-Ducted | 215357792 |  | HMSV-A-CB | 37MGHAQ36EA3 | Mixed Ducted and Non-Ducted Indoor Units |  |  |  |  | 12.55 | 21.3 | 10.6 | TRUE | TRUE | TRUE | 36000 | 31400 | 2.4 | 38000 | 2.41
215357791 | 09/16/24 | Live | CARRIER | MIDEA | Multizone All Ducted | 215357791 |  | HMSV-A-CB | 37MGHAQ36EA3 | Ducted Indoor Units |  |  |  |  | 12 | 19.5 | 10.5 | TRUE | TRUE | TRUE | 36000 | 33000 | 2.4 | 34000 | 2.2
215357749 | 09/16/24 | Live | CARRIER | WEATHERMAKER | Multizone All Ducted | 215357749 |  | HMSV-A-CB | 37MGHAQ36EA3 | Ducted Indoor Units |  |  |  |  | 12 | 19.5 | 10.5 | TRUE | TRUE | TRUE | 36000 | 33000 | 2.4 | 34000 | 2.2
215357665 | 09/16/24 | Live | CARRIER | GRANDAIRE | Multizone All Ducted | 215357665 |  | HMSV-A-CB | D5CMHAH36EAK | Ducted Indoor Units |  |  |  |  | 12 | 19.5 | 10.5 | TRUE | TRUE | TRUE | 36000 | 33000 | 2.4 | 34000 | 2.2
215357707 | 09/16/24 | Live | CARRIER | PAYNE | Multizone All Ducted | 215357707 |  | HMSV-A-CB | 37MGHAQ36EA3 | Ducted Indoor Units |  |  |  |  | 12 | 19.5 | 10.5 | TRUE | TRUE | TRUE | 36000 | 33000 | 2.4 | 34000 | 2.2
215357706 | 09/16/24 | Live | CARRIER | PAYNE | Multizone All Non-Ducted | 215357706 |  | HMSR-A-CB-O | 37MGHAQ36EA3 | Non-Ducted Indoor Units |  |  |  |  | 13.1 | 23.1 | 10.7 | TRUE | TRUE | TRUE | 36000 | 30000 | 2.4 | 42000 | 2.6
215357664 | 09/16/24 | Live | CARRIER | GRANDAIRE | Multizone All Non-Ducted | 215357664 |  | HMSR-A-CB-O | D5CMHAH36EAK | Non-Ducted Indoor Units |  |  |  |  | 13.1 | 23.1 | 10.7 | TRUE | TRUE | TRUE | 36000 | 30000 | 2.4 | 42000 | 2.6
215357748 | 09/16/24 | Live | CARRIER | WEATHERMAKER | Multizone All Non-Ducted | 215357748 |  | HMSR-A-CB-O | 37MGHAQ36EA3 | Non-Ducted Indoor Units |  |  |  |  | 13.1 | 23.1 | 10.7 | TRUE | TRUE | TRUE | 36000 | 30000 | 2.4 | 42000 | 2.6
215357790 | 09/16/24 | Live | CARRIER | MIDEA | Multizone All Non-Ducted | 215357790 |  | HMSR-A-CB-O | 37MGHAQ36EA3 | Non-Ducted Indoor Units |  |  |  |  | 13.1 | 23.1 | 10.7 | TRUE | TRUE | TRUE | 36000 | 30000 | 2.4 | 42000 | 2.6
215357786 | 09/16/24 | Live | CARRIER | MIDEA | Multizone Mix of Ducted and Non-Ducted | 215357786 |  | HMSV-A-CB | 37MGHAQ27DA3 | Mixed Ducted and Non-Ducted Indoor Units |  |  |  |  | 12.35 | 21.05 | 10 | FALSE | FALSE | TRUE | 27400 | 24000 | 2.5 | 27500 | 2.15
215357744 | 09/16/24 | Live | CARRIER | WEATHERMAKER | Multizone Mix of Ducted and Non-Ducted | 215357744 |  | HMSV-A-CB | 37MGHAQ27DA3 | Mixed Ducted and Non-Ducted Indoor Units |  |  |  |  | 12.35 | 21.05 | 10 | FALSE | FALSE | TRUE | 27400 | 24000 | 2.5 | 27500 | 2.15
215357660 | 09/16/24 | Live | CARRIER | GRANDAIRE | Multizone Mix of Ducted and Non-Ducted | 215357660 |  | HMSV-A-CB | D5CMHAH27DAK | Mixed Ducted and Non-Ducted Indoor Units |  |  |  |  | 12.35 | 21.05 | 10 | FALSE | FALSE | TRUE | 27400 | 24000 | 2.5 | 27500 | 2.15
215357702 | 09/16/24 | Live | CARRIER | PAYNE | Multizone Mix of Ducted and Non-Ducted | 215357702 |  | HMSV-A-CB | 37MGHAQ27DA3 | Mixed Ducted and Non-Ducted Indoor Units |  |  |  |  | 12.35 | 21.05 | 10 | FALSE | FALSE | TRUE | 27400 | 24000 | 2.5 | 27500 | 2.15
215357701 | 09/16/24 | Live | CARRIER | PAYNE | Multizone All Ducted | 215357701 |  | HMSV-A-CB | 37MGHAQ27DA3 | Ducted Indoor Units |  |  |  |  | 12 | 19 | 9.5 | FALSE | FALSE | TRUE | 28000 | 23000 | 2.4 | 27000 | 2.1
215357659 | 09/16/24 | Live | CARRIER | GRANDAIRE | Multizone All Ducted | 215357659 |  | HMSV-A-CB | D5CMHAH27DAK | Ducted Indoor Units |  |  |  |  | 12 | 19 | 9.5 | FALSE | FALSE | TRUE | 28000 | 23000 | 2.4 | 27000 | 2.1
215357743 | 09/16/24 | Live | CARRIER | WEATHERMAKER | Multizone All Ducted | 215357743 |  | HMSV-A-CB | 37MGHAQ27DA3 | Ducted Indoor Units |  |  |  |  | 12 | 19 | 9.5 | FALSE | FALSE | TRUE | 28000 | 23000 | 2.4 | 27000 | 2.1
215357785 | 09/16/24 | Live | CARRIER | MIDEA | Multizone All Ducted | 215357785 |  | HMSV-A-CB | 37MGHAQ27DA3 | Ducted Indoor Units |  |  |  |  | 12 | 19 | 9.5 | FALSE | FALSE | TRUE | 28000 | 23000 | 2.4 | 27000 | 2.1
215357784 | 09/16/24 | Live | CARRIER | MIDEA | Multizone All Non-Ducted | 215357784 |  | HMSR-A-CB-O | 37MGHAQ27DA3 | Non-Ducted Indoor Units |  |  |  |  | 12.7 | 23.1 | 10.5 | FALSE | FALSE | TRUE | 27000 | 25000 | 2.6 | 28000 | 2.2
215357742 | 09/16/24 | Live | CARRIER | WEATHERMAKER | Multizone All Non-Ducted | 215357742 |  | HMSR-A-CB-O | 37MGHAQ27DA3 | Non-Ducted Indoor Units |  |  |  |  | 12.7 | 23.1 | 10.5 | FALSE | FALSE | TRUE | 27000 | 25000 | 2.6 | 28000 | 2.2
215357658 | 09/16/24 | Live | CARRIER | GRANDAIRE | Multizone All Non-Ducted | 215357658 |  | HMSR-A-CB-O | D5CMHAH27DAK | Non-Ducted Indoor Units |  |  |  |  | 12.7 | 23.1 | 10.5 | FALSE | FALSE | TRUE | 27000 | 25000 | 2.6 | 28000 | 2.2
215357700 | 09/16/24 | Live | CARRIER | PAYNE | Multizone All Non-Ducted | 215357700 |  | HMSR-A-CB-O | 37MGHAQ27DA3 | Non-Ducted Indoor Units |  |  |  |  | 12.7 | 23.1 | 10.5 | FALSE | FALSE | TRUE | 27000 | 25000 | 2.6 | 28000 | 2.2
215357696 | 09/16/24 | Live | CARRIER | PAYNE | Multizone Mix of Ducted and Non-Ducted | 215357696 |  | HMSV-A-CB | 37MGHAQ18CA3 | Mixed Ducted and Non-Ducted Indoor Units |  |  |  |  | 14 | 22.5 | 10.25 | TRUE | TRUE | TRUE | 19000 | 17300 | 2.65 | 20500 | 2.35
215357654 | 09/16/24 | Live | CARRIER | GRANDAIRE | Multizone Mix of Ducted and Non-Ducted | 215357654 |  | HMSV-A-CB | D5CMHAH18CAK | Mixed Ducted and Non-Ducted Indoor Units |  |  |  |  | 14 | 22.5 | 10.25 | TRUE | TRUE | TRUE | 19000 | 17300 | 2.65 | 20500 | 2.35
215357738 | 09/16/24 | Live | CARRIER | WEATHERMAKER | Multizone Mix of Ducted and Non-Ducted | 215357738 |  | HMSV-A-CB | 37MGHAQ18CA3 | Mixed Ducted and Non-Ducted Indoor Units |  |  |  |  | 14 | 22.5 | 10.25 | TRUE | TRUE | TRUE | 19000 | 17300 | 2.65 | 20500 | 2.35
215357780 | 09/16/24 | Live | CARRIER | MIDEA | Multizone Mix of Ducted and Non-Ducted | 215357780 |  | HMSV-A-CB | 37MGHAQ18CA3 | Mixed Ducted and Non-Ducted Indoor Units |  |  |  |  | 14 | 22.5 | 10.25 | TRUE | TRUE | TRUE | 19000 | 17300 | 2.65 | 20500 | 2.35
215357779 | 09/16/24 | Live | CARRIER | MIDEA | Multizone All Ducted | 215357779 |  | HMSV-A-CB | 37MGHAQ18CA3 | Ducted Indoor Units |  |  |  |  | 13 | 20 | 10 | TRUE | TRUE | TRUE | 19000 | 17000 | 2.59 | 22000 | 2.5
215357737 | 09/16/24 | Live | CARRIER | WEATHERMAKER | Multizone All Ducted | 215357737 |  | HMSV-A-CB | 37MGHAQ18CA3 | Ducted Indoor Units |  |  |  |  | 13 | 20 | 10 | TRUE | TRUE | TRUE | 19000 | 17000 | 2.59 | 22000 | 2.5
215357653 | 09/16/24 | Live | CARRIER | GRANDAIRE | Multizone All Ducted | 215357653 |  | HMSV-A-CB | D5CMHAH18CAK | Ducted Indoor Units |  |  |  |  | 13 | 20 | 10 | TRUE | TRUE | TRUE | 19000 | 17000 | 2.59 | 22000 | 2.5
215357695 | 09/16/24 | Live | CARRIER | PAYNE | Multizone All Ducted | 215357695 |  | HMSV-A-CB | 37MGHAQ18CA3 | Ducted Indoor Units |  |  |  |  | 13 | 20 | 10 | TRUE | TRUE | TRUE | 19000 | 17000 | 2.59 | 22000 | 2.5
215357694 | 09/16/24 | Live | CARRIER | PAYNE | Multizone All Non-Ducted | 215357694 |  | HMSR-A-CB-O | 37MGHAQ18CA3 | Non-Ducted Indoor Units |  |  |  |  | 15 | 25 | 10.5 | TRUE | TRUE | TRUE | 19000 | 17600 | 2.7 | 19000 | 2.2
215357652 | 09/16/24 | Live | CARRIER | GRANDAIRE | Multizone All Non-Ducted | 215357652 |  | HMSR-A-CB-O | D5CMHAH18CAK | Non-Ducted Indoor Units |  |  |  |  | 15 | 25 | 10.5 | TRUE | TRUE | TRUE | 19000 | 17600 | 2.7 | 19000 | 2.2
215357736 | 09/16/24 | Live | CARRIER | WEATHERMAKER | Multizone All Non-Ducted | 215357736 |  | HMSR-A-CB-O | 37MGHAQ18CA3 | Non-Ducted Indoor Units |  |  |  |  | 15 | 25 | 10.5 | TRUE | TRUE | TRUE | 19000 | 17600 | 2.7 | 19000 | 2.2
215357778 | 09/16/24 | Live | CARRIER | MIDEA | Multizone All Non-Ducted | 215357778 |  | HMSR-A-CB-O | 37MGHAQ18CA3 | Non-Ducted Indoor Units |  |  |  |  | 15 | 25 | 10.5 | TRUE | TRUE | TRUE | 19000 | 17600 | 2.7 | 19000 | 2.2
215357180 | 09/16/24 | Live | CARRIER | ARCOAIRE | Multizone Mix of Ducted and Non-Ducted | 215357180 |  | HMSV-A-CB | D5CMRAH30EAK | Mixed Ducted and Non-Ducted Indoor Units |  |  |  |  | 12.5 | 23 | 9.75 | TRUE | TRUE | TRUE | 30000 | 26200 | 2.45 | 27300 | 2.15
215357155 | 09/16/24 | Live | CARRIER | BRYANT | Multizone Mix of Ducted and Non-Ducted | 215357155 |  | HMSV-A-CB | 37MGRAQ30EA3 | Mixed Ducted and Non-Ducted Indoor Units |  |  |  |  | 12.5 | 23 | 9.75 | TRUE | TRUE | TRUE | 30000 | 26200 | 2.45 | 27300 | 2.15
215357264 | 09/16/24 | Live | CARRIER | DAY & NIGHT | Multizone Mix of Ducted and Non-Ducted | 215357264 |  | HMSV-A-CB | D5CMRAH30EAK | Mixed Ducted and Non-Ducted Indoor Units |  |  |  |  | 12.5 | 23 | 9.75 | TRUE | TRUE | TRUE | 30000 | 26200 | 2.45 | 27300 | 2.15
215357222 | 09/16/24 | Live | CARRIER | COMFORTMAKER | Multizone Mix of Ducted and Non-Ducted | 215357222 |  | HMSV-A-CB | D5CMRAH30EAK | Mixed Ducted and Non-Ducted Indoor Units |  |  |  |  | 12.5 | 23 | 9.75 | TRUE | TRUE | TRUE | 30000 | 26200 | 2.45 | 27300 | 2.15
215357306 | 09/16/24 | Live | CARRIER | HEIL | Multizone Mix of Ducted and Non-Ducted | 215357306 |  | HMSV-A-CB | D5CMRAH30EAK | Mixed Ducted and Non-Ducted Indoor Units |  |  |  |  | 12.5 | 23 | 9.75 | TRUE | TRUE | TRUE | 30000 | 26200 | 2.45 | 27300 | 2.15
215357348 | 09/16/24 | Live | CARRIER | KEEPRITE | Multizone Mix of Ducted and Non-Ducted | 215357348 |  | HMSV-A-CB | D5CMRAH30EAK | Mixed Ducted and Non-Ducted Indoor Units |  |  |  |  | 12.5 | 23 | 9.75 | TRUE | TRUE | TRUE | 30000 | 26200 | 2.45 | 27300 | 2.15
215357390 | 09/16/24 | Live | CARRIER | KENMORE | Multizone Mix of Ducted and Non-Ducted | 215357390 |  | HMSV-A-CB | D5CMRAH30EAK | Mixed Ducted and Non-Ducted Indoor Units |  |  |  |  | 12.5 | 23 | 9.75 | TRUE | TRUE | TRUE | 30000 | 26200 | 2.45 | 27300 | 2.15
215357432 | 09/16/24 | Live | CARRIER | MIDEA | Multizone Mix of Ducted and Non-Ducted | 215357432 |  | HMSV-A-CB | D5CMRAH30EAK | Mixed Ducted and Non-Ducted Indoor Units |  |  |  |  | 12.5 | 23 | 9.75 | TRUE | TRUE | TRUE | 30000 | 26200 | 2.45 | 27300 | 2.15
215357516 | 09/16/24 | Live | CARRIER | TEMPSTAR | Multizone Mix of Ducted and Non-Ducted | 215357516 |  | HMSV-A-CB | D5CMRAH30EAK | Mixed Ducted and Non-Ducted Indoor Units |  |  |  |  | 12.5 | 23 | 9.75 | TRUE | TRUE | TRUE | 30000 | 26200 | 2.45 | 27300 | 2.15
215357494 | 09/16/24 | Live | CARRIER | CARRIER | Multizone Mix of Ducted and Non-Ducted | 215357494 |  | HMSV-A-CB | 37MGRAQ30EA3 | Mixed Ducted and Non-Ducted Indoor Units |  |  |  |  | 12.5 | 23 | 9.75 | TRUE | TRUE | TRUE | 30000 | 26200 | 2.45 | 27300 | 2.15
215357558 | 09/16/24 | Live | CARRIER | SMART COMFORT | Multizone Mix of Ducted and Non-Ducted | 215357558 |  | HMSV-A-CB | D5CMRAH30EAK | Mixed Ducted and Non-Ducted Indoor Units |  |  |  |  | 12.5 | 23 | 9.75 | TRUE | TRUE | TRUE | 30000 | 26200 | 2.45 | 27300 | 2.15
215357600 | 09/16/24 | Live | CARRIER | AIRQUEST | Multizone Mix of Ducted and Non-Ducted | 215357600 |  | HMSV-A-CB | D5CMRAH30EAK | Mixed Ducted and Non-Ducted Indoor Units |  |  |  |  | 12.5 | 23 | 9.75 | TRUE | TRUE | TRUE | 30000 | 26200 | 2.45 | 27300 | 2.15
215357621 | 09/16/24 | Live | CARRIER | LPS LEGACY | Multizone Mix of Ducted and Non-Ducted | 215357621 |  | HMSV-A-CB | D5CMHAH30EAK | Mixed Ducted and Non-Ducted Indoor Units |  |  |  |  | 12.85 | 21.75 | 10.6 | TRUE | TRUE | TRUE | 30000 | 31400 | 2.4 | 38000 | 2.41
215357579 | 09/16/24 | Live | CARRIER | AIRQUEST | Multizone Mix of Ducted and Non-Ducted | 215357579 |  | HMSV-A-CB | D5CMHAH30EAK | Mixed Ducted and Non-Ducted Indoor Units |  |  |  |  | 12.85 | 21.75 | 10.6 | TRUE | TRUE | TRUE | 30000 | 31400 | 2.4 | 38000 | 2.41
215357478 | 09/16/24 | Live | CARRIER | TEMPSTAR | Multizone Mix of Ducted and Non-Ducted | 215357478 |  | HMSV-A-CB | D5CMHAH30EAK | Mixed Ducted and Non-Ducted Indoor Units |  |  |  |  | 12.85 | 21.75 | 10.6 | TRUE | TRUE | TRUE | 30000 | 31400 | 2.4 | 38000 | 2.41
215357537 | 09/16/24 | Live | CARRIER | SMART COMFORT | Multizone Mix of Ducted and Non-Ducted | 215357537 |  | HMSV-A-CB | D5CMHAH30EAK | Mixed Ducted and Non-Ducted Indoor Units |  |  |  |  | 12.85 | 21.75 | 10.6 | TRUE | TRUE | TRUE | 30000 | 31400 | 2.4 | 38000 | 2.41
215357411 | 09/16/24 | Live | CARRIER | MIDEA | Multizone Mix of Ducted and Non-Ducted | 215357411 |  | HMSV-A-CB | D5CMHAH30EAK | Mixed Ducted and Non-Ducted Indoor Units |  |  |  |  | 12.85 | 21.75 | 10.6 | TRUE | TRUE | TRUE | 30000 | 31400 | 2.4 | 38000 | 2.41
215357451 | 09/16/24 | Live | CARRIER | CARRIER | Multizone Mix of Ducted and Non-Ducted | 215357451 |  | HMSV-A-CB | 37MGHAQ30EA3 | Mixed Ducted and Non-Ducted Indoor Units |  |  |  |  | 12.85 | 21.75 | 10.6 | TRUE | TRUE | TRUE | 30000 | 31400 | 2.4 | 38000 | 2.41
215357369 | 09/16/24 | Live | CARRIER | KENMORE | Multizone Mix of Ducted and Non-Ducted | 215357369 |  | HMSV-A-CB | D5CMHAH30EAK | Mixed Ducted and Non-Ducted Indoor Units |  |  |  |  | 12.85 | 21.75 | 10.6 | TRUE | TRUE | TRUE | 30000 | 31400 | 2.4 | 38000 | 2.41
215357285 | 09/16/24 | Live | CARRIER | HEIL | Multizone Mix of Ducted and Non-Ducted | 215357285 |  | HMSV-A-CB | D5CMHAH30EAK | Mixed Ducted and Non-Ducted Indoor Units |  |  |  |  | 12.85 | 21.75 | 10.6 | TRUE | TRUE | TRUE | 30000 | 31400 | 2.4 | 38000 | 2.41
215357327 | 09/16/24 | Live | CARRIER | KEEPRITE | Multizone Mix of Ducted and Non-Ducted | 215357327 |  | HMSV-A-CB | D5CMHAH30EAK | Mixed Ducted and Non-Ducted Indoor Units |  |  |  |  | 12.85 | 21.75 | 10.6 | TRUE | TRUE | TRUE | 30000 | 31400 | 2.4 | 38000 | 2.41
215357201 | 09/16/24 | Live | CARRIER | COMFORTMAKER | Multizone Mix of Ducted and Non-Ducted | 215357201 |  | HMSV-A-CB | D5CMHAH30EAK | Mixed Ducted and Non-Ducted Indoor Units |  |  |  |  | 12.85 | 21.75 | 10.6 | TRUE | TRUE | TRUE | 30000 | 31400 | 2.4 | 38000 | 2.41
215357243 | 09/16/24 | Live | CARRIER | DAY & NIGHT | Multizone Mix of Ducted and Non-Ducted | 215357243 |  | HMSV-A-CB | D5CMHAH30EAK | Mixed Ducted and Non-Ducted Indoor Units |  |  |  |  | 12.85 | 21.75 | 10.6 | TRUE | TRUE | TRUE | 30000 | 31400 | 2.4 | 38000 | 2.41
215357145 | 09/16/24 | Live | CARRIER | ARCOAIRE | Multizone Mix of Ducted and Non-Ducted | 215357145 |  | HMSV-A-CB | D5CMHAH30EAK | Mixed Ducted and Non-Ducted Indoor Units |  |  |  |  | 12.85 | 21.75 | 10.6 | TRUE | TRUE | TRUE | 30000 | 31400 | 2.4 | 38000 | 2.41
215357117 | 09/16/24 | Live | CARRIER | BRYANT | Multizone Mix of Ducted and Non-Ducted | 215357117 |  | HMSV-A-CB | 37MGHAQ30EA3 | Mixed Ducted and Non-Ducted Indoor Units |  |  |  |  | 12.85 | 21.75 | 10.6 | TRUE | TRUE | TRUE | 30000 | 31400 | 2.4 | 38000 | 2.41
215357111 | 09/16/24 | Live | CARRIER | BRYANT | Multizone Mix of Ducted and Non-Ducted | 215357111 |  | HMSV-A-CB | 37MGHAQ24DA3 | Mixed Ducted and Non-Ducted Indoor Units |  |  |  |  | 13 | 22 | 9.75 | TRUE | TRUE | TRUE | 24000 | 23200 | 2.45 | 27500 | 2.1
215357134 | 09/16/24 | Live | CARRIER | ARCOAIRE | Multizone Mix of Ducted and Non-Ducted | 215357134 |  | HMSV-A-CB | D5CMHAH24DAK | Mixed Ducted and Non-Ducted Indoor Units |  |  |  |  | 13 | 22 | 9.75 | TRUE | TRUE | TRUE | 24000 | 23200 | 2.45 | 27500 | 2.1
215357195 | 09/16/24 | Live | CARRIER | COMFORTMAKER | Multizone Mix of Ducted and Non-Ducted | 215357195 |  | HMSV-A-CB | D5CMHAH24DAK | Mixed Ducted and Non-Ducted Indoor Units |  |  |  |  | 13 | 22 | 9.75 | TRUE | TRUE | TRUE | 24000 | 23200 | 2.45 | 27500 | 2.1
215357237 | 09/16/24 | Live | CARRIER | DAY & NIGHT | Multizone Mix of Ducted and Non-Ducted | 215357237 |  | HMSV-A-CB | D5CMHAH24DAK | Mixed Ducted and Non-Ducted Indoor Units |  |  |  |  | 13 | 22 | 9.75 | TRUE | TRUE | TRUE | 24000 | 23200 | 2.45 | 27500 | 2.1
215357279 | 09/16/24 | Live | CARRIER | HEIL | Multizone Mix of Ducted and Non-Ducted | 215357279 |  | HMSV-A-CB | D5CMHAH24DAK | Mixed Ducted and Non-Ducted Indoor Units |  |  |  |  | 13 | 22 | 9.75 | TRUE | TRUE | TRUE | 24000 | 23200 | 2.45 | 27500 | 2.1
215357321 | 09/16/24 | Live | CARRIER | KEEPRITE | Multizone Mix of Ducted and Non-Ducted | 215357321 |  | HMSV-A-CB | D5CMHAH24DAK | Mixed Ducted and Non-Ducted Indoor Units |  |  |  |  | 13 | 22 | 9.75 | TRUE | TRUE | TRUE | 24000 | 23200 | 2.45 | 27500 | 2.1
215357363 | 09/16/24 | Live | CARRIER | KENMORE | Multizone Mix of Ducted and Non-Ducted | 215357363 |  | HMSV-A-CB | D5CMHAH24DAK | Mixed Ducted and Non-Ducted Indoor Units |  |  |  |  | 13 | 22 | 9.75 | TRUE | TRUE | TRUE | 24000 | 23200 | 2.45 | 27500 | 2.1
215357467 | 09/16/24 | Live | CARRIER | TEMPSTAR | Multizone Mix of Ducted and Non-Ducted | 215357467 |  | HMSV-A-CB | D5CMHAH24DAK | Mixed Ducted and Non-Ducted Indoor Units |  |  |  |  | 13 | 22 | 9.75 | TRUE | TRUE | TRUE | 24000 | 23200 | 2.45 | 27500 | 2.1
215357441 | 09/16/24 | Live | CARRIER | CARRIER | Multizone Mix of Ducted and Non-Ducted | 215357441 |  | HMSV-A-CB | 37MGHAQ24DA3 | Mixed Ducted and Non-Ducted Indoor Units |  |  |  |  | 13 | 22 | 9.75 | TRUE | TRUE | TRUE | 24000 | 23200 | 2.45 | 27500 | 2.1
215357405 | 09/16/24 | Live | CARRIER | MIDEA | Multizone Mix of Ducted and Non-Ducted | 215357405 |  | HMSV-A-CB | D5CMHAH24DAK | Mixed Ducted and Non-Ducted Indoor Units |  |  |  |  | 13 | 22 | 9.75 | TRUE | TRUE | TRUE | 24000 | 23200 | 2.45 | 27500 | 2.1
215357531 | 09/16/24 | Live | CARRIER | SMART COMFORT | Multizone Mix of Ducted and Non-Ducted | 215357531 |  | HMSV-A-CB | D5CMHAH24DAK | Mixed Ducted and Non-Ducted Indoor Units |  |  |  |  | 13 | 22 | 9.75 | TRUE | TRUE | TRUE | 24000 | 23200 | 2.45 | 27500 | 2.1
215357573 | 09/16/24 | Live | CARRIER | AIRQUEST | Multizone Mix of Ducted and Non-Ducted | 215357573 |  | HMSV-A-CB | D5CMHAH24DAK | Mixed Ducted and Non-Ducted Indoor Units |  |  |  |  | 13 | 22 | 9.75 | TRUE | TRUE | TRUE | 24000 | 23200 | 2.45 | 27500 | 2.1
215357615 | 09/16/24 | Live | CARRIER | LPS LEGACY | Multizone Mix of Ducted and Non-Ducted | 215357615 |  | HMSV-A-CB | D5CMHAH24DAK | Mixed Ducted and Non-Ducted Indoor Units |  |  |  |  | 13 | 22 | 9.75 | TRUE | TRUE | TRUE | 24000 | 23200 | 2.45 | 27500 | 2.1
215357636 | 09/16/24 | Live | CARRIER | LPS LEGACY | Multizone Mix of Ducted and Non-Ducted | 215357636 |  | HMSV-A-CB | D5CMRAH24DAK | Mixed Ducted and Non-Ducted Indoor Units |  |  |  |  | 13 | 23 | 9.5 | TRUE | TRUE | TRUE | 24000 | 18000 | 2.6 | 18800 | 2.3
215357594 | 09/16/24 | Live | CARRIER | AIRQUEST | Multizone Mix of Ducted and Non-Ducted | 215357594 |  | HMSV-A-CB | D5CMRAH24DAK | Mixed Ducted and Non-Ducted Indoor Units |  |  |  |  | 13 | 23 | 9.5 | TRUE | TRUE | TRUE | 24000 | 18000 | 2.6 | 18800 | 2.3
215357552 | 09/16/24 | Live | CARRIER | SMART COMFORT | Multizone Mix of Ducted and Non-Ducted | 215357552 |  | HMSV-A-CB | D5CMRAH24DAK | Mixed Ducted and Non-Ducted Indoor Units |  |  |  |  | 13 | 23 | 9.5 | TRUE | TRUE | TRUE | 24000 | 18000 | 2.6 | 18800 | 2.3
215357506 | 09/16/24 | Live | CARRIER | TEMPSTAR | Multizone Mix of Ducted and Non-Ducted | 215357506 |  | HMSV-A-CB | D5CMRAH24DAK | Mixed Ducted and Non-Ducted Indoor Units |  |  |  |  | 13 | 23 | 9.5 | TRUE | TRUE | TRUE | 24000 | 18000 | 2.6 | 18800 | 2.3
215357481 | 09/16/24 | Live | CARRIER | CARRIER | Multizone Mix of Ducted and Non-Ducted | 215357481 |  | HMSV-A-CB | 37MGRAQ24DA3 | Mixed Ducted and Non-Ducted Indoor Units |  |  |  |  | 13 | 23 | 9.5 | TRUE | TRUE | TRUE | 24000 | 18000 | 2.6 | 18800 | 2.3
215357426 | 09/16/24 | Live | CARRIER | MIDEA | Multizone Mix of Ducted and Non-Ducted | 215357426 |  | HMSV-A-CB | D5CMRAH24DAK | Mixed Ducted and Non-Ducted Indoor Units |  |  |  |  | 13 | 23 | 9.5 | TRUE | TRUE | TRUE | 24000 | 18000 | 2.6 | 18800 | 2.3
215357384 | 09/16/24 | Live | CARRIER | KENMORE | Multizone Mix of Ducted and Non-Ducted | 215357384 |  | HMSV-A-CB | D5CMRAH24DAK | Mixed Ducted and Non-Ducted Indoor Units |  |  |  |  | 13 | 23 | 9.5 | TRUE | TRUE | TRUE | 24000 | 18000 | 2.6 | 18800 | 2.3
215357342 | 09/16/24 | Live | CARRIER | KEEPRITE | Multizone Mix of Ducted and Non-Ducted | 215357342 |  | HMSV-A-CB | D5CMRAH24DAK | Mixed Ducted and Non-Ducted Indoor Units |  |  |  |  | 13 | 23 | 9.5 | TRUE | TRUE | TRUE | 24000 | 18000 | 2.6 | 18800 | 2.3
215357258 | 09/16/24 | Live | CARRIER | DAY & NIGHT | Multizone Mix of Ducted and Non-Ducted | 215357258 |  | HMSV-A-CB | D5CMRAH24DAK | Mixed Ducted and Non-Ducted Indoor Units |  |  |  |  | 13 | 23 | 9.5 | TRUE | TRUE | TRUE | 24000 | 18000 | 2.6 | 18800 | 2.3
215357300 | 09/16/24 | Live | CARRIER | HEIL | Multizone Mix of Ducted and Non-Ducted | 215357300 |  | HMSV-A-CB | D5CMRAH24DAK | Mixed Ducted and Non-Ducted Indoor Units |  |  |  |  | 13 | 23 | 9.5 | TRUE | TRUE | TRUE | 24000 | 18000 | 2.6 | 18800 | 2.3
215357216 | 09/16/24 | Live | CARRIER | COMFORTMAKER | Multizone Mix of Ducted and Non-Ducted | 215357216 |  | HMSV-A-CB | D5CMRAH24DAK | Mixed Ducted and Non-Ducted Indoor Units |  |  |  |  | 13 | 23 | 9.5 | TRUE | TRUE | TRUE | 24000 | 18000 | 2.6 | 18800 | 2.3
215357172 | 09/16/24 | Live | CARRIER | ARCOAIRE | Multizone Mix of Ducted and Non-Ducted | 215357172 |  | HMSV-A-CB | D5CMRAH24DAK | Mixed Ducted and Non-Ducted Indoor Units |  |  |  |  | 13 | 23 | 9.5 | TRUE | TRUE | TRUE | 24000 | 18000 | 2.6 | 18800 | 2.3
215357142 | 09/16/24 | Live | CARRIER | BRYANT | Multizone Mix of Ducted and Non-Ducted | 215357142 |  | HMSV-A-CB | 37MGRAQ24DA3 | Mixed Ducted and Non-Ducted Indoor Units |  |  |  |  | 13 | 23 | 9.5 | TRUE | TRUE | TRUE | 24000 | 18000 | 2.6 | 18800 | 2.3
215357143 | 09/16/24 | Live | CARRIER | ARCOAIRE | Multizone All Ducted | 215357143 |  | HMSV-A-CB | D5CMHAH30EAK | Ducted Indoor Units |  |  |  |  | 12.5 | 19.5 | 10.5 | TRUE | TRUE | TRUE | 30000 | 33000 | 2.4 | 34000 | 2.2
215357116 | 09/16/24 | Live | CARRIER | BRYANT | Multizone All Ducted | 215357116 |  | HMSV-A-CB | 37MGHAQ30EA3 | Ducted Indoor Units |  |  |  |  | 12.5 | 19.5 | 10.5 | TRUE | TRUE | TRUE | 30000 | 33000 | 2.4 | 34000 | 2.2
215357200 | 09/16/24 | Live | CARRIER | COMFORTMAKER | Multizone All Ducted | 215357200 |  | HMSV-A-CB | D5CMHAH30EAK | Ducted Indoor Units |  |  |  |  | 12.5 | 19.5 | 10.5 | TRUE | TRUE | TRUE | 30000 | 33000 | 2.4 | 34000 | 2.2
215357242 | 09/16/24 | Live | CARRIER | DAY & NIGHT | Multizone All Ducted | 215357242 |  | HMSV-A-CB | D5CMHAH30EAK | Ducted Indoor Units |  |  |  |  | 12.5 | 19.5 | 10.5 | TRUE | TRUE | TRUE | 30000 | 33000 | 2.4 | 34000 | 2.2
215357284 | 09/16/24 | Live | CARRIER | HEIL | Multizone All Ducted | 215357284 |  | HMSV-A-CB | D5CMHAH30EAK | Ducted Indoor Units |  |  |  |  | 12.5 | 19.5 | 10.5 | TRUE | TRUE | TRUE | 30000 | 33000 | 2.4 | 34000 | 2.2
215357326 | 09/16/24 | Live | CARRIER | KEEPRITE | Multizone All Ducted | 215357326 |  | HMSV-A-CB | D5CMHAH30EAK | Ducted Indoor Units |  |  |  |  | 12.5 | 19.5 | 10.5 | TRUE | TRUE | TRUE | 30000 | 33000 | 2.4 | 34000 | 2.2
215357368 | 09/16/24 | Live | CARRIER | KENMORE | Multizone All Ducted | 215357368 |  | HMSV-A-CB | D5CMHAH30EAK | Ducted Indoor Units |  |  |  |  | 12.5 | 19.5 | 10.5 | TRUE | TRUE | TRUE | 30000 | 33000 | 2.4 | 34000 | 2.2
215357410 | 09/16/24 | Live | CARRIER | MIDEA | Multizone All Ducted | 215357410 |  | HMSV-A-CB | D5CMHAH30EAK | Ducted Indoor Units |  |  |  |  | 12.5 | 19.5 | 10.5 | TRUE | TRUE | TRUE | 30000 | 33000 | 2.4 | 34000 | 2.2
215357449 | 09/16/24 | Live | CARRIER | CARRIER | Multizone All Ducted | 215357449 |  | HMSV-A-CB | 37MGHAQ30EA3 | Ducted Indoor Units |  |  |  |  | 12.5 | 19.5 | 10.5 | TRUE | TRUE | TRUE | 30000 | 33000 | 2.4 | 34000 | 2.2
215357476 | 09/16/24 | Live | CARRIER | TEMPSTAR | Multizone All Ducted | 215357476 |  | HMSV-A-CB | D5CMHAH30EAK | Ducted Indoor Units |  |  |  |  | 12.5 | 19.5 | 10.5 | TRUE | TRUE | TRUE | 30000 | 33000 | 2.4 | 34000 | 2.2
215357536 | 09/16/24 | Live | CARRIER | SMART COMFORT | Multizone All Ducted | 215357536 |  | HMSV-A-CB | D5CMHAH30EAK | Ducted Indoor Units |  |  |  |  | 12.5 | 19.5 | 10.5 | TRUE | TRUE | TRUE | 30000 | 33000 | 2.4 | 34000 | 2.2
215357578 | 09/16/24 | Live | CARRIER | AIRQUEST | Multizone All Ducted | 215357578 |  | HMSV-A-CB | D5CMHAH30EAK | Ducted Indoor Units |  |  |  |  | 12.5 | 19.5 | 10.5 | TRUE | TRUE | TRUE | 30000 | 33000 | 2.4 | 34000 | 2.2
215357620 | 09/16/24 | Live | CARRIER | LPS LEGACY | Multizone All Ducted | 215357620 |  | HMSV-A-CB | D5CMHAH30EAK | Ducted Indoor Units |  |  |  |  | 12.5 | 19.5 | 10.5 | TRUE | TRUE | TRUE | 30000 | 33000 | 2.4 | 34000 | 2.2
215357619 | 09/16/24 | Live | CARRIER | LPS LEGACY | Multizone All Non-Ducted | 215357619 |  | HMSR-A-CB-O | D5CMHAH30EAK | Non-Ducted Indoor Units |  |  |  |  | 13.2 | 24 | 10.7 | TRUE | TRUE | TRUE | 30000 | 30000 | 2.4 | 42000 | 2.6
215357577 | 09/16/24 | Live | CARRIER | AIRQUEST | Multizone All Non-Ducted | 215357577 |  | HMSR-A-CB-O | D5CMHAH30EAK | Non-Ducted Indoor Units |  |  |  |  | 13.2 | 24 | 10.7 | TRUE | TRUE | TRUE | 30000 | 30000 | 2.4 | 42000 | 2.6
215357535 | 09/16/24 | Live | CARRIER | SMART COMFORT | Multizone All Non-Ducted | 215357535 |  | HMSR-A-CB-O | D5CMHAH30EAK | Non-Ducted Indoor Units |  |  |  |  | 13.2 | 24 | 10.7 | TRUE | TRUE | TRUE | 30000 | 30000 | 2.4 | 42000 | 2.6
215357474 | 09/16/24 | Live | CARRIER | TEMPSTAR | Multizone All Non-Ducted | 215357474 |  | HMSR-A-CB-O | D5CMHAH30EAK | Non-Ducted Indoor Units |  |  |  |  | 13.2 | 24 | 10.7 | TRUE | TRUE | TRUE | 30000 | 30000 | 2.4 | 42000 | 2.6
215357448 | 09/16/24 | Live | CARRIER | CARRIER | Multizone All Non-Ducted | 215357448 |  | HMSR-A-CB-O | 37MGHAQ30EA3 | Non-Ducted Indoor Units |  |  |  |  | 13.2 | 24 | 10.7 | TRUE | TRUE | TRUE | 30000 | 30000 | 2.4 | 42000 | 2.6
215357409 | 09/16/24 | Live | CARRIER | MIDEA | Multizone All Non-Ducted | 215357409 |  | HMSR-A-CB-O | D5CMHAH30EAK | Non-Ducted Indoor Units |  |  |  |  | 13.2 | 24 | 10.7 | TRUE | TRUE | TRUE | 30000 | 30000 | 2.4 | 42000 | 2.6
215357367 | 09/16/24 | Live | CARRIER | KENMORE | Multizone All Non-Ducted | 215357367 |  | HMSR-A-CB-O | D5CMHAH30EAK | Non-Ducted Indoor Units |  |  |  |  | 13.2 | 24 | 10.7 | TRUE | TRUE | TRUE | 30000 | 30000 | 2.4 | 42000 | 2.6
215357325 | 09/16/24 | Live | CARRIER | KEEPRITE | Multizone All Non-Ducted | 215357325 |  | HMSR-A-CB-O | D5CMHAH30EAK | Non-Ducted Indoor Units |  |  |  |  | 13.2 | 24 | 10.7 | TRUE | TRUE | TRUE | 30000 | 30000 | 2.4 | 42000 | 2.6
215357283 | 09/16/24 | Live | CARRIER | HEIL | Multizone All Non-Ducted | 215357283 |  | HMSR-A-CB-O | D5CMHAH30EAK | Non-Ducted Indoor Units |  |  |  |  | 13.2 | 24 | 10.7 | TRUE | TRUE | TRUE | 30000 | 30000 | 2.4 | 42000 | 2.6
215357241 | 09/16/24 | Live | CARRIER | DAY & NIGHT | Multizone All Non-Ducted | 215357241 |  | HMSR-A-CB-O | D5CMHAH30EAK | Non-Ducted Indoor Units |  |  |  |  | 13.2 | 24 | 10.7 | TRUE | TRUE | TRUE | 30000 | 30000 | 2.4 | 42000 | 2.6
215357199 | 09/16/24 | Live | CARRIER | COMFORTMAKER | Multizone All Non-Ducted | 215357199 |  | HMSR-A-CB-O | D5CMHAH30EAK | Non-Ducted Indoor Units |  |  |  |  | 13.2 | 24 | 10.7 | TRUE | TRUE | TRUE | 30000 | 30000 | 2.4 | 42000 | 2.6
215357115 | 09/16/24 | Live | CARRIER | BRYANT | Multizone All Non-Ducted | 215357115 |  | HMSR-A-CB-O | 37MGHAQ30EA3 | Non-Ducted Indoor Units |  |  |  |  | 13.2 | 24 | 10.7 | TRUE | TRUE | TRUE | 30000 | 30000 | 2.4 | 42000 | 2.6
215357141 | 09/16/24 | Live | CARRIER | ARCOAIRE | Multizone All Non-Ducted | 215357141 |  | HMSR-A-CB-O | D5CMHAH30EAK | Non-Ducted Indoor Units |  |  |  |  | 13.2 | 24 | 10.7 | TRUE | TRUE | TRUE | 30000 | 30000 | 2.4 | 42000 | 2.6
215357179 | 09/16/24 | Live | CARRIER | ARCOAIRE | Multizone All Ducted | 215357179 |  | HMSV-A-CB | D5CMRAH30EAK | Ducted Indoor Units |  |  |  |  | 12 | 21 | 9.5 | TRUE | TRUE | TRUE | 30000 | 26000 | 2.4 | 28000 | 2.2
215357153 | 09/16/24 | Live | CARRIER | BRYANT | Multizone All Ducted | 215357153 |  | HMSV-A-CB | 37MGRAQ30EA3 | Ducted Indoor Units |  |  |  |  | 12 | 21 | 9.5 | TRUE | TRUE | TRUE | 30000 | 26000 | 2.4 | 28000 | 2.2
215357221 | 09/16/24 | Live | CARRIER | COMFORTMAKER | Multizone All Ducted | 215357221 |  | HMSV-A-CB | D5CMRAH30EAK | Ducted Indoor Units |  |  |  |  | 12 | 21 | 9.5 | TRUE | TRUE | TRUE | 30000 | 26000 | 2.4 | 28000 | 2.2
215357263 | 09/16/24 | Live | CARRIER | DAY & NIGHT | Multizone All Ducted | 215357263 |  | HMSV-A-CB | D5CMRAH30EAK | Ducted Indoor Units |  |  |  |  | 12 | 21 | 9.5 | TRUE | TRUE | TRUE | 30000 | 26000 | 2.4 | 28000 | 2.2
215357305 | 09/16/24 | Live | CARRIER | HEIL | Multizone All Ducted | 215357305 |  | HMSV-A-CB | D5CMRAH30EAK | Ducted Indoor Units |  |  |  |  | 12 | 21 | 9.5 | TRUE | TRUE | TRUE | 30000 | 26000 | 2.4 | 28000 | 2.2
215357347 | 09/16/24 | Live | CARRIER | KEEPRITE | Multizone All Ducted | 215357347 |  | HMSV-A-CB | D5CMRAH30EAK | Ducted Indoor Units |  |  |  |  | 12 | 21 | 9.5 | TRUE | TRUE | TRUE | 30000 | 26000 | 2.4 | 28000 | 2.2
215357389 | 09/16/24 | Live | CARRIER | KENMORE | Multizone All Ducted | 215357389 |  | HMSV-A-CB | D5CMRAH30EAK | Ducted Indoor Units |  |  |  |  | 12 | 21 | 9.5 | TRUE | TRUE | TRUE | 30000 | 26000 | 2.4 | 28000 | 2.2
215357431 | 09/16/24 | Live | CARRIER | MIDEA | Multizone All Ducted | 215357431 |  | HMSV-A-CB | D5CMRAH30EAK | Ducted Indoor Units |  |  |  |  | 12 | 21 | 9.5 | TRUE | TRUE | TRUE | 30000 | 26000 | 2.4 | 28000 | 2.2
215357515 | 09/16/24 | Live | CARRIER | TEMPSTAR | Multizone All Ducted | 215357515 |  | HMSV-A-CB | D5CMRAH30EAK | Ducted Indoor Units |  |  |  |  | 12 | 21 | 9.5 | TRUE | TRUE | TRUE | 30000 | 26000 | 2.4 | 28000 | 2.2
215357492 | 09/16/24 | Live | CARRIER | CARRIER | Multizone All Ducted | 215357492 |  | HMSV-A-CB | 37MGRAQ30EA3 | Ducted Indoor Units |  |  |  |  | 12 | 21 | 9.5 | TRUE | TRUE | TRUE | 30000 | 26000 | 2.4 | 28000 | 2.2
215357557 | 09/16/24 | Live | CARRIER | SMART COMFORT | Multizone All Ducted | 215357557 |  | HMSV-A-CB | D5CMRAH30EAK | Ducted Indoor Units |  |  |  |  | 12 | 21 | 9.5 | TRUE | TRUE | TRUE | 30000 | 26000 | 2.4 | 28000 | 2.2
215357599 | 09/16/24 | Live | CARRIER | AIRQUEST | Multizone All Ducted | 215357599 |  | HMSV-A-CB | D5CMRAH30EAK | Ducted Indoor Units |  |  |  |  | 12 | 21 | 9.5 | TRUE | TRUE | TRUE | 30000 | 26000 | 2.4 | 28000 | 2.2
215357598 | 09/16/24 | Live | CARRIER | AIRQUEST | Multizone All Non-Ducted | 215357598 |  | HMSR-A-CB-O | D5CMRAH30EAK | Non-Ducted Indoor Units |  |  |  |  | 13 | 25 | 10 | TRUE | TRUE | TRUE | 30000 | 26600 | 2.5 | 26600 | 2.1
215357556 | 09/16/24 | Live | CARRIER | SMART COMFORT | Multizone All Non-Ducted | 215357556 |  | HMSR-A-CB-O | D5CMRAH30EAK | Non-Ducted Indoor Units |  |  |  |  | 13 | 25 | 10 | TRUE | TRUE | TRUE | 30000 | 26600 | 2.5 | 26600 | 2.1
215357490 | 09/16/24 | Live | CARRIER | CARRIER | Multizone All Non-Ducted | 215357490 |  | HMSR-A-CB-O | 37MGRAQ30EA3 | Non-Ducted Indoor Units |  |  |  |  | 13 | 25 | 10 | TRUE | TRUE | TRUE | 30000 | 26600 | 2.5 | 26600 | 2.1
215357514 | 09/16/24 | Live | CARRIER | TEMPSTAR | Multizone All Non-Ducted | 215357514 |  | HMSR-A-CB-O | D5CMRAH30EAK | Non-Ducted Indoor Units |  |  |  |  | 13 | 25 | 10 | TRUE | TRUE | TRUE | 30000 | 26600 | 2.5 | 26600 | 2.1
215357430 | 09/16/24 | Live | CARRIER | MIDEA | Multizone All Non-Ducted | 215357430 |  | HMSR-A-CB-O | D5CMRAH30EAK | Non-Ducted Indoor Units |  |  |  |  | 13 | 25 | 10 | TRUE | TRUE | TRUE | 30000 | 26600 | 2.5 | 26600 | 2.1
215357388 | 09/16/24 | Live | CARRIER | KENMORE | Multizone All Non-Ducted | 215357388 |  | HMSR-A-CB-O | D5CMRAH30EAK | Non-Ducted Indoor Units |  |  |  |  | 13 | 25 | 10 | TRUE | TRUE | TRUE | 30000 | 26600 | 2.5 | 26600 | 2.1
215357346 | 09/16/24 | Live | CARRIER | KEEPRITE | Multizone All Non-Ducted | 215357346 |  | HMSR-A-CB-O | D5CMRAH30EAK | Non-Ducted Indoor Units |  |  |  |  | 13 | 25 | 10 | TRUE | TRUE | TRUE | 30000 | 26600 | 2.5 | 26600 | 2.1
215357304 | 09/16/24 | Live | CARRIER | HEIL | Multizone All Non-Ducted | 215357304 |  | HMSR-A-CB-O | D5CMRAH30EAK | Non-Ducted Indoor Units |  |  |  |  | 13 | 25 | 10 | TRUE | TRUE | TRUE | 30000 | 26600 | 2.5 | 26600 | 2.1
215357262 | 09/16/24 | Live | CARRIER | DAY & NIGHT | Multizone All Non-Ducted | 215357262 |  | HMSR-A-CB-O | D5CMRAH30EAK | Non-Ducted Indoor Units |  |  |  |  | 13 | 25 | 10 | TRUE | TRUE | TRUE | 30000 | 26600 | 2.5 | 26600 | 2.1
215357220 | 09/16/24 | Live | CARRIER | COMFORTMAKER | Multizone All Non-Ducted | 215357220 |  | HMSR-A-CB-O | D5CMRAH30EAK | Non-Ducted Indoor Units |  |  |  |  | 13 | 25 | 10 | TRUE | TRUE | TRUE | 30000 | 26600 | 2.5 | 26600 | 2.1
215357151 | 09/16/24 | Live | CARRIER | BRYANT | Multizone All Non-Ducted | 215357151 |  | HMSR-A-CB-O | 37MGRAQ30EA3 | Non-Ducted Indoor Units |  |  |  |  | 13 | 25 | 10 | TRUE | TRUE | TRUE | 30000 | 26600 | 2.5 | 26600 | 2.1
215357178 | 09/16/24 | Live | CARRIER | ARCOAIRE | Multizone All Non-Ducted | 215357178 |  | HMSR-A-CB-O | D5CMRAH30EAK | Non-Ducted Indoor Units |  |  |  |  | 13 | 25 | 10 | TRUE | TRUE | TRUE | 30000 | 26600 | 2.5 | 26600 | 2.1
215357194 | 09/16/24 | Live | CARRIER | COMFORTMAKER | Multizone All Ducted | 215357194 |  | HMSV-A-CB | D5CMHAH24DAK | Ducted Indoor Units |  |  |  |  | 13 | 20 | 9.5 | TRUE | TRUE | TRUE | 24000 | 23000 | 2.4 | 27000 | 2.1
215357132 | 09/16/24 | Live | CARRIER | ARCOAIRE | Multizone All Ducted | 215357132 |  | HMSV-A-CB | D5CMHAH24DAK | Ducted Indoor Units |  |  |  |  | 13 | 20 | 9.5 | TRUE | TRUE | TRUE | 24000 | 23000 | 2.4 | 27000 | 2.1
215357110 | 09/16/24 | Live | CARRIER | BRYANT | Multizone All Ducted | 215357110 |  | HMSV-A-CB | 37MGHAQ24DA3 | Ducted Indoor Units |  |  |  |  | 13 | 20 | 9.5 | TRUE | TRUE | TRUE | 24000 | 23000 | 2.4 | 27000 | 2.1
215357236 | 09/16/24 | Live | CARRIER | DAY & NIGHT | Multizone All Ducted | 215357236 |  | HMSV-A-CB | D5CMHAH24DAK | Ducted Indoor Units |  |  |  |  | 13 | 20 | 9.5 | TRUE | TRUE | TRUE | 24000 | 23000 | 2.4 | 27000 | 2.1
215357278 | 09/16/24 | Live | CARRIER | HEIL | Multizone All Ducted | 215357278 |  | HMSV-A-CB | D5CMHAH24DAK | Ducted Indoor Units |  |  |  |  | 13 | 20 | 9.5 | TRUE | TRUE | TRUE | 24000 | 23000 | 2.4 | 27000 | 2.1
215357320 | 09/16/24 | Live | CARRIER | KEEPRITE | Multizone All Ducted | 215357320 |  | HMSV-A-CB | D5CMHAH24DAK | Ducted Indoor Units |  |  |  |  | 13 | 20 | 9.5 | TRUE | TRUE | TRUE | 24000 | 23000 | 2.4 | 27000 | 2.1
215357362 | 09/16/24 | Live | CARRIER | KENMORE | Multizone All Ducted | 215357362 |  | HMSV-A-CB | D5CMHAH24DAK | Ducted Indoor Units |  |  |  |  | 13 | 20 | 9.5 | TRUE | TRUE | TRUE | 24000 | 23000 | 2.4 | 27000 | 2.1
215357404 | 09/16/24 | Live | CARRIER | MIDEA | Multizone All Ducted | 215357404 |  | HMSV-A-CB | D5CMHAH24DAK | Ducted Indoor Units |  |  |  |  | 13 | 20 | 9.5 | TRUE | TRUE | TRUE | 24000 | 23000 | 2.4 | 27000 | 2.1
215357440 | 09/16/24 | Live | CARRIER | CARRIER | Multizone All Ducted | 215357440 |  | HMSV-A-CB | 37MGHAQ24DA3 | Ducted Indoor Units |  |  |  |  | 13 | 20 | 9.5 | TRUE | TRUE | TRUE | 24000 | 23000 | 2.4 | 27000 | 2.1
215357465 | 09/16/24 | Live | CARRIER | TEMPSTAR | Multizone All Ducted | 215357465 |  | HMSV-A-CB | D5CMHAH24DAK | Ducted Indoor Units |  |  |  |  | 13 | 20 | 9.5 | TRUE | TRUE | TRUE | 24000 | 23000 | 2.4 | 27000 | 2.1
215357530 | 09/16/24 | Live | CARRIER | SMART COMFORT | Multizone All Ducted | 215357530 |  | HMSV-A-CB | D5CMHAH24DAK | Ducted Indoor Units |  |  |  |  | 13 | 20 | 9.5 | TRUE | TRUE | TRUE | 24000 | 23000 | 2.4 | 27000 | 2.1
215357614 | 09/16/24 | Live | CARRIER | LPS LEGACY | Multizone All Ducted | 215357614 |  | HMSV-A-CB | D5CMHAH24DAK | Ducted Indoor Units |  |  |  |  | 13 | 20 | 9.5 | TRUE | TRUE | TRUE | 24000 | 23000 | 2.4 | 27000 | 2.1
215357572 | 09/16/24 | Live | CARRIER | AIRQUEST | Multizone All Ducted | 215357572 |  | HMSV-A-CB | D5CMHAH24DAK | Ducted Indoor Units |  |  |  |  | 13 | 20 | 9.5 | TRUE | TRUE | TRUE | 24000 | 23000 | 2.4 | 27000 | 2.1
215357571 | 09/16/24 | Live | CARRIER | AIRQUEST | Multizone All Non-Ducted | 215357571 |  | HMSR-A-CB-O | D5CMHAH24DAK | Non-Ducted Indoor Units |  |  |  |  | 13 | 24 | 10 | TRUE | TRUE | TRUE | 24000 | 23600 | 2.5 | 28000 | 2.1
215357613 | 09/16/24 | Live | CARRIER | LPS LEGACY | Multizone All Non-Ducted | 215357613 |  | HMSR-A-CB-O | D5CMHAH24DAK | Non-Ducted Indoor Units |  |  |  |  | 13 | 24 | 10 | TRUE | TRUE | TRUE | 24000 | 23600 | 2.5 | 28000 | 2.1
215357529 | 09/16/24 | Live | CARRIER | SMART COMFORT | Multizone All Non-Ducted | 215357529 |  | HMSR-A-CB-O | D5CMHAH24DAK | Non-Ducted Indoor Units |  |  |  |  | 13 | 24 | 10 | TRUE | TRUE | TRUE | 24000 | 23600 | 2.5 | 28000 | 2.1
215357463 | 09/16/24 | Live | CARRIER | TEMPSTAR | Multizone All Non-Ducted | 215357463 |  | HMSR-A-CB-O | D5CMHAH24DAK | Non-Ducted Indoor Units |  |  |  |  | 13 | 24 | 10 | TRUE | TRUE | TRUE | 24000 | 23600 | 2.5 | 28000 | 2.1
215357438 | 09/16/24 | Live | CARRIER | CARRIER | Multizone All Non-Ducted | 215357438 |  | HMSR-A-CB-O | 37MGHAQ24DA3 | Non-Ducted Indoor Units |  |  |  |  | 13 | 24 | 10 | TRUE | TRUE | TRUE | 24000 | 23600 | 2.5 | 28000 | 2.1
215357403 | 09/16/24 | Live | CARRIER | MIDEA | Multizone All Non-Ducted | 215357403 |  | HMSR-A-CB-O | D5CMHAH24DAK | Non-Ducted Indoor Units |  |  |  |  | 13 | 24 | 10 | TRUE | TRUE | TRUE | 24000 | 23600 | 2.5 | 28000 | 2.1
215357361 | 09/16/24 | Live | CARRIER | KENMORE | Multizone All Non-Ducted | 215357361 |  | HMSR-A-CB-O | D5CMHAH24DAK | Non-Ducted Indoor Units |  |  |  |  | 13 | 24 | 10 | TRUE | TRUE | TRUE | 24000 | 23600 | 2.5 | 28000 | 2.1
215357319 | 09/16/24 | Live | CARRIER | KEEPRITE | Multizone All Non-Ducted | 215357319 |  | HMSR-A-CB-O | D5CMHAH24DAK | Non-Ducted Indoor Units |  |  |  |  | 13 | 24 | 10 | TRUE | TRUE | TRUE | 24000 | 23600 | 2.5 | 28000 | 2.1
215357277 | 09/16/24 | Live | CARRIER | HEIL | Multizone All Non-Ducted | 215357277 |  | HMSR-A-CB-O | D5CMHAH24DAK | Non-Ducted Indoor Units |  |  |  |  | 13 | 24 | 10 | TRUE | TRUE | TRUE | 24000 | 23600 | 2.5 | 28000 | 2.1
215357235 | 09/16/24 | Live | CARRIER | DAY & NIGHT | Multizone All Non-Ducted | 215357235 |  | HMSR-A-CB-O | D5CMHAH24DAK | Non-Ducted Indoor Units |  |  |  |  | 13 | 24 | 10 | TRUE | TRUE | TRUE | 24000 | 23600 | 2.5 | 28000 | 2.1
215357109 | 09/16/24 | Live | CARRIER | BRYANT | Multizone All Non-Ducted | 215357109 |  | HMSR-A-CB-O | 37MGHAQ24DA3 | Non-Ducted Indoor Units |  |  |  |  | 13 | 24 | 10 | TRUE | TRUE | TRUE | 24000 | 23600 | 2.5 | 28000 | 2.1
215357131 | 09/16/24 | Live | CARRIER | ARCOAIRE | Multizone All Non-Ducted | 215357131 |  | HMSR-A-CB-O | D5CMHAH24DAK | Non-Ducted Indoor Units |  |  |  |  | 13 | 24 | 10 | TRUE | TRUE | TRUE | 24000 | 23600 | 2.5 | 28000 | 2.1
215357193 | 09/16/24 | Live | CARRIER | COMFORTMAKER | Multizone All Non-Ducted | 215357193 |  | HMSR-A-CB-O | D5CMHAH24DAK | Non-Ducted Indoor Units |  |  |  |  | 13 | 24 | 10 | TRUE | TRUE | TRUE | 24000 | 23600 | 2.5 | 28000 | 2.1
215357171 | 09/16/24 | Live | CARRIER | ARCOAIRE | Multizone All Ducted | 215357171 |  | HMSV-A-CB | D5CMRAH24DAK | Ducted Indoor Units |  |  |  |  | 12.5 | 21 | 9.5 | TRUE | TRUE | TRUE | 24000 | 18200 | 2.6 | 18600 | 2.3
215357140 | 09/16/24 | Live | CARRIER | BRYANT | Multizone All Ducted | 215357140 |  | HMSV-A-CB | 37MGRAQ24DA3 | Ducted Indoor Units |  |  |  |  | 12.5 | 21 | 9.5 | TRUE | TRUE | TRUE | 24000 | 18200 | 2.6 | 18600 | 2.3
215357215 | 09/16/24 | Live | CARRIER | COMFORTMAKER | Multizone All Ducted | 215357215 |  | HMSV-A-CB | D5CMRAH24DAK | Ducted Indoor Units |  |  |  |  | 12.5 | 21 | 9.5 | TRUE | TRUE | TRUE | 24000 | 18200 | 2.6 | 18600 | 2.3
215357257 | 09/16/24 | Live | CARRIER | DAY & NIGHT | Multizone All Ducted | 215357257 |  | HMSV-A-CB | D5CMRAH24DAK | Ducted Indoor Units |  |  |  |  | 12.5 | 21 | 9.5 | TRUE | TRUE | TRUE | 24000 | 18200 | 2.6 | 18600 | 2.3
215357299 | 09/16/24 | Live | CARRIER | HEIL | Multizone All Ducted | 215357299 |  | HMSV-A-CB | D5CMRAH24DAK | Ducted Indoor Units |  |  |  |  | 12.5 | 21 | 9.5 | TRUE | TRUE | TRUE | 24000 | 18200 | 2.6 | 18600 | 2.3
215357341 | 09/16/24 | Live | CARRIER | KEEPRITE | Multizone All Ducted | 215357341 |  | HMSV-A-CB | D5CMRAH24DAK | Ducted Indoor Units |  |  |  |  | 12.5 | 21 | 9.5 | TRUE | TRUE | TRUE | 24000 | 18200 | 2.6 | 18600 | 2.3
215357383 | 09/16/24 | Live | CARRIER | KENMORE | Multizone All Ducted | 215357383 |  | HMSV-A-CB | D5CMRAH24DAK | Ducted Indoor Units |  |  |  |  | 12.5 | 21 | 9.5 | TRUE | TRUE | TRUE | 24000 | 18200 | 2.6 | 18600 | 2.3
215357425 | 09/16/24 | Live | CARRIER | MIDEA | Multizone All Ducted | 215357425 |  | HMSV-A-CB | D5CMRAH24DAK | Ducted Indoor Units |  |  |  |  | 12.5 | 21 | 9.5 | TRUE | TRUE | TRUE | 24000 | 18200 | 2.6 | 18600 | 2.3
215357479 | 09/16/24 | Live | CARRIER | CARRIER | Multizone All Ducted | 215357479 |  | HMSV-A-CB | 37MGRAQ24DA3 | Ducted Indoor Units |  |  |  |  | 12.5 | 21 | 9.5 | TRUE | TRUE | TRUE | 24000 | 18200 | 2.6 | 18600 | 2.3
215357551 | 09/16/24 | Live | CARRIER | SMART COMFORT | Multizone All Ducted | 215357551 |  | HMSV-A-CB | D5CMRAH24DAK | Ducted Indoor Units |  |  |  |  | 12.5 | 21 | 9.5 | TRUE | TRUE | TRUE | 24000 | 18200 | 2.6 | 18600 | 2.3
215357504 | 09/16/24 | Live | CARRIER | TEMPSTAR | Multizone All Ducted | 215357504 |  | HMSV-A-CB | D5CMRAH24DAK | Ducted Indoor Units |  |  |  |  | 12.5 | 21 | 9.5 | TRUE | TRUE | TRUE | 24000 | 18200 | 2.6 | 18600 | 2.3
215357635 | 09/16/24 | Live | CARRIER | LPS LEGACY | Multizone All Ducted | 215357635 |  | HMSV-A-CB | D5CMRAH24DAK | Ducted Indoor Units |  |  |  |  | 12.5 | 21 | 9.5 | TRUE | TRUE | TRUE | 24000 | 18200 | 2.6 | 18600 | 2.3
215357593 | 09/16/24 | Live | CARRIER | AIRQUEST | Multizone All Ducted | 215357593 |  | HMSV-A-CB | D5CMRAH24DAK | Ducted Indoor Units |  |  |  |  | 12.5 | 21 | 9.5 | TRUE | TRUE | TRUE | 24000 | 18200 | 2.6 | 18600 | 2.3
215357592 | 09/16/24 | Live | CARRIER | AIRQUEST | Multizone All Non-Ducted | 215357592 |  | HMSR-A-CB-O | D5CMRAH24DAK | Non-Ducted Indoor Units |  |  |  |  | 13.5 | 25 | 9.5 | TRUE | TRUE | TRUE | 24000 | 17800 | 2.6 | 19000 | 2.3
215357634 | 09/16/24 | Live | CARRIER | LPS LEGACY | Multizone All Non-Ducted | 215357634 |  | HMSR-A-CB-O | D5CMRAH24DAK | Non-Ducted Indoor Units |  |  |  |  | 13.5 | 25 | 9.5 | TRUE | TRUE | TRUE | 24000 | 17800 | 2.6 | 19000 | 2.3
215357477 | 09/16/24 | Live | CARRIER | CARRIER | Multizone All Non-Ducted | 215357477 |  | HMSR-A-CB-O | 37MGRAQ24DA3 | Non-Ducted Indoor Units |  |  |  |  | 13.5 | 25 | 9.5 | TRUE | TRUE | TRUE | 24000 | 17800 | 2.6 | 19000 | 2.3
215357503 | 09/16/24 | Live | CARRIER | TEMPSTAR | Multizone All Non-Ducted | 215357503 |  | HMSR-A-CB-O | D5CMRAH24DAK | Non-Ducted Indoor Units |  |  |  |  | 13.5 | 25 | 9.5 | TRUE | TRUE | TRUE | 24000 | 17800 | 2.6 | 19000 | 2.3
215357550 | 09/16/24 | Live | CARRIER | SMART COMFORT | Multizone All Non-Ducted | 215357550 |  | HMSR-A-CB-O | D5CMRAH24DAK | Non-Ducted Indoor Units |  |  |  |  | 13.5 | 25 | 9.5 | TRUE | TRUE | TRUE | 24000 | 17800 | 2.6 | 19000 | 2.3
215357424 | 09/16/24 | Live | CARRIER | MIDEA | Multizone All Non-Ducted | 215357424 |  | HMSR-A-CB-O | D5CMRAH24DAK | Non-Ducted Indoor Units |  |  |  |  | 13.5 | 25 | 9.5 | TRUE | TRUE | TRUE | 24000 | 17800 | 2.6 | 19000 | 2.3
215357382 | 09/16/24 | Live | CARRIER | KENMORE | Multizone All Non-Ducted | 215357382 |  | HMSR-A-CB-O | D5CMRAH24DAK | Non-Ducted Indoor Units |  |  |  |  | 13.5 | 25 | 9.5 | TRUE | TRUE | TRUE | 24000 | 17800 | 2.6 | 19000 | 2.3
215357340 | 09/16/24 | Live | CARRIER | KEEPRITE | Multizone All Non-Ducted | 215357340 |  | HMSR-A-CB-O | D5CMRAH24DAK | Non-Ducted Indoor Units |  |  |  |  | 13.5 | 25 | 9.5 | TRUE | TRUE | TRUE | 24000 | 17800 | 2.6 | 19000 | 2.3
215357298 | 09/16/24 | Live | CARRIER | HEIL | Multizone All Non-Ducted | 215357298 |  | HMSR-A-CB-O | D5CMRAH24DAK | Non-Ducted Indoor Units |  |  |  |  | 13.5 | 25 | 9.5 | TRUE | TRUE | TRUE | 24000 | 17800 | 2.6 | 19000 | 2.3
215357256 | 09/16/24 | Live | CARRIER | DAY & NIGHT | Multizone All Non-Ducted | 215357256 |  | HMSR-A-CB-O | D5CMRAH24DAK | Non-Ducted Indoor Units |  |  |  |  | 13.5 | 25 | 9.5 | TRUE | TRUE | TRUE | 24000 | 17800 | 2.6 | 19000 | 2.3
215357214 | 09/16/24 | Live | CARRIER | COMFORTMAKER | Multizone All Non-Ducted | 215357214 |  | HMSR-A-CB-O | D5CMRAH24DAK | Non-Ducted Indoor Units |  |  |  |  | 13.5 | 25 | 9.5 | TRUE | TRUE | TRUE | 24000 | 17800 | 2.6 | 19000 | 2.3
215357137 | 09/16/24 | Live | CARRIER | BRYANT | Multizone All Non-Ducted | 215357137 |  | HMSR-A-CB-O | 37MGRAQ24DA3 | Non-Ducted Indoor Units |  |  |  |  | 13.5 | 25 | 9.5 | TRUE | TRUE | TRUE | 24000 | 17800 | 2.6 | 19000 | 2.3
215357169 | 09/16/24 | Live | CARRIER | ARCOAIRE | Multizone All Non-Ducted | 215357169 |  | HMSR-A-CB-O | D5CMRAH24DAK | Non-Ducted Indoor Units |  |  |  |  | 13.5 | 25 | 9.5 | TRUE | TRUE | TRUE | 24000 | 17800 | 2.6 | 19000 | 2.3
215324367 | 09/16/24 | Live | CARRIER | HEIL | Singlezone Ducted, Compact Ducted | 215324367 |  | HRCU-A-CB | D5CSRAH18AAK | Mini-Splits | D5FSDAH18XHK |  |  |  | 13.3 | 20 | 11.4 | TRUE | TRUE | TRUE | 17500 | 14900 | 2.89 | 15900 | 2.65
215324294 | 09/16/24 | Live | CARRIER | DAY & NIGHT | Singlezone Ducted, Compact Ducted | 215324294 |  | HRCU-A-CB | D5CSRAH18AAK | Mini-Splits | D5FSDAH18XHK |  |  |  | 13.3 | 20 | 11.4 | TRUE | TRUE | TRUE | 17500 | 14900 | 2.89 | 15900 | 2.65
215324586 | 09/16/24 | Live | CARRIER | MIDEA | Singlezone Ducted, Compact Ducted | 215324586 |  | HRCU-A-CB | D5CSRAH18AAK | Mini-Splits | D5FSDAH18XHK |  |  |  | 13.3 | 20 | 11.4 | TRUE | TRUE | TRUE | 17500 | 14900 | 2.89 | 15900 | 2.65
215324659 | 09/16/24 | Live | CARRIER | TEMPSTAR | Singlezone Ducted, Compact Ducted | 215324659 |  | HRCU-A-CB | D5CSRAH18AAK | Mini-Splits | D5FSDAH18XHK |  |  |  | 13.3 | 20 | 11.4 | TRUE | TRUE | TRUE | 17500 | 14900 | 2.89 | 15900 | 2.65
215324732 | 09/16/24 | Live | CARRIER | SMART COMFORT | Singlezone Ducted, Compact Ducted | 215324732 |  | HRCU-A-CB | D5CSRAH18AAK | Mini-Splits | D5FSDAH18XHK |  |  |  | 13.3 | 20 | 11.4 | TRUE | TRUE | TRUE | 17500 | 14900 | 2.89 | 15900 | 2.65
215324440 | 09/16/24 | Live | CARRIER | KEEPRITE | Singlezone Ducted, Compact Ducted | 215324440 |  | HRCU-A-CB | D5CSRAH18AAK | Mini-Splits | D5FSDAH18XHK |  |  |  | 13.3 | 20 | 11.4 | TRUE | TRUE | TRUE | 17500 | 14900 | 2.89 | 15900 | 2.65
215324513 | 09/16/24 | Live | CARRIER | KENMORE | Singlezone Ducted, Compact Ducted | 215324513 |  | HRCU-A-CB | D5CSRAH18AAK | Mini-Splits | D5FSDAH18XHK |  |  |  | 13.3 | 20 | 11.4 | TRUE | TRUE | TRUE | 17500 | 14900 | 2.89 | 15900 | 2.65
215324221 | 09/16/24 | Live | CARRIER | COMFORTMAKER | Singlezone Ducted, Compact Ducted | 215324221 |  | HRCU-A-CB | D5CSRAH18AAK | Mini-Splits | D5FSDAH18XHK |  |  |  | 13.3 | 20 | 11.4 | TRUE | TRUE | TRUE | 17500 | 14900 | 2.89 | 15900 | 2.65
215324951 | 09/16/24 | Live | CARRIER | GRANDAIRE | Singlezone Ducted, Compact Ducted | 215324951 |  | HRCU-A-CB | D5CSRAH18AAK | Mini-Splits | D5FSDAH18XHK |  |  |  | 13.3 | 20 | 11.4 | TRUE | TRUE | TRUE | 17500 | 14900 | 2.89 | 15900 | 2.65
215324878 | 09/16/24 | Live | CARRIER | LPS LEGACY | Singlezone Ducted, Compact Ducted | 215324878 |  | HRCU-A-CB | D5CSRAH18AAK | Mini-Splits | D5FSDAH18XHK |  |  |  | 13.3 | 20 | 11.4 | TRUE | TRUE | TRUE | 17500 | 14900 | 2.89 | 15900 | 2.65
215324805 | 09/16/24 | Live | CARRIER | AIRQUEST | Singlezone Ducted, Compact Ducted | 215324805 |  | HRCU-A-CB | D5CSRAH18AAK | Mini-Splits | D5FSDAH18XHK |  |  |  | 13.3 | 20 | 11.4 | TRUE | TRUE | TRUE | 17500 | 14900 | 2.89 | 15900 | 2.65
215324798 | 09/16/24 | Live | CARRIER | AIRQUEST | Singlezone Ducted, Compact Ducted | 215324798 |  | HRCU-A-CB | D5CSRAH12AAK | Mini-Splits | D5FSDAH12XHK |  |  |  | 12 | 19.5 | 10.5 | TRUE | TRUE | TRUE | 12000 | 9100 | 2.78 | 9800 | 2.52
215324871 | 09/16/24 | Live | CARRIER | LPS LEGACY | Singlezone Ducted, Compact Ducted | 215324871 |  | HRCU-A-CB | D5CSRAH12AAK | Mini-Splits | D5FSDAH12XHK |  |  |  | 12 | 19.5 | 10.5 | TRUE | TRUE | TRUE | 12000 | 9100 | 2.78 | 9800 | 2.52
215324944 | 09/16/24 | Live | CARRIER | GRANDAIRE | Singlezone Ducted, Compact Ducted | 215324944 |  | HRCU-A-CB | D5CSRAH12AAK | Mini-Splits | D5FSDAH12XHK |  |  |  | 12 | 19.5 | 10.5 | TRUE | TRUE | TRUE | 12000 | 9100 | 2.78 | 9800 | 2.52
215324214 | 09/16/24 | Live | CARRIER | COMFORTMAKER | Singlezone Ducted, Compact Ducted | 215324214 |  | HRCU-A-CB | D5CSRAH12AAK | Mini-Splits | D5FSDAH12XHK |  |  |  | 12 | 19.5 | 10.5 | TRUE | TRUE | TRUE | 12000 | 9100 | 2.78 | 9800 | 2.52
215324506 | 09/16/24 | Live | CARRIER | KENMORE | Singlezone Ducted, Compact Ducted | 215324506 |  | HRCU-A-CB | D5CSRAH12AAK | Mini-Splits | D5FSDAH12XHK |  |  |  | 12 | 19.5 | 10.5 | TRUE | TRUE | TRUE | 12000 | 9100 | 2.78 | 9800 | 2.52
215324433 | 09/16/24 | Live | CARRIER | KEEPRITE | Singlezone Ducted, Compact Ducted | 215324433 |  | HRCU-A-CB | D5CSRAH12AAK | Mini-Splits | D5FSDAH12XHK |  |  |  | 12 | 19.5 | 10.5 | TRUE | TRUE | TRUE | 12000 | 9100 | 2.78 | 9800 | 2.52
215324725 | 09/16/24 | Live | CARRIER | SMART COMFORT | Singlezone Ducted, Compact Ducted | 215324725 |  | HRCU-A-CB | D5CSRAH12AAK | Mini-Splits | D5FSDAH12XHK |  |  |  | 12 | 19.5 | 10.5 | TRUE | TRUE | TRUE | 12000 | 9100 | 2.78 | 9800 | 2.52
215324579 | 09/16/24 | Live | CARRIER | MIDEA | Singlezone Ducted, Compact Ducted | 215324579 |  | HRCU-A-CB | D5CSRAH12AAK | Mini-Splits | D5FSDAH12XHK |  |  |  | 12 | 19.5 | 10.5 | TRUE | TRUE | TRUE | 12000 | 9100 | 2.78 | 9800 | 2.52
215324652 | 09/16/24 | Live | CARRIER | TEMPSTAR | Singlezone Ducted, Compact Ducted | 215324652 |  | HRCU-A-CB | D5CSRAH12AAK | Mini-Splits | D5FSDAH12XHK |  |  |  | 12 | 19.5 | 10.5 | TRUE | TRUE | TRUE | 12000 | 9100 | 2.78 | 9800 | 2.52
215324287 | 09/16/24 | Live | CARRIER | DAY & NIGHT | Singlezone Ducted, Compact Ducted | 215324287 |  | HRCU-A-CB | D5CSRAH12AAK | Mini-Splits | D5FSDAH12XHK |  |  |  | 12 | 19.5 | 10.5 | TRUE | TRUE | TRUE | 12000 | 9100 | 2.78 | 9800 | 2.52
215324360 | 09/16/24 | Live | CARRIER | HEIL | Singlezone Ducted, Compact Ducted | 215324360 |  | HRCU-A-CB | D5CSRAH12AAK | Mini-Splits | D5FSDAH12XHK |  |  |  | 12 | 19.5 | 10.5 | TRUE | TRUE | TRUE | 12000 | 9100 | 2.78 | 9800 | 2.52
215324354 | 09/16/24 | Live | CARRIER | HEIL | Singlezone Ducted, Compact Ducted | 215324354 |  | HRCU-A-CB | D5CSRAH09AAK | Mini-Splits | D5FSDAH12XHK |  |  |  | 13 | 19.8 | 11.5 | TRUE | TRUE | TRUE | 9000 | 9300 | 2.9 | 9800 | 2.56
215324281 | 09/16/24 | Live | CARRIER | DAY & NIGHT | Singlezone Ducted, Compact Ducted | 215324281 |  | HRCU-A-CB | D5CSRAH09AAK | Mini-Splits | D5FSDAH12XHK |  |  |  | 13 | 19.8 | 11.5 | TRUE | TRUE | TRUE | 9000 | 9300 | 2.9 | 9800 | 2.56
215324646 | 09/16/24 | Live | CARRIER | TEMPSTAR | Singlezone Ducted, Compact Ducted | 215324646 |  | HRCU-A-CB | D5CSRAH09AAK | Mini-Splits | D5FSDAH12XHK |  |  |  | 13 | 19.8 | 11.5 | TRUE | TRUE | TRUE | 9000 | 9300 | 2.9 | 9800 | 2.56
215324719 | 09/16/24 | Live | CARRIER | SMART COMFORT | Singlezone Ducted, Compact Ducted | 215324719 |  | HRCU-A-CB | D5CSRAH09AAK | Mini-Splits | D5FSDAH12XHK |  |  |  | 13 | 19.8 | 11.5 | TRUE | TRUE | TRUE | 9000 | 9300 | 2.9 | 9800 | 2.56
215324427 | 09/16/24 | Live | CARRIER | KEEPRITE | Singlezone Ducted, Compact Ducted | 215324427 |  | HRCU-A-CB | D5CSRAH09AAK | Mini-Splits | D5FSDAH12XHK |  |  |  | 13 | 19.8 | 11.5 | TRUE | TRUE | TRUE | 9000 | 9300 | 2.9 | 9800 | 2.56
215324500 | 09/16/24 | Live | CARRIER | KENMORE | Singlezone Ducted, Compact Ducted | 215324500 |  | HRCU-A-CB | D5CSRAH09AAK | Mini-Splits | D5FSDAH12XHK |  |  |  | 13 | 19.8 | 11.5 | TRUE | TRUE | TRUE | 9000 | 9300 | 2.9 | 9800 | 2.56
215324573 | 09/16/24 | Live | CARRIER | MIDEA | Singlezone Ducted, Compact Ducted | 215324573 |  | HRCU-A-CB | D5CSRAH09AAK | Mini-Splits | D5FSDAH12XHK |  |  |  | 13 | 19.8 | 11.5 | TRUE | TRUE | TRUE | 9000 | 9300 | 2.9 | 9800 | 2.56
215324208 | 09/16/24 | Live | CARRIER | COMFORTMAKER | Singlezone Ducted, Compact Ducted | 215324208 |  | HRCU-A-CB | D5CSRAH09AAK | Mini-Splits | D5FSDAH12XHK |  |  |  | 13 | 19.8 | 11.5 | TRUE | TRUE | TRUE | 9000 | 9300 | 2.9 | 9800 | 2.56
215324938 | 09/16/24 | Live | CARRIER | GRANDAIRE | Singlezone Ducted, Compact Ducted | 215324938 |  | HRCU-A-CB | D5CSRAH09AAK | Mini-Splits | D5FSDAH12XHK |  |  |  | 13 | 19.8 | 11.5 | TRUE | TRUE | TRUE | 9000 | 9300 | 2.9 | 9800 | 2.56
215324865 | 09/16/24 | Live | CARRIER | LPS LEGACY | Singlezone Ducted, Compact Ducted | 215324865 |  | HRCU-A-CB | D5CSRAH09AAK | Mini-Splits | D5FSDAH12XHK |  |  |  | 13 | 19.8 | 11.5 | TRUE | TRUE | TRUE | 9000 | 9300 | 2.9 | 9800 | 2.56
215324792 | 09/16/24 | Live | CARRIER | AIRQUEST | Singlezone Ducted, Compact Ducted | 215324792 |  | HRCU-A-CB | D5CSRAH09AAK | Mini-Splits | D5FSDAH12XHK |  |  |  | 13 | 19.8 | 11.5 | TRUE | TRUE | TRUE | 9000 | 9300 | 2.9 | 9800 | 2.56
215324791 | 09/16/24 | Live | CARRIER | AIRQUEST | Singlezone Ducted, Compact Ducted | 215324791 |  | HRCU-A-CB | D5CSRAH09AAK | Mini-Splits | D5FSDAH12XAK |  |  |  | 12.8 | 19.6 | 11 | TRUE | TRUE | TRUE | 9000 | 8900 | 2.61 | 9600 | 2.45
215324864 | 09/16/24 | Live | CARRIER | LPS LEGACY | Singlezone Ducted, Compact Ducted | 215324864 |  | HRCU-A-CB | D5CSRAH09AAK | Mini-Splits | D5FSDAH12XAK |  |  |  | 12.8 | 19.6 | 11 | TRUE | TRUE | TRUE | 9000 | 8900 | 2.61 | 9600 | 2.45
215324937 | 09/16/24 | Live | CARRIER | GRANDAIRE | Singlezone Ducted, Compact Ducted | 215324937 |  | HRCU-A-CB | D5CSRAH09AAK | Mini-Splits | D5FSDAH12XAK |  |  |  | 12.8 | 19.6 | 11 | TRUE | TRUE | TRUE | 9000 | 8900 | 2.61 | 9600 | 2.45
215324207 | 09/16/24 | Live | CARRIER | COMFORTMAKER | Singlezone Ducted, Compact Ducted | 215324207 |  | HRCU-A-CB | D5CSRAH09AAK | Mini-Splits | D5FSDAH12XAK |  |  |  | 12.8 | 19.6 | 11 | TRUE | TRUE | TRUE | 9000 | 8900 | 2.61 | 9600 | 2.45
215324572 | 09/16/24 | Live | CARRIER | MIDEA | Singlezone Ducted, Compact Ducted | 215324572 |  | HRCU-A-CB | D5CSRAH09AAK | Mini-Splits | D5FSDAH12XAK |  |  |  | 12.8 | 19.6 | 11 | TRUE | TRUE | TRUE | 9000 | 8900 | 2.61 | 9600 | 2.45
215324499 | 09/16/24 | Live | CARRIER | KENMORE | Singlezone Ducted, Compact Ducted | 215324499 |  | HRCU-A-CB | D5CSRAH09AAK | Mini-Splits | D5FSDAH12XAK |  |  |  | 12.8 | 19.6 | 11 | TRUE | TRUE | TRUE | 9000 | 8900 | 2.61 | 9600 | 2.45
215324426 | 09/16/24 | Live | CARRIER | KEEPRITE | Singlezone Ducted, Compact Ducted | 215324426 |  | HRCU-A-CB | D5CSRAH09AAK | Mini-Splits | D5FSDAH12XAK |  |  |  | 12.8 | 19.6 | 11 | TRUE | TRUE | TRUE | 9000 | 8900 | 2.61 | 9600 | 2.45
215324718 | 09/16/24 | Live | CARRIER | SMART COMFORT | Singlezone Ducted, Compact Ducted | 215324718 |  | HRCU-A-CB | D5CSRAH09AAK | Mini-Splits | D5FSDAH12XAK |  |  |  | 12.8 | 19.6 | 11 | TRUE | TRUE | TRUE | 9000 | 8900 | 2.61 | 9600 | 2.45
215324645 | 09/16/24 | Live | CARRIER | TEMPSTAR | Singlezone Ducted, Compact Ducted | 215324645 |  | HRCU-A-CB | D5CSRAH09AAK | Mini-Splits | D5FSDAH12XAK |  |  |  | 12.8 | 19.6 | 11 | TRUE | TRUE | TRUE | 9000 | 8900 | 2.61 | 9600 | 2.45
215324280 | 09/16/24 | Live | CARRIER | DAY & NIGHT | Singlezone Ducted, Compact Ducted | 215324280 |  | HRCU-A-CB | D5CSRAH09AAK | Mini-Splits | D5FSDAH12XAK |  |  |  | 12.8 | 19.6 | 11 | TRUE | TRUE | TRUE | 9000 | 8900 | 2.61 | 9600 | 2.45
215324353 | 09/16/24 | Live | CARRIER | HEIL | Singlezone Ducted, Compact Ducted | 215324353 |  | HRCU-A-CB | D5CSRAH09AAK | Mini-Splits | D5FSDAH12XAK |  |  |  | 12.8 | 19.6 | 11 | TRUE | TRUE | TRUE | 9000 | 8900 | 2.61 | 9600 | 2.45
215324342 | 09/16/24 | Live | CARRIER | HEIL | Singlezone Ducted, Compact Ducted | 215324342 |  | HRCU-A-CB | D5CSHAH18AAK | Mini-Splits | D5FSDAH18XHK |  |  |  | 12.1 | 18.5 | 11.1 | TRUE | TRUE | TRUE | 17500 | 15000 | 2.89 | 20000 | 2.5
215324634 | 09/16/24 | Live | CARRIER | TEMPSTAR | Singlezone Ducted, Compact Ducted | 215324634 |  | HRCU-A-CB | D5CSHAH18AAK | Mini-Splits | D5FSDAH18XHK |  |  |  | 12.1 | 18.5 | 11.1 | TRUE | TRUE | TRUE | 17500 | 15000 | 2.89 | 20000 | 2.5
215324707 | 09/16/24 | Live | CARRIER | SMART COMFORT | Singlezone Ducted, Compact Ducted | 215324707 |  | HRCU-A-CB | D5CSHAH18AAK | Mini-Splits | D5FSDAH18XHK |  |  |  | 12.1 | 18.5 | 11.1 | TRUE | TRUE | TRUE | 17500 | 15000 | 2.89 | 20000 | 2.5
215324415 | 09/16/24 | Live | CARRIER | KEEPRITE | Singlezone Ducted, Compact Ducted | 215324415 |  | HRCU-A-CB | D5CSHAH18AAK | Mini-Splits | D5FSDAH18XHK |  |  |  | 12.1 | 18.5 | 11.1 | TRUE | TRUE | TRUE | 17500 | 15000 | 2.89 | 20000 | 2.5
215324488 | 09/16/24 | Live | CARRIER | KENMORE | Singlezone Ducted, Compact Ducted | 215324488 |  | HRCU-A-CB | D5CSHAH18AAK | Mini-Splits | D5FSDAH18XHK |  |  |  | 12.1 | 18.5 | 11.1 | TRUE | TRUE | TRUE | 17500 | 15000 | 2.89 | 20000 | 2.5
215324561 | 09/16/24 | Live | CARRIER | MIDEA | Singlezone Ducted, Compact Ducted | 215324561 |  | HRCU-A-CB | D5CSHAH18AAK | Mini-Splits | D5FSDAH18XHK |  |  |  | 12.1 | 18.5 | 11.1 | TRUE | TRUE | TRUE | 17500 | 15000 | 2.89 | 20000 | 2.5
215324196 | 09/16/24 | Live | CARRIER | COMFORTMAKER | Singlezone Ducted, Compact Ducted | 215324196 |  | HRCU-A-CB | D5CSHAH18AAK | Mini-Splits | D5FSDAH18XHK |  |  |  | 12.1 | 18.5 | 11.1 | TRUE | TRUE | TRUE | 17500 | 15000 | 2.89 | 20000 | 2.5
215324269 | 09/16/24 | Live | CARRIER | DAY & NIGHT | Singlezone Ducted, Compact Ducted | 215324269 |  | HRCU-A-CB | D5CSHAH18AAK | Mini-Splits | D5FSDAH18XHK |  |  |  | 12.1 | 18.5 | 11.1 | TRUE | TRUE | TRUE | 17500 | 15000 | 2.89 | 20000 | 2.5
215324926 | 09/16/24 | Live | CARRIER | GRANDAIRE | Singlezone Ducted, Compact Ducted | 215324926 |  | HRCU-A-CB | D5CSHAH18AAK | Mini-Splits | D5FSDAH18XHK |  |  |  | 12.1 | 18.5 | 11.1 | TRUE | TRUE | TRUE | 17500 | 15000 | 2.89 | 20000 | 2.5
215324853 | 09/16/24 | Live | CARRIER | LPS LEGACY | Singlezone Ducted, Compact Ducted | 215324853 |  | HRCU-A-CB | D5CSHAH18AAK | Mini-Splits | D5FSDAH18XHK |  |  |  | 12.1 | 18.5 | 11.1 | TRUE | TRUE | TRUE | 17500 | 15000 | 2.89 | 20000 | 2.5
215324780 | 09/16/24 | Live | CARRIER | AIRQUEST | Singlezone Ducted, Compact Ducted | 215324780 |  | HRCU-A-CB | D5CSHAH18AAK | Mini-Splits | D5FSDAH18XHK |  |  |  | 12.1 | 18.5 | 11.1 | TRUE | TRUE | TRUE | 17500 | 15000 | 2.89 | 20000 | 2.5
215324773 | 09/16/24 | Live | CARRIER | AIRQUEST | Singlezone Ducted, Compact Ducted | 215324773 |  | HRCU-A-CB | D5CSHAH12AAK | Mini-Splits | D5FSDAH12XHK |  |  |  | 12 | 20.2 | 10.6 | TRUE | TRUE | TRUE | 12000 | 10200 | 2.6 | 14000 | 2.31
215324846 | 09/16/24 | Live | CARRIER | LPS LEGACY | Singlezone Ducted, Compact Ducted | 215324846 |  | HRCU-A-CB | D5CSHAH12AAK | Mini-Splits | D5FSDAH12XHK |  |  |  | 12 | 20.2 | 10.6 | TRUE | TRUE | TRUE | 12000 | 10200 | 2.6 | 14000 | 2.31
215324919 | 09/16/24 | Live | CARRIER | GRANDAIRE | Singlezone Ducted, Compact Ducted | 215324919 |  | HRCU-A-CB | D5CSHAH12AAK | Mini-Splits | D5FSDAH12XHK |  |  |  | 12 | 20.2 | 10.6 | TRUE | TRUE | TRUE | 12000 | 10200 | 2.6 | 14000 | 2.31
215324262 | 09/16/24 | Live | CARRIER | DAY & NIGHT | Singlezone Ducted, Compact Ducted | 215324262 |  | HRCU-A-CB | D5CSHAH12AAK | Mini-Splits | D5FSDAH12XHK |  |  |  | 12 | 20.2 | 10.6 | TRUE | TRUE | TRUE | 12000 | 10200 | 2.6 | 14000 | 2.31
215324189 | 09/16/24 | Live | CARRIER | COMFORTMAKER | Singlezone Ducted, Compact Ducted | 215324189 |  | HRCU-A-CB | D5CSHAH12AAK | Mini-Splits | D5FSDAH12XHK |  |  |  | 12 | 20.2 | 10.6 | TRUE | TRUE | TRUE | 12000 | 10200 | 2.6 | 14000 | 2.31
215324554 | 09/16/24 | Live | CARRIER | MIDEA | Singlezone Ducted, Compact Ducted | 215324554 |  | HRCU-A-CB | D5CSHAH12AAK | Mini-Splits | D5FSDAH12XHK |  |  |  | 12 | 20.2 | 10.6 | TRUE | TRUE | TRUE | 12000 | 10200 | 2.6 | 14000 | 2.31
215324481 | 09/16/24 | Live | CARRIER | KENMORE | Singlezone Ducted, Compact Ducted | 215324481 |  | HRCU-A-CB | D5CSHAH12AAK | Mini-Splits | D5FSDAH12XHK |  |  |  | 12 | 20.2 | 10.6 | TRUE | TRUE | TRUE | 12000 | 10200 | 2.6 | 14000 | 2.31
215324700 | 09/16/24 | Live | CARRIER | SMART COMFORT | Singlezone Ducted, Compact Ducted | 215324700 |  | HRCU-A-CB | D5CSHAH12AAK | Mini-Splits | D5FSDAH12XHK |  |  |  | 12 | 20.2 | 10.6 | TRUE | TRUE | TRUE | 12000 | 10200 | 2.6 | 14000 | 2.31
215324627 | 09/16/24 | Live | CARRIER | TEMPSTAR | Singlezone Ducted, Compact Ducted | 215324627 |  | HRCU-A-CB | D5CSHAH12AAK | Mini-Splits | D5FSDAH12XHK |  |  |  | 12 | 20.2 | 10.6 | TRUE | TRUE | TRUE | 12000 | 10200 | 2.6 | 14000 | 2.31
215324408 | 09/16/24 | Live | CARRIER | KEEPRITE | Singlezone Ducted, Compact Ducted | 215324408 |  | HRCU-A-CB | D5CSHAH12AAK | Mini-Splits | D5FSDAH12XHK |  |  |  | 12 | 20.2 | 10.6 | TRUE | TRUE | TRUE | 12000 | 10200 | 2.6 | 14000 | 2.31
215324335 | 09/16/24 | Live | CARRIER | HEIL | Singlezone Ducted, Compact Ducted | 215324335 |  | HRCU-A-CB | D5CSHAH12AAK | Mini-Splits | D5FSDAH12XHK |  |  |  | 12 | 20.2 | 10.6 | TRUE | TRUE | TRUE | 12000 | 10200 | 2.6 | 14000 | 2.31
215324329 | 09/16/24 | Live | CARRIER | HEIL | Singlezone Ducted, Compact Ducted | 215324329 |  | HRCU-A-CB | D5CSHAH09AAK | Mini-Splits | D5FSDAH12XHK |  |  |  | 14 | 20.6 | 13.8 | TRUE | TRUE | TRUE | 9000 | 10200 | 2.45 | 12600 | 1.94
215324402 | 09/16/24 | Live | CARRIER | KEEPRITE | Singlezone Ducted, Compact Ducted | 215324402 |  | HRCU-A-CB | D5CSHAH09AAK | Mini-Splits | D5FSDAH12XHK |  |  |  | 14 | 20.6 | 13.8 | TRUE | TRUE | TRUE | 9000 | 10200 | 2.45 | 12600 | 1.94
215324621 | 09/16/24 | Live | CARRIER | TEMPSTAR | Singlezone Ducted, Compact Ducted | 215324621 |  | HRCU-A-CB | D5CSHAH09AAK | Mini-Splits | D5FSDAH12XHK |  |  |  | 14 | 20.6 | 13.8 | TRUE | TRUE | TRUE | 9000 | 10200 | 2.45 | 12600 | 1.94
215324694 | 09/16/24 | Live | CARRIER | SMART COMFORT | Singlezone Ducted, Compact Ducted | 215324694 |  | HRCU-A-CB | D5CSHAH09AAK | Mini-Splits | D5FSDAH12XHK |  |  |  | 14 | 20.6 | 13.8 | TRUE | TRUE | TRUE | 9000 | 10200 | 2.45 | 12600 | 1.94
215324475 | 09/16/24 | Live | CARRIER | KENMORE | Singlezone Ducted, Compact Ducted | 215324475 |  | HRCU-A-CB | D5CSHAH09AAK | Mini-Splits | D5FSDAH12XHK |  |  |  | 14 | 20.6 | 13.8 | TRUE | TRUE | TRUE | 9000 | 10200 | 2.45 | 12600 | 1.94
215324548 | 09/16/24 | Live | CARRIER | MIDEA | Singlezone Ducted, Compact Ducted | 215324548 |  | HRCU-A-CB | D5CSHAH09AAK | Mini-Splits | D5FSDAH12XHK |  |  |  | 14 | 20.6 | 13.8 | TRUE | TRUE | TRUE | 9000 | 10200 | 2.45 | 12600 | 1.94
215324183 | 09/16/24 | Live | CARRIER | COMFORTMAKER | Singlezone Ducted, Compact Ducted | 215324183 |  | HRCU-A-CB | D5CSHAH09AAK | Mini-Splits | D5FSDAH12XHK |  |  |  | 14 | 20.6 | 13.8 | TRUE | TRUE | TRUE | 9000 | 10200 | 2.45 | 12600 | 1.94
215324256 | 09/16/24 | Live | CARRIER | DAY & NIGHT | Singlezone Ducted, Compact Ducted | 215324256 |  | HRCU-A-CB | D5CSHAH09AAK | Mini-Splits | D5FSDAH12XHK |  |  |  | 14 | 20.6 | 13.8 | TRUE | TRUE | TRUE | 9000 | 10200 | 2.45 | 12600 | 1.94
215324913 | 09/16/24 | Live | CARRIER | GRANDAIRE | Singlezone Ducted, Compact Ducted | 215324913 |  | HRCU-A-CB | D5CSHAH09AAK | Mini-Splits | D5FSDAH12XHK |  |  |  | 14 | 20.6 | 13.8 | TRUE | TRUE | TRUE | 9000 | 10200 | 2.45 | 12600 | 1.94
215324840 | 09/16/24 | Live | CARRIER | LPS LEGACY | Singlezone Ducted, Compact Ducted | 215324840 |  | HRCU-A-CB | D5CSHAH09AAK | Mini-Splits | D5FSDAH12XHK |  |  |  | 14 | 20.6 | 13.8 | TRUE | TRUE | TRUE | 9000 | 10200 | 2.45 | 12600 | 1.94
215324767 | 09/16/24 | Live | CARRIER | AIRQUEST | Singlezone Ducted, Compact Ducted | 215324767 |  | HRCU-A-CB | D5CSHAH09AAK | Mini-Splits | D5FSDAH12XHK |  |  |  | 14 | 20.6 | 13.8 | TRUE | TRUE | TRUE | 9000 | 10200 | 2.45 | 12600 | 1.94
215324766 | 09/16/24 | Live | CARRIER | AIRQUEST | Singlezone Ducted, Compact Ducted | 215324766 |  | HRCU-A-CB | D5CSHAH09AAK | Mini-Splits | D5FSDAH12XAK |  |  |  | 13.5 | 21.5 | 12.5 | TRUE | TRUE | TRUE | 9000 | 9600 | 2.49 | 12600 | 1.99
215324839 | 09/16/24 | Live | CARRIER | LPS LEGACY | Singlezone Ducted, Compact Ducted | 215324839 |  | HRCU-A-CB | D5CSHAH09AAK | Mini-Splits | D5FSDAH12XAK |  |  |  | 13.5 | 21.5 | 12.5 | TRUE | TRUE | TRUE | 9000 | 9600 | 2.49 | 12600 | 1.99
215324912 | 09/16/24 | Live | CARRIER | GRANDAIRE | Singlezone Ducted, Compact Ducted | 215324912 |  | HRCU-A-CB | D5CSHAH09AAK | Mini-Splits | D5FSDAH12XAK |  |  |  | 13.5 | 21.5 | 12.5 | TRUE | TRUE | TRUE | 9000 | 9600 | 2.49 | 12600 | 1.99
215324255 | 09/16/24 | Live | CARRIER | DAY & NIGHT | Singlezone Ducted, Compact Ducted | 215324255 |  | HRCU-A-CB | D5CSHAH09AAK | Mini-Splits | D5FSDAH12XAK |  |  |  | 13.5 | 21.5 | 12.5 | TRUE | TRUE | TRUE | 9000 | 9600 | 2.49 | 12600 | 1.99
215324182 | 09/16/24 | Live | CARRIER | COMFORTMAKER | Singlezone Ducted, Compact Ducted | 215324182 |  | HRCU-A-CB | D5CSHAH09AAK | Mini-Splits | D5FSDAH12XAK |  |  |  | 13.5 | 21.5 | 12.5 | TRUE | TRUE | TRUE | 9000 | 9600 | 2.49 | 12600 | 1.99
215324547 | 09/16/24 | Live | CARRIER | MIDEA | Singlezone Ducted, Compact Ducted | 215324547 |  | HRCU-A-CB | D5CSHAH09AAK | Mini-Splits | D5FSDAH12XAK |  |  |  | 13.5 | 21.5 | 12.5 | TRUE | TRUE | TRUE | 9000 | 9600 | 2.49 | 12600 | 1.99
215324474 | 09/16/24 | Live | CARRIER | KENMORE | Singlezone Ducted, Compact Ducted | 215324474 |  | HRCU-A-CB | D5CSHAH09AAK | Mini-Splits | D5FSDAH12XAK |  |  |  | 13.5 | 21.5 | 12.5 | TRUE | TRUE | TRUE | 9000 | 9600 | 2.49 | 12600 | 1.99
215324693 | 09/16/24 | Live | CARRIER | SMART COMFORT | Singlezone Ducted, Compact Ducted | 215324693 |  | HRCU-A-CB | D5CSHAH09AAK | Mini-Splits | D5FSDAH12XAK |  |  |  | 13.5 | 21.5 | 12.5 | TRUE | TRUE | TRUE | 9000 | 9600 | 2.49 | 12600 | 1.99
215324620 | 09/16/24 | Live | CARRIER | TEMPSTAR | Singlezone Ducted, Compact Ducted | 215324620 |  | HRCU-A-CB | D5CSHAH09AAK | Mini-Splits | D5FSDAH12XAK |  |  |  | 13.5 | 21.5 | 12.5 | TRUE | TRUE | TRUE | 9000 | 9600 | 2.49 | 12600 | 1.99
215324401 | 09/16/24 | Live | CARRIER | KEEPRITE | Singlezone Ducted, Compact Ducted | 215324401 |  | HRCU-A-CB | D5CSHAH09AAK | Mini-Splits | D5FSDAH12XAK |  |  |  | 13.5 | 21.5 | 12.5 | TRUE | TRUE | TRUE | 9000 | 9600 | 2.49 | 12600 | 1.99
215324328 | 09/16/24 | Live | CARRIER | HEIL | Singlezone Ducted, Compact Ducted | 215324328 |  | HRCU-A-CB | D5CSHAH09AAK | Mini-Splits | D5FSDAH12XAK |  |  |  | 13.5 | 21.5 | 12.5 | TRUE | TRUE | TRUE | 9000 | 9600 | 2.49 | 12600 | 1.99
215357189 | 09/16/24 | Live | CARRIER | ARCOAIRE | Multizone Mix of Ducted and Non-Ducted | 215357189 |  | HMSV-A-CB | D5CMRAH55FAK | Mixed Ducted and Non-Ducted Indoor Units |  |  |  |  | 10 | 20 | 9.45 | FALSE | FALSE | TRUE | 60000 | 39000 | 2.7 | 41500 | 2.35
215357175 | 09/16/24 | Live | CARRIER | BRYANT | Multizone Mix of Ducted and Non-Ducted | 215357175 |  | HMSV-A-CB | 37MGRAQ55FA3 | Mixed Ducted and Non-Ducted Indoor Units |  |  |  |  | 10 | 20 | 9.45 | FALSE | FALSE | TRUE | 60000 | 39000 | 2.7 | 41500 | 2.35
215357231 | 09/16/24 | Live | CARRIER | COMFORTMAKER | Multizone Mix of Ducted and Non-Ducted | 215357231 |  | HMSV-A-CB | D5CMRAH55FAK | Mixed Ducted and Non-Ducted Indoor Units |  |  |  |  | 10 | 20 | 9.45 | FALSE | FALSE | TRUE | 60000 | 39000 | 2.7 | 41500 | 2.35
215357273 | 09/16/24 | Live | CARRIER | DAY & NIGHT | Multizone Mix of Ducted and Non-Ducted | 215357273 |  | HMSV-A-CB | D5CMRAH55FAK | Mixed Ducted and Non-Ducted Indoor Units |  |  |  |  | 10 | 20 | 9.45 | FALSE | FALSE | TRUE | 60000 | 39000 | 2.7 | 41500 | 2.35
215357315 | 09/16/24 | Live | CARRIER | HEIL | Multizone Mix of Ducted and Non-Ducted | 215357315 |  | HMSV-A-CB | D5CMRAH55FAK | Mixed Ducted and Non-Ducted Indoor Units |  |  |  |  | 10 | 20 | 9.45 | FALSE | FALSE | TRUE | 60000 | 39000 | 2.7 | 41500 | 2.35
215357357 | 09/16/24 | Live | CARRIER | KEEPRITE | Multizone Mix of Ducted and Non-Ducted | 215357357 |  | HMSV-A-CB | D5CMRAH55FAK | Mixed Ducted and Non-Ducted Indoor Units |  |  |  |  | 10 | 20 | 9.45 | FALSE | FALSE | TRUE | 60000 | 39000 | 2.7 | 41500 | 2.35
215357455 | 09/16/24 | Live | CARRIER | MIDEA | Multizone Mix of Ducted and Non-Ducted | 215357455 |  | HMSV-A-CB | D5CMRAH55FAK | Mixed Ducted and Non-Ducted Indoor Units |  |  |  |  | 10 | 20 | 9.45 | FALSE | FALSE | TRUE | 60000 | 39000 | 2.7 | 41500 | 2.35
215357399 | 09/16/24 | Live | CARRIER | KENMORE | Multizone Mix of Ducted and Non-Ducted | 215357399 |  | HMSV-A-CB | D5CMRAH55FAK | Mixed Ducted and Non-Ducted Indoor Units |  |  |  |  | 10 | 20 | 9.45 | FALSE | FALSE | TRUE | 60000 | 39000 | 2.7 | 41500 | 2.35
215357513 | 09/16/24 | Live | CARRIER | CARRIER | Multizone Mix of Ducted and Non-Ducted | 215357513 |  | HMSV-A-CB | 37MGRAQ55FA3 | Mixed Ducted and Non-Ducted Indoor Units |  |  |  |  | 10 | 20 | 9.45 | FALSE | FALSE | TRUE | 60000 | 39000 | 2.7 | 41500 | 2.35
215357525 | 09/16/24 | Live | CARRIER | TEMPSTAR | Multizone Mix of Ducted and Non-Ducted | 215357525 |  | HMSV-A-CB | D5CMRAH55FAK | Mixed Ducted and Non-Ducted Indoor Units |  |  |  |  | 10 | 20 | 9.45 | FALSE | FALSE | TRUE | 60000 | 39000 | 2.7 | 41500 | 2.35
215357609 | 09/16/24 | Live | CARRIER | AIRQUEST | Multizone Mix of Ducted and Non-Ducted | 215357609 |  | HMSV-A-CB | D5CMRAH55FAK | Mixed Ducted and Non-Ducted Indoor Units |  |  |  |  | 10 | 20 | 9.45 | FALSE | FALSE | TRUE | 60000 | 39000 | 2.7 | 41500 | 2.35
215357567 | 09/16/24 | Live | CARRIER | SMART COMFORT | Multizone Mix of Ducted and Non-Ducted | 215357567 |  | HMSV-A-CB | D5CMRAH55FAK | Mixed Ducted and Non-Ducted Indoor Units |  |  |  |  | 10 | 20 | 9.45 | FALSE | FALSE | TRUE | 60000 | 39000 | 2.7 | 41500 | 2.35
215357566 | 09/16/24 | Live | CARRIER | SMART COMFORT | Multizone All Ducted | 215357566 |  | HMSV-A-CB | D5CMRAH55FAK | Ducted Indoor Units |  |  |  |  | 10 | 18 | 9.3 | FALSE | FALSE | TRUE | 60000 | 39000 | 2.6 | 41000 | 2.3
215357511 | 09/16/24 | Live | CARRIER | CARRIER | Multizone All Ducted | 215357511 |  | HMSV-A-CB | 37MGRAQ55FA3 | Ducted Indoor Units |  |  |  |  | 10 | 18 | 9.3 | FALSE | FALSE | TRUE | 60000 | 39000 | 2.6 | 41000 | 2.3
215357608 | 09/16/24 | Live | CARRIER | AIRQUEST | Multizone All Ducted | 215357608 |  | HMSV-A-CB | D5CMRAH55FAK | Ducted Indoor Units |  |  |  |  | 10 | 18 | 9.3 | FALSE | FALSE | TRUE | 60000 | 39000 | 2.6 | 41000 | 2.3
215357524 | 09/16/24 | Live | CARRIER | TEMPSTAR | Multizone All Ducted | 215357524 |  | HMSV-A-CB | D5CMRAH55FAK | Ducted Indoor Units |  |  |  |  | 10 | 18 | 9.3 | FALSE | FALSE | TRUE | 60000 | 39000 | 2.6 | 41000 | 2.3
215357398 | 09/16/24 | Live | CARRIER | KENMORE | Multizone All Ducted | 215357398 |  | HMSV-A-CB | D5CMRAH55FAK | Ducted Indoor Units |  |  |  |  | 10 | 18 | 9.3 | FALSE | FALSE | TRUE | 60000 | 39000 | 2.6 | 41000 | 2.3
215357452 | 09/16/24 | Live | CARRIER | MIDEA | Multizone All Ducted | 215357452 |  | HMSV-A-CB | D5CMRAH55FAK | Ducted Indoor Units |  |  |  |  | 10 | 18 | 9.3 | FALSE | FALSE | TRUE | 60000 | 39000 | 2.6 | 41000 | 2.3
215357356 | 09/16/24 | Live | CARRIER | KEEPRITE | Multizone All Ducted | 215357356 |  | HMSV-A-CB | D5CMRAH55FAK | Ducted Indoor Units |  |  |  |  | 10 | 18 | 9.3 | FALSE | FALSE | TRUE | 60000 | 39000 | 2.6 | 41000 | 2.3
215357314 | 09/16/24 | Live | CARRIER | HEIL | Multizone All Ducted | 215357314 |  | HMSV-A-CB | D5CMRAH55FAK | Ducted Indoor Units |  |  |  |  | 10 | 18 | 9.3 | FALSE | FALSE | TRUE | 60000 | 39000 | 2.6 | 41000 | 2.3
215357272 | 09/16/24 | Live | CARRIER | DAY & NIGHT | Multizone All Ducted | 215357272 |  | HMSV-A-CB | D5CMRAH55FAK | Ducted Indoor Units |  |  |  |  | 10 | 18 | 9.3 | FALSE | FALSE | TRUE | 60000 | 39000 | 2.6 | 41000 | 2.3
215357230 | 09/16/24 | Live | CARRIER | COMFORTMAKER | Multizone All Ducted | 215357230 |  | HMSV-A-CB | D5CMRAH55FAK | Ducted Indoor Units |  |  |  |  | 10 | 18 | 9.3 | FALSE | FALSE | TRUE | 60000 | 39000 | 2.6 | 41000 | 2.3
215357173 | 09/16/24 | Live | CARRIER | BRYANT | Multizone All Ducted | 215357173 |  | HMSV-A-CB | 37MGRAQ55FA3 | Ducted Indoor Units |  |  |  |  | 10 | 18 | 9.3 | FALSE | FALSE | TRUE | 60000 | 39000 | 2.6 | 41000 | 2.3
215357188 | 09/16/24 | Live | CARRIER | ARCOAIRE | Multizone All Ducted | 215357188 |  | HMSV-A-CB | D5CMRAH55FAK | Ducted Indoor Units |  |  |  |  | 10 | 18 | 9.3 | FALSE | FALSE | TRUE | 60000 | 39000 | 2.6 | 41000 | 2.3
215357187 | 09/16/24 | Live | CARRIER | ARCOAIRE | Multizone All Non-Ducted | 215357187 |  | HMSR-A-CB-O | D5CMRAH55FAK | Non-Ducted Indoor Units |  |  |  |  | 10 | 22 | 9.6 | FALSE | FALSE | TRUE | 60000 | 39000 | 2.8 | 42000 | 2.4
215357170 | 09/16/24 | Live | CARRIER | BRYANT | Multizone All Non-Ducted | 215357170 |  | HMSR-A-CB-O | 37MGRAQ55FA3 | Non-Ducted Indoor Units |  |  |  |  | 10 | 22 | 9.6 | FALSE | FALSE | TRUE | 60000 | 39000 | 2.8 | 42000 | 2.4
215357229 | 09/16/24 | Live | CARRIER | COMFORTMAKER | Multizone All Non-Ducted | 215357229 |  | HMSR-A-CB-O | D5CMRAH55FAK | Non-Ducted Indoor Units |  |  |  |  | 10 | 22 | 9.6 | FALSE | FALSE | TRUE | 60000 | 39000 | 2.8 | 42000 | 2.4
215357271 | 09/16/24 | Live | CARRIER | DAY & NIGHT | Multizone All Non-Ducted | 215357271 |  | HMSR-A-CB-O | D5CMRAH55FAK | Non-Ducted Indoor Units |  |  |  |  | 10 | 22 | 9.6 | FALSE | FALSE | TRUE | 60000 | 39000 | 2.8 | 42000 | 2.4
215357313 | 09/16/24 | Live | CARRIER | HEIL | Multizone All Non-Ducted | 215357313 |  | HMSR-A-CB-O | D5CMRAH55FAK | Non-Ducted Indoor Units |  |  |  |  | 10 | 22 | 9.6 | FALSE | FALSE | TRUE | 60000 | 39000 | 2.8 | 42000 | 2.4
215357355 | 09/16/24 | Live | CARRIER | KEEPRITE | Multizone All Non-Ducted | 215357355 |  | HMSR-A-CB-O | D5CMRAH55FAK | Non-Ducted Indoor Units |  |  |  |  | 10 | 22 | 9.6 | FALSE | FALSE | TRUE | 60000 | 39000 | 2.8 | 42000 | 2.4
215357450 | 09/16/24 | Live | CARRIER | MIDEA | Multizone All Non-Ducted | 215357450 |  | HMSR-A-CB-O | D5CMRAH55FAK | Non-Ducted Indoor Units |  |  |  |  | 10 | 22 | 9.6 | FALSE | FALSE | TRUE | 60000 | 39000 | 2.8 | 42000 | 2.4
215357397 | 09/16/24 | Live | CARRIER | KENMORE | Multizone All Non-Ducted | 215357397 |  | HMSR-A-CB-O | D5CMRAH55FAK | Non-Ducted Indoor Units |  |  |  |  | 10 | 22 | 9.6 | FALSE | FALSE | TRUE | 60000 | 39000 | 2.8 | 42000 | 2.4
215357523 | 09/16/24 | Live | CARRIER | TEMPSTAR | Multizone All Non-Ducted | 215357523 |  | HMSR-A-CB-O | D5CMRAH55FAK | Non-Ducted Indoor Units |  |  |  |  | 10 | 22 | 9.6 | FALSE | FALSE | TRUE | 60000 | 39000 | 2.8 | 42000 | 2.4
215357509 | 09/16/24 | Live | CARRIER | CARRIER | Multizone All Non-Ducted | 215357509 |  | HMSR-A-CB-O | 37MGRAQ55FA3 | Non-Ducted Indoor Units |  |  |  |  | 10 | 22 | 9.6 | FALSE | FALSE | TRUE | 60000 | 39000 | 2.8 | 42000 | 2.4
215357607 | 09/16/24 | Live | CARRIER | AIRQUEST | Multizone All Non-Ducted | 215357607 |  | HMSR-A-CB-O | D5CMRAH55FAK | Non-Ducted Indoor Units |  |  |  |  | 10 | 22 | 9.6 | FALSE | FALSE | TRUE | 60000 | 39000 | 2.8 | 42000 | 2.4
215357565 | 09/16/24 | Live | CARRIER | SMART COMFORT | Multizone All Non-Ducted | 215357565 |  | HMSR-A-CB-O | D5CMRAH55FAK | Non-Ducted Indoor Units |  |  |  |  | 10 | 22 | 9.6 | FALSE | FALSE | TRUE | 60000 | 39000 | 2.8 | 42000 | 2.4
215357564 | 09/16/24 | Live | CARRIER | SMART COMFORT | Multizone Mix of Ducted and Non-Ducted | 215357564 |  | HMSV-A-CB | D5CMRAH48FAK | Mixed Ducted and Non-Ducted Indoor Units |  |  |  |  | 12.25 | 22.5 | 10.5 | TRUE | TRUE | TRUE | 46000 | 37400 | 2.5 | 39750 | 2.19
215357606 | 09/16/24 | Live | CARRIER | AIRQUEST | Multizone Mix of Ducted and Non-Ducted | 215357606 |  | HMSV-A-CB | D5CMRAH48FAK | Mixed Ducted and Non-Ducted Indoor Units |  |  |  |  | 12.25 | 22.5 | 10.5 | TRUE | TRUE | TRUE | 46000 | 37400 | 2.5 | 39750 | 2.19
215357507 | 09/16/24 | Live | CARRIER | CARRIER | Multizone Mix of Ducted and Non-Ducted | 215357507 |  | HMSV-A-CB | 37MGRAQ48FA3 | Mixed Ducted and Non-Ducted Indoor Units |  |  |  |  | 12.25 | 22.5 | 10.5 | TRUE | TRUE | TRUE | 46000 | 37400 | 2.5 | 39750 | 2.19
215357522 | 09/16/24 | Live | CARRIER | TEMPSTAR | Multizone Mix of Ducted and Non-Ducted | 215357522 |  | HMSV-A-CB | D5CMRAH48FAK | Mixed Ducted and Non-Ducted Indoor Units |  |  |  |  | 12.25 | 22.5 | 10.5 | TRUE | TRUE | TRUE | 46000 | 37400 | 2.5 | 39750 | 2.19
215357396 | 09/16/24 | Live | CARRIER | KENMORE | Multizone Mix of Ducted and Non-Ducted | 215357396 |  | HMSV-A-CB | D5CMRAH48FAK | Mixed Ducted and Non-Ducted Indoor Units |  |  |  |  | 12.25 | 22.5 | 10.5 | TRUE | TRUE | TRUE | 46000 | 37400 | 2.5 | 39750 | 2.19
215357447 | 09/16/24 | Live | CARRIER | MIDEA | Multizone Mix of Ducted and Non-Ducted | 215357447 |  | HMSV-A-CB | D5CMRAH48FAK | Mixed Ducted and Non-Ducted Indoor Units |  |  |  |  | 12.25 | 22.5 | 10.5 | TRUE | TRUE | TRUE | 46000 | 37400 | 2.5 | 39750 | 2.19
215357354 | 09/16/24 | Live | CARRIER | KEEPRITE | Multizone Mix of Ducted and Non-Ducted | 215357354 |  | HMSV-A-CB | D5CMRAH48FAK | Mixed Ducted and Non-Ducted Indoor Units |  |  |  |  | 12.25 | 22.5 | 10.5 | TRUE | TRUE | TRUE | 46000 | 37400 | 2.5 | 39750 | 2.19
215357312 | 09/16/24 | Live | CARRIER | HEIL | Multizone Mix of Ducted and Non-Ducted | 215357312 |  | HMSV-A-CB | D5CMRAH48FAK | Mixed Ducted and Non-Ducted Indoor Units |  |  |  |  | 12.25 | 22.5 | 10.5 | TRUE | TRUE | TRUE | 46000 | 37400 | 2.5 | 39750 | 2.19
215357270 | 09/16/24 | Live | CARRIER | DAY & NIGHT | Multizone Mix of Ducted and Non-Ducted | 215357270 |  | HMSV-A-CB | D5CMRAH48FAK | Mixed Ducted and Non-Ducted Indoor Units |  |  |  |  | 12.25 | 22.5 | 10.5 | TRUE | TRUE | TRUE | 46000 | 37400 | 2.5 | 39750 | 2.19
215357228 | 09/16/24 | Live | CARRIER | COMFORTMAKER | Multizone Mix of Ducted and Non-Ducted | 215357228 |  | HMSV-A-CB | D5CMRAH48FAK | Mixed Ducted and Non-Ducted Indoor Units |  |  |  |  | 12.25 | 22.5 | 10.5 | TRUE | TRUE | TRUE | 46000 | 37400 | 2.5 | 39750 | 2.19
215357168 | 09/16/24 | Live | CARRIER | BRYANT | Multizone Mix of Ducted and Non-Ducted | 215357168 |  | HMSV-A-CB | 37MGRAQ48FA3 | Mixed Ducted and Non-Ducted Indoor Units |  |  |  |  | 12.25 | 22.5 | 10.5 | TRUE | TRUE | TRUE | 46000 | 37400 | 2.5 | 39750 | 2.19
215357186 | 09/16/24 | Live | CARRIER | ARCOAIRE | Multizone Mix of Ducted and Non-Ducted | 215357186 |  | HMSV-A-CB | D5CMRAH48FAK | Mixed Ducted and Non-Ducted Indoor Units |  |  |  |  | 12.25 | 22.5 | 10.5 | TRUE | TRUE | TRUE | 46000 | 37400 | 2.5 | 39750 | 2.19
215357185 | 09/16/24 | Live | CARRIER | ARCOAIRE | Multizone All Ducted | 215357185 |  | HMSV-A-CB | D5CMRAH48FAK | Ducted Indoor Units |  |  |  |  | 12 | 20.5 | 10.6 | TRUE | TRUE | TRUE | 45000 | 37000 | 2.5 | 41000 | 2.4
215357166 | 09/16/24 | Live | CARRIER | BRYANT | Multizone All Ducted | 215357166 |  | HMSV-A-CB | 37MGRAQ48FA3 | Ducted Indoor Units |  |  |  |  | 12 | 20.5 | 10.6 | TRUE | TRUE | TRUE | 45000 | 37000 | 2.5 | 41000 | 2.4
215357227 | 09/16/24 | Live | CARRIER | COMFORTMAKER | Multizone All Ducted | 215357227 |  | HMSV-A-CB | D5CMRAH48FAK | Ducted Indoor Units |  |  |  |  | 12 | 20.5 | 10.6 | TRUE | TRUE | TRUE | 45000 | 37000 | 2.5 | 41000 | 2.4
215357269 | 09/16/24 | Live | CARRIER | DAY & NIGHT | Multizone All Ducted | 215357269 |  | HMSV-A-CB | D5CMRAH48FAK | Ducted Indoor Units |  |  |  |  | 12 | 20.5 | 10.6 | TRUE | TRUE | TRUE | 45000 | 37000 | 2.5 | 41000 | 2.4
215357311 | 09/16/24 | Live | CARRIER | HEIL | Multizone All Ducted | 215357311 |  | HMSV-A-CB | D5CMRAH48FAK | Ducted Indoor Units |  |  |  |  | 12 | 20.5 | 10.6 | TRUE | TRUE | TRUE | 45000 | 37000 | 2.5 | 41000 | 2.4
215357353 | 09/16/24 | Live | CARRIER | KEEPRITE | Multizone All Ducted | 215357353 |  | HMSV-A-CB | D5CMRAH48FAK | Ducted Indoor Units |  |  |  |  | 12 | 20.5 | 10.6 | TRUE | TRUE | TRUE | 45000 | 37000 | 2.5 | 41000 | 2.4
215357445 | 09/16/24 | Live | CARRIER | MIDEA | Multizone All Ducted | 215357445 |  | HMSV-A-CB | D5CMRAH48FAK | Ducted Indoor Units |  |  |  |  | 12 | 20.5 | 10.6 | TRUE | TRUE | TRUE | 45000 | 37000 | 2.5 | 41000 | 2.4
215357395 | 09/16/24 | Live | CARRIER | KENMORE | Multizone All Ducted | 215357395 |  | HMSV-A-CB | D5CMRAH48FAK | Ducted Indoor Units |  |  |  |  | 12 | 20.5 | 10.6 | TRUE | TRUE | TRUE | 45000 | 37000 | 2.5 | 41000 | 2.4
215357505 | 09/16/24 | Live | CARRIER | CARRIER | Multizone All Ducted | 215357505 |  | HMSV-A-CB | 37MGRAQ48FA3 | Ducted Indoor Units |  |  |  |  | 12 | 20.5 | 10.6 | TRUE | TRUE | TRUE | 45000 | 37000 | 2.5 | 41000 | 2.4
215357521 | 09/16/24 | Live | CARRIER | TEMPSTAR | Multizone All Ducted | 215357521 |  | HMSV-A-CB | D5CMRAH48FAK | Ducted Indoor Units |  |  |  |  | 12 | 20.5 | 10.6 | TRUE | TRUE | TRUE | 45000 | 37000 | 2.5 | 41000 | 2.4
215357605 | 09/16/24 | Live | CARRIER | AIRQUEST | Multizone All Ducted | 215357605 |  | HMSV-A-CB | D5CMRAH48FAK | Ducted Indoor Units |  |  |  |  | 12 | 20.5 | 10.6 | TRUE | TRUE | TRUE | 45000 | 37000 | 2.5 | 41000 | 2.4
215357563 | 09/16/24 | Live | CARRIER | SMART COMFORT | Multizone All Ducted | 215357563 |  | HMSV-A-CB | D5CMRAH48FAK | Ducted Indoor Units |  |  |  |  | 12 | 20.5 | 10.6 | TRUE | TRUE | TRUE | 45000 | 37000 | 2.5 | 41000 | 2.4
215357562 | 09/16/24 | Live | CARRIER | SMART COMFORT | Multizone All Non-Ducted | 215357562 |  | HMSR-A-CB-O | D5CMRAH48FAK | Non-Ducted Indoor Units |  |  |  |  | 12.5 | 24 | 10.4 | TRUE | TRUE | TRUE | 47000 | 38000 | 2.5 | 38500 | 2
215357604 | 09/16/24 | Live | CARRIER | AIRQUEST | Multizone All Non-Ducted | 215357604 |  | HMSR-A-CB-O | D5CMRAH48FAK | Non-Ducted Indoor Units |  |  |  |  | 12.5 | 24 | 10.4 | TRUE | TRUE | TRUE | 47000 | 38000 | 2.5 | 38500 | 2
215357520 | 09/16/24 | Live | CARRIER | TEMPSTAR | Multizone All Non-Ducted | 215357520 |  | HMSR-A-CB-O | D5CMRAH48FAK | Non-Ducted Indoor Units |  |  |  |  | 12.5 | 24 | 10.4 | TRUE | TRUE | TRUE | 47000 | 38000 | 2.5 | 38500 | 2
215357502 | 09/16/24 | Live | CARRIER | CARRIER | Multizone All Non-Ducted | 215357502 |  | HMSR-A-CB-O | 37MGRAQ48FA3 | Non-Ducted Indoor Units |  |  |  |  | 12.5 | 24 | 10.4 | TRUE | TRUE | TRUE | 47000 | 38000 | 2.5 | 38500 | 2
215357394 | 09/16/24 | Live | CARRIER | KENMORE | Multizone All Non-Ducted | 215357394 |  | HMSR-A-CB-O | D5CMRAH48FAK | Non-Ducted Indoor Units |  |  |  |  | 12.5 | 24 | 10.4 | TRUE | TRUE | TRUE | 47000 | 38000 | 2.5 | 38500 | 2
215357442 | 09/16/24 | Live | CARRIER | MIDEA | Multizone All Non-Ducted | 215357442 |  | HMSR-A-CB-O | D5CMRAH48FAK | Non-Ducted Indoor Units |  |  |  |  | 12.5 | 24 | 10.4 | TRUE | TRUE | TRUE | 47000 | 38000 | 2.5 | 38500 | 2
215357352 | 09/16/24 | Live | CARRIER | KEEPRITE | Multizone All Non-Ducted | 215357352 |  | HMSR-A-CB-O | D5CMRAH48FAK | Non-Ducted Indoor Units |  |  |  |  | 12.5 | 24 | 10.4 | TRUE | TRUE | TRUE | 47000 | 38000 | 2.5 | 38500 | 2
215357310 | 09/16/24 | Live | CARRIER | HEIL | Multizone All Non-Ducted | 215357310 |  | HMSR-A-CB-O | D5CMRAH48FAK | Non-Ducted Indoor Units |  |  |  |  | 12.5 | 24 | 10.4 | TRUE | TRUE | TRUE | 47000 | 38000 | 2.5 | 38500 | 2
215357268 | 09/16/24 | Live | CARRIER | DAY & NIGHT | Multizone All Non-Ducted | 215357268 |  | HMSR-A-CB-O | D5CMRAH48FAK | Non-Ducted Indoor Units |  |  |  |  | 12.5 | 24 | 10.4 | TRUE | TRUE | TRUE | 47000 | 38000 | 2.5 | 38500 | 2
215357226 | 09/16/24 | Live | CARRIER | COMFORTMAKER | Multizone All Non-Ducted | 215357226 |  | HMSR-A-CB-O | D5CMRAH48FAK | Non-Ducted Indoor Units |  |  |  |  | 12.5 | 24 | 10.4 | TRUE | TRUE | TRUE | 47000 | 38000 | 2.5 | 38500 | 2
215357164 | 09/16/24 | Live | CARRIER | BRYANT | Multizone All Non-Ducted | 215357164 |  | HMSR-A-CB-O | 37MGRAQ48FA3 | Non-Ducted Indoor Units |  |  |  |  | 12.5 | 24 | 10.4 | TRUE | TRUE | TRUE | 47000 | 38000 | 2.5 | 38500 | 2
215357184 | 09/16/24 | Live | CARRIER | ARCOAIRE | Multizone All Non-Ducted | 215357184 |  | HMSR-A-CB-O | D5CMRAH48FAK | Non-Ducted Indoor Units |  |  |  |  | 12.5 | 24 | 10.4 | TRUE | TRUE | TRUE | 47000 | 38000 | 2.5 | 38500 | 2
215357183 | 09/16/24 | Live | CARRIER | ARCOAIRE | Multizone Mix of Ducted and Non-Ducted | 215357183 |  | HMSV-A-CB | D5CMRAH36EAK | Mixed Ducted and Non-Ducted Indoor Units |  |  |  |  | 11.85 | 22 | 9.35 | TRUE | TRUE | TRUE | 35400 | 26400 | 2.35 | 27300 | 2.15
215357161 | 09/16/24 | Live | CARRIER | BRYANT | Multizone Mix of Ducted and Non-Ducted | 215357161 |  | HMSV-A-CB | 37MGRAQ36EA3 | Mixed Ducted and Non-Ducted Indoor Units |  |  |  |  | 11.85 | 22 | 9.35 | TRUE | TRUE | TRUE | 35400 | 26400 | 2.35 | 27300 | 2.15
215357225 | 09/16/24 | Live | CARRIER | COMFORTMAKER | Multizone Mix of Ducted and Non-Ducted | 215357225 |  | HMSV-A-CB | D5CMRAH36EAK | Mixed Ducted and Non-Ducted Indoor Units |  |  |  |  | 11.85 | 22 | 9.35 | TRUE | TRUE | TRUE | 35400 | 26400 | 2.35 | 27300 | 2.15
215357267 | 09/16/24 | Live | CARRIER | DAY & NIGHT | Multizone Mix of Ducted and Non-Ducted | 215357267 |  | HMSV-A-CB | D5CMRAH36EAK | Mixed Ducted and Non-Ducted Indoor Units |  |  |  |  | 11.85 | 22 | 9.35 | TRUE | TRUE | TRUE | 35400 | 26400 | 2.35 | 27300 | 2.15
215357309 | 09/16/24 | Live | CARRIER | HEIL | Multizone Mix of Ducted and Non-Ducted | 215357309 |  | HMSV-A-CB | D5CMRAH36EAK | Mixed Ducted and Non-Ducted Indoor Units |  |  |  |  | 11.85 | 22 | 9.35 | TRUE | TRUE | TRUE | 35400 | 26400 | 2.35 | 27300 | 2.15
215357351 | 09/16/24 | Live | CARRIER | KEEPRITE | Multizone Mix of Ducted and Non-Ducted | 215357351 |  | HMSV-A-CB | D5CMRAH36EAK | Mixed Ducted and Non-Ducted Indoor Units |  |  |  |  | 11.85 | 22 | 9.35 | TRUE | TRUE | TRUE | 35400 | 26400 | 2.35 | 27300 | 2.15
215357439 | 09/16/24 | Live | CARRIER | MIDEA | Multizone Mix of Ducted and Non-Ducted | 215357439 |  | HMSV-A-CB | D5CMRAH36EAK | Mixed Ducted and Non-Ducted Indoor Units |  |  |  |  | 11.85 | 22 | 9.35 | TRUE | TRUE | TRUE | 35400 | 26400 | 2.35 | 27300 | 2.15
215357393 | 09/16/24 | Live | CARRIER | KENMORE | Multizone Mix of Ducted and Non-Ducted | 215357393 |  | HMSV-A-CB | D5CMRAH36EAK | Mixed Ducted and Non-Ducted Indoor Units |  |  |  |  | 11.85 | 22 | 9.35 | TRUE | TRUE | TRUE | 35400 | 26400 | 2.35 | 27300 | 2.15
215357500 | 09/16/24 | Live | CARRIER | CARRIER | Multizone Mix of Ducted and Non-Ducted | 215357500 |  | HMSV-A-CB | 37MGRAQ36EA3 | Mixed Ducted and Non-Ducted Indoor Units |  |  |  |  | 11.85 | 22 | 9.35 | TRUE | TRUE | TRUE | 35400 | 26400 | 2.35 | 27300 | 2.15
215357519 | 09/16/24 | Live | CARRIER | TEMPSTAR | Multizone Mix of Ducted and Non-Ducted | 215357519 |  | HMSV-A-CB | D5CMRAH36EAK | Mixed Ducted and Non-Ducted Indoor Units |  |  |  |  | 11.85 | 22 | 9.35 | TRUE | TRUE | TRUE | 35400 | 26400 | 2.35 | 27300 | 2.15
215357603 | 09/16/24 | Live | CARRIER | AIRQUEST | Multizone Mix of Ducted and Non-Ducted | 215357603 |  | HMSV-A-CB | D5CMRAH36EAK | Mixed Ducted and Non-Ducted Indoor Units |  |  |  |  | 11.85 | 22 | 9.35 | TRUE | TRUE | TRUE | 35400 | 26400 | 2.35 | 27300 | 2.15
215357561 | 09/16/24 | Live | CARRIER | SMART COMFORT | Multizone Mix of Ducted and Non-Ducted | 215357561 |  | HMSV-A-CB | D5CMRAH36EAK | Mixed Ducted and Non-Ducted Indoor Units |  |  |  |  | 11.85 | 22 | 9.35 | TRUE | TRUE | TRUE | 35400 | 26400 | 2.35 | 27300 | 2.15
215357560 | 09/16/24 | Live | CARRIER | SMART COMFORT | Multizone All Ducted | 215357560 |  | HMSV-A-CB | D5CMRAH36EAK | Ducted Indoor Units |  |  |  |  | 11.7 | 20 | 9.2 | TRUE | TRUE | TRUE | 35000 | 26400 | 2.3 | 28000 | 2.2
215357602 | 09/16/24 | Live | CARRIER | AIRQUEST | Multizone All Ducted | 215357602 |  | HMSV-A-CB | D5CMRAH36EAK | Ducted Indoor Units |  |  |  |  | 11.7 | 20 | 9.2 | TRUE | TRUE | TRUE | 35000 | 26400 | 2.3 | 28000 | 2.2
215357518 | 09/16/24 | Live | CARRIER | TEMPSTAR | Multizone All Ducted | 215357518 |  | HMSV-A-CB | D5CMRAH36EAK | Ducted Indoor Units |  |  |  |  | 11.7 | 20 | 9.2 | TRUE | TRUE | TRUE | 35000 | 26400 | 2.3 | 28000 | 2.2
215357498 | 09/16/24 | Live | CARRIER | CARRIER | Multizone All Ducted | 215357498 |  | HMSV-A-CB | 37MGRAQ36EA3 | Ducted Indoor Units |  |  |  |  | 11.7 | 20 | 9.2 | TRUE | TRUE | TRUE | 35000 | 26400 | 2.3 | 28000 | 2.2
215357436 | 09/16/24 | Live | CARRIER | MIDEA | Multizone All Ducted | 215357436 |  | HMSV-A-CB | D5CMRAH36EAK | Ducted Indoor Units |  |  |  |  | 11.7 | 20 | 9.2 | TRUE | TRUE | TRUE | 35000 | 26400 | 2.3 | 28000 | 2.2
215357392 | 09/16/24 | Live | CARRIER | KENMORE | Multizone All Ducted | 215357392 |  | HMSV-A-CB | D5CMRAH36EAK | Ducted Indoor Units |  |  |  |  | 11.7 | 20 | 9.2 | TRUE | TRUE | TRUE | 35000 | 26400 | 2.3 | 28000 | 2.2
215357350 | 09/16/24 | Live | CARRIER | KEEPRITE | Multizone All Ducted | 215357350 |  | HMSV-A-CB | D5CMRAH36EAK | Ducted Indoor Units |  |  |  |  | 11.7 | 20 | 9.2 | TRUE | TRUE | TRUE | 35000 | 26400 | 2.3 | 28000 | 2.2
215357308 | 09/16/24 | Live | CARRIER | HEIL | Multizone All Ducted | 215357308 |  | HMSV-A-CB | D5CMRAH36EAK | Ducted Indoor Units |  |  |  |  | 11.7 | 20 | 9.2 | TRUE | TRUE | TRUE | 35000 | 26400 | 2.3 | 28000 | 2.2
215357266 | 09/16/24 | Live | CARRIER | DAY & NIGHT | Multizone All Ducted | 215357266 |  | HMSV-A-CB | D5CMRAH36EAK | Ducted Indoor Units |  |  |  |  | 11.7 | 20 | 9.2 | TRUE | TRUE | TRUE | 35000 | 26400 | 2.3 | 28000 | 2.2
215357224 | 09/16/24 | Live | CARRIER | COMFORTMAKER | Multizone All Ducted | 215357224 |  | HMSV-A-CB | D5CMRAH36EAK | Ducted Indoor Units |  |  |  |  | 11.7 | 20 | 9.2 | TRUE | TRUE | TRUE | 35000 | 26400 | 2.3 | 28000 | 2.2
215357159 | 09/16/24 | Live | CARRIER | BRYANT | Multizone All Ducted | 215357159 |  | HMSV-A-CB | 37MGRAQ36EA3 | Ducted Indoor Units |  |  |  |  | 11.7 | 20 | 9.2 | TRUE | TRUE | TRUE | 35000 | 26400 | 2.3 | 28000 | 2.2
215357182 | 09/16/24 | Live | CARRIER | ARCOAIRE | Multizone All Ducted | 215357182 |  | HMSV-A-CB | D5CMRAH36EAK | Ducted Indoor Units |  |  |  |  | 11.7 | 20 | 9.2 | TRUE | TRUE | TRUE | 35000 | 26400 | 2.3 | 28000 | 2.2
215357181 | 09/16/24 | Live | CARRIER | ARCOAIRE | Multizone All Non-Ducted | 215357181 |  | HMSR-A-CB-O | D5CMRAH36EAK | Non-Ducted Indoor Units |  |  |  |  | 12 | 24 | 9.5 | TRUE | TRUE | TRUE | 36000 | 26600 | 2.4 | 26600 | 2.1
215357157 | 09/16/24 | Live | CARRIER | BRYANT | Multizone All Non-Ducted | 215357157 |  | HMSR-A-CB-O | 37MGRAQ36EA3 | Non-Ducted Indoor Units |  |  |  |  | 12 | 24 | 9.5 | TRUE | TRUE | TRUE | 36000 | 26600 | 2.4 | 26600 | 2.1
215357223 | 09/16/24 | Live | CARRIER | COMFORTMAKER | Multizone All Non-Ducted | 215357223 |  | HMSR-A-CB-O | D5CMRAH36EAK | Non-Ducted Indoor Units |  |  |  |  | 12 | 24 | 9.5 | TRUE | TRUE | TRUE | 36000 | 26600 | 2.4 | 26600 | 2.1
215357265 | 09/16/24 | Live | CARRIER | DAY & NIGHT | Multizone All Non-Ducted | 215357265 |  | HMSR-A-CB-O | D5CMRAH36EAK | Non-Ducted Indoor Units |  |  |  |  | 12 | 24 | 9.5 | TRUE | TRUE | TRUE | 36000 | 26600 | 2.4 | 26600 | 2.1
215357307 | 09/16/24 | Live | CARRIER | HEIL | Multizone All Non-Ducted | 215357307 |  | HMSR-A-CB-O | D5CMRAH36EAK | Non-Ducted Indoor Units |  |  |  |  | 12 | 24 | 9.5 | TRUE | TRUE | TRUE | 36000 | 26600 | 2.4 | 26600 | 2.1
215357349 | 09/16/24 | Live | CARRIER | KEEPRITE | Multizone All Non-Ducted | 215357349 |  | HMSR-A-CB-O | D5CMRAH36EAK | Non-Ducted Indoor Units |  |  |  |  | 12 | 24 | 9.5 | TRUE | TRUE | TRUE | 36000 | 26600 | 2.4 | 26600 | 2.1
215357391 | 09/16/24 | Live | CARRIER | KENMORE | Multizone All Non-Ducted | 215357391 |  | HMSR-A-CB-O | D5CMRAH36EAK | Non-Ducted Indoor Units |  |  |  |  | 12 | 24 | 9.5 | TRUE | TRUE | TRUE | 36000 | 26600 | 2.4 | 26600 | 2.1
215357434 | 09/16/24 | Live | CARRIER | MIDEA | Multizone All Non-Ducted | 215357434 |  | HMSR-A-CB-O | D5CMRAH36EAK | Non-Ducted Indoor Units |  |  |  |  | 12 | 24 | 9.5 | TRUE | TRUE | TRUE | 36000 | 26600 | 2.4 | 26600 | 2.1
215357496 | 09/16/24 | Live | CARRIER | CARRIER | Multizone All Non-Ducted | 215357496 |  | HMSR-A-CB-O | 37MGRAQ36EA3 | Non-Ducted Indoor Units |  |  |  |  | 12 | 24 | 9.5 | TRUE | TRUE | TRUE | 36000 | 26600 | 2.4 | 26600 | 2.1
215357517 | 09/16/24 | Live | CARRIER | TEMPSTAR | Multizone All Non-Ducted | 215357517 |  | HMSR-A-CB-O | D5CMRAH36EAK | Non-Ducted Indoor Units |  |  |  |  | 12 | 24 | 9.5 | TRUE | TRUE | TRUE | 36000 | 26600 | 2.4 | 26600 | 2.1
215357601 | 09/16/24 | Live | CARRIER | AIRQUEST | Multizone All Non-Ducted | 215357601 |  | HMSR-A-CB-O | D5CMRAH36EAK | Non-Ducted Indoor Units |  |  |  |  | 12 | 24 | 9.5 | TRUE | TRUE | TRUE | 36000 | 26600 | 2.4 | 26600 | 2.1
215357559 | 09/16/24 | Live | CARRIER | SMART COMFORT | Multizone All Non-Ducted | 215357559 |  | HMSR-A-CB-O | D5CMRAH36EAK | Non-Ducted Indoor Units |  |  |  |  | 12 | 24 | 9.5 | TRUE | TRUE | TRUE | 36000 | 26600 | 2.4 | 26600 | 2.1
215357555 | 09/16/24 | Live | CARRIER | SMART COMFORT | Multizone Mix of Ducted and Non-Ducted | 215357555 |  | HMSV-A-CB | D5CMRAH27DAK | Mixed Ducted and Non-Ducted Indoor Units |  |  |  |  | 12.5 | 23 | 9.35 | FALSE | FALSE | TRUE | 26800 | 18400 | 2.56 | 18800 | 2.3
215357597 | 09/16/24 | Live | CARRIER | AIRQUEST | Multizone Mix of Ducted and Non-Ducted | 215357597 |  | HMSV-A-CB | D5CMRAH27DAK | Mixed Ducted and Non-Ducted Indoor Units |  |  |  |  | 12.5 | 23 | 9.35 | FALSE | FALSE | TRUE | 26800 | 18400 | 2.56 | 18800 | 2.3
215357512 | 09/16/24 | Live | CARRIER | TEMPSTAR | Multizone Mix of Ducted and Non-Ducted | 215357512 |  | HMSV-A-CB | D5CMRAH27DAK | Mixed Ducted and Non-Ducted Indoor Units |  |  |  |  | 12.5 | 23 | 9.35 | FALSE | FALSE | TRUE | 26800 | 18400 | 2.56 | 18800 | 2.3
215357488 | 09/16/24 | Live | CARRIER | CARRIER | Multizone Mix of Ducted and Non-Ducted | 215357488 |  | HMSV-A-CB | 37MGRAQ27DA3 | Mixed Ducted and Non-Ducted Indoor Units |  |  |  |  | 12.5 | 23 | 9.35 | FALSE | FALSE | TRUE | 26800 | 18400 | 2.56 | 18800 | 2.3
215357429 | 09/16/24 | Live | CARRIER | MIDEA | Multizone Mix of Ducted and Non-Ducted | 215357429 |  | HMSV-A-CB | D5CMRAH27DAK | Mixed Ducted and Non-Ducted Indoor Units |  |  |  |  | 12.5 | 23 | 9.35 | FALSE | FALSE | TRUE | 26800 | 18400 | 2.56 | 18800 | 2.3
215357345 | 09/16/24 | Live | CARRIER | KEEPRITE | Multizone Mix of Ducted and Non-Ducted | 215357345 |  | HMSV-A-CB | D5CMRAH27DAK | Mixed Ducted and Non-Ducted Indoor Units |  |  |  |  | 12.5 | 23 | 9.35 | FALSE | FALSE | TRUE | 26800 | 18400 | 2.56 | 18800 | 2.3
215357387 | 09/16/24 | Live | CARRIER | KENMORE | Multizone Mix of Ducted and Non-Ducted | 215357387 |  | HMSV-A-CB | D5CMRAH27DAK | Mixed Ducted and Non-Ducted Indoor Units |  |  |  |  | 12.5 | 23 | 9.35 | FALSE | FALSE | TRUE | 26800 | 18400 | 2.56 | 18800 | 2.3
215357303 | 09/16/24 | Live | CARRIER | HEIL | Multizone Mix of Ducted and Non-Ducted | 215357303 |  | HMSV-A-CB | D5CMRAH27DAK | Mixed Ducted and Non-Ducted Indoor Units |  |  |  |  | 12.5 | 23 | 9.35 | FALSE | FALSE | TRUE | 26800 | 18400 | 2.56 | 18800 | 2.3
215357261 | 09/16/24 | Live | CARRIER | DAY & NIGHT | Multizone Mix of Ducted and Non-Ducted | 215357261 |  | HMSV-A-CB | D5CMRAH27DAK | Mixed Ducted and Non-Ducted Indoor Units |  |  |  |  | 12.5 | 23 | 9.35 | FALSE | FALSE | TRUE | 26800 | 18400 | 2.56 | 18800 | 2.3
215357219 | 09/16/24 | Live | CARRIER | COMFORTMAKER | Multizone Mix of Ducted and Non-Ducted | 215357219 |  | HMSV-A-CB | D5CMRAH27DAK | Mixed Ducted and Non-Ducted Indoor Units |  |  |  |  | 12.5 | 23 | 9.35 | FALSE | FALSE | TRUE | 26800 | 18400 | 2.56 | 18800 | 2.3
215357148 | 09/16/24 | Live | CARRIER | BRYANT | Multizone Mix of Ducted and Non-Ducted | 215357148 |  | HMSV-A-CB | 37MGRAQ27DA3 | Mixed Ducted and Non-Ducted Indoor Units |  |  |  |  | 12.5 | 23 | 9.35 | FALSE | FALSE | TRUE | 26800 | 18400 | 2.56 | 18800 | 2.3
215357177 | 09/16/24 | Live | CARRIER | ARCOAIRE | Multizone Mix of Ducted and Non-Ducted | 215357177 |  | HMSV-A-CB | D5CMRAH27DAK | Mixed Ducted and Non-Ducted Indoor Units |  |  |  |  | 12.5 | 23 | 9.35 | FALSE | FALSE | TRUE | 26800 | 18400 | 2.56 | 18800 | 2.3
215357176 | 09/16/24 | Live | CARRIER | ARCOAIRE | Multizone All Ducted | 215357176 |  | HMSV-A-CB | D5CMRAH27DAK | Ducted Indoor Units |  |  |  |  | 12 | 21 | 9.2 | FALSE | FALSE | TRUE | 26600 | 18400 | 2.5 | 18600 | 2.3
215357146 | 09/16/24 | Live | CARRIER | BRYANT | Multizone All Ducted | 215357146 |  | HMSV-A-CB | 37MGRAQ27DA3 | Ducted Indoor Units |  |  |  |  | 12 | 21 | 9.2 | FALSE | FALSE | TRUE | 26600 | 18400 | 2.5 | 18600 | 2.3
215357218 | 09/16/24 | Live | CARRIER | COMFORTMAKER | Multizone All Ducted | 215357218 |  | HMSV-A-CB | D5CMRAH27DAK | Ducted Indoor Units |  |  |  |  | 12 | 21 | 9.2 | FALSE | FALSE | TRUE | 26600 | 18400 | 2.5 | 18600 | 2.3
215357260 | 09/16/24 | Live | CARRIER | DAY & NIGHT | Multizone All Ducted | 215357260 |  | HMSV-A-CB | D5CMRAH27DAK | Ducted Indoor Units |  |  |  |  | 12 | 21 | 9.2 | FALSE | FALSE | TRUE | 26600 | 18400 | 2.5 | 18600 | 2.3
215357302 | 09/16/24 | Live | CARRIER | HEIL | Multizone All Ducted | 215357302 |  | HMSV-A-CB | D5CMRAH27DAK | Ducted Indoor Units |  |  |  |  | 12 | 21 | 9.2 | FALSE | FALSE | TRUE | 26600 | 18400 | 2.5 | 18600 | 2.3
215357386 | 09/16/24 | Live | CARRIER | KENMORE | Multizone All Ducted | 215357386 |  | HMSV-A-CB | D5CMRAH27DAK | Ducted Indoor Units |  |  |  |  | 12 | 21 | 9.2 | FALSE | FALSE | TRUE | 26600 | 18400 | 2.5 | 18600 | 2.3
215357344 | 09/16/24 | Live | CARRIER | KEEPRITE | Multizone All Ducted | 215357344 |  | HMSV-A-CB | D5CMRAH27DAK | Ducted Indoor Units |  |  |  |  | 12 | 21 | 9.2 | FALSE | FALSE | TRUE | 26600 | 18400 | 2.5 | 18600 | 2.3
215357428 | 09/16/24 | Live | CARRIER | MIDEA | Multizone All Ducted | 215357428 |  | HMSV-A-CB | D5CMRAH27DAK | Ducted Indoor Units |  |  |  |  | 12 | 21 | 9.2 | FALSE | FALSE | TRUE | 26600 | 18400 | 2.5 | 18600 | 2.3
215357486 | 09/16/24 | Live | CARRIER | CARRIER | Multizone All Ducted | 215357486 |  | HMSV-A-CB | 37MGRAQ27DA3 | Ducted Indoor Units |  |  |  |  | 12 | 21 | 9.2 | FALSE | FALSE | TRUE | 26600 | 18400 | 2.5 | 18600 | 2.3
215357596 | 09/16/24 | Live | CARRIER | AIRQUEST | Multizone All Ducted | 215357596 |  | HMSV-A-CB | D5CMRAH27DAK | Ducted Indoor Units |  |  |  |  | 12 | 21 | 9.2 | FALSE | FALSE | TRUE | 26600 | 18400 | 2.5 | 18600 | 2.3
215357554 | 09/16/24 | Live | CARRIER | SMART COMFORT | Multizone All Ducted | 215357554 |  | HMSV-A-CB | D5CMRAH27DAK | Ducted Indoor Units |  |  |  |  | 12 | 21 | 9.2 | FALSE | FALSE | TRUE | 26600 | 18400 | 2.5 | 18600 | 2.3
215357510 | 09/16/24 | Live | CARRIER | TEMPSTAR | Multizone All Ducted | 215357510 |  | HMSV-A-CB | D5CMRAH27DAK | Ducted Indoor Units |  |  |  |  | 12 | 21 | 9.2 | FALSE | FALSE | TRUE | 26600 | 18400 | 2.5 | 18600 | 2.3
215357638 | 09/16/24 | Live | CARRIER | LPS LEGACY | Multizone All Ducted | 215357638 |  | HMSV-A-CB | D5CMRAH27DAK | Ducted Indoor Units |  |  |  |  | 12 | 21 | 9.2 | FALSE | FALSE | TRUE | 26600 | 18400 | 2.5 | 18600 | 2.3
215357637 | 09/16/24 | Live | CARRIER | LPS LEGACY | Multizone All Non-Ducted | 215357637 |  | HMSR-A-CB-O | D5CMRAH27DAK | Non-Ducted Indoor Units |  |  |  |  | 13 | 25 | 9.5 | FALSE | FALSE | TRUE | 27000 | 18400 | 2.61 | 19000 | 2.3
215357553 | 09/16/24 | Live | CARRIER | SMART COMFORT | Multizone All Non-Ducted | 215357553 |  | HMSR-A-CB-O | D5CMRAH27DAK | Non-Ducted Indoor Units |  |  |  |  | 13 | 25 | 9.5 | FALSE | FALSE | TRUE | 27000 | 18400 | 2.61 | 19000 | 2.3
215357595 | 09/16/24 | Live | CARRIER | AIRQUEST | Multizone All Non-Ducted | 215357595 |  | HMSR-A-CB-O | D5CMRAH27DAK | Non-Ducted Indoor Units |  |  |  |  | 13 | 25 | 9.5 | FALSE | FALSE | TRUE | 27000 | 18400 | 2.61 | 19000 | 2.3
215357483 | 09/16/24 | Live | CARRIER | CARRIER | Multizone All Non-Ducted | 215357483 |  | HMSR-A-CB-O | 37MGRAQ27DA3 | Non-Ducted Indoor Units |  |  |  |  | 13 | 25 | 9.5 | FALSE | FALSE | TRUE | 27000 | 18400 | 2.61 | 19000 | 2.3
215357508 | 09/16/24 | Live | CARRIER | TEMPSTAR | Multizone All Non-Ducted | 215357508 |  | HMSR-A-CB-O | D5CMRAH27DAK | Non-Ducted Indoor Units |  |  |  |  | 13 | 25 | 9.5 | FALSE | FALSE | TRUE | 27000 | 18400 | 2.61 | 19000 | 2.3
215357427 | 09/16/24 | Live | CARRIER | MIDEA | Multizone All Non-Ducted | 215357427 |  | HMSR-A-CB-O | D5CMRAH27DAK | Non-Ducted Indoor Units |  |  |  |  | 13 | 25 | 9.5 | FALSE | FALSE | TRUE | 27000 | 18400 | 2.61 | 19000 | 2.3
215357343 | 09/16/24 | Live | CARRIER | KEEPRITE | Multizone All Non-Ducted | 215357343 |  | HMSR-A-CB-O | D5CMRAH27DAK | Non-Ducted Indoor Units |  |  |  |  | 13 | 25 | 9.5 | FALSE | FALSE | TRUE | 27000 | 18400 | 2.61 | 19000 | 2.3
215357385 | 09/16/24 | Live | CARRIER | KENMORE | Multizone All Non-Ducted | 215357385 |  | HMSR-A-CB-O | D5CMRAH27DAK | Non-Ducted Indoor Units |  |  |  |  | 13 | 25 | 9.5 | FALSE | FALSE | TRUE | 27000 | 18400 | 2.61 | 19000 | 2.3
215357301 | 09/16/24 | Live | CARRIER | HEIL | Multizone All Non-Ducted | 215357301 |  | HMSR-A-CB-O | D5CMRAH27DAK | Non-Ducted Indoor Units |  |  |  |  | 13 | 25 | 9.5 | FALSE | FALSE | TRUE | 27000 | 18400 | 2.61 | 19000 | 2.3
215357259 | 09/16/24 | Live | CARRIER | DAY & NIGHT | Multizone All Non-Ducted | 215357259 |  | HMSR-A-CB-O | D5CMRAH27DAK | Non-Ducted Indoor Units |  |  |  |  | 13 | 25 | 9.5 | FALSE | FALSE | TRUE | 27000 | 18400 | 2.61 | 19000 | 2.3
215357217 | 09/16/24 | Live | CARRIER | COMFORTMAKER | Multizone All Non-Ducted | 215357217 |  | HMSR-A-CB-O | D5CMRAH27DAK | Non-Ducted Indoor Units |  |  |  |  | 13 | 25 | 9.5 | FALSE | FALSE | TRUE | 27000 | 18400 | 2.61 | 19000 | 2.3
215357174 | 09/16/24 | Live | CARRIER | ARCOAIRE | Multizone All Non-Ducted | 215357174 |  | HMSR-A-CB-O | D5CMRAH27DAK | Non-Ducted Indoor Units |  |  |  |  | 13 | 25 | 9.5 | FALSE | FALSE | TRUE | 27000 | 18400 | 2.61 | 19000 | 2.3
215357144 | 09/16/24 | Live | CARRIER | BRYANT | Multizone All Non-Ducted | 215357144 |  | HMSR-A-CB-O | 37MGRAQ27DA3 | Non-Ducted Indoor Units |  |  |  |  | 13 | 25 | 9.5 | FALSE | FALSE | TRUE | 27000 | 18400 | 2.61 | 19000 | 2.3
215357135 | 09/16/24 | Live | CARRIER | BRYANT | Multizone Mix of Ducted and Non-Ducted | 215357135 |  | HMSV-A-CB | 37MGRAQ18CA3 | Mixed Ducted and Non-Ducted Indoor Units |  |  |  |  | 13 | 22.6 | 9.9 | TRUE | TRUE | TRUE | 18000 | 14100 | 2.79 | 14300 | 2.39
215357167 | 09/16/24 | Live | CARRIER | ARCOAIRE | Multizone Mix of Ducted and Non-Ducted | 215357167 |  | HMSV-A-CB | D5CMRAH18CAK | Mixed Ducted and Non-Ducted Indoor Units |  |  |  |  | 13 | 22.6 | 9.9 | TRUE | TRUE | TRUE | 18000 | 14100 | 2.79 | 14300 | 2.39
215357213 | 09/16/24 | Live | CARRIER | COMFORTMAKER | Multizone Mix of Ducted and Non-Ducted | 215357213 |  | HMSV-A-CB | D5CMRAH18CAK | Mixed Ducted and Non-Ducted Indoor Units |  |  |  |  | 13 | 22.6 | 9.9 | TRUE | TRUE | TRUE | 18000 | 14100 | 2.79 | 14300 | 2.39
215357297 | 09/16/24 | Live | CARRIER | HEIL | Multizone Mix of Ducted and Non-Ducted | 215357297 |  | HMSV-A-CB | D5CMRAH18CAK | Mixed Ducted and Non-Ducted Indoor Units |  |  |  |  | 13 | 22.6 | 9.9 | TRUE | TRUE | TRUE | 18000 | 14100 | 2.79 | 14300 | 2.39
215357255 | 09/16/24 | Live | CARRIER | DAY & NIGHT | Multizone Mix of Ducted and Non-Ducted | 215357255 |  | HMSV-A-CB | D5CMRAH18CAK | Mixed Ducted and Non-Ducted Indoor Units |  |  |  |  | 13 | 22.6 | 9.9 | TRUE | TRUE | TRUE | 18000 | 14100 | 2.79 | 14300 | 2.39
215357339 | 09/16/24 | Live | CARRIER | KEEPRITE | Multizone Mix of Ducted and Non-Ducted | 215357339 |  | HMSV-A-CB | D5CMRAH18CAK | Mixed Ducted and Non-Ducted Indoor Units |  |  |  |  | 13 | 22.6 | 9.9 | TRUE | TRUE | TRUE | 18000 | 14100 | 2.79 | 14300 | 2.39
215357381 | 09/16/24 | Live | CARRIER | KENMORE | Multizone Mix of Ducted and Non-Ducted | 215357381 |  | HMSV-A-CB | D5CMRAH18CAK | Mixed Ducted and Non-Ducted Indoor Units |  |  |  |  | 13 | 22.6 | 9.9 | TRUE | TRUE | TRUE | 18000 | 14100 | 2.79 | 14300 | 2.39
215357423 | 09/16/24 | Live | CARRIER | MIDEA | Multizone Mix of Ducted and Non-Ducted | 215357423 |  | HMSV-A-CB | D5CMRAH18CAK | Mixed Ducted and Non-Ducted Indoor Units |  |  |  |  | 13 | 22.6 | 9.9 | TRUE | TRUE | TRUE | 18000 | 14100 | 2.79 | 14300 | 2.39
215357549 | 09/16/24 | Live | CARRIER | SMART COMFORT | Multizone Mix of Ducted and Non-Ducted | 215357549 |  | HMSV-A-CB | D5CMRAH18CAK | Mixed Ducted and Non-Ducted Indoor Units |  |  |  |  | 13 | 22.6 | 9.9 | TRUE | TRUE | TRUE | 18000 | 14100 | 2.79 | 14300 | 2.39
215357475 | 09/16/24 | Live | CARRIER | CARRIER | Multizone Mix of Ducted and Non-Ducted | 215357475 |  | HMSV-A-CB | 37MGRAQ18CA3 | Mixed Ducted and Non-Ducted Indoor Units |  |  |  |  | 13 | 22.6 | 9.9 | TRUE | TRUE | TRUE | 18000 | 14100 | 2.79 | 14300 | 2.39
215357501 | 09/16/24 | Live | CARRIER | TEMPSTAR | Multizone Mix of Ducted and Non-Ducted | 215357501 |  | HMSV-A-CB | D5CMRAH18CAK | Mixed Ducted and Non-Ducted Indoor Units |  |  |  |  | 13 | 22.6 | 9.9 | TRUE | TRUE | TRUE | 18000 | 14100 | 2.79 | 14300 | 2.39
215357591 | 09/16/24 | Live | CARRIER | AIRQUEST | Multizone Mix of Ducted and Non-Ducted | 215357591 |  | HMSV-A-CB | D5CMRAH18CAK | Mixed Ducted and Non-Ducted Indoor Units |  |  |  |  | 13 | 22.6 | 9.9 | TRUE | TRUE | TRUE | 18000 | 14100 | 2.79 | 14300 | 2.39
215357633 | 09/16/24 | Live | CARRIER | LPS LEGACY | Multizone Mix of Ducted and Non-Ducted | 215357633 |  | HMSV-A-CB | D5CMRAH18CAK | Mixed Ducted and Non-Ducted Indoor Units |  |  |  |  | 13 | 22.6 | 9.9 | TRUE | TRUE | TRUE | 18000 | 14100 | 2.79 | 14300 | 2.39
215357632 | 09/16/24 | Live | CARRIER | LPS LEGACY | Multizone All Ducted | 215357632 |  | HMSV-A-CB | D5CMRAH18CAK | Ducted Indoor Units |  |  |  |  | 12 | 20 | 10 | TRUE | TRUE | TRUE | 18000 | 14600 | 2.8 | 14600 | 2.3
215357590 | 09/16/24 | Live | CARRIER | AIRQUEST | Multizone All Ducted | 215357590 |  | HMSV-A-CB | D5CMRAH18CAK | Ducted Indoor Units |  |  |  |  | 12 | 20 | 10 | TRUE | TRUE | TRUE | 18000 | 14600 | 2.8 | 14600 | 2.3
215357499 | 09/16/24 | Live | CARRIER | TEMPSTAR | Multizone All Ducted | 215357499 |  | HMSV-A-CB | D5CMRAH18CAK | Ducted Indoor Units |  |  |  |  | 12 | 20 | 10 | TRUE | TRUE | TRUE | 18000 | 14600 | 2.8 | 14600 | 2.3
215357548 | 09/16/24 | Live | CARRIER | SMART COMFORT | Multizone All Ducted | 215357548 |  | HMSV-A-CB | D5CMRAH18CAK | Ducted Indoor Units |  |  |  |  | 12 | 20 | 10 | TRUE | TRUE | TRUE | 18000 | 14600 | 2.8 | 14600 | 2.3
215357473 | 09/16/24 | Live | CARRIER | CARRIER | Multizone All Ducted | 215357473 |  | HMSV-A-CB | 37MGRAQ18CA3 | Ducted Indoor Units |  |  |  |  | 12 | 20 | 10 | TRUE | TRUE | TRUE | 18000 | 14600 | 2.8 | 14600 | 2.3
215357422 | 09/16/24 | Live | CARRIER | MIDEA | Multizone All Ducted | 215357422 |  | HMSV-A-CB | D5CMRAH18CAK | Ducted Indoor Units |  |  |  |  | 12 | 20 | 10 | TRUE | TRUE | TRUE | 18000 | 14600 | 2.8 | 14600 | 2.3
215357380 | 09/16/24 | Live | CARRIER | KENMORE | Multizone All Ducted | 215357380 |  | HMSV-A-CB | D5CMRAH18CAK | Ducted Indoor Units |  |  |  |  | 12 | 20 | 10 | TRUE | TRUE | TRUE | 18000 | 14600 | 2.8 | 14600 | 2.3
215357338 | 09/16/24 | Live | CARRIER | KEEPRITE | Multizone All Ducted | 215357338 |  | HMSV-A-CB | D5CMRAH18CAK | Ducted Indoor Units |  |  |  |  | 12 | 20 | 10 | TRUE | TRUE | TRUE | 18000 | 14600 | 2.8 | 14600 | 2.3
215357254 | 09/16/24 | Live | CARRIER | DAY & NIGHT | Multizone All Ducted | 215357254 |  | HMSV-A-CB | D5CMRAH18CAK | Ducted Indoor Units |  |  |  |  | 12 | 20 | 10 | TRUE | TRUE | TRUE | 18000 | 14600 | 2.8 | 14600 | 2.3
215357296 | 09/16/24 | Live | CARRIER | HEIL | Multizone All Ducted | 215357296 |  | HMSV-A-CB | D5CMRAH18CAK | Ducted Indoor Units |  |  |  |  | 12 | 20 | 10 | TRUE | TRUE | TRUE | 18000 | 14600 | 2.8 | 14600 | 2.3
215357212 | 09/16/24 | Live | CARRIER | COMFORTMAKER | Multizone All Ducted | 215357212 |  | HMSV-A-CB | D5CMRAH18CAK | Ducted Indoor Units |  |  |  |  | 12 | 20 | 10 | TRUE | TRUE | TRUE | 18000 | 14600 | 2.8 | 14600 | 2.3
215357165 | 09/16/24 | Live | CARRIER | ARCOAIRE | Multizone All Ducted | 215357165 |  | HMSV-A-CB | D5CMRAH18CAK | Ducted Indoor Units |  |  |  |  | 12 | 20 | 10 | TRUE | TRUE | TRUE | 18000 | 14600 | 2.8 | 14600 | 2.3
215357133 | 09/16/24 | Live | CARRIER | BRYANT | Multizone All Ducted | 215357133 |  | HMSV-A-CB | 37MGRAQ18CA3 | Ducted Indoor Units |  |  |  |  | 12 | 20 | 10 | TRUE | TRUE | TRUE | 18000 | 14600 | 2.8 | 14600 | 2.3
215357130 | 09/16/24 | Live | CARRIER | BRYANT | Multizone All Non-Ducted | 215357130 |  | HMSR-A-CB-O | 37MGRAQ18CA3 | Non-Ducted Indoor Units |  |  |  |  | 14 | 25.2 | 9.8 | TRUE | TRUE | TRUE | 18000 | 13600 | 2.81 | 14000 | 2.5
215357163 | 09/16/24 | Live | CARRIER | ARCOAIRE | Multizone All Non-Ducted | 215357163 |  | HMSR-A-CB-O | D5CMRAH18CAK | Non-Ducted Indoor Units |  |  |  |  | 14 | 25.2 | 9.8 | TRUE | TRUE | TRUE | 18000 | 13600 | 2.81 | 14000 | 2.5
215357211 | 09/16/24 | Live | CARRIER | COMFORTMAKER | Multizone All Non-Ducted | 215357211 |  | HMSR-A-CB-O | D5CMRAH18CAK | Non-Ducted Indoor Units |  |  |  |  | 14 | 25.2 | 9.8 | TRUE | TRUE | TRUE | 18000 | 13600 | 2.81 | 14000 | 2.5
215357295 | 09/16/24 | Live | CARRIER | HEIL | Multizone All Non-Ducted | 215357295 |  | HMSR-A-CB-O | D5CMRAH18CAK | Non-Ducted Indoor Units |  |  |  |  | 14 | 25.2 | 9.8 | TRUE | TRUE | TRUE | 18000 | 13600 | 2.81 | 14000 | 2.5
215357253 | 09/16/24 | Live | CARRIER | DAY & NIGHT | Multizone All Non-Ducted | 215357253 |  | HMSR-A-CB-O | D5CMRAH18CAK | Non-Ducted Indoor Units |  |  |  |  | 14 | 25.2 | 9.8 | TRUE | TRUE | TRUE | 18000 | 13600 | 2.81 | 14000 | 2.5
215357337 | 09/16/24 | Live | CARRIER | KEEPRITE | Multizone All Non-Ducted | 215357337 |  | HMSR-A-CB-O | D5CMRAH18CAK | Non-Ducted Indoor Units |  |  |  |  | 14 | 25.2 | 9.8 | TRUE | TRUE | TRUE | 18000 | 13600 | 2.81 | 14000 | 2.5
215357379 | 09/16/24 | Live | CARRIER | KENMORE | Multizone All Non-Ducted | 215357379 |  | HMSR-A-CB-O | D5CMRAH18CAK | Non-Ducted Indoor Units |  |  |  |  | 14 | 25.2 | 9.8 | TRUE | TRUE | TRUE | 18000 | 13600 | 2.81 | 14000 | 2.5
215357421 | 09/16/24 | Live | CARRIER | MIDEA | Multizone All Non-Ducted | 215357421 |  | HMSR-A-CB-O | D5CMRAH18CAK | Non-Ducted Indoor Units |  |  |  |  | 14 | 25.2 | 9.8 | TRUE | TRUE | TRUE | 18000 | 13600 | 2.81 | 14000 | 2.5
215357547 | 09/16/24 | Live | CARRIER | SMART COMFORT | Multizone All Non-Ducted | 215357547 |  | HMSR-A-CB-O | D5CMRAH18CAK | Non-Ducted Indoor Units |  |  |  |  | 14 | 25.2 | 9.8 | TRUE | TRUE | TRUE | 18000 | 13600 | 2.81 | 14000 | 2.5
215357470 | 09/16/24 | Live | CARRIER | CARRIER | Multizone All Non-Ducted | 215357470 |  | HMSR-A-CB-O | 37MGRAQ18CA3 | Non-Ducted Indoor Units |  |  |  |  | 14 | 25.2 | 9.8 | TRUE | TRUE | TRUE | 18000 | 13600 | 2.81 | 14000 | 2.5
215357497 | 09/16/24 | Live | CARRIER | TEMPSTAR | Multizone All Non-Ducted | 215357497 |  | HMSR-A-CB-O | D5CMRAH18CAK | Non-Ducted Indoor Units |  |  |  |  | 14 | 25.2 | 9.8 | TRUE | TRUE | TRUE | 18000 | 13600 | 2.81 | 14000 | 2.5
215357589 | 09/16/24 | Live | CARRIER | AIRQUEST | Multizone All Non-Ducted | 215357589 |  | HMSR-A-CB-O | D5CMRAH18CAK | Non-Ducted Indoor Units |  |  |  |  | 14 | 25.2 | 9.8 | TRUE | TRUE | TRUE | 18000 | 13600 | 2.81 | 14000 | 2.5
215357631 | 09/16/24 | Live | CARRIER | LPS LEGACY | Multizone All Non-Ducted | 215357631 |  | HMSR-A-CB-O | D5CMRAH18CAK | Non-Ducted Indoor Units |  |  |  |  | 14 | 25.2 | 9.8 | TRUE | TRUE | TRUE | 18000 | 13600 | 2.81 | 14000 | 2.5
215357630 | 09/16/24 | Live | CARRIER | LPS LEGACY | Multizone Mix of Ducted and Non-Ducted | 215357630 |  | HMSV-A-CB | D5CMHAH55FAK | Mixed Ducted and Non-Ducted Indoor Units |  |  |  |  | 11.85 | 21.25 | 10.6 | TRUE | TRUE | TRUE | 52000 | 44500 | 2.65 | 49500 | 2.39
215357588 | 09/16/24 | Live | CARRIER | AIRQUEST | Multizone Mix of Ducted and Non-Ducted | 215357588 |  | HMSV-A-CB | D5CMHAH55FAK | Mixed Ducted and Non-Ducted Indoor Units |  |  |  |  | 11.85 | 21.25 | 10.6 | TRUE | TRUE | TRUE | 52000 | 44500 | 2.65 | 49500 | 2.39
215357495 | 09/16/24 | Live | CARRIER | TEMPSTAR | Multizone Mix of Ducted and Non-Ducted | 215357495 |  | HMSV-A-CB | D5CMHAH55FAK | Mixed Ducted and Non-Ducted Indoor Units |  |  |  |  | 11.85 | 21.25 | 10.6 | TRUE | TRUE | TRUE | 52000 | 44500 | 2.65 | 49500 | 2.39
215357546 | 09/16/24 | Live | CARRIER | SMART COMFORT | Multizone Mix of Ducted and Non-Ducted | 215357546 |  | HMSV-A-CB | D5CMHAH55FAK | Mixed Ducted and Non-Ducted Indoor Units |  |  |  |  | 11.85 | 21.25 | 10.6 | TRUE | TRUE | TRUE | 52000 | 44500 | 2.65 | 49500 | 2.39
215357468 | 09/16/24 | Live | CARRIER | CARRIER | Multizone Mix of Ducted and Non-Ducted | 215357468 |  | HMSV-A-CB | 37MGHAQ55FA3 | Mixed Ducted and Non-Ducted Indoor Units |  |  |  |  | 11.85 | 21.25 | 10.6 | TRUE | TRUE | TRUE | 52000 | 44500 | 2.65 | 49500 | 2.39
215357420 | 09/16/24 | Live | CARRIER | MIDEA | Multizone Mix of Ducted and Non-Ducted | 215357420 |  | HMSV-A-CB | D5CMHAH55FAK | Mixed Ducted and Non-Ducted Indoor Units |  |  |  |  | 11.85 | 21.25 | 10.6 | TRUE | TRUE | TRUE | 52000 | 44500 | 2.65 | 49500 | 2.39
215357378 | 09/16/24 | Live | CARRIER | KENMORE | Multizone Mix of Ducted and Non-Ducted | 215357378 |  | HMSV-A-CB | D5CMHAH55FAK | Mixed Ducted and Non-Ducted Indoor Units |  |  |  |  | 11.85 | 21.25 | 10.6 | TRUE | TRUE | TRUE | 52000 | 44500 | 2.65 | 49500 | 2.39
215357336 | 09/16/24 | Live | CARRIER | KEEPRITE | Multizone Mix of Ducted and Non-Ducted | 215357336 |  | HMSV-A-CB | D5CMHAH55FAK | Mixed Ducted and Non-Ducted Indoor Units |  |  |  |  | 11.85 | 21.25 | 10.6 | TRUE | TRUE | TRUE | 52000 | 44500 | 2.65 | 49500 | 2.39
215357252 | 09/16/24 | Live | CARRIER | DAY & NIGHT | Multizone Mix of Ducted and Non-Ducted | 215357252 |  | HMSV-A-CB | D5CMHAH55FAK | Mixed Ducted and Non-Ducted Indoor Units |  |  |  |  | 11.85 | 21.25 | 10.6 | TRUE | TRUE | TRUE | 52000 | 44500 | 2.65 | 49500 | 2.39
215357294 | 09/16/24 | Live | CARRIER | HEIL | Multizone Mix of Ducted and Non-Ducted | 215357294 |  | HMSV-A-CB | D5CMHAH55FAK | Mixed Ducted and Non-Ducted Indoor Units |  |  |  |  | 11.85 | 21.25 | 10.6 | TRUE | TRUE | TRUE | 52000 | 44500 | 2.65 | 49500 | 2.39
215357210 | 09/16/24 | Live | CARRIER | COMFORTMAKER | Multizone Mix of Ducted and Non-Ducted | 215357210 |  | HMSV-A-CB | D5CMHAH55FAK | Mixed Ducted and Non-Ducted Indoor Units |  |  |  |  | 11.85 | 21.25 | 10.6 | TRUE | TRUE | TRUE | 52000 | 44500 | 2.65 | 49500 | 2.39
215357162 | 09/16/24 | Live | CARRIER | ARCOAIRE | Multizone Mix of Ducted and Non-Ducted | 215357162 |  | HMSV-A-CB | D5CMHAH55FAK | Mixed Ducted and Non-Ducted Indoor Units |  |  |  |  | 11.85 | 21.25 | 10.6 | TRUE | TRUE | TRUE | 52000 | 44500 | 2.65 | 49500 | 2.39
215357128 | 09/16/24 | Live | CARRIER | BRYANT | Multizone Mix of Ducted and Non-Ducted | 215357128 |  | HMSV-A-CB | 37MGHAQ55FA3 | Mixed Ducted and Non-Ducted Indoor Units |  |  |  |  | 11.85 | 21.25 | 10.6 | TRUE | TRUE | TRUE | 52000 | 44500 | 2.65 | 49500 | 2.39
215357126 | 09/16/24 | Live | CARRIER | BRYANT | Multizone All Ducted | 215357126 |  | HMSV-A-CB | 37MGHAQ55FA3 | Ducted Indoor Units |  |  |  |  | 11.7 | 20.2 | 10.7 | TRUE | TRUE | TRUE | 53000 | 45000 | 2.7 | 52000 | 2.3
215357160 | 09/16/24 | Live | CARRIER | ARCOAIRE | Multizone All Ducted | 215357160 |  | HMSV-A-CB | D5CMHAH55FAK | Ducted Indoor Units |  |  |  |  | 11.7 | 20.2 | 10.7 | TRUE | TRUE | TRUE | 53000 | 45000 | 2.7 | 52000 | 2.3
215357209 | 09/16/24 | Live | CARRIER | COMFORTMAKER | Multizone All Ducted | 215357209 |  | HMSV-A-CB | D5CMHAH55FAK | Ducted Indoor Units |  |  |  |  | 11.7 | 20.2 | 10.7 | TRUE | TRUE | TRUE | 53000 | 45000 | 2.7 | 52000 | 2.3
215357293 | 09/16/24 | Live | CARRIER | HEIL | Multizone All Ducted | 215357293 |  | HMSV-A-CB | D5CMHAH55FAK | Ducted Indoor Units |  |  |  |  | 11.7 | 20.2 | 10.7 | TRUE | TRUE | TRUE | 53000 | 45000 | 2.7 | 52000 | 2.3
215357251 | 09/16/24 | Live | CARRIER | DAY & NIGHT | Multizone All Ducted | 215357251 |  | HMSV-A-CB | D5CMHAH55FAK | Ducted Indoor Units |  |  |  |  | 11.7 | 20.2 | 10.7 | TRUE | TRUE | TRUE | 53000 | 45000 | 2.7 | 52000 | 2.3
215357335 | 09/16/24 | Live | CARRIER | KEEPRITE | Multizone All Ducted | 215357335 |  | HMSV-A-CB | D5CMHAH55FAK | Ducted Indoor Units |  |  |  |  | 11.7 | 20.2 | 10.7 | TRUE | TRUE | TRUE | 53000 | 45000 | 2.7 | 52000 | 2.3
215357377 | 09/16/24 | Live | CARRIER | KENMORE | Multizone All Ducted | 215357377 |  | HMSV-A-CB | D5CMHAH55FAK | Ducted Indoor Units |  |  |  |  | 11.7 | 20.2 | 10.7 | TRUE | TRUE | TRUE | 53000 | 45000 | 2.7 | 52000 | 2.3
215357419 | 09/16/24 | Live | CARRIER | MIDEA | Multizone All Ducted | 215357419 |  | HMSV-A-CB | D5CMHAH55FAK | Ducted Indoor Units |  |  |  |  | 11.7 | 20.2 | 10.7 | TRUE | TRUE | TRUE | 53000 | 45000 | 2.7 | 52000 | 2.3
215357466 | 09/16/24 | Live | CARRIER | CARRIER | Multizone All Ducted | 215357466 |  | HMSV-A-CB | 37MGHAQ55FA3 | Ducted Indoor Units |  |  |  |  | 11.7 | 20.2 | 10.7 | TRUE | TRUE | TRUE | 53000 | 45000 | 2.7 | 52000 | 2.3
215357545 | 09/16/24 | Live | CARRIER | SMART COMFORT | Multizone All Ducted | 215357545 |  | HMSV-A-CB | D5CMHAH55FAK | Ducted Indoor Units |  |  |  |  | 11.7 | 20.2 | 10.7 | TRUE | TRUE | TRUE | 53000 | 45000 | 2.7 | 52000 | 2.3
215357493 | 09/16/24 | Live | CARRIER | TEMPSTAR | Multizone All Ducted | 215357493 |  | HMSV-A-CB | D5CMHAH55FAK | Ducted Indoor Units |  |  |  |  | 11.7 | 20.2 | 10.7 | TRUE | TRUE | TRUE | 53000 | 45000 | 2.7 | 52000 | 2.3
215357587 | 09/16/24 | Live | CARRIER | AIRQUEST | Multizone All Ducted | 215357587 |  | HMSV-A-CB | D5CMHAH55FAK | Ducted Indoor Units |  |  |  |  | 11.7 | 20.2 | 10.7 | TRUE | TRUE | TRUE | 53000 | 45000 | 2.7 | 52000 | 2.3
215357629 | 09/16/24 | Live | CARRIER | LPS LEGACY | Multizone All Ducted | 215357629 |  | HMSV-A-CB | D5CMHAH55FAK | Ducted Indoor Units |  |  |  |  | 11.7 | 20.2 | 10.7 | TRUE | TRUE | TRUE | 53000 | 45000 | 2.7 | 52000 | 2.3
215357628 | 09/16/24 | Live | CARRIER | LPS LEGACY | Multizone All Non-Ducted | 215357628 |  | HMSR-A-CB-O | D5CMHAH55FAK | Non-Ducted Indoor Units |  |  |  |  | 12 | 22.3 | 10.5 | TRUE | TRUE | TRUE | 51000 | 44000 | 2.6 | 47000 | 2.5
215357586 | 09/16/24 | Live | CARRIER | AIRQUEST | Multizone All Non-Ducted | 215357586 |  | HMSR-A-CB-O | D5CMHAH55FAK | Non-Ducted Indoor Units |  |  |  |  | 12 | 22.3 | 10.5 | TRUE | TRUE | TRUE | 51000 | 44000 | 2.6 | 47000 | 2.5
215357491 | 09/16/24 | Live | CARRIER | TEMPSTAR | Multizone All Non-Ducted | 215357491 |  | HMSR-A-CB-O | D5CMHAH55FAK | Non-Ducted Indoor Units |  |  |  |  | 12 | 22.3 | 10.5 | TRUE | TRUE | TRUE | 51000 | 44000 | 2.6 | 47000 | 2.5
215357544 | 09/16/24 | Live | CARRIER | SMART COMFORT | Multizone All Non-Ducted | 215357544 |  | HMSR-A-CB-O | D5CMHAH55FAK | Non-Ducted Indoor Units |  |  |  |  | 12 | 22.3 | 10.5 | TRUE | TRUE | TRUE | 51000 | 44000 | 2.6 | 47000 | 2.5
215357464 | 09/16/24 | Live | CARRIER | CARRIER | Multizone All Non-Ducted | 215357464 |  | HMSR-A-CB-O | 37MGHAQ55FA3 | Non-Ducted Indoor Units |  |  |  |  | 12 | 22.3 | 10.5 | TRUE | TRUE | TRUE | 51000 | 44000 | 2.6 | 47000 | 2.5
215357418 | 09/16/24 | Live | CARRIER | MIDEA | Multizone All Non-Ducted | 215357418 |  | HMSR-A-CB-O | D5CMHAH55FAK | Non-Ducted Indoor Units |  |  |  |  | 12 | 22.3 | 10.5 | TRUE | TRUE | TRUE | 51000 | 44000 | 2.6 | 47000 | 2.5
215357376 | 09/16/24 | Live | CARRIER | KENMORE | Multizone All Non-Ducted | 215357376 |  | HMSR-A-CB-O | D5CMHAH55FAK | Non-Ducted Indoor Units |  |  |  |  | 12 | 22.3 | 10.5 | TRUE | TRUE | TRUE | 51000 | 44000 | 2.6 | 47000 | 2.5
215357334 | 09/16/24 | Live | CARRIER | KEEPRITE | Multizone All Non-Ducted | 215357334 |  | HMSR-A-CB-O | D5CMHAH55FAK | Non-Ducted Indoor Units |  |  |  |  | 12 | 22.3 | 10.5 | TRUE | TRUE | TRUE | 51000 | 44000 | 2.6 | 47000 | 2.5
215357250 | 09/16/24 | Live | CARRIER | DAY & NIGHT | Multizone All Non-Ducted | 215357250 |  | HMSR-A-CB-O | D5CMHAH55FAK | Non-Ducted Indoor Units |  |  |  |  | 12 | 22.3 | 10.5 | TRUE | TRUE | TRUE | 51000 | 44000 | 2.6 | 47000 | 2.5
215357292 | 09/16/24 | Live | CARRIER | HEIL | Multizone All Non-Ducted | 215357292 |  | HMSR-A-CB-O | D5CMHAH55FAK | Non-Ducted Indoor Units |  |  |  |  | 12 | 22.3 | 10.5 | TRUE | TRUE | TRUE | 51000 | 44000 | 2.6 | 47000 | 2.5
215357208 | 09/16/24 | Live | CARRIER | COMFORTMAKER | Multizone All Non-Ducted | 215357208 |  | HMSR-A-CB-O | D5CMHAH55FAK | Non-Ducted Indoor Units |  |  |  |  | 12 | 22.3 | 10.5 | TRUE | TRUE | TRUE | 51000 | 44000 | 2.6 | 47000 | 2.5
215357158 | 09/16/24 | Live | CARRIER | ARCOAIRE | Multizone All Non-Ducted | 215357158 |  | HMSR-A-CB-O | D5CMHAH55FAK | Non-Ducted Indoor Units |  |  |  |  | 12 | 22.3 | 10.5 | TRUE | TRUE | TRUE | 51000 | 44000 | 2.6 | 47000 | 2.5
215357124 | 09/16/24 | Live | CARRIER | BRYANT | Multizone All Non-Ducted | 215357124 |  | HMSR-A-CB-O | 37MGHAQ55FA3 | Non-Ducted Indoor Units |  |  |  |  | 12 | 22.3 | 10.5 | TRUE | TRUE | TRUE | 51000 | 44000 | 2.6 | 47000 | 2.5
215357123 | 09/16/24 | Live | CARRIER | BRYANT | Multizone Mix of Ducted and Non-Ducted | 215357123 |  | HMSV-A-CB | 37MGHAQ48FA3 | Mixed Ducted and Non-Ducted Indoor Units |  |  |  |  | 11.85 | 21.75 | 11.15 | TRUE | TRUE | TRUE | 47000 | 44000 | 2.6 | 45500 | 2.1
215357156 | 09/16/24 | Live | CARRIER | ARCOAIRE | Multizone Mix of Ducted and Non-Ducted | 215357156 |  | HMSV-A-CB | D5CMHAH48FAK | Mixed Ducted and Non-Ducted Indoor Units |  |  |  |  | 11.85 | 21.75 | 11.15 | TRUE | TRUE | TRUE | 47000 | 44000 | 2.6 | 45500 | 2.1
215357207 | 09/16/24 | Live | CARRIER | COMFORTMAKER | Multizone Mix of Ducted and Non-Ducted | 215357207 |  | HMSV-A-CB | D5CMHAH48FAK | Mixed Ducted and Non-Ducted Indoor Units |  |  |  |  | 11.85 | 21.75 | 11.15 | TRUE | TRUE | TRUE | 47000 | 44000 | 2.6 | 45500 | 2.1
215357291 | 09/16/24 | Live | CARRIER | HEIL | Multizone Mix of Ducted and Non-Ducted | 215357291 |  | HMSV-A-CB | D5CMHAH48FAK | Mixed Ducted and Non-Ducted Indoor Units |  |  |  |  | 11.85 | 21.75 | 11.15 | TRUE | TRUE | TRUE | 47000 | 44000 | 2.6 | 45500 | 2.1
215357249 | 09/16/24 | Live | CARRIER | DAY & NIGHT | Multizone Mix of Ducted and Non-Ducted | 215357249 |  | HMSV-A-CB | D5CMHAH48FAK | Mixed Ducted and Non-Ducted Indoor Units |  |  |  |  | 11.85 | 21.75 | 11.15 | TRUE | TRUE | TRUE | 47000 | 44000 | 2.6 | 45500 | 2.1
215357333 | 09/16/24 | Live | CARRIER | KEEPRITE | Multizone Mix of Ducted and Non-Ducted | 215357333 |  | HMSV-A-CB | D5CMHAH48FAK | Mixed Ducted and Non-Ducted Indoor Units |  |  |  |  | 11.85 | 21.75 | 11.15 | TRUE | TRUE | TRUE | 47000 | 44000 | 2.6 | 45500 | 2.1
215357375 | 09/16/24 | Live | CARRIER | KENMORE | Multizone Mix of Ducted and Non-Ducted | 215357375 |  | HMSV-A-CB | D5CMHAH48FAK | Mixed Ducted and Non-Ducted Indoor Units |  |  |  |  | 11.85 | 21.75 | 11.15 | TRUE | TRUE | TRUE | 47000 | 44000 | 2.6 | 45500 | 2.1
215357417 | 09/16/24 | Live | CARRIER | MIDEA | Multizone Mix of Ducted and Non-Ducted | 215357417 |  | HMSV-A-CB | D5CMHAH48FAK | Mixed Ducted and Non-Ducted Indoor Units |  |  |  |  | 11.85 | 21.75 | 11.15 | TRUE | TRUE | TRUE | 47000 | 44000 | 2.6 | 45500 | 2.1
215357462 | 09/16/24 | Live | CARRIER | CARRIER | Multizone Mix of Ducted and Non-Ducted | 215357462 |  | HMSV-A-CB | 37MGHAQ48FA3 | Mixed Ducted and Non-Ducted Indoor Units |  |  |  |  | 11.85 | 21.75 | 11.15 | TRUE | TRUE | TRUE | 47000 | 44000 | 2.6 | 45500 | 2.1
215357543 | 09/16/24 | Live | CARRIER | SMART COMFORT | Multizone Mix of Ducted and Non-Ducted | 215357543 |  | HMSV-A-CB | D5CMHAH48FAK | Mixed Ducted and Non-Ducted Indoor Units |  |  |  |  | 11.85 | 21.75 | 11.15 | TRUE | TRUE | TRUE | 47000 | 44000 | 2.6 | 45500 | 2.1
215357489 | 09/16/24 | Live | CARRIER | TEMPSTAR | Multizone Mix of Ducted and Non-Ducted | 215357489 |  | HMSV-A-CB | D5CMHAH48FAK | Mixed Ducted and Non-Ducted Indoor Units |  |  |  |  | 11.85 | 21.75 | 11.15 | TRUE | TRUE | TRUE | 47000 | 44000 | 2.6 | 45500 | 2.1
215357585 | 09/16/24 | Live | CARRIER | AIRQUEST | Multizone Mix of Ducted and Non-Ducted | 215357585 |  | HMSV-A-CB | D5CMHAH48FAK | Mixed Ducted and Non-Ducted Indoor Units |  |  |  |  | 11.85 | 21.75 | 11.15 | TRUE | TRUE | TRUE | 47000 | 44000 | 2.6 | 45500 | 2.1
215357627 | 09/16/24 | Live | CARRIER | LPS LEGACY | Multizone Mix of Ducted and Non-Ducted | 215357627 |  | HMSV-A-CB | D5CMHAH48FAK | Mixed Ducted and Non-Ducted Indoor Units |  |  |  |  | 11.85 | 21.75 | 11.15 | TRUE | TRUE | TRUE | 47000 | 44000 | 2.6 | 45500 | 2.1
215357626 | 09/16/24 | Live | CARRIER | LPS LEGACY | Multizone All Ducted | 215357626 |  | HMSV-A-CB | D5CMHAH48FAK | Ducted Indoor Units |  |  |  |  | 11.7 | 20.5 | 11 | TRUE | TRUE | TRUE | 47000 | 44500 | 2.6 | 46000 | 2.2
215357584 | 09/16/24 | Live | CARRIER | AIRQUEST | Multizone All Ducted | 215357584 |  | HMSV-A-CB | D5CMHAH48FAK | Ducted Indoor Units |  |  |  |  | 11.7 | 20.5 | 11 | TRUE | TRUE | TRUE | 47000 | 44500 | 2.6 | 46000 | 2.2
215357487 | 09/16/24 | Live | CARRIER | TEMPSTAR | Multizone All Ducted | 215357487 |  | HMSV-A-CB | D5CMHAH48FAK | Ducted Indoor Units |  |  |  |  | 11.7 | 20.5 | 11 | TRUE | TRUE | TRUE | 47000 | 44500 | 2.6 | 46000 | 2.2
215357542 | 09/16/24 | Live | CARRIER | SMART COMFORT | Multizone All Ducted | 215357542 |  | HMSV-A-CB | D5CMHAH48FAK | Ducted Indoor Units |  |  |  |  | 11.7 | 20.5 | 11 | TRUE | TRUE | TRUE | 47000 | 44500 | 2.6 | 46000 | 2.2
215357460 | 09/16/24 | Live | CARRIER | CARRIER | Multizone All Ducted | 215357460 |  | HMSV-A-CB | 37MGHAQ48FA3 | Ducted Indoor Units |  |  |  |  | 11.7 | 20.5 | 11 | TRUE | TRUE | TRUE | 47000 | 44500 | 2.6 | 46000 | 2.2
215357416 | 09/16/24 | Live | CARRIER | MIDEA | Multizone All Ducted | 215357416 |  | HMSV-A-CB | D5CMHAH48FAK | Ducted Indoor Units |  |  |  |  | 11.7 | 20.5 | 11 | TRUE | TRUE | TRUE | 47000 | 44500 | 2.6 | 46000 | 2.2
215357374 | 09/16/24 | Live | CARRIER | KENMORE | Multizone All Ducted | 215357374 |  | HMSV-A-CB | D5CMHAH48FAK | Ducted Indoor Units |  |  |  |  | 11.7 | 20.5 | 11 | TRUE | TRUE | TRUE | 47000 | 44500 | 2.6 | 46000 | 2.2
215357332 | 09/16/24 | Live | CARRIER | KEEPRITE | Multizone All Ducted | 215357332 |  | HMSV-A-CB | D5CMHAH48FAK | Ducted Indoor Units |  |  |  |  | 11.7 | 20.5 | 11 | TRUE | TRUE | TRUE | 47000 | 44500 | 2.6 | 46000 | 2.2
215357248 | 09/16/24 | Live | CARRIER | DAY & NIGHT | Multizone All Ducted | 215357248 |  | HMSV-A-CB | D5CMHAH48FAK | Ducted Indoor Units |  |  |  |  | 11.7 | 20.5 | 11 | TRUE | TRUE | TRUE | 47000 | 44500 | 2.6 | 46000 | 2.2
215357290 | 09/16/24 | Live | CARRIER | HEIL | Multizone All Ducted | 215357290 |  | HMSV-A-CB | D5CMHAH48FAK | Ducted Indoor Units |  |  |  |  | 11.7 | 20.5 | 11 | TRUE | TRUE | TRUE | 47000 | 44500 | 2.6 | 46000 | 2.2
215357206 | 09/16/24 | Live | CARRIER | COMFORTMAKER | Multizone All Ducted | 215357206 |  | HMSV-A-CB | D5CMHAH48FAK | Ducted Indoor Units |  |  |  |  | 11.7 | 20.5 | 11 | TRUE | TRUE | TRUE | 47000 | 44500 | 2.6 | 46000 | 2.2
215357154 | 09/16/24 | Live | CARRIER | ARCOAIRE | Multizone All Ducted | 215357154 |  | HMSV-A-CB | D5CMHAH48FAK | Ducted Indoor Units |  |  |  |  | 11.7 | 20.5 | 11 | TRUE | TRUE | TRUE | 47000 | 44500 | 2.6 | 46000 | 2.2
215357122 | 09/16/24 | Live | CARRIER | BRYANT | Multizone All Ducted | 215357122 |  | HMSV-A-CB | 37MGHAQ48FA3 | Ducted Indoor Units |  |  |  |  | 11.7 | 20.5 | 11 | TRUE | TRUE | TRUE | 47000 | 44500 | 2.6 | 46000 | 2.2
215357121 | 09/16/24 | Live | CARRIER | BRYANT | Multizone All Non-Ducted | 215357121 |  | HMSR-A-CB-O | 37MGHAQ48FA3 | Non-Ducted Indoor Units |  |  |  |  | 12 | 23 | 11.3 | TRUE | TRUE | TRUE | 47000 | 44000 | 2.6 | 45000 | 2
215357152 | 09/16/24 | Live | CARRIER | ARCOAIRE | Multizone All Non-Ducted | 215357152 |  | HMSR-A-CB-O | D5CMHAH48FAK | Non-Ducted Indoor Units |  |  |  |  | 12 | 23 | 11.3 | TRUE | TRUE | TRUE | 47000 | 44000 | 2.6 | 45000 | 2
215357205 | 09/16/24 | Live | CARRIER | COMFORTMAKER | Multizone All Non-Ducted | 215357205 |  | HMSR-A-CB-O | D5CMHAH48FAK | Non-Ducted Indoor Units |  |  |  |  | 12 | 23 | 11.3 | TRUE | TRUE | TRUE | 47000 | 44000 | 2.6 | 45000 | 2
215357289 | 09/16/24 | Live | CARRIER | HEIL | Multizone All Non-Ducted | 215357289 |  | HMSR-A-CB-O | D5CMHAH48FAK | Non-Ducted Indoor Units |  |  |  |  | 12 | 23 | 11.3 | TRUE | TRUE | TRUE | 47000 | 44000 | 2.6 | 45000 | 2
215357247 | 09/16/24 | Live | CARRIER | DAY & NIGHT | Multizone All Non-Ducted | 215357247 |  | HMSR-A-CB-O | D5CMHAH48FAK | Non-Ducted Indoor Units |  |  |  |  | 12 | 23 | 11.3 | TRUE | TRUE | TRUE | 47000 | 44000 | 2.6 | 45000 | 2
215357331 | 09/16/24 | Live | CARRIER | KEEPRITE | Multizone All Non-Ducted | 215357331 |  | HMSR-A-CB-O | D5CMHAH48FAK | Non-Ducted Indoor Units |  |  |  |  | 12 | 23 | 11.3 | TRUE | TRUE | TRUE | 47000 | 44000 | 2.6 | 45000 | 2
215357373 | 09/16/24 | Live | CARRIER | KENMORE | Multizone All Non-Ducted | 215357373 |  | HMSR-A-CB-O | D5CMHAH48FAK | Non-Ducted Indoor Units |  |  |  |  | 12 | 23 | 11.3 | TRUE | TRUE | TRUE | 47000 | 44000 | 2.6 | 45000 | 2
215357415 | 09/16/24 | Live | CARRIER | MIDEA | Multizone All Non-Ducted | 215357415 |  | HMSR-A-CB-O | D5CMHAH48FAK | Non-Ducted Indoor Units |  |  |  |  | 12 | 23 | 11.3 | TRUE | TRUE | TRUE | 47000 | 44000 | 2.6 | 45000 | 2
215357458 | 09/16/24 | Live | CARRIER | CARRIER | Multizone All Non-Ducted | 215357458 |  | HMSR-A-CB-O | 37MGHAQ48FA3 | Non-Ducted Indoor Units |  |  |  |  | 12 | 23 | 11.3 | TRUE | TRUE | TRUE | 47000 | 44000 | 2.6 | 45000 | 2
215357541 | 09/16/24 | Live | CARRIER | SMART COMFORT | Multizone All Non-Ducted | 215357541 |  | HMSR-A-CB-O | D5CMHAH48FAK | Non-Ducted Indoor Units |  |  |  |  | 12 | 23 | 11.3 | TRUE | TRUE | TRUE | 47000 | 44000 | 2.6 | 45000 | 2
215357485 | 09/16/24 | Live | CARRIER | TEMPSTAR | Multizone All Non-Ducted | 215357485 |  | HMSR-A-CB-O | D5CMHAH48FAK | Non-Ducted Indoor Units |  |  |  |  | 12 | 23 | 11.3 | TRUE | TRUE | TRUE | 47000 | 44000 | 2.6 | 45000 | 2
215357583 | 09/16/24 | Live | CARRIER | AIRQUEST | Multizone All Non-Ducted | 215357583 |  | HMSR-A-CB-O | D5CMHAH48FAK | Non-Ducted Indoor Units |  |  |  |  | 12 | 23 | 11.3 | TRUE | TRUE | TRUE | 47000 | 44000 | 2.6 | 45000 | 2
215357625 | 09/16/24 | Live | CARRIER | LPS LEGACY | Multizone All Non-Ducted | 215357625 |  | HMSR-A-CB-O | D5CMHAH48FAK | Non-Ducted Indoor Units |  |  |  |  | 12 | 23 | 11.3 | TRUE | TRUE | TRUE | 47000 | 44000 | 2.6 | 45000 | 2
215357624 | 09/16/24 | Live | CARRIER | LPS LEGACY | Multizone Mix of Ducted and Non-Ducted | 215357624 |  | HMSV-A-CB | D5CMHAH36EAK | Mixed Ducted and Non-Ducted Indoor Units |  |  |  |  | 12.55 | 21.3 | 10.6 | TRUE | TRUE | TRUE | 36000 | 31400 | 2.4 | 38000 | 2.41
215357582 | 09/16/24 | Live | CARRIER | AIRQUEST | Multizone Mix of Ducted and Non-Ducted | 215357582 |  | HMSV-A-CB | D5CMHAH36EAK | Mixed Ducted and Non-Ducted Indoor Units |  |  |  |  | 12.55 | 21.3 | 10.6 | TRUE | TRUE | TRUE | 36000 | 31400 | 2.4 | 38000 | 2.41
215357484 | 09/16/24 | Live | CARRIER | TEMPSTAR | Multizone Mix of Ducted and Non-Ducted | 215357484 |  | HMSV-A-CB | D5CMHAH36EAK | Mixed Ducted and Non-Ducted Indoor Units |  |  |  |  | 12.55 | 21.3 | 10.6 | TRUE | TRUE | TRUE | 36000 | 31400 | 2.4 | 38000 | 2.41
215357540 | 09/16/24 | Live | CARRIER | SMART COMFORT | Multizone Mix of Ducted and Non-Ducted | 215357540 |  | HMSV-A-CB | D5CMHAH36EAK | Mixed Ducted and Non-Ducted Indoor Units |  |  |  |  | 12.55 | 21.3 | 10.6 | TRUE | TRUE | TRUE | 36000 | 31400 | 2.4 | 38000 | 2.41
215357456 | 09/16/24 | Live | CARRIER | CARRIER | Multizone Mix of Ducted and Non-Ducted | 215357456 |  | HMSV-A-CB | 37MGHAQ36EA3 | Mixed Ducted and Non-Ducted Indoor Units |  |  |  |  | 12.55 | 21.3 | 10.6 | TRUE | TRUE | TRUE | 36000 | 31400 | 2.4 | 38000 | 2.41
215357414 | 09/16/24 | Live | CARRIER | MIDEA | Multizone Mix of Ducted and Non-Ducted | 215357414 |  | HMSV-A-CB | D5CMHAH36EAK | Mixed Ducted and Non-Ducted Indoor Units |  |  |  |  | 12.55 | 21.3 | 10.6 | TRUE | TRUE | TRUE | 36000 | 31400 | 2.4 | 38000 | 2.41
215357372 | 09/16/24 | Live | CARRIER | KENMORE | Multizone Mix of Ducted and Non-Ducted | 215357372 |  | HMSV-A-CB | D5CMHAH36EAK | Mixed Ducted and Non-Ducted Indoor Units |  |  |  |  | 12.55 | 21.3 | 10.6 | TRUE | TRUE | TRUE | 36000 | 31400 | 2.4 | 38000 | 2.41
215357330 | 09/16/24 | Live | CARRIER | KEEPRITE | Multizone Mix of Ducted and Non-Ducted | 215357330 |  | HMSV-A-CB | D5CMHAH36EAK | Mixed Ducted and Non-Ducted Indoor Units |  |  |  |  | 12.55 | 21.3 | 10.6 | TRUE | TRUE | TRUE | 36000 | 31400 | 2.4 | 38000 | 2.41
215357246 | 09/16/24 | Live | CARRIER | DAY & NIGHT | Multizone Mix of Ducted and Non-Ducted | 215357246 |  | HMSV-A-CB | D5CMHAH36EAK | Mixed Ducted and Non-Ducted Indoor Units |  |  |  |  | 12.55 | 21.3 | 10.6 | TRUE | TRUE | TRUE | 36000 | 31400 | 2.4 | 38000 | 2.41
215357288 | 09/16/24 | Live | CARRIER | HEIL | Multizone Mix of Ducted and Non-Ducted | 215357288 |  | HMSV-A-CB | D5CMHAH36EAK | Mixed Ducted and Non-Ducted Indoor Units |  |  |  |  | 12.55 | 21.3 | 10.6 | TRUE | TRUE | TRUE | 36000 | 31400 | 2.4 | 38000 | 2.41
215357204 | 09/16/24 | Live | CARRIER | COMFORTMAKER | Multizone Mix of Ducted and Non-Ducted | 215357204 |  | HMSV-A-CB | D5CMHAH36EAK | Mixed Ducted and Non-Ducted Indoor Units |  |  |  |  | 12.55 | 21.3 | 10.6 | TRUE | TRUE | TRUE | 36000 | 31400 | 2.4 | 38000 | 2.41
215357150 | 09/16/24 | Live | CARRIER | ARCOAIRE | Multizone Mix of Ducted and Non-Ducted | 215357150 |  | HMSV-A-CB | D5CMHAH36EAK | Mixed Ducted and Non-Ducted Indoor Units |  |  |  |  | 12.55 | 21.3 | 10.6 | TRUE | TRUE | TRUE | 36000 | 31400 | 2.4 | 38000 | 2.41
215357120 | 09/16/24 | Live | CARRIER | BRYANT | Multizone Mix of Ducted and Non-Ducted | 215357120 |  | HMSV-A-CB | 37MGHAQ36EA3 | Mixed Ducted and Non-Ducted Indoor Units |  |  |  |  | 12.55 | 21.3 | 10.6 | TRUE | TRUE | TRUE | 36000 | 31400 | 2.4 | 38000 | 2.41
215357119 | 09/16/24 | Live | CARRIER | BRYANT | Multizone All Ducted | 215357119 |  | HMSV-A-CB | 37MGHAQ36EA3 | Ducted Indoor Units |  |  |  |  | 12 | 19.5 | 10.5 | TRUE | TRUE | TRUE | 36000 | 33000 | 2.4 | 34000 | 2.2
215357149 | 09/16/24 | Live | CARRIER | ARCOAIRE | Multizone All Ducted | 215357149 |  | HMSV-A-CB | D5CMHAH36EAK | Ducted Indoor Units |  |  |  |  | 12 | 19.5 | 10.5 | TRUE | TRUE | TRUE | 36000 | 33000 | 2.4 | 34000 | 2.2
215357203 | 09/16/24 | Live | CARRIER | COMFORTMAKER | Multizone All Ducted | 215357203 |  | HMSV-A-CB | D5CMHAH36EAK | Ducted Indoor Units |  |  |  |  | 12 | 19.5 | 10.5 | TRUE | TRUE | TRUE | 36000 | 33000 | 2.4 | 34000 | 2.2
215357287 | 09/16/24 | Live | CARRIER | HEIL | Multizone All Ducted | 215357287 |  | HMSV-A-CB | D5CMHAH36EAK | Ducted Indoor Units |  |  |  |  | 12 | 19.5 | 10.5 | TRUE | TRUE | TRUE | 36000 | 33000 | 2.4 | 34000 | 2.2
215357245 | 09/16/24 | Live | CARRIER | DAY & NIGHT | Multizone All Ducted | 215357245 |  | HMSV-A-CB | D5CMHAH36EAK | Ducted Indoor Units |  |  |  |  | 12 | 19.5 | 10.5 | TRUE | TRUE | TRUE | 36000 | 33000 | 2.4 | 34000 | 2.2
215357329 | 09/16/24 | Live | CARRIER | KEEPRITE | Multizone All Ducted | 215357329 |  | HMSV-A-CB | D5CMHAH36EAK | Ducted Indoor Units |  |  |  |  | 12 | 19.5 | 10.5 | TRUE | TRUE | TRUE | 36000 | 33000 | 2.4 | 34000 | 2.2
215357371 | 09/16/24 | Live | CARRIER | KENMORE | Multizone All Ducted | 215357371 |  | HMSV-A-CB | D5CMHAH36EAK | Ducted Indoor Units |  |  |  |  | 12 | 19.5 | 10.5 | TRUE | TRUE | TRUE | 36000 | 33000 | 2.4 | 34000 | 2.2
215357413 | 09/16/24 | Live | CARRIER | MIDEA | Multizone All Ducted | 215357413 |  | HMSV-A-CB | D5CMHAH36EAK | Ducted Indoor Units |  |  |  |  | 12 | 19.5 | 10.5 | TRUE | TRUE | TRUE | 36000 | 33000 | 2.4 | 34000 | 2.2
215357454 | 09/16/24 | Live | CARRIER | CARRIER | Multizone All Ducted | 215357454 |  | HMSV-A-CB | 37MGHAQ36EA3 | Ducted Indoor Units |  |  |  |  | 12 | 19.5 | 10.5 | TRUE | TRUE | TRUE | 36000 | 33000 | 2.4 | 34000 | 2.2
215357539 | 09/16/24 | Live | CARRIER | SMART COMFORT | Multizone All Ducted | 215357539 |  | HMSV-A-CB | D5CMHAH36EAK | Ducted Indoor Units |  |  |  |  | 12 | 19.5 | 10.5 | TRUE | TRUE | TRUE | 36000 | 33000 | 2.4 | 34000 | 2.2
215357482 | 09/16/24 | Live | CARRIER | TEMPSTAR | Multizone All Ducted | 215357482 |  | HMSV-A-CB | D5CMHAH36EAK | Ducted Indoor Units |  |  |  |  | 12 | 19.5 | 10.5 | TRUE | TRUE | TRUE | 36000 | 33000 | 2.4 | 34000 | 2.2
215357581 | 09/16/24 | Live | CARRIER | AIRQUEST | Multizone All Ducted | 215357581 |  | HMSV-A-CB | D5CMHAH36EAK | Ducted Indoor Units |  |  |  |  | 12 | 19.5 | 10.5 | TRUE | TRUE | TRUE | 36000 | 33000 | 2.4 | 34000 | 2.2
215357623 | 09/16/24 | Live | CARRIER | LPS LEGACY | Multizone All Ducted | 215357623 |  | HMSV-A-CB | D5CMHAH36EAK | Ducted Indoor Units |  |  |  |  | 12 | 19.5 | 10.5 | TRUE | TRUE | TRUE | 36000 | 33000 | 2.4 | 34000 | 2.2
215357622 | 09/16/24 | Live | CARRIER | LPS LEGACY | Multizone All Non-Ducted | 215357622 |  | HMSR-A-CB-O | D5CMHAH36EAK | Non-Ducted Indoor Units |  |  |  |  | 13.1 | 23.1 | 10.7 | TRUE | TRUE | TRUE | 36000 | 30000 | 2.4 | 42000 | 2.6
215357580 | 09/16/24 | Live | CARRIER | AIRQUEST | Multizone All Non-Ducted | 215357580 |  | HMSR-A-CB-O | D5CMHAH36EAK | Non-Ducted Indoor Units |  |  |  |  | 13.1 | 23.1 | 10.7 | TRUE | TRUE | TRUE | 36000 | 30000 | 2.4 | 42000 | 2.6
215357480 | 09/16/24 | Live | CARRIER | TEMPSTAR | Multizone All Non-Ducted | 215357480 |  | HMSR-A-CB-O | D5CMHAH36EAK | Non-Ducted Indoor Units |  |  |  |  | 13.1 | 23.1 | 10.7 | TRUE | TRUE | TRUE | 36000 | 30000 | 2.4 | 42000 | 2.6
215357538 | 09/16/24 | Live | CARRIER | SMART COMFORT | Multizone All Non-Ducted | 215357538 |  | HMSR-A-CB-O | D5CMHAH36EAK | Non-Ducted Indoor Units |  |  |  |  | 13.1 | 23.1 | 10.7 | TRUE | TRUE | TRUE | 36000 | 30000 | 2.4 | 42000 | 2.6
215357453 | 09/16/24 | Live | CARRIER | CARRIER | Multizone All Non-Ducted | 215357453 |  | HMSR-A-CB-O | 37MGHAQ36EA3 | Non-Ducted Indoor Units |  |  |  |  | 13.1 | 23.1 | 10.7 | TRUE | TRUE | TRUE | 36000 | 30000 | 2.4 | 42000 | 2.6
215357412 | 09/16/24 | Live | CARRIER | MIDEA | Multizone All Non-Ducted | 215357412 |  | HMSR-A-CB-O | D5CMHAH36EAK | Non-Ducted Indoor Units |  |  |  |  | 13.1 | 23.1 | 10.7 | TRUE | TRUE | TRUE | 36000 | 30000 | 2.4 | 42000 | 2.6
215357370 | 09/16/24 | Live | CARRIER | KENMORE | Multizone All Non-Ducted | 215357370 |  | HMSR-A-CB-O | D5CMHAH36EAK | Non-Ducted Indoor Units |  |  |  |  | 13.1 | 23.1 | 10.7 | TRUE | TRUE | TRUE | 36000 | 30000 | 2.4 | 42000 | 2.6
215357328 | 09/16/24 | Live | CARRIER | KEEPRITE | Multizone All Non-Ducted | 215357328 |  | HMSR-A-CB-O | D5CMHAH36EAK | Non-Ducted Indoor Units |  |  |  |  | 13.1 | 23.1 | 10.7 | TRUE | TRUE | TRUE | 36000 | 30000 | 2.4 | 42000 | 2.6
215357244 | 09/16/24 | Live | CARRIER | DAY & NIGHT | Multizone All Non-Ducted | 215357244 |  | HMSR-A-CB-O | D5CMHAH36EAK | Non-Ducted Indoor Units |  |  |  |  | 13.1 | 23.1 | 10.7 | TRUE | TRUE | TRUE | 36000 | 30000 | 2.4 | 42000 | 2.6
215357286 | 09/16/24 | Live | CARRIER | HEIL | Multizone All Non-Ducted | 215357286 |  | HMSR-A-CB-O | D5CMHAH36EAK | Non-Ducted Indoor Units |  |  |  |  | 13.1 | 23.1 | 10.7 | TRUE | TRUE | TRUE | 36000 | 30000 | 2.4 | 42000 | 2.6
215357202 | 09/16/24 | Live | CARRIER | COMFORTMAKER | Multizone All Non-Ducted | 215357202 |  | HMSR-A-CB-O | D5CMHAH36EAK | Non-Ducted Indoor Units |  |  |  |  | 13.1 | 23.1 | 10.7 | TRUE | TRUE | TRUE | 36000 | 30000 | 2.4 | 42000 | 2.6
215357147 | 09/16/24 | Live | CARRIER | ARCOAIRE | Multizone All Non-Ducted | 215357147 |  | HMSR-A-CB-O | D5CMHAH36EAK | Non-Ducted Indoor Units |  |  |  |  | 13.1 | 23.1 | 10.7 | TRUE | TRUE | TRUE | 36000 | 30000 | 2.4 | 42000 | 2.6
215357118 | 09/16/24 | Live | CARRIER | BRYANT | Multizone All Non-Ducted | 215357118 |  | HMSR-A-CB-O | 37MGHAQ36EA3 | Non-Ducted Indoor Units |  |  |  |  | 13.1 | 23.1 | 10.7 | TRUE | TRUE | TRUE | 36000 | 30000 | 2.4 | 42000 | 2.6
215357114 | 09/16/24 | Live | CARRIER | BRYANT | Multizone Mix of Ducted and Non-Ducted | 215357114 |  | HMSV-A-CB | 37MGHAQ27DA3 | Mixed Ducted and Non-Ducted Indoor Units |  |  |  |  | 12.35 | 21.05 | 10 | FALSE | FALSE | TRUE | 27400 | 24000 | 2.5 | 27500 | 2.15
215357139 | 09/16/24 | Live | CARRIER | ARCOAIRE | Multizone Mix of Ducted and Non-Ducted | 215357139 |  | HMSV-A-CB | D5CMHAH27DAK | Mixed Ducted and Non-Ducted Indoor Units |  |  |  |  | 12.35 | 21.05 | 10 | FALSE | FALSE | TRUE | 27400 | 24000 | 2.5 | 27500 | 2.15
215357198 | 09/16/24 | Live | CARRIER | COMFORTMAKER | Multizone Mix of Ducted and Non-Ducted | 215357198 |  | HMSV-A-CB | D5CMHAH27DAK | Mixed Ducted and Non-Ducted Indoor Units |  |  |  |  | 12.35 | 21.05 | 10 | FALSE | FALSE | TRUE | 27400 | 24000 | 2.5 | 27500 | 2.15
215357240 | 09/16/24 | Live | CARRIER | DAY & NIGHT | Multizone Mix of Ducted and Non-Ducted | 215357240 |  | HMSV-A-CB | D5CMHAH27DAK | Mixed Ducted and Non-Ducted Indoor Units |  |  |  |  | 12.35 | 21.05 | 10 | FALSE | FALSE | TRUE | 27400 | 24000 | 2.5 | 27500 | 2.15
215357282 | 09/16/24 | Live | CARRIER | HEIL | Multizone Mix of Ducted and Non-Ducted | 215357282 |  | HMSV-A-CB | D5CMHAH27DAK | Mixed Ducted and Non-Ducted Indoor Units |  |  |  |  | 12.35 | 21.05 | 10 | FALSE | FALSE | TRUE | 27400 | 24000 | 2.5 | 27500 | 2.15
215357324 | 09/16/24 | Live | CARRIER | KEEPRITE | Multizone Mix of Ducted and Non-Ducted | 215357324 |  | HMSV-A-CB | D5CMHAH27DAK | Mixed Ducted and Non-Ducted Indoor Units |  |  |  |  | 12.35 | 21.05 | 10 | FALSE | FALSE | TRUE | 27400 | 24000 | 2.5 | 27500 | 2.15
215357366 | 09/16/24 | Live | CARRIER | KENMORE | Multizone Mix of Ducted and Non-Ducted | 215357366 |  | HMSV-A-CB | D5CMHAH27DAK | Mixed Ducted and Non-Ducted Indoor Units |  |  |  |  | 12.35 | 21.05 | 10 | FALSE | FALSE | TRUE | 27400 | 24000 | 2.5 | 27500 | 2.15
215357408 | 09/16/24 | Live | CARRIER | MIDEA | Multizone Mix of Ducted and Non-Ducted | 215357408 |  | HMSV-A-CB | D5CMHAH27DAK | Mixed Ducted and Non-Ducted Indoor Units |  |  |  |  | 12.35 | 21.05 | 10 | FALSE | FALSE | TRUE | 27400 | 24000 | 2.5 | 27500 | 2.15
215357446 | 09/16/24 | Live | CARRIER | CARRIER | Multizone Mix of Ducted and Non-Ducted | 215357446 |  | HMSV-A-CB | 37MGHAQ27DA3 | Mixed Ducted and Non-Ducted Indoor Units |  |  |  |  | 12.35 | 21.05 | 10 | FALSE | FALSE | TRUE | 27400 | 24000 | 2.5 | 27500 | 2.15
215357472 | 09/16/24 | Live | CARRIER | TEMPSTAR | Multizone Mix of Ducted and Non-Ducted | 215357472 |  | HMSV-A-CB | D5CMHAH27DAK | Mixed Ducted and Non-Ducted Indoor Units |  |  |  |  | 12.35 | 21.05 | 10 | FALSE | FALSE | TRUE | 27400 | 24000 | 2.5 | 27500 | 2.15
215357534 | 09/16/24 | Live | CARRIER | SMART COMFORT | Multizone Mix of Ducted and Non-Ducted | 215357534 |  | HMSV-A-CB | D5CMHAH27DAK | Mixed Ducted and Non-Ducted Indoor Units |  |  |  |  | 12.35 | 21.05 | 10 | FALSE | FALSE | TRUE | 27400 | 24000 | 2.5 | 27500 | 2.15
215357576 | 09/16/24 | Live | CARRIER | AIRQUEST | Multizone Mix of Ducted and Non-Ducted | 215357576 |  | HMSV-A-CB | D5CMHAH27DAK | Mixed Ducted and Non-Ducted Indoor Units |  |  |  |  | 12.35 | 21.05 | 10 | FALSE | FALSE | TRUE | 27400 | 24000 | 2.5 | 27500 | 2.15
215357618 | 09/16/24 | Live | CARRIER | LPS LEGACY | Multizone Mix of Ducted and Non-Ducted | 215357618 |  | HMSV-A-CB | D5CMHAH27DAK | Mixed Ducted and Non-Ducted Indoor Units |  |  |  |  | 12.35 | 21.05 | 10 | FALSE | FALSE | TRUE | 27400 | 24000 | 2.5 | 27500 | 2.15
215357617 | 09/16/24 | Live | CARRIER | LPS LEGACY | Multizone All Ducted | 215357617 |  | HMSV-A-CB | D5CMHAH27DAK | Ducted Indoor Units |  |  |  |  | 12 | 19 | 9.5 | FALSE | FALSE | TRUE | 28000 | 23000 | 2.4 | 27000 | 2.1
215357575 | 09/16/24 | Live | CARRIER | AIRQUEST | Multizone All Ducted | 215357575 |  | HMSV-A-CB | D5CMHAH27DAK | Ducted Indoor Units |  |  |  |  | 12 | 19 | 9.5 | FALSE | FALSE | TRUE | 28000 | 23000 | 2.4 | 27000 | 2.1
215357533 | 09/16/24 | Live | CARRIER | SMART COMFORT | Multizone All Ducted | 215357533 |  | HMSV-A-CB | D5CMHAH27DAK | Ducted Indoor Units |  |  |  |  | 12 | 19 | 9.5 | FALSE | FALSE | TRUE | 28000 | 23000 | 2.4 | 27000 | 2.1
215357471 | 09/16/24 | Live | CARRIER | TEMPSTAR | Multizone All Ducted | 215357471 |  | HMSV-A-CB | D5CMHAH27DAK | Ducted Indoor Units |  |  |  |  | 12 | 19 | 9.5 | FALSE | FALSE | TRUE | 28000 | 23000 | 2.4 | 27000 | 2.1
215357444 | 09/16/24 | Live | CARRIER | CARRIER | Multizone All Ducted | 215357444 |  | HMSV-A-CB | 37MGHAQ27DA3 | Ducted Indoor Units |  |  |  |  | 12 | 19 | 9.5 | FALSE | FALSE | TRUE | 28000 | 23000 | 2.4 | 27000 | 2.1
215357407 | 09/16/24 | Live | CARRIER | MIDEA | Multizone All Ducted | 215357407 |  | HMSV-A-CB | D5CMHAH27DAK | Ducted Indoor Units |  |  |  |  | 12 | 19 | 9.5 | FALSE | FALSE | TRUE | 28000 | 23000 | 2.4 | 27000 | 2.1
215357365 | 09/16/24 | Live | CARRIER | KENMORE | Multizone All Ducted | 215357365 |  | HMSV-A-CB | D5CMHAH27DAK | Ducted Indoor Units |  |  |  |  | 12 | 19 | 9.5 | FALSE | FALSE | TRUE | 28000 | 23000 | 2.4 | 27000 | 2.1
215357323 | 09/16/24 | Live | CARRIER | KEEPRITE | Multizone All Ducted | 215357323 |  | HMSV-A-CB | D5CMHAH27DAK | Ducted Indoor Units |  |  |  |  | 12 | 19 | 9.5 | FALSE | FALSE | TRUE | 28000 | 23000 | 2.4 | 27000 | 2.1
215357281 | 09/16/24 | Live | CARRIER | HEIL | Multizone All Ducted | 215357281 |  | HMSV-A-CB | D5CMHAH27DAK | Ducted Indoor Units |  |  |  |  | 12 | 19 | 9.5 | FALSE | FALSE | TRUE | 28000 | 23000 | 2.4 | 27000 | 2.1
215357239 | 09/16/24 | Live | CARRIER | DAY & NIGHT | Multizone All Ducted | 215357239 |  | HMSV-A-CB | D5CMHAH27DAK | Ducted Indoor Units |  |  |  |  | 12 | 19 | 9.5 | FALSE | FALSE | TRUE | 28000 | 23000 | 2.4 | 27000 | 2.1
215357197 | 09/16/24 | Live | CARRIER | COMFORTMAKER | Multizone All Ducted | 215357197 |  | HMSV-A-CB | D5CMHAH27DAK | Ducted Indoor Units |  |  |  |  | 12 | 19 | 9.5 | FALSE | FALSE | TRUE | 28000 | 23000 | 2.4 | 27000 | 2.1
215357138 | 09/16/24 | Live | CARRIER | ARCOAIRE | Multizone All Ducted | 215357138 |  | HMSV-A-CB | D5CMHAH27DAK | Ducted Indoor Units |  |  |  |  | 12 | 19 | 9.5 | FALSE | FALSE | TRUE | 28000 | 23000 | 2.4 | 27000 | 2.1
215357113 | 09/16/24 | Live | CARRIER | BRYANT | Multizone All Ducted | 215357113 |  | HMSV-A-CB | 37MGHAQ27DA3 | Ducted Indoor Units |  |  |  |  | 12 | 19 | 9.5 | FALSE | FALSE | TRUE | 28000 | 23000 | 2.4 | 27000 | 2.1
215357112 | 09/16/24 | Live | CARRIER | BRYANT | Multizone All Non-Ducted | 215357112 |  | HMSR-A-CB-O | 37MGHAQ27DA3 | Non-Ducted Indoor Units |  |  |  |  | 12.7 | 23.1 | 10.5 | FALSE | FALSE | TRUE | 27000 | 25000 | 2.6 | 28000 | 2.2
215357136 | 09/16/24 | Live | CARRIER | ARCOAIRE | Multizone All Non-Ducted | 215357136 |  | HMSR-A-CB-O | D5CMHAH27DAK | Non-Ducted Indoor Units |  |  |  |  | 12.7 | 23.1 | 10.5 | FALSE | FALSE | TRUE | 27000 | 25000 | 2.6 | 28000 | 2.2
215357196 | 09/16/24 | Live | CARRIER | COMFORTMAKER | Multizone All Non-Ducted | 215357196 |  | HMSR-A-CB-O | D5CMHAH27DAK | Non-Ducted Indoor Units |  |  |  |  | 12.7 | 23.1 | 10.5 | FALSE | FALSE | TRUE | 27000 | 25000 | 2.6 | 28000 | 2.2
215357238 | 09/16/24 | Live | CARRIER | DAY & NIGHT | Multizone All Non-Ducted | 215357238 |  | HMSR-A-CB-O | D5CMHAH27DAK | Non-Ducted Indoor Units |  |  |  |  | 12.7 | 23.1 | 10.5 | FALSE | FALSE | TRUE | 27000 | 25000 | 2.6 | 28000 | 2.2
215357280 | 09/16/24 | Live | CARRIER | HEIL | Multizone All Non-Ducted | 215357280 |  | HMSR-A-CB-O | D5CMHAH27DAK | Non-Ducted Indoor Units |  |  |  |  | 12.7 | 23.1 | 10.5 | FALSE | FALSE | TRUE | 27000 | 25000 | 2.6 | 28000 | 2.2
215357322 | 09/16/24 | Live | CARRIER | KEEPRITE | Multizone All Non-Ducted | 215357322 |  | HMSR-A-CB-O | D5CMHAH27DAK | Non-Ducted Indoor Units |  |  |  |  | 12.7 | 23.1 | 10.5 | FALSE | FALSE | TRUE | 27000 | 25000 | 2.6 | 28000 | 2.2
215357364 | 09/16/24 | Live | CARRIER | KENMORE | Multizone All Non-Ducted | 215357364 |  | HMSR-A-CB-O | D5CMHAH27DAK | Non-Ducted Indoor Units |  |  |  |  | 12.7 | 23.1 | 10.5 | FALSE | FALSE | TRUE | 27000 | 25000 | 2.6 | 28000 | 2.2
215357406 | 09/16/24 | Live | CARRIER | MIDEA | Multizone All Non-Ducted | 215357406 |  | HMSR-A-CB-O | D5CMHAH27DAK | Non-Ducted Indoor Units |  |  |  |  | 12.7 | 23.1 | 10.5 | FALSE | FALSE | TRUE | 27000 | 25000 | 2.6 | 28000 | 2.2
215357443 | 09/16/24 | Live | CARRIER | CARRIER | Multizone All Non-Ducted | 215357443 |  | HMSR-A-CB-O | 37MGHAQ27DA3 | Non-Ducted Indoor Units |  |  |  |  | 12.7 | 23.1 | 10.5 | FALSE | FALSE | TRUE | 27000 | 25000 | 2.6 | 28000 | 2.2
215357469 | 09/16/24 | Live | CARRIER | TEMPSTAR | Multizone All Non-Ducted | 215357469 |  | HMSR-A-CB-O | D5CMHAH27DAK | Non-Ducted Indoor Units |  |  |  |  | 12.7 | 23.1 | 10.5 | FALSE | FALSE | TRUE | 27000 | 25000 | 2.6 | 28000 | 2.2
215357532 | 09/16/24 | Live | CARRIER | SMART COMFORT | Multizone All Non-Ducted | 215357532 |  | HMSR-A-CB-O | D5CMHAH27DAK | Non-Ducted Indoor Units |  |  |  |  | 12.7 | 23.1 | 10.5 | FALSE | FALSE | TRUE | 27000 | 25000 | 2.6 | 28000 | 2.2
215357574 | 09/16/24 | Live | CARRIER | AIRQUEST | Multizone All Non-Ducted | 215357574 |  | HMSR-A-CB-O | D5CMHAH27DAK | Non-Ducted Indoor Units |  |  |  |  | 12.7 | 23.1 | 10.5 | FALSE | FALSE | TRUE | 27000 | 25000 | 2.6 | 28000 | 2.2
215357616 | 09/16/24 | Live | CARRIER | LPS LEGACY | Multizone All Non-Ducted | 215357616 |  | HMSR-A-CB-O | D5CMHAH27DAK | Non-Ducted Indoor Units |  |  |  |  | 12.7 | 23.1 | 10.5 | FALSE | FALSE | TRUE | 27000 | 25000 | 2.6 | 28000 | 2.2
215357612 | 09/16/24 | Live | CARRIER | LPS LEGACY | Multizone Mix of Ducted and Non-Ducted | 215357612 |  | HMSV-A-CB | D5CMHAH18CAK | Mixed Ducted and Non-Ducted Indoor Units |  |  |  |  | 14 | 22.5 | 10.25 | TRUE | TRUE | TRUE | 19000 | 17300 | 2.65 | 20500 | 2.35
215357570 | 09/16/24 | Live | CARRIER | AIRQUEST | Multizone Mix of Ducted and Non-Ducted | 215357570 |  | HMSV-A-CB | D5CMHAH18CAK | Mixed Ducted and Non-Ducted Indoor Units |  |  |  |  | 14 | 22.5 | 10.25 | TRUE | TRUE | TRUE | 19000 | 17300 | 2.65 | 20500 | 2.35
215357528 | 09/16/24 | Live | CARRIER | SMART COMFORT | Multizone Mix of Ducted and Non-Ducted | 215357528 |  | HMSV-A-CB | D5CMHAH18CAK | Mixed Ducted and Non-Ducted Indoor Units |  |  |  |  | 14 | 22.5 | 10.25 | TRUE | TRUE | TRUE | 19000 | 17300 | 2.65 | 20500 | 2.35
215357437 | 09/16/24 | Live | CARRIER | CARRIER | Multizone Mix of Ducted and Non-Ducted | 215357437 |  | HMSV-A-CB | 37MGHAQ18CA3 | Mixed Ducted and Non-Ducted Indoor Units |  |  |  |  | 14 | 22.5 | 10.25 | TRUE | TRUE | TRUE | 19000 | 17300 | 2.65 | 20500 | 2.35
215357461 | 09/16/24 | Live | CARRIER | TEMPSTAR | Multizone Mix of Ducted and Non-Ducted | 215357461 |  | HMSV-A-CB | D5CMHAH18CAK | Mixed Ducted and Non-Ducted Indoor Units |  |  |  |  | 14 | 22.5 | 10.25 | TRUE | TRUE | TRUE | 19000 | 17300 | 2.65 | 20500 | 2.35
215357402 | 09/16/24 | Live | CARRIER | MIDEA | Multizone Mix of Ducted and Non-Ducted | 215357402 |  | HMSV-A-CB | D5CMHAH18CAK | Mixed Ducted and Non-Ducted Indoor Units |  |  |  |  | 14 | 22.5 | 10.25 | TRUE | TRUE | TRUE | 19000 | 17300 | 2.65 | 20500 | 2.35
215357360 | 09/16/24 | Live | CARRIER | KENMORE | Multizone Mix of Ducted and Non-Ducted | 215357360 |  | HMSV-A-CB | D5CMHAH18CAK | Mixed Ducted and Non-Ducted Indoor Units |  |  |  |  | 14 | 22.5 | 10.25 | TRUE | TRUE | TRUE | 19000 | 17300 | 2.65 | 20500 | 2.35
215357318 | 09/16/24 | Live | CARRIER | KEEPRITE | Multizone Mix of Ducted and Non-Ducted | 215357318 |  | HMSV-A-CB | D5CMHAH18CAK | Mixed Ducted and Non-Ducted Indoor Units |  |  |  |  | 14 | 22.5 | 10.25 | TRUE | TRUE | TRUE | 19000 | 17300 | 2.65 | 20500 | 2.35
215357276 | 09/16/24 | Live | CARRIER | HEIL | Multizone Mix of Ducted and Non-Ducted | 215357276 |  | HMSV-A-CB | D5CMHAH18CAK | Mixed Ducted and Non-Ducted Indoor Units |  |  |  |  | 14 | 22.5 | 10.25 | TRUE | TRUE | TRUE | 19000 | 17300 | 2.65 | 20500 | 2.35
215357234 | 09/16/24 | Live | CARRIER | DAY & NIGHT | Multizone Mix of Ducted and Non-Ducted | 215357234 |  | HMSV-A-CB | D5CMHAH18CAK | Mixed Ducted and Non-Ducted Indoor Units |  |  |  |  | 14 | 22.5 | 10.25 | TRUE | TRUE | TRUE | 19000 | 17300 | 2.65 | 20500 | 2.35
215357192 | 09/16/24 | Live | CARRIER | COMFORTMAKER | Multizone Mix of Ducted and Non-Ducted | 215357192 |  | HMSV-A-CB | D5CMHAH18CAK | Mixed Ducted and Non-Ducted Indoor Units |  |  |  |  | 14 | 22.5 | 10.25 | TRUE | TRUE | TRUE | 19000 | 17300 | 2.65 | 20500 | 2.35
215357129 | 09/16/24 | Live | CARRIER | ARCOAIRE | Multizone Mix of Ducted and Non-Ducted | 215357129 |  | HMSV-A-CB | D5CMHAH18CAK | Mixed Ducted and Non-Ducted Indoor Units |  |  |  |  | 14 | 22.5 | 10.25 | TRUE | TRUE | TRUE | 19000 | 17300 | 2.65 | 20500 | 2.35
215357108 | 09/16/24 | Live | CARRIER | BRYANT | Multizone Mix of Ducted and Non-Ducted | 215357108 |  | HMSV-A-CB | 37MGHAQ18CA3 | Mixed Ducted and Non-Ducted Indoor Units |  |  |  |  | 14 | 22.5 | 10.25 | TRUE | TRUE | TRUE | 19000 | 17300 | 2.65 | 20500 | 2.35
215357107 | 09/16/24 | Live | CARRIER | BRYANT | Multizone All Ducted | 215357107 |  | HMSV-A-CB | 37MGHAQ18CA3 | Ducted Indoor Units |  |  |  |  | 13 | 20 | 10 | TRUE | TRUE | TRUE | 19000 | 17000 | 2.59 | 22000 | 2.5
215357127 | 09/16/24 | Live | CARRIER | ARCOAIRE | Multizone All Ducted | 215357127 |  | HMSV-A-CB | D5CMHAH18CAK | Ducted Indoor Units |  |  |  |  | 13 | 20 | 10 | TRUE | TRUE | TRUE | 19000 | 17000 | 2.59 | 22000 | 2.5
215357191 | 09/16/24 | Live | CARRIER | COMFORTMAKER | Multizone All Ducted | 215357191 |  | HMSV-A-CB | D5CMHAH18CAK | Ducted Indoor Units |  |  |  |  | 13 | 20 | 10 | TRUE | TRUE | TRUE | 19000 | 17000 | 2.59 | 22000 | 2.5
215357233 | 09/16/24 | Live | CARRIER | DAY & NIGHT | Multizone All Ducted | 215357233 |  | HMSV-A-CB | D5CMHAH18CAK | Ducted Indoor Units |  |  |  |  | 13 | 20 | 10 | TRUE | TRUE | TRUE | 19000 | 17000 | 2.59 | 22000 | 2.5
215357275 | 09/16/24 | Live | CARRIER | HEIL | Multizone All Ducted | 215357275 |  | HMSV-A-CB | D5CMHAH18CAK | Ducted Indoor Units |  |  |  |  | 13 | 20 | 10 | TRUE | TRUE | TRUE | 19000 | 17000 | 2.59 | 22000 | 2.5
215357317 | 09/16/24 | Live | CARRIER | KEEPRITE | Multizone All Ducted | 215357317 |  | HMSV-A-CB | D5CMHAH18CAK | Ducted Indoor Units |  |  |  |  | 13 | 20 | 10 | TRUE | TRUE | TRUE | 19000 | 17000 | 2.59 | 22000 | 2.5
215357359 | 09/16/24 | Live | CARRIER | KENMORE | Multizone All Ducted | 215357359 |  | HMSV-A-CB | D5CMHAH18CAK | Ducted Indoor Units |  |  |  |  | 13 | 20 | 10 | TRUE | TRUE | TRUE | 19000 | 17000 | 2.59 | 22000 | 2.5
215357401 | 09/16/24 | Live | CARRIER | MIDEA | Multizone All Ducted | 215357401 |  | HMSV-A-CB | D5CMHAH18CAK | Ducted Indoor Units |  |  |  |  | 13 | 20 | 10 | TRUE | TRUE | TRUE | 19000 | 17000 | 2.59 | 22000 | 2.5
215357435 | 09/16/24 | Live | CARRIER | CARRIER | Multizone All Ducted | 215357435 |  | HMSV-A-CB | 37MGHAQ18CA3 | Ducted Indoor Units |  |  |  |  | 13 | 20 | 10 | TRUE | TRUE | TRUE | 19000 | 17000 | 2.59 | 22000 | 2.5
215357459 | 09/16/24 | Live | CARRIER | TEMPSTAR | Multizone All Ducted | 215357459 |  | HMSV-A-CB | D5CMHAH18CAK | Ducted Indoor Units |  |  |  |  | 13 | 20 | 10 | TRUE | TRUE | TRUE | 19000 | 17000 | 2.59 | 22000 | 2.5
215357527 | 09/16/24 | Live | CARRIER | SMART COMFORT | Multizone All Ducted | 215357527 |  | HMSV-A-CB | D5CMHAH18CAK | Ducted Indoor Units |  |  |  |  | 13 | 20 | 10 | TRUE | TRUE | TRUE | 19000 | 17000 | 2.59 | 22000 | 2.5
215357569 | 09/16/24 | Live | CARRIER | AIRQUEST | Multizone All Ducted | 215357569 |  | HMSV-A-CB | D5CMHAH18CAK | Ducted Indoor Units |  |  |  |  | 13 | 20 | 10 | TRUE | TRUE | TRUE | 19000 | 17000 | 2.59 | 22000 | 2.5
215357611 | 09/16/24 | Live | CARRIER | LPS LEGACY | Multizone All Ducted | 215357611 |  | HMSV-A-CB | D5CMHAH18CAK | Ducted Indoor Units |  |  |  |  | 13 | 20 | 10 | TRUE | TRUE | TRUE | 19000 | 17000 | 2.59 | 22000 | 2.5
215357610 | 09/16/24 | Live | CARRIER | LPS LEGACY | Multizone All Non-Ducted | 215357610 |  | HMSR-A-CB-O | D5CMHAH18CAK | Non-Ducted Indoor Units |  |  |  |  | 15 | 25 | 10.5 | TRUE | TRUE | TRUE | 19000 | 17600 | 2.7 | 19000 | 2.2
215357568 | 09/16/24 | Live | CARRIER | AIRQUEST | Multizone All Non-Ducted | 215357568 |  | HMSR-A-CB-O | D5CMHAH18CAK | Non-Ducted Indoor Units |  |  |  |  | 15 | 25 | 10.5 | TRUE | TRUE | TRUE | 19000 | 17600 | 2.7 | 19000 | 2.2
215357526 | 09/16/24 | Live | CARRIER | SMART COMFORT | Multizone All Non-Ducted | 215357526 |  | HMSR-A-CB-O | D5CMHAH18CAK | Non-Ducted Indoor Units |  |  |  |  | 15 | 25 | 10.5 | TRUE | TRUE | TRUE | 19000 | 17600 | 2.7 | 19000 | 2.2
215357457 | 09/16/24 | Live | CARRIER | TEMPSTAR | Multizone All Non-Ducted | 215357457 |  | HMSR-A-CB-O | D5CMHAH18CAK | Non-Ducted Indoor Units |  |  |  |  | 15 | 25 | 10.5 | TRUE | TRUE | TRUE | 19000 | 17600 | 2.7 | 19000 | 2.2
215357433 | 09/16/24 | Live | CARRIER | CARRIER | Multizone All Non-Ducted | 215357433 |  | HMSR-A-CB-O | 37MGHAQ18CA3 | Non-Ducted Indoor Units |  |  |  |  | 15 | 25 | 10.5 | TRUE | TRUE | TRUE | 19000 | 17600 | 2.7 | 19000 | 2.2
215357400 | 09/16/24 | Live | CARRIER | MIDEA | Multizone All Non-Ducted | 215357400 |  | HMSR-A-CB-O | D5CMHAH18CAK | Non-Ducted Indoor Units |  |  |  |  | 15 | 25 | 10.5 | TRUE | TRUE | TRUE | 19000 | 17600 | 2.7 | 19000 | 2.2
215357358 | 09/16/24 | Live | CARRIER | KENMORE | Multizone All Non-Ducted | 215357358 |  | HMSR-A-CB-O | D5CMHAH18CAK | Non-Ducted Indoor Units |  |  |  |  | 15 | 25 | 10.5 | TRUE | TRUE | TRUE | 19000 | 17600 | 2.7 | 19000 | 2.2
215357316 | 09/16/24 | Live | CARRIER | KEEPRITE | Multizone All Non-Ducted | 215357316 |  | HMSR-A-CB-O | D5CMHAH18CAK | Non-Ducted Indoor Units |  |  |  |  | 15 | 25 | 10.5 | TRUE | TRUE | TRUE | 19000 | 17600 | 2.7 | 19000 | 2.2
215357274 | 09/16/24 | Live | CARRIER | HEIL | Multizone All Non-Ducted | 215357274 |  | HMSR-A-CB-O | D5CMHAH18CAK | Non-Ducted Indoor Units |  |  |  |  | 15 | 25 | 10.5 | TRUE | TRUE | TRUE | 19000 | 17600 | 2.7 | 19000 | 2.2
215357232 | 09/16/24 | Live | CARRIER | DAY & NIGHT | Multizone All Non-Ducted | 215357232 |  | HMSR-A-CB-O | D5CMHAH18CAK | Non-Ducted Indoor Units |  |  |  |  | 15 | 25 | 10.5 | TRUE | TRUE | TRUE | 19000 | 17600 | 2.7 | 19000 | 2.2
215357190 | 09/16/24 | Live | CARRIER | COMFORTMAKER | Multizone All Non-Ducted | 215357190 |  | HMSR-A-CB-O | D5CMHAH18CAK | Non-Ducted Indoor Units |  |  |  |  | 15 | 25 | 10.5 | TRUE | TRUE | TRUE | 19000 | 17600 | 2.7 | 19000 | 2.2
215357125 | 09/16/24 | Live | CARRIER | ARCOAIRE | Multizone All Non-Ducted | 215357125 |  | HMSR-A-CB-O | D5CMHAH18CAK | Non-Ducted Indoor Units |  |  |  |  | 15 | 25 | 10.5 | TRUE | TRUE | TRUE | 19000 | 17600 | 2.7 | 19000 | 2.2
215357106 | 09/16/24 | Live | CARRIER | BRYANT | Multizone All Non-Ducted | 215357106 |  | HMSR-A-CB-O | 37MGHAQ18CA3 | Non-Ducted Indoor Units |  |  |  |  | 15 | 25 | 10.5 | TRUE | TRUE | TRUE | 19000 | 17600 | 2.7 | 19000 | 2.2
215324302 | 09/16/24 | Live | CARRIER | DAY & NIGHT | Singlezone Non-Ducted, Wall Placement | 215324302 |  | HRCU-A-CB-O | D5CVRAH12AAK | Mini-Splits | D5FVHAH12XAK |  |  |  | 8.8 | 18 | 8.8 | FALSE | FALSE | FALSE | 12000 | 8000 | 2.58 | 8300 | 2.41
215324375 | 09/16/24 | Live | CARRIER | HEIL | Singlezone Non-Ducted, Wall Placement | 215324375 |  | HRCU-A-CB-O | D5CVRAH12AAK | Mini-Splits | D5FVHAH12XAK |  |  |  | 8.8 | 18 | 8.8 | FALSE | FALSE | FALSE | 12000 | 8000 | 2.58 | 8300 | 2.41
215324594 | 09/16/24 | Live | CARRIER | MIDEA | Singlezone Non-Ducted, Wall Placement | 215324594 |  | HRCU-A-CB-O | D5CVRAH12AAK | Mini-Splits | D5FVHAH12XAK |  |  |  | 8.8 | 18 | 8.8 | FALSE | FALSE | FALSE | 12000 | 8000 | 2.58 | 8300 | 2.41
215324667 | 09/16/24 | Live | CARRIER | TEMPSTAR | Singlezone Non-Ducted, Wall Placement | 215324667 |  | HRCU-A-CB-O | D5CVRAH12AAK | Mini-Splits | D5FVHAH12XAK |  |  |  | 8.8 | 18 | 8.8 | FALSE | FALSE | FALSE | 12000 | 8000 | 2.58 | 8300 | 2.41
215324448 | 09/16/24 | Live | CARRIER | KEEPRITE | Singlezone Non-Ducted, Wall Placement | 215324448 |  | HRCU-A-CB-O | D5CVRAH12AAK | Mini-Splits | D5FVHAH12XAK |  |  |  | 8.8 | 18 | 8.8 | FALSE | FALSE | FALSE | 12000 | 8000 | 2.58 | 8300 | 2.41
215324521 | 09/16/24 | Live | CARRIER | KENMORE | Singlezone Non-Ducted, Wall Placement | 215324521 |  | HRCU-A-CB-O | D5CVRAH12AAK | Mini-Splits | D5FVHAH12XAK |  |  |  | 8.8 | 18 | 8.8 | FALSE | FALSE | FALSE | 12000 | 8000 | 2.58 | 8300 | 2.41
215324156 | 09/16/24 | Live | CARRIER | ARCOAIRE | Singlezone Non-Ducted, Wall Placement | 215324156 |  | HRCU-A-CB-O | D5CVRAH12AAK | Mini-Splits | D5FVHAH12XAK |  |  |  | 8.8 | 18 | 8.8 | FALSE | FALSE | FALSE | 12000 | 8000 | 2.58 | 8300 | 2.41
215324229 | 09/16/24 | Live | CARRIER | COMFORTMAKER | Singlezone Non-Ducted, Wall Placement | 215324229 |  | HRCU-A-CB-O | D5CVRAH12AAK | Mini-Splits | D5FVHAH12XAK |  |  |  | 8.8 | 18 | 8.8 | FALSE | FALSE | FALSE | 12000 | 8000 | 2.58 | 8300 | 2.41
215324959 | 09/16/24 | Live | CARRIER | GRANDAIRE | Singlezone Non-Ducted, Wall Placement | 215324959 |  | HRCU-A-CB-O | D5CVRAH12AAK | Mini-Splits | D5FVHAH12XAK |  |  |  | 8.8 | 18 | 8.8 | FALSE | FALSE | FALSE | 12000 | 8000 | 2.58 | 8300 | 2.41
215324981 | 09/16/24 | Live | CARRIER | MIDEA | Singlezone Non-Ducted, Wall Placement | 215324981 |  | HRCU-A-CB-O | M5CVRAQ12AA3 | Mini-Splits | M5FVHAQ12XA3 |  |  |  | 8.8 | 18 | 8.8 | FALSE | FALSE | FALSE | 12000 | 8000 | 2.58 | 8300 | 2.41
215333740 | 09/16/24 | Live | CARRIER | CARRIER | Singlezone Non-Ducted, Wall Placement | 215333740 |  | HRCU-A-CB-O | 37MVRAQ12AA3 | Mini-Splits | D5MVHAQ12XC3 |  |  |  | 8.8 | 18 | 8.8 | FALSE | FALSE | FALSE | 12000 | 8000 | 2.58 | 8300 | 2.41
215333746 | 09/16/24 | Live | CARRIER | BRYANT | Singlezone Non-Ducted, Wall Placement | 215333746 |  | HRCU-A-CB-O | 37MVRAQ12AA3 | Mini-Splits | D5MVHAQ12XC3 |  |  |  | 8.8 | 18 | 8.8 | FALSE | FALSE | FALSE | 12000 | 8000 | 2.58 | 8300 | 2.41
215333752 | 09/16/24 | Live | CARRIER | PAYNE | Singlezone Non-Ducted, Wall Placement | 215333752 |  | HRCU-A-CB-O | 37MVRAQ12AA3 | Mini-Splits | D5MVHAQ12XC3 |  |  |  | 8.8 | 18 | 8.8 | FALSE | FALSE | FALSE | 12000 | 8000 | 2.58 | 8300 | 2.41
215333758 | 09/16/24 | Live | CARRIER | WEATHERMAKER | Singlezone Non-Ducted, Wall Placement | 215333758 |  | HRCU-A-CB-O | 37MVRAQ12AA3 | Mini-Splits | D5MVHAQ12XC3 |  |  |  | 8.8 | 18 | 8.8 | FALSE | FALSE | FALSE | 12000 | 8000 | 2.58 | 8300 | 2.41
215333776 | 09/16/24 | Live | CARRIER | COMFORTMAKER | Singlezone Non-Ducted, Wall Placement | 215333776 |  | HRCU-A-CB-O | D5CVRAH12AAK | Mini-Splits | D5FVHAH12XCK |  |  |  | 8.8 | 18 | 8.8 | FALSE | FALSE | FALSE | 12000 | 8000 | 2.58 | 8300 | 2.41
215333764 | 09/16/24 | Live | CARRIER | MIDEA | Singlezone Non-Ducted, Wall Placement | 215333764 |  | HRCU-A-CB-O | 37MVRAQ12AA3 | Mini-Splits | D5MVHAQ12XC3 |  |  |  | 8.8 | 18 | 8.8 | FALSE | FALSE | FALSE | 12000 | 8000 | 2.58 | 8300 | 2.41
215333770 | 09/16/24 | Live | CARRIER | ARCOAIRE | Singlezone Non-Ducted, Wall Placement | 215333770 |  | HRCU-A-CB-O | D5CVRAH12AAK | Mini-Splits | D5FVHAH12XCK |  |  |  | 8.8 | 18 | 8.8 | FALSE | FALSE | FALSE | 12000 | 8000 | 2.58 | 8300 | 2.41
215333782 | 09/16/24 | Live | CARRIER | DAY & NIGHT | Singlezone Non-Ducted, Wall Placement | 215333782 |  | HRCU-A-CB-O | D5CVRAH12AAK | Mini-Splits | D5FVHAH12XCK |  |  |  | 8.8 | 18 | 8.8 | FALSE | FALSE | FALSE | 12000 | 8000 | 2.58 | 8300 | 2.41
215333788 | 09/16/24 | Live | CARRIER | HEIL | Singlezone Non-Ducted, Wall Placement | 215333788 |  | HRCU-A-CB-O | D5CVRAH12AAK | Mini-Splits | D5FVHAH12XCK |  |  |  | 8.8 | 18 | 8.8 | FALSE | FALSE | FALSE | 12000 | 8000 | 2.58 | 8300 | 2.41
215333794 | 09/16/24 | Live | CARRIER | KEEPRITE | Singlezone Non-Ducted, Wall Placement | 215333794 |  | HRCU-A-CB-O | D5CVRAH12AAK | Mini-Splits | D5FVHAH12XCK |  |  |  | 8.8 | 18 | 8.8 | FALSE | FALSE | FALSE | 12000 | 8000 | 2.58 | 8300 | 2.41
215324886 | 09/16/24 | Live | CARRIER | LPS LEGACY | Singlezone Non-Ducted, Wall Placement | 215324886 |  | HRCU-A-CB-O | D5CVRAH12AAK | Mini-Splits | D5FVHAH12XAK |  |  |  | 8.8 | 18 | 8.8 | FALSE | FALSE | FALSE | 12000 | 8000 | 2.58 | 8300 | 2.41
215324740 | 09/16/24 | Live | CARRIER | SMART COMFORT | Singlezone Non-Ducted, Wall Placement | 215324740 |  | HRCU-A-CB-O | D5CVRAH12AAK | Mini-Splits | D5FVHAH12XAK |  |  |  | 8.8 | 18 | 8.8 | FALSE | FALSE | FALSE | 12000 | 8000 | 2.58 | 8300 | 2.41
215324813 | 09/16/24 | Live | CARRIER | AIRQUEST | Singlezone Non-Ducted, Wall Placement | 215324813 |  | HRCU-A-CB-O | D5CVRAH12AAK | Mini-Splits | D5FVHAH12XAK |  |  |  | 8.8 | 18 | 8.8 | FALSE | FALSE | FALSE | 12000 | 8000 | 2.58 | 8300 | 2.41
215333800 | 09/16/24 | Live | CARRIER | KENMORE | Singlezone Non-Ducted, Wall Placement | 215333800 |  | HRCU-A-CB-O | D5CVRAH12AAK | Mini-Splits | D5FVHAH12XCK |  |  |  | 8.8 | 18 | 8.8 | FALSE | FALSE | FALSE | 12000 | 8000 | 2.58 | 8300 | 2.41
215333806 | 09/16/24 | Live | CARRIER | MIDEA | Singlezone Non-Ducted, Wall Placement | 215333806 |  | HRCU-A-CB-O | D5CVRAH12AAK | Mini-Splits | D5FVHAH12XCK |  |  |  | 8.8 | 18 | 8.8 | FALSE | FALSE | FALSE | 12000 | 8000 | 2.58 | 8300 | 2.41
215333824 | 09/16/24 | Live | CARRIER | AIRQUEST | Singlezone Non-Ducted, Wall Placement | 215333824 |  | HRCU-A-CB-O | D5CVRAH12AAK | Mini-Splits | D5FVHAH12XCK |  |  |  | 8.8 | 18 | 8.8 | FALSE | FALSE | FALSE | 12000 | 8000 | 2.58 | 8300 | 2.41
215333812 | 09/16/24 | Live | CARRIER | TEMPSTAR | Singlezone Non-Ducted, Wall Placement | 215333812 |  | HRCU-A-CB-O | D5CVRAH12AAK | Mini-Splits | D5FVHAH12XCK |  |  |  | 8.8 | 18 | 8.8 | FALSE | FALSE | FALSE | 12000 | 8000 | 2.58 | 8300 | 2.41
215333818 | 09/16/24 | Live | CARRIER | SMART COMFORT | Singlezone Non-Ducted, Wall Placement | 215333818 |  | HRCU-A-CB-O | D5CVRAH12AAK | Mini-Splits | D5FVHAH12XCK |  |  |  | 8.8 | 18 | 8.8 | FALSE | FALSE | FALSE | 12000 | 8000 | 2.58 | 8300 | 2.41
215333830 | 09/16/24 | Live | CARRIER | LPS LEGACY | Singlezone Non-Ducted, Wall Placement | 215333830 |  | HRCU-A-CB-O | D5CVRAH12AAK | Mini-Splits | D5FVHAH12XCK |  |  |  | 8.8 | 18 | 8.8 | FALSE | FALSE | FALSE | 12000 | 8000 | 2.58 | 8300 | 2.41
215333836 | 09/16/24 | Live | CARRIER | GRANDAIRE | Singlezone Non-Ducted, Wall Placement | 215333836 |  | HRCU-A-CB-O | D5CVRAH12AAK | Mini-Splits | D5FVHAH12XCK |  |  |  | 8.8 | 18 | 8.8 | FALSE | FALSE | FALSE | 12000 | 8000 | 2.58 | 8300 | 2.41
215333842 | 09/16/24 | Live | CARRIER | MIDEA | Singlezone Non-Ducted, Wall Placement | 215333842 |  | HRCU-A-CB-O | M5CVRAQ12AA3 | Mini-Splits | M5FVHAQ12XC3 |  |  |  | 8.8 | 18 | 8.8 | FALSE | FALSE | FALSE | 12000 | 8000 | 2.58 | 8300 | 2.41
215333841 | 09/16/24 | Live | CARRIER | MIDEA | Singlezone Non-Ducted, Wall Placement | 215333841 |  | HRCU-A-CB-O | M5CVRAQ09AA3 | Mini-Splits | M5FVHAQ09XC3 |  |  |  | 10.9 | 19 | 9.7 | TRUE | TRUE | TRUE | 9000 | 8000 | 2.58 | 8300 | 2.41
215333835 | 09/16/24 | Live | CARRIER | GRANDAIRE | Singlezone Non-Ducted, Wall Placement | 215333835 |  | HRCU-A-CB-O | D5CVRAH09AAK | Mini-Splits | D5FVHAH09XCK |  |  |  | 10.9 | 19 | 9.7 | TRUE | TRUE | TRUE | 9000 | 8000 | 2.58 | 8300 | 2.41
215333829 | 09/16/24 | Live | CARRIER | LPS LEGACY | Singlezone Non-Ducted, Wall Placement | 215333829 |  | HRCU-A-CB-O | D5CVRAH09AAK | Mini-Splits | D5FVHAH09XCK |  |  |  | 10.9 | 19 | 9.7 | TRUE | TRUE | TRUE | 9000 | 8000 | 2.58 | 8300 | 2.41
215333817 | 09/16/24 | Live | CARRIER | SMART COMFORT | Singlezone Non-Ducted, Wall Placement | 215333817 |  | HRCU-A-CB-O | D5CVRAH09AAK | Mini-Splits | D5FVHAH09XCK |  |  |  | 10.9 | 19 | 9.7 | TRUE | TRUE | TRUE | 9000 | 8000 | 2.58 | 8300 | 2.41
215333811 | 09/16/24 | Live | CARRIER | TEMPSTAR | Singlezone Non-Ducted, Wall Placement | 215333811 |  | HRCU-A-CB-O | D5CVRAH09AAK | Mini-Splits | D5FVHAH09XCK |  |  |  | 10.9 | 19 | 9.7 | TRUE | TRUE | TRUE | 9000 | 8000 | 2.58 | 8300 | 2.41
215333823 | 09/16/24 | Live | CARRIER | AIRQUEST | Singlezone Non-Ducted, Wall Placement | 215333823 |  | HRCU-A-CB-O | D5CVRAH09AAK | Mini-Splits | D5FVHAH09XCK |  |  |  | 10.9 | 19 | 9.7 | TRUE | TRUE | TRUE | 9000 | 8000 | 2.58 | 8300 | 2.41
215333805 | 09/16/24 | Live | CARRIER | MIDEA | Singlezone Non-Ducted, Wall Placement | 215333805 |  | HRCU-A-CB-O | D5CVRAH09AAK | Mini-Splits | D5FVHAH09XCK |  |  |  | 10.9 | 19 | 9.7 | TRUE | TRUE | TRUE | 9000 | 8000 | 2.58 | 8300 | 2.41
215333799 | 09/16/24 | Live | CARRIER | KENMORE | Singlezone Non-Ducted, Wall Placement | 215333799 |  | HRCU-A-CB-O | D5CVRAH09AAK | Mini-Splits | D5FVHAH09XCK |  |  |  | 10.9 | 19 | 9.7 | TRUE | TRUE | TRUE | 9000 | 8000 | 2.58 | 8300 | 2.41
215324812 | 09/16/24 | Live | CARRIER | AIRQUEST | Singlezone Non-Ducted, Wall Placement | 215324812 |  | HRCU-A-CB-O | D5CVRAH09AAK | Mini-Splits | D5FVHAH09XAK |  |  |  | 10.9 | 19 | 9.7 | TRUE | TRUE | TRUE | 9000 | 8000 | 2.58 | 8300 | 2.41
215324739 | 09/16/24 | Live | CARRIER | SMART COMFORT | Singlezone Non-Ducted, Wall Placement | 215324739 |  | HRCU-A-CB-O | D5CVRAH09AAK | Mini-Splits | D5FVHAH09XAK |  |  |  | 10.9 | 19 | 9.7 | TRUE | TRUE | TRUE | 9000 | 8000 | 2.58 | 8300 | 2.41
215324885 | 09/16/24 | Live | CARRIER | LPS LEGACY | Singlezone Non-Ducted, Wall Placement | 215324885 |  | HRCU-A-CB-O | D5CVRAH09AAK | Mini-Splits | D5FVHAH09XAK |  |  |  | 10.9 | 19 | 9.7 | TRUE | TRUE | TRUE | 9000 | 8000 | 2.58 | 8300 | 2.41
215333793 | 09/16/24 | Live | CARRIER | KEEPRITE | Singlezone Non-Ducted, Wall Placement | 215333793 |  | HRCU-A-CB-O | D5CVRAH09AAK | Mini-Splits | D5FVHAH09XCK |  |  |  | 10.9 | 19 | 9.7 | TRUE | TRUE | TRUE | 9000 | 8000 | 2.58 | 8300 | 2.41
215333787 | 09/16/24 | Live | CARRIER | HEIL | Singlezone Non-Ducted, Wall Placement | 215333787 |  | HRCU-A-CB-O | D5CVRAH09AAK | Mini-Splits | D5FVHAH09XCK |  |  |  | 10.9 | 19 | 9.7 | TRUE | TRUE | TRUE | 9000 | 8000 | 2.58 | 8300 | 2.41
215333781 | 09/16/24 | Live | CARRIER | DAY & NIGHT | Singlezone Non-Ducted, Wall Placement | 215333781 |  | HRCU-A-CB-O | D5CVRAH09AAK | Mini-Splits | D5FVHAH09XCK |  |  |  | 10.9 | 19 | 9.7 | TRUE | TRUE | TRUE | 9000 | 8000 | 2.58 | 8300 | 2.41
215333769 | 09/16/24 | Live | CARRIER | ARCOAIRE | Singlezone Non-Ducted, Wall Placement | 215333769 |  | HRCU-A-CB-O | D5CVRAH09AAK | Mini-Splits | D5FVHAH09XCK |  |  |  | 10.9 | 19 | 9.7 | TRUE | TRUE | TRUE | 9000 | 8000 | 2.58 | 8300 | 2.41
215333763 | 09/16/24 | Live | CARRIER | MIDEA | Singlezone Non-Ducted, Wall Placement | 215333763 |  | HRCU-A-CB-O | 37MVRAQ09AA3 | Mini-Splits | D5MVHAQ09XC3 |  |  |  | 10.9 | 19 | 9.7 | TRUE | TRUE | TRUE | 9000 | 8000 | 2.58 | 8300 | 2.41
215333775 | 09/16/24 | Live | CARRIER | COMFORTMAKER | Singlezone Non-Ducted, Wall Placement | 215333775 |  | HRCU-A-CB-O | D5CVRAH09AAK | Mini-Splits | D5FVHAH09XCK |  |  |  | 10.9 | 19 | 9.7 | TRUE | TRUE | TRUE | 9000 | 8000 | 2.58 | 8300 | 2.41
215333757 | 09/16/24 | Live | CARRIER | WEATHERMAKER | Singlezone Non-Ducted, Wall Placement | 215333757 |  | HRCU-A-CB-O | 37MVRAQ09AA3 | Mini-Splits | D5MVHAQ09XC3 |  |  |  | 10.9 | 19 | 9.7 | TRUE | TRUE | TRUE | 9000 | 8000 | 2.58 | 8300 | 2.41
215333751 | 09/16/24 | Live | CARRIER | PAYNE | Singlezone Non-Ducted, Wall Placement | 215333751 |  | HRCU-A-CB-O | 37MVRAQ09AA3 | Mini-Splits | D5MVHAQ09XC3 |  |  |  | 10.9 | 19 | 9.7 | TRUE | TRUE | TRUE | 9000 | 8000 | 2.58 | 8300 | 2.41
215333745 | 09/16/24 | Live | CARRIER | BRYANT | Singlezone Non-Ducted, Wall Placement | 215333745 |  | HRCU-A-CB-O | 37MVRAQ09AA3 | Mini-Splits | D5MVHAQ09XC3 |  |  |  | 10.9 | 19 | 9.7 | TRUE | TRUE | TRUE | 9000 | 8000 | 2.58 | 8300 | 2.41
215333739 | 09/16/24 | Live | CARRIER | CARRIER | Singlezone Non-Ducted, Wall Placement | 215333739 |  | HRCU-A-CB-O | 37MVRAQ09AA3 | Mini-Splits | D5MVHAQ09XC3 |  |  |  | 10.9 | 19 | 9.7 | TRUE | TRUE | TRUE | 9000 | 8000 | 2.58 | 8300 | 2.41
215324980 | 09/16/24 | Live | CARRIER | MIDEA | Singlezone Non-Ducted, Wall Placement | 215324980 |  | HRCU-A-CB-O | M5CVRAQ09AA3 | Mini-Splits | M5FVHAQ09XA3 |  |  |  | 10.9 | 19 | 9.7 | TRUE | TRUE | TRUE | 9000 | 8000 | 2.58 | 8300 | 2.41
215324958 | 09/16/24 | Live | CARRIER | GRANDAIRE | Singlezone Non-Ducted, Wall Placement | 215324958 |  | HRCU-A-CB-O | D5CVRAH09AAK | Mini-Splits | D5FVHAH09XAK |  |  |  | 10.9 | 19 | 9.7 | TRUE | TRUE | TRUE | 9000 | 8000 | 2.58 | 8300 | 2.41
215324228 | 09/16/24 | Live | CARRIER | COMFORTMAKER | Singlezone Non-Ducted, Wall Placement | 215324228 |  | HRCU-A-CB-O | D5CVRAH09AAK | Mini-Splits | D5FVHAH09XAK |  |  |  | 10.9 | 19 | 9.7 | TRUE | TRUE | TRUE | 9000 | 8000 | 2.58 | 8300 | 2.41
215324155 | 09/16/24 | Live | CARRIER | ARCOAIRE | Singlezone Non-Ducted, Wall Placement | 215324155 |  | HRCU-A-CB-O | D5CVRAH09AAK | Mini-Splits | D5FVHAH09XAK |  |  |  | 10.9 | 19 | 9.7 | TRUE | TRUE | TRUE | 9000 | 8000 | 2.58 | 8300 | 2.41
215324520 | 09/16/24 | Live | CARRIER | KENMORE | Singlezone Non-Ducted, Wall Placement | 215324520 |  | HRCU-A-CB-O | D5CVRAH09AAK | Mini-Splits | D5FVHAH09XAK |  |  |  | 10.9 | 19 | 9.7 | TRUE | TRUE | TRUE | 9000 | 8000 | 2.58 | 8300 | 2.41
215324447 | 09/16/24 | Live | CARRIER | KEEPRITE | Singlezone Non-Ducted, Wall Placement | 215324447 |  | HRCU-A-CB-O | D5CVRAH09AAK | Mini-Splits | D5FVHAH09XAK |  |  |  | 10.9 | 19 | 9.7 | TRUE | TRUE | TRUE | 9000 | 8000 | 2.58 | 8300 | 2.41
215324666 | 09/16/24 | Live | CARRIER | TEMPSTAR | Singlezone Non-Ducted, Wall Placement | 215324666 |  | HRCU-A-CB-O | D5CVRAH09AAK | Mini-Splits | D5FVHAH09XAK |  |  |  | 10.9 | 19 | 9.7 | TRUE | TRUE | TRUE | 9000 | 8000 | 2.58 | 8300 | 2.41
215324593 | 09/16/24 | Live | CARRIER | MIDEA | Singlezone Non-Ducted, Wall Placement | 215324593 |  | HRCU-A-CB-O | D5CVRAH09AAK | Mini-Splits | D5FVHAH09XAK |  |  |  | 10.9 | 19 | 9.7 | TRUE | TRUE | TRUE | 9000 | 8000 | 2.58 | 8300 | 2.41
215324374 | 09/16/24 | Live | CARRIER | HEIL | Singlezone Non-Ducted, Wall Placement | 215324374 |  | HRCU-A-CB-O | D5CVRAH09AAK | Mini-Splits | D5FVHAH09XAK |  |  |  | 10.9 | 19 | 9.7 | TRUE | TRUE | TRUE | 9000 | 8000 | 2.58 | 8300 | 2.41
215324301 | 09/16/24 | Live | CARRIER | DAY & NIGHT | Singlezone Non-Ducted, Wall Placement | 215324301 |  | HRCU-A-CB-O | D5CVRAH09AAK | Mini-Splits | D5FVHAH09XAK |  |  |  | 10.9 | 19 | 9.7 | TRUE | TRUE | TRUE | 9000 | 8000 | 2.58 | 8300 | 2.41
215324317 | 09/16/24 | Live | CARRIER | DAY & NIGHT | Singlezone Non-Ducted, Floor Placement | 215324317 |  | HRCU-A-CB-O | D5CLRAH48AAK | Mini-Splits | D5FCFAH48XAK |  |  |  | 9.5 | 19.9 | 10.2 | TRUE | TRUE | TRUE | 48000 | 39500 | 2.4 | 45100 | 2.13
215324390 | 09/16/24 | Live | CARRIER | HEIL | Singlezone Non-Ducted, Floor Placement | 215324390 |  | HRCU-A-CB-O | D5CLRAH48AAK | Mini-Splits | D5FCFAH48XAK |  |  |  | 9.5 | 19.9 | 10.2 | TRUE | TRUE | TRUE | 48000 | 39500 | 2.4 | 45100 | 2.13
215324609 | 09/16/24 | Live | CARRIER | MIDEA | Singlezone Non-Ducted, Floor Placement | 215324609 |  | HRCU-A-CB-O | D5CLRAH48AAK | Mini-Splits | D5FCFAH48XAK |  |  |  | 9.5 | 19.9 | 10.2 | TRUE | TRUE | TRUE | 48000 | 39500 | 2.4 | 45100 | 2.13
215324682 | 09/16/24 | Live | CARRIER | TEMPSTAR | Singlezone Non-Ducted, Floor Placement | 215324682 |  | HRCU-A-CB-O | D5CLRAH48AAK | Mini-Splits | D5FCFAH48XAK |  |  |  | 9.5 | 19.9 | 10.2 | TRUE | TRUE | TRUE | 48000 | 39500 | 2.4 | 45100 | 2.13
215324463 | 09/16/24 | Live | CARRIER | KEEPRITE | Singlezone Non-Ducted, Floor Placement | 215324463 |  | HRCU-A-CB-O | D5CLRAH48AAK | Mini-Splits | D5FCFAH48XAK |  |  |  | 9.5 | 19.9 | 10.2 | TRUE | TRUE | TRUE | 48000 | 39500 | 2.4 | 45100 | 2.13
215324536 | 09/16/24 | Live | CARRIER | KENMORE | Singlezone Non-Ducted, Floor Placement | 215324536 |  | HRCU-A-CB-O | D5CLRAH48AAK | Mini-Splits | D5FCFAH48XAK |  |  |  | 9.5 | 19.9 | 10.2 | TRUE | TRUE | TRUE | 48000 | 39500 | 2.4 | 45100 | 2.13
215324171 | 09/16/24 | Live | CARRIER | ARCOAIRE | Singlezone Non-Ducted, Floor Placement | 215324171 |  | HRCU-A-CB-O | D5CLRAH48AAK | Mini-Splits | D5FCFAH48XAK |  |  |  | 9.5 | 19.9 | 10.2 | TRUE | TRUE | TRUE | 48000 | 39500 | 2.4 | 45100 | 2.13
215324244 | 09/16/24 | Live | CARRIER | COMFORTMAKER | Singlezone Non-Ducted, Floor Placement | 215324244 |  | HRCU-A-CB-O | D5CLRAH48AAK | Mini-Splits | D5FCFAH48XAK |  |  |  | 9.5 | 19.9 | 10.2 | TRUE | TRUE | TRUE | 48000 | 39500 | 2.4 | 45100 | 2.13
215324901 | 09/16/24 | Live | CARRIER | LPS LEGACY | Singlezone Non-Ducted, Floor Placement | 215324901 |  | HRCU-A-CB-O | D5CLRAH48AAK | Mini-Splits | D5FCFAH48XAK |  |  |  | 9.5 | 19.9 | 10.2 | TRUE | TRUE | TRUE | 48000 | 39500 | 2.4 | 45100 | 2.13
215324974 | 09/16/24 | Live | CARRIER | GRANDAIRE | Singlezone Non-Ducted, Floor Placement | 215324974 |  | HRCU-A-CB-O | D5CLRAH48AAK | Mini-Splits | D5FCFAH48XAK |  |  |  | 9.5 | 19.9 | 10.2 | TRUE | TRUE | TRUE | 48000 | 39500 | 2.4 | 45100 | 2.13
215324828 | 09/16/24 | Live | CARRIER | AIRQUEST | Singlezone Non-Ducted, Floor Placement | 215324828 |  | HRCU-A-CB-O | D5CLRAH48AAK | Mini-Splits | D5FCFAH48XAK |  |  |  | 9.5 | 19.9 | 10.2 | TRUE | TRUE | TRUE | 48000 | 39500 | 2.4 | 45100 | 2.13
215324755 | 09/16/24 | Live | CARRIER | SMART COMFORT | Singlezone Non-Ducted, Floor Placement | 215324755 |  | HRCU-A-CB-O | D5CLRAH48AAK | Mini-Splits | D5FCFAH48XAK |  |  |  | 9.5 | 19.9 | 10.2 | TRUE | TRUE | TRUE | 48000 | 39500 | 2.4 | 45100 | 2.13
215324313 | 09/16/24 | Live | CARRIER | DAY & NIGHT | Singlezone Non-Ducted, Wall Placement | 215324313 |  | HRCU-A-CB-O | D5CLRAH36AAK | Mini-Splits | D5FLCAH36XAK |  |  |  | 9.7 | 20 | 10.4 | TRUE | TRUE | TRUE | 36000 | 26800 | 2.68 | 28100 | 2.22
215324386 | 09/16/24 | Live | CARRIER | HEIL | Singlezone Non-Ducted, Wall Placement | 215324386 |  | HRCU-A-CB-O | D5CLRAH36AAK | Mini-Splits | D5FLCAH36XAK |  |  |  | 9.7 | 20 | 10.4 | TRUE | TRUE | TRUE | 36000 | 26800 | 2.68 | 28100 | 2.22
215324605 | 09/16/24 | Live | CARRIER | MIDEA | Singlezone Non-Ducted, Wall Placement | 215324605 |  | HRCU-A-CB-O | D5CLRAH36AAK | Mini-Splits | D5FLCAH36XAK |  |  |  | 9.7 | 20 | 10.4 | TRUE | TRUE | TRUE | 36000 | 26800 | 2.68 | 28100 | 2.22
215324678 | 09/16/24 | Live | CARRIER | TEMPSTAR | Singlezone Non-Ducted, Wall Placement | 215324678 |  | HRCU-A-CB-O | D5CLRAH36AAK | Mini-Splits | D5FLCAH36XAK |  |  |  | 9.7 | 20 | 10.4 | TRUE | TRUE | TRUE | 36000 | 26800 | 2.68 | 28100 | 2.22
215324459 | 09/16/24 | Live | CARRIER | KEEPRITE | Singlezone Non-Ducted, Wall Placement | 215324459 |  | HRCU-A-CB-O | D5CLRAH36AAK | Mini-Splits | D5FLCAH36XAK |  |  |  | 9.7 | 20 | 10.4 | TRUE | TRUE | TRUE | 36000 | 26800 | 2.68 | 28100 | 2.22
215324532 | 09/16/24 | Live | CARRIER | KENMORE | Singlezone Non-Ducted, Wall Placement | 215324532 |  | HRCU-A-CB-O | D5CLRAH36AAK | Mini-Splits | D5FLCAH36XAK |  |  |  | 9.7 | 20 | 10.4 | TRUE | TRUE | TRUE | 36000 | 26800 | 2.68 | 28100 | 2.22
215324167 | 09/16/24 | Live | CARRIER | ARCOAIRE | Singlezone Non-Ducted, Wall Placement | 215324167 |  | HRCU-A-CB-O | D5CLRAH36AAK | Mini-Splits | D5FLCAH36XAK |  |  |  | 9.7 | 20 | 10.4 | TRUE | TRUE | TRUE | 36000 | 26800 | 2.68 | 28100 | 2.22
215324240 | 09/16/24 | Live | CARRIER | COMFORTMAKER | Singlezone Non-Ducted, Wall Placement | 215324240 |  | HRCU-A-CB-O | D5CLRAH36AAK | Mini-Splits | D5FLCAH36XAK |  |  |  | 9.7 | 20 | 10.4 | TRUE | TRUE | TRUE | 36000 | 26800 | 2.68 | 28100 | 2.22
215324897 | 09/16/24 | Live | CARRIER | LPS LEGACY | Singlezone Non-Ducted, Wall Placement | 215324897 |  | HRCU-A-CB-O | D5CLRAH36AAK | Mini-Splits | D5FLCAH36XAK |  |  |  | 9.7 | 20 | 10.4 | TRUE | TRUE | TRUE | 36000 | 26800 | 2.68 | 28100 | 2.22
215324970 | 09/16/24 | Live | CARRIER | GRANDAIRE | Singlezone Non-Ducted, Wall Placement | 215324970 |  | HRCU-A-CB-O | D5CLRAH36AAK | Mini-Splits | D5FLCAH36XAK |  |  |  | 9.7 | 20 | 10.4 | TRUE | TRUE | TRUE | 36000 | 26800 | 2.68 | 28100 | 2.22
215324824 | 09/16/24 | Live | CARRIER | AIRQUEST | Singlezone Non-Ducted, Wall Placement | 215324824 |  | HRCU-A-CB-O | D5CLRAH36AAK | Mini-Splits | D5FLCAH36XAK |  |  |  | 9.7 | 20 | 10.4 | TRUE | TRUE | TRUE | 36000 | 26800 | 2.68 | 28100 | 2.22
215324751 | 09/16/24 | Live | CARRIER | SMART COMFORT | Singlezone Non-Ducted, Wall Placement | 215324751 |  | HRCU-A-CB-O | D5CLRAH36AAK | Mini-Splits | D5FLCAH36XAK |  |  |  | 9.7 | 20 | 10.4 | TRUE | TRUE | TRUE | 36000 | 26800 | 2.68 | 28100 | 2.22
215324749 | 09/16/24 | Live | CARRIER | SMART COMFORT | Singlezone Non-Ducted, Floor Placement | 215324749 |  | HRCU-A-CB-O | D5CLHAH58AAK | Mini-Splits | D5FCFAH58XAK |  |  |  | 9 | 18.1 | 10.7 | TRUE | TRUE | TRUE | 54000 | 41000 | 2.33 | 58000 | 2.17
215324822 | 09/16/24 | Live | CARRIER | AIRQUEST | Singlezone Non-Ducted, Floor Placement | 215324822 |  | HRCU-A-CB-O | D5CLHAH58AAK | Mini-Splits | D5FCFAH58XAK |  |  |  | 9 | 18.1 | 10.7 | TRUE | TRUE | TRUE | 54000 | 41000 | 2.33 | 58000 | 2.17
215324895 | 09/16/24 | Live | CARRIER | LPS LEGACY | Singlezone Non-Ducted, Floor Placement | 215324895 |  | HRCU-A-CB-O | D5CLHAH58AAK | Mini-Splits | D5FCFAH58XAK |  |  |  | 9 | 18.1 | 10.7 | TRUE | TRUE | TRUE | 54000 | 41000 | 2.33 | 58000 | 2.17
215324968 | 09/16/24 | Live | CARRIER | GRANDAIRE | Singlezone Non-Ducted, Floor Placement | 215324968 |  | HRCU-A-CB-O | D5CLHAH58AAK | Mini-Splits | D5FCFAH58XAK |  |  |  | 9 | 18.1 | 10.7 | TRUE | TRUE | TRUE | 54000 | 41000 | 2.33 | 58000 | 2.17
215324238 | 09/16/24 | Live | CARRIER | COMFORTMAKER | Singlezone Non-Ducted, Floor Placement | 215324238 |  | HRCU-A-CB-O | D5CLHAH58AAK | Mini-Splits | D5FCFAH58XAK |  |  |  | 9 | 18.1 | 10.7 | TRUE | TRUE | TRUE | 54000 | 41000 | 2.33 | 58000 | 2.17
215324165 | 09/16/24 | Live | CARRIER | ARCOAIRE | Singlezone Non-Ducted, Floor Placement | 215324165 |  | HRCU-A-CB-O | D5CLHAH58AAK | Mini-Splits | D5FCFAH58XAK |  |  |  | 9 | 18.1 | 10.7 | TRUE | TRUE | TRUE | 54000 | 41000 | 2.33 | 58000 | 2.17
215324530 | 09/16/24 | Live | CARRIER | KENMORE | Singlezone Non-Ducted, Floor Placement | 215324530 |  | HRCU-A-CB-O | D5CLHAH58AAK | Mini-Splits | D5FCFAH58XAK |  |  |  | 9 | 18.1 | 10.7 | TRUE | TRUE | TRUE | 54000 | 41000 | 2.33 | 58000 | 2.17
215324457 | 09/16/24 | Live | CARRIER | KEEPRITE | Singlezone Non-Ducted, Floor Placement | 215324457 |  | HRCU-A-CB-O | D5CLHAH58AAK | Mini-Splits | D5FCFAH58XAK |  |  |  | 9 | 18.1 | 10.7 | TRUE | TRUE | TRUE | 54000 | 41000 | 2.33 | 58000 | 2.17
215324676 | 09/16/24 | Live | CARRIER | TEMPSTAR | Singlezone Non-Ducted, Floor Placement | 215324676 |  | HRCU-A-CB-O | D5CLHAH58AAK | Mini-Splits | D5FCFAH58XAK |  |  |  | 9 | 18.1 | 10.7 | TRUE | TRUE | TRUE | 54000 | 41000 | 2.33 | 58000 | 2.17
215324603 | 09/16/24 | Live | CARRIER | MIDEA | Singlezone Non-Ducted, Floor Placement | 215324603 |  | HRCU-A-CB-O | D5CLHAH58AAK | Mini-Splits | D5FCFAH58XAK |  |  |  | 9 | 18.1 | 10.7 | TRUE | TRUE | TRUE | 54000 | 41000 | 2.33 | 58000 | 2.17
215324384 | 09/16/24 | Live | CARRIER | HEIL | Singlezone Non-Ducted, Floor Placement | 215324384 |  | HRCU-A-CB-O | D5CLHAH58AAK | Mini-Splits | D5FCFAH58XAK |  |  |  | 9 | 18.1 | 10.7 | TRUE | TRUE | TRUE | 54000 | 41000 | 2.33 | 58000 | 2.17
215324311 | 09/16/24 | Live | CARRIER | DAY & NIGHT | Singlezone Non-Ducted, Floor Placement | 215324311 |  | HRCU-A-CB-O | D5CLHAH58AAK | Mini-Splits | D5FCFAH58XAK |  |  |  | 9 | 18.1 | 10.7 | TRUE | TRUE | TRUE | 54000 | 41000 | 2.33 | 58000 | 2.17
215324309 | 09/16/24 | Live | CARRIER | DAY & NIGHT | Singlezone Non-Ducted, Floor Placement | 215324309 |  | HRCU-A-CB-O | D5CLHAH48AAK | Mini-Splits | D5FCFAH48XAK |  |  |  | 9.4 | 18.7 | 10.1 | TRUE | TRUE | TRUE | 48000 | 38500 | 2.38 | 44500 | 2.23
215324382 | 09/16/24 | Live | CARRIER | HEIL | Singlezone Non-Ducted, Floor Placement | 215324382 |  | HRCU-A-CB-O | D5CLHAH48AAK | Mini-Splits | D5FCFAH48XAK |  |  |  | 9.4 | 18.7 | 10.1 | TRUE | TRUE | TRUE | 48000 | 38500 | 2.38 | 44500 | 2.23
215324601 | 09/16/24 | Live | CARRIER | MIDEA | Singlezone Non-Ducted, Floor Placement | 215324601 |  | HRCU-A-CB-O | D5CLHAH48AAK | Mini-Splits | D5FCFAH48XAK |  |  |  | 9.4 | 18.7 | 10.1 | TRUE | TRUE | TRUE | 48000 | 38500 | 2.38 | 44500 | 2.23
215324674 | 09/16/24 | Live | CARRIER | TEMPSTAR | Singlezone Non-Ducted, Floor Placement | 215324674 |  | HRCU-A-CB-O | D5CLHAH48AAK | Mini-Splits | D5FCFAH48XAK |  |  |  | 9.4 | 18.7 | 10.1 | TRUE | TRUE | TRUE | 48000 | 38500 | 2.38 | 44500 | 2.23
215324455 | 09/16/24 | Live | CARRIER | KEEPRITE | Singlezone Non-Ducted, Floor Placement | 215324455 |  | HRCU-A-CB-O | D5CLHAH48AAK | Mini-Splits | D5FCFAH48XAK |  |  |  | 9.4 | 18.7 | 10.1 | TRUE | TRUE | TRUE | 48000 | 38500 | 2.38 | 44500 | 2.23
215324528 | 09/16/24 | Live | CARRIER | KENMORE | Singlezone Non-Ducted, Floor Placement | 215324528 |  | HRCU-A-CB-O | D5CLHAH48AAK | Mini-Splits | D5FCFAH48XAK |  |  |  | 9.4 | 18.7 | 10.1 | TRUE | TRUE | TRUE | 48000 | 38500 | 2.38 | 44500 | 2.23
215324163 | 09/16/24 | Live | CARRIER | ARCOAIRE | Singlezone Non-Ducted, Floor Placement | 215324163 |  | HRCU-A-CB-O | D5CLHAH48AAK | Mini-Splits | D5FCFAH48XAK |  |  |  | 9.4 | 18.7 | 10.1 | TRUE | TRUE | TRUE | 48000 | 38500 | 2.38 | 44500 | 2.23
215324236 | 09/16/24 | Live | CARRIER | COMFORTMAKER | Singlezone Non-Ducted, Floor Placement | 215324236 |  | HRCU-A-CB-O | D5CLHAH48AAK | Mini-Splits | D5FCFAH48XAK |  |  |  | 9.4 | 18.7 | 10.1 | TRUE | TRUE | TRUE | 48000 | 38500 | 2.38 | 44500 | 2.23
215324966 | 09/16/24 | Live | CARRIER | GRANDAIRE | Singlezone Non-Ducted, Floor Placement | 215324966 |  | HRCU-A-CB-O | D5CLHAH48AAK | Mini-Splits | D5FCFAH48XAK |  |  |  | 9.4 | 18.7 | 10.1 | TRUE | TRUE | TRUE | 48000 | 38500 | 2.38 | 44500 | 2.23
215324893 | 09/16/24 | Live | CARRIER | LPS LEGACY | Singlezone Non-Ducted, Floor Placement | 215324893 |  | HRCU-A-CB-O | D5CLHAH48AAK | Mini-Splits | D5FCFAH48XAK |  |  |  | 9.4 | 18.7 | 10.1 | TRUE | TRUE | TRUE | 48000 | 38500 | 2.38 | 44500 | 2.23
215324820 | 09/16/24 | Live | CARRIER | AIRQUEST | Singlezone Non-Ducted, Floor Placement | 215324820 |  | HRCU-A-CB-O | D5CLHAH48AAK | Mini-Splits | D5FCFAH48XAK |  |  |  | 9.4 | 18.7 | 10.1 | TRUE | TRUE | TRUE | 48000 | 38500 | 2.38 | 44500 | 2.23
215324747 | 09/16/24 | Live | CARRIER | SMART COMFORT | Singlezone Non-Ducted, Floor Placement | 215324747 |  | HRCU-A-CB-O | D5CLHAH48AAK | Mini-Splits | D5FCFAH48XAK |  |  |  | 9.4 | 18.7 | 10.1 | TRUE | TRUE | TRUE | 48000 | 38500 | 2.38 | 44500 | 2.23
215324746 | 09/16/24 | Live | CARRIER | SMART COMFORT | Singlezone Non-Ducted, Wall Placement | 215324746 |  | HRCU-A-CB-O | D5CLHAH48AAK | Mini-Splits | D5FLCAH48XAK |  |  |  | 10 | 18.2 | 11 | TRUE | TRUE | TRUE | 48000 | 44000 | 2.44 | 48000 | 2.17
215324819 | 09/16/24 | Live | CARRIER | AIRQUEST | Singlezone Non-Ducted, Wall Placement | 215324819 |  | HRCU-A-CB-O | D5CLHAH48AAK | Mini-Splits | D5FLCAH48XAK |  |  |  | 10 | 18.2 | 11 | TRUE | TRUE | TRUE | 48000 | 44000 | 2.44 | 48000 | 2.17
215324892 | 09/16/24 | Live | CARRIER | LPS LEGACY | Singlezone Non-Ducted, Wall Placement | 215324892 |  | HRCU-A-CB-O | D5CLHAH48AAK | Mini-Splits | D5FLCAH48XAK |  |  |  | 10 | 18.2 | 11 | TRUE | TRUE | TRUE | 48000 | 44000 | 2.44 | 48000 | 2.17
215324965 | 09/16/24 | Live | CARRIER | GRANDAIRE | Singlezone Non-Ducted, Wall Placement | 215324965 |  | HRCU-A-CB-O | D5CLHAH48AAK | Mini-Splits | D5FLCAH48XAK |  |  |  | 10 | 18.2 | 11 | TRUE | TRUE | TRUE | 48000 | 44000 | 2.44 | 48000 | 2.17
215324235 | 09/16/24 | Live | CARRIER | COMFORTMAKER | Singlezone Non-Ducted, Wall Placement | 215324235 |  | HRCU-A-CB-O | D5CLHAH48AAK | Mini-Splits | D5FLCAH48XAK |  |  |  | 10 | 18.2 | 11 | TRUE | TRUE | TRUE | 48000 | 44000 | 2.44 | 48000 | 2.17
215324162 | 09/16/24 | Live | CARRIER | ARCOAIRE | Singlezone Non-Ducted, Wall Placement | 215324162 |  | HRCU-A-CB-O | D5CLHAH48AAK | Mini-Splits | D5FLCAH48XAK |  |  |  | 10 | 18.2 | 11 | TRUE | TRUE | TRUE | 48000 | 44000 | 2.44 | 48000 | 2.17
215324527 | 09/16/24 | Live | CARRIER | KENMORE | Singlezone Non-Ducted, Wall Placement | 215324527 |  | HRCU-A-CB-O | D5CLHAH48AAK | Mini-Splits | D5FLCAH48XAK |  |  |  | 10 | 18.2 | 11 | TRUE | TRUE | TRUE | 48000 | 44000 | 2.44 | 48000 | 2.17
215324454 | 09/16/24 | Live | CARRIER | KEEPRITE | Singlezone Non-Ducted, Wall Placement | 215324454 |  | HRCU-A-CB-O | D5CLHAH48AAK | Mini-Splits | D5FLCAH48XAK |  |  |  | 10 | 18.2 | 11 | TRUE | TRUE | TRUE | 48000 | 44000 | 2.44 | 48000 | 2.17
215324673 | 09/16/24 | Live | CARRIER | TEMPSTAR | Singlezone Non-Ducted, Wall Placement | 215324673 |  | HRCU-A-CB-O | D5CLHAH48AAK | Mini-Splits | D5FLCAH48XAK |  |  |  | 10 | 18.2 | 11 | TRUE | TRUE | TRUE | 48000 | 44000 | 2.44 | 48000 | 2.17
215324600 | 09/16/24 | Live | CARRIER | MIDEA | Singlezone Non-Ducted, Wall Placement | 215324600 |  | HRCU-A-CB-O | D5CLHAH48AAK | Mini-Splits | D5FLCAH48XAK |  |  |  | 10 | 18.2 | 11 | TRUE | TRUE | TRUE | 48000 | 44000 | 2.44 | 48000 | 2.17
215324381 | 09/16/24 | Live | CARRIER | HEIL | Singlezone Non-Ducted, Wall Placement | 215324381 |  | HRCU-A-CB-O | D5CLHAH48AAK | Mini-Splits | D5FLCAH48XAK |  |  |  | 10 | 18.2 | 11 | TRUE | TRUE | TRUE | 48000 | 44000 | 2.44 | 48000 | 2.17
215324308 | 09/16/24 | Live | CARRIER | DAY & NIGHT | Singlezone Non-Ducted, Wall Placement | 215324308 |  | HRCU-A-CB-O | D5CLHAH48AAK | Mini-Splits | D5FLCAH48XAK |  |  |  | 10 | 18.2 | 11 | TRUE | TRUE | TRUE | 48000 | 44000 | 2.44 | 48000 | 2.17
215324306 | 09/16/24 | Live | CARRIER | DAY & NIGHT | Singlezone Non-Ducted, Floor Placement | 215324306 |  | HRCU-A-CB-O | D5CLHAH36AAK | Mini-Splits | D5FCFAH36XAK |  |  |  | 12 | 20.2 | 10.8 | TRUE | TRUE | TRUE | 36400 | 30200 | 2.58 | 42400 | 2.16
215324379 | 09/16/24 | Live | CARRIER | HEIL | Singlezone Non-Ducted, Floor Placement | 215324379 |  | HRCU-A-CB-O | D5CLHAH36AAK | Mini-Splits | D5FCFAH36XAK |  |  |  | 12 | 20.2 | 10.8 | TRUE | TRUE | TRUE | 36400 | 30200 | 2.58 | 42400 | 2.16
215324598 | 09/16/24 | Live | CARRIER | MIDEA | Singlezone Non-Ducted, Floor Placement | 215324598 |  | HRCU-A-CB-O | D5CLHAH36AAK | Mini-Splits | D5FCFAH36XAK |  |  |  | 12 | 20.2 | 10.8 | TRUE | TRUE | TRUE | 36400 | 30200 | 2.58 | 42400 | 2.16
215324671 | 09/16/24 | Live | CARRIER | TEMPSTAR | Singlezone Non-Ducted, Floor Placement | 215324671 |  | HRCU-A-CB-O | D5CLHAH36AAK | Mini-Splits | D5FCFAH36XAK |  |  |  | 12 | 20.2 | 10.8 | TRUE | TRUE | TRUE | 36400 | 30200 | 2.58 | 42400 | 2.16
215324452 | 09/16/24 | Live | CARRIER | KEEPRITE | Singlezone Non-Ducted, Floor Placement | 215324452 |  | HRCU-A-CB-O | D5CLHAH36AAK | Mini-Splits | D5FCFAH36XAK |  |  |  | 12 | 20.2 | 10.8 | TRUE | TRUE | TRUE | 36400 | 30200 | 2.58 | 42400 | 2.16
215324525 | 09/16/24 | Live | CARRIER | KENMORE | Singlezone Non-Ducted, Floor Placement | 215324525 |  | HRCU-A-CB-O | D5CLHAH36AAK | Mini-Splits | D5FCFAH36XAK |  |  |  | 12 | 20.2 | 10.8 | TRUE | TRUE | TRUE | 36400 | 30200 | 2.58 | 42400 | 2.16
215324233 | 09/16/24 | Live | CARRIER | COMFORTMAKER | Singlezone Non-Ducted, Floor Placement | 215324233 |  | HRCU-A-CB-O | D5CLHAH36AAK | Mini-Splits | D5FCFAH36XAK |  |  |  | 12 | 20.2 | 10.8 | TRUE | TRUE | TRUE | 36400 | 30200 | 2.58 | 42400 | 2.16
215324160 | 09/16/24 | Live | CARRIER | ARCOAIRE | Singlezone Non-Ducted, Floor Placement | 215324160 |  | HRCU-A-CB-O | D5CLHAH36AAK | Mini-Splits | D5FCFAH36XAK |  |  |  | 12 | 20.2 | 10.8 | TRUE | TRUE | TRUE | 36400 | 30200 | 2.58 | 42400 | 2.16
215324963 | 09/16/24 | Live | CARRIER | GRANDAIRE | Singlezone Non-Ducted, Floor Placement | 215324963 |  | HRCU-A-CB-O | D5CLHAH36AAK | Mini-Splits | D5FCFAH36XAK |  |  |  | 12 | 20.2 | 10.8 | TRUE | TRUE | TRUE | 36400 | 30200 | 2.58 | 42400 | 2.16
215324890 | 09/16/24 | Live | CARRIER | LPS LEGACY | Singlezone Non-Ducted, Floor Placement | 215324890 |  | HRCU-A-CB-O | D5CLHAH36AAK | Mini-Splits | D5FCFAH36XAK |  |  |  | 12 | 20.2 | 10.8 | TRUE | TRUE | TRUE | 36400 | 30200 | 2.58 | 42400 | 2.16
215324817 | 09/16/24 | Live | CARRIER | AIRQUEST | Singlezone Non-Ducted, Floor Placement | 215324817 |  | HRCU-A-CB-O | D5CLHAH36AAK | Mini-Splits | D5FCFAH36XAK |  |  |  | 12 | 20.2 | 10.8 | TRUE | TRUE | TRUE | 36400 | 30200 | 2.58 | 42400 | 2.16
215324744 | 09/16/24 | Live | CARRIER | SMART COMFORT | Singlezone Non-Ducted, Floor Placement | 215324744 |  | HRCU-A-CB-O | D5CLHAH36AAK | Mini-Splits | D5FCFAH36XAK |  |  |  | 12 | 20.2 | 10.8 | TRUE | TRUE | TRUE | 36400 | 30200 | 2.58 | 42400 | 2.16
215324743 | 09/16/24 | Live | CARRIER | SMART COMFORT | Singlezone Non-Ducted, Wall Placement | 215324743 |  | HRCU-A-CB-O | D5CLHAH36AAK | Mini-Splits | D5FLCAH36XAK |  |  |  | 12 | 21.3 | 10.6 | TRUE | TRUE | TRUE | 36600 | 30600 | 2.56 | 46200 | 2.17
215324816 | 09/16/24 | Live | CARRIER | AIRQUEST | Singlezone Non-Ducted, Wall Placement | 215324816 |  | HRCU-A-CB-O | D5CLHAH36AAK | Mini-Splits | D5FLCAH36XAK |  |  |  | 12 | 21.3 | 10.6 | TRUE | TRUE | TRUE | 36600 | 30600 | 2.56 | 46200 | 2.17
215324889 | 09/16/24 | Live | CARRIER | LPS LEGACY | Singlezone Non-Ducted, Wall Placement | 215324889 |  | HRCU-A-CB-O | D5CLHAH36AAK | Mini-Splits | D5FLCAH36XAK |  |  |  | 12 | 21.3 | 10.6 | TRUE | TRUE | TRUE | 36600 | 30600 | 2.56 | 46200 | 2.17
215324962 | 09/16/24 | Live | CARRIER | GRANDAIRE | Singlezone Non-Ducted, Wall Placement | 215324962 |  | HRCU-A-CB-O | D5CLHAH36AAK | Mini-Splits | D5FLCAH36XAK |  |  |  | 12 | 21.3 | 10.6 | TRUE | TRUE | TRUE | 36600 | 30600 | 2.56 | 46200 | 2.17
215324159 | 09/16/24 | Live | CARRIER | ARCOAIRE | Singlezone Non-Ducted, Wall Placement | 215324159 |  | HRCU-A-CB-O | D5CLHAH36AAK | Mini-Splits | D5FLCAH36XAK |  |  |  | 12 | 21.3 | 10.6 | TRUE | TRUE | TRUE | 36600 | 30600 | 2.56 | 46200 | 2.17
215324232 | 09/16/24 | Live | CARRIER | COMFORTMAKER | Singlezone Non-Ducted, Wall Placement | 215324232 |  | HRCU-A-CB-O | D5CLHAH36AAK | Mini-Splits | D5FLCAH36XAK |  |  |  | 12 | 21.3 | 10.6 | TRUE | TRUE | TRUE | 36600 | 30600 | 2.56 | 46200 | 2.17
215324524 | 09/16/24 | Live | CARRIER | KENMORE | Singlezone Non-Ducted, Wall Placement | 215324524 |  | HRCU-A-CB-O | D5CLHAH36AAK | Mini-Splits | D5FLCAH36XAK |  |  |  | 12 | 21.3 | 10.6 | TRUE | TRUE | TRUE | 36600 | 30600 | 2.56 | 46200 | 2.17
215324451 | 09/16/24 | Live | CARRIER | KEEPRITE | Singlezone Non-Ducted, Wall Placement | 215324451 |  | HRCU-A-CB-O | D5CLHAH36AAK | Mini-Splits | D5FLCAH36XAK |  |  |  | 12 | 21.3 | 10.6 | TRUE | TRUE | TRUE | 36600 | 30600 | 2.56 | 46200 | 2.17
215324670 | 09/16/24 | Live | CARRIER | TEMPSTAR | Singlezone Non-Ducted, Wall Placement | 215324670 |  | HRCU-A-CB-O | D5CLHAH36AAK | Mini-Splits | D5FLCAH36XAK |  |  |  | 12 | 21.3 | 10.6 | TRUE | TRUE | TRUE | 36600 | 30600 | 2.56 | 46200 | 2.17
215324597 | 09/16/24 | Live | CARRIER | MIDEA | Singlezone Non-Ducted, Wall Placement | 215324597 |  | HRCU-A-CB-O | D5CLHAH36AAK | Mini-Splits | D5FLCAH36XAK |  |  |  | 12 | 21.3 | 10.6 | TRUE | TRUE | TRUE | 36600 | 30600 | 2.56 | 46200 | 2.17
215324378 | 09/16/24 | Live | CARRIER | HEIL | Singlezone Non-Ducted, Wall Placement | 215324378 |  | HRCU-A-CB-O | D5CLHAH36AAK | Mini-Splits | D5FLCAH36XAK |  |  |  | 12 | 21.3 | 10.6 | TRUE | TRUE | TRUE | 36600 | 30600 | 2.56 | 46200 | 2.17
215324305 | 09/16/24 | Live | CARRIER | DAY & NIGHT | Singlezone Non-Ducted, Wall Placement | 215324305 |  | HRCU-A-CB-O | D5CLHAH36AAK | Mini-Splits | D5FLCAH36XAK |  |  |  | 12 | 21.3 | 10.6 | TRUE | TRUE | TRUE | 36600 | 30600 | 2.56 | 46200 | 2.17
215324297 | 09/16/24 | Live | CARRIER | DAY & NIGHT | Singlezone Non-Ducted, Floor Placement | 215324297 |  | HRCU-A-CB-O | D5CSRAH24AAK | Mini-Splits | D5FCFAH24XAK |  |  |  | 12.2 | 21.2 | 11.1 | TRUE | TRUE | TRUE | 24000 | 20000 | 2.56 | 20000 | 2.31
215324370 | 09/16/24 | Live | CARRIER | HEIL | Singlezone Non-Ducted, Floor Placement | 215324370 |  | HRCU-A-CB-O | D5CSRAH24AAK | Mini-Splits | D5FCFAH24XAK |  |  |  | 12.2 | 21.2 | 11.1 | TRUE | TRUE | TRUE | 24000 | 20000 | 2.56 | 20000 | 2.31
215324589 | 09/16/24 | Live | CARRIER | MIDEA | Singlezone Non-Ducted, Floor Placement | 215324589 |  | HRCU-A-CB-O | D5CSRAH24AAK | Mini-Splits | D5FCFAH24XAK |  |  |  | 12.2 | 21.2 | 11.1 | TRUE | TRUE | TRUE | 24000 | 20000 | 2.56 | 20000 | 2.31
215324735 | 09/16/24 | Live | CARRIER | SMART COMFORT | Singlezone Non-Ducted, Floor Placement | 215324735 |  | HRCU-A-CB-O | D5CSRAH24AAK | Mini-Splits | D5FCFAH24XAK |  |  |  | 12.2 | 21.2 | 11.1 | TRUE | TRUE | TRUE | 24000 | 20000 | 2.56 | 20000 | 2.31
215324662 | 09/16/24 | Live | CARRIER | TEMPSTAR | Singlezone Non-Ducted, Floor Placement | 215324662 |  | HRCU-A-CB-O | D5CSRAH24AAK | Mini-Splits | D5FCFAH24XAK |  |  |  | 12.2 | 21.2 | 11.1 | TRUE | TRUE | TRUE | 24000 | 20000 | 2.56 | 20000 | 2.31
215324443 | 09/16/24 | Live | CARRIER | KEEPRITE | Singlezone Non-Ducted, Floor Placement | 215324443 |  | HRCU-A-CB-O | D5CSRAH24AAK | Mini-Splits | D5FCFAH24XAK |  |  |  | 12.2 | 21.2 | 11.1 | TRUE | TRUE | TRUE | 24000 | 20000 | 2.56 | 20000 | 2.31
215324516 | 09/16/24 | Live | CARRIER | KENMORE | Singlezone Non-Ducted, Floor Placement | 215324516 |  | HRCU-A-CB-O | D5CSRAH24AAK | Mini-Splits | D5FCFAH24XAK |  |  |  | 12.2 | 21.2 | 11.1 | TRUE | TRUE | TRUE | 24000 | 20000 | 2.56 | 20000 | 2.31
215324224 | 09/16/24 | Live | CARRIER | COMFORTMAKER | Singlezone Non-Ducted, Floor Placement | 215324224 |  | HRCU-A-CB-O | D5CSRAH24AAK | Mini-Splits | D5FCFAH24XAK |  |  |  | 12.2 | 21.2 | 11.1 | TRUE | TRUE | TRUE | 24000 | 20000 | 2.56 | 20000 | 2.31
215324954 | 09/16/24 | Live | CARRIER | GRANDAIRE | Singlezone Non-Ducted, Floor Placement | 215324954 |  | HRCU-A-CB-O | D5CSRAH24AAK | Mini-Splits | D5FCFAH24XAK |  |  |  | 12.2 | 21.2 | 11.1 | TRUE | TRUE | TRUE | 24000 | 20000 | 2.56 | 20000 | 2.31
215324881 | 09/16/24 | Live | CARRIER | LPS LEGACY | Singlezone Non-Ducted, Floor Placement | 215324881 |  | HRCU-A-CB-O | D5CSRAH24AAK | Mini-Splits | D5FCFAH24XAK |  |  |  | 12.2 | 21.2 | 11.1 | TRUE | TRUE | TRUE | 24000 | 20000 | 2.56 | 20000 | 2.31
215324808 | 09/16/24 | Live | CARRIER | AIRQUEST | Singlezone Non-Ducted, Floor Placement | 215324808 |  | HRCU-A-CB-O | D5CSRAH24AAK | Mini-Splits | D5FCFAH24XAK |  |  |  | 12.2 | 21.2 | 11.1 | TRUE | TRUE | TRUE | 24000 | 20000 | 2.56 | 20000 | 2.31
215324807 | 09/16/24 | Live | CARRIER | AIRQUEST | Singlezone Non-Ducted, Wall Placement | 215324807 |  | HRCU-A-CB-O | D5CSRAH24AAK | Mini-Splits | D5FSCAH24XAK |  |  |  | 12 | 22.1 | 10.5 | TRUE | TRUE | TRUE | 24000 | 20400 | 2.73 | 20500 | 2.55
215324880 | 09/16/24 | Live | CARRIER | LPS LEGACY | Singlezone Non-Ducted, Wall Placement | 215324880 |  | HRCU-A-CB-O | D5CSRAH24AAK | Mini-Splits | D5FSCAH24XAK |  |  |  | 12 | 22.1 | 10.5 | TRUE | TRUE | TRUE | 24000 | 20400 | 2.73 | 20500 | 2.55
215324953 | 09/16/24 | Live | CARRIER | GRANDAIRE | Singlezone Non-Ducted, Wall Placement | 215324953 |  | HRCU-A-CB-O | D5CSRAH24AAK | Mini-Splits | D5FSCAH24XAK |  |  |  | 12 | 22.1 | 10.5 | TRUE | TRUE | TRUE | 24000 | 20400 | 2.73 | 20500 | 2.55
215324223 | 09/16/24 | Live | CARRIER | COMFORTMAKER | Singlezone Non-Ducted, Wall Placement | 215324223 |  | HRCU-A-CB-O | D5CSRAH24AAK | Mini-Splits | D5FSCAH24XAK |  |  |  | 12 | 22.1 | 10.5 | TRUE | TRUE | TRUE | 24000 | 20400 | 2.73 | 20500 | 2.55
215324515 | 09/16/24 | Live | CARRIER | KENMORE | Singlezone Non-Ducted, Wall Placement | 215324515 |  | HRCU-A-CB-O | D5CSRAH24AAK | Mini-Splits | D5FSCAH24XAK |  |  |  | 12 | 22.1 | 10.5 | TRUE | TRUE | TRUE | 24000 | 20400 | 2.73 | 20500 | 2.55
215324442 | 09/16/24 | Live | CARRIER | KEEPRITE | Singlezone Non-Ducted, Wall Placement | 215324442 |  | HRCU-A-CB-O | D5CSRAH24AAK | Mini-Splits | D5FSCAH24XAK |  |  |  | 12 | 22.1 | 10.5 | TRUE | TRUE | TRUE | 24000 | 20400 | 2.73 | 20500 | 2.55
215324661 | 09/16/24 | Live | CARRIER | TEMPSTAR | Singlezone Non-Ducted, Wall Placement | 215324661 |  | HRCU-A-CB-O | D5CSRAH24AAK | Mini-Splits | D5FSCAH24XAK |  |  |  | 12 | 22.1 | 10.5 | TRUE | TRUE | TRUE | 24000 | 20400 | 2.73 | 20500 | 2.55
215324734 | 09/16/24 | Live | CARRIER | SMART COMFORT | Singlezone Non-Ducted, Wall Placement | 215324734 |  | HRCU-A-CB-O | D5CSRAH24AAK | Mini-Splits | D5FSCAH24XAK |  |  |  | 12 | 22.1 | 10.5 | TRUE | TRUE | TRUE | 24000 | 20400 | 2.73 | 20500 | 2.55
215324588 | 09/16/24 | Live | CARRIER | MIDEA | Singlezone Non-Ducted, Wall Placement | 215324588 |  | HRCU-A-CB-O | D5CSRAH24AAK | Mini-Splits | D5FSCAH24XAK |  |  |  | 12 | 22.1 | 10.5 | TRUE | TRUE | TRUE | 24000 | 20400 | 2.73 | 20500 | 2.55
215324369 | 09/16/24 | Live | CARRIER | HEIL | Singlezone Non-Ducted, Wall Placement | 215324369 |  | HRCU-A-CB-O | D5CSRAH24AAK | Mini-Splits | D5FSCAH24XAK |  |  |  | 12 | 22.1 | 10.5 | TRUE | TRUE | TRUE | 24000 | 20400 | 2.73 | 20500 | 2.55
215324296 | 09/16/24 | Live | CARRIER | DAY & NIGHT | Singlezone Non-Ducted, Wall Placement | 215324296 |  | HRCU-A-CB-O | D5CSRAH24AAK | Mini-Splits | D5FSCAH24XAK |  |  |  | 12 | 22.1 | 10.5 | TRUE | TRUE | TRUE | 24000 | 20400 | 2.73 | 20500 | 2.55
215324292 | 09/16/24 | Live | CARRIER | DAY & NIGHT | Singlezone Non-Ducted, Floor Placement | 215324292 |  | HRCU-A-CB-O | D5CSRAH18AAK | Mini-Splits | D5FCFAH18XAK |  |  |  | 12.5 | 22.4 | 10.4 | TRUE | TRUE | TRUE | 18000 | 13700 | 2.51 | 15100 | 2.38
215324365 | 09/16/24 | Live | CARRIER | HEIL | Singlezone Non-Ducted, Floor Placement | 215324365 |  | HRCU-A-CB-O | D5CSRAH18AAK | Mini-Splits | D5FCFAH18XAK |  |  |  | 12.5 | 22.4 | 10.4 | TRUE | TRUE | TRUE | 18000 | 13700 | 2.51 | 15100 | 2.38
215324584 | 09/16/24 | Live | CARRIER | MIDEA | Singlezone Non-Ducted, Floor Placement | 215324584 |  | HRCU-A-CB-O | D5CSRAH18AAK | Mini-Splits | D5FCFAH18XAK |  |  |  | 12.5 | 22.4 | 10.4 | TRUE | TRUE | TRUE | 18000 | 13700 | 2.51 | 15100 | 2.38
215324657 | 09/16/24 | Live | CARRIER | TEMPSTAR | Singlezone Non-Ducted, Floor Placement | 215324657 |  | HRCU-A-CB-O | D5CSRAH18AAK | Mini-Splits | D5FCFAH18XAK |  |  |  | 12.5 | 22.4 | 10.4 | TRUE | TRUE | TRUE | 18000 | 13700 | 2.51 | 15100 | 2.38
215324730 | 09/16/24 | Live | CARRIER | SMART COMFORT | Singlezone Non-Ducted, Floor Placement | 215324730 |  | HRCU-A-CB-O | D5CSRAH18AAK | Mini-Splits | D5FCFAH18XAK |  |  |  | 12.5 | 22.4 | 10.4 | TRUE | TRUE | TRUE | 18000 | 13700 | 2.51 | 15100 | 2.38
215324438 | 09/16/24 | Live | CARRIER | KEEPRITE | Singlezone Non-Ducted, Floor Placement | 215324438 |  | HRCU-A-CB-O | D5CSRAH18AAK | Mini-Splits | D5FCFAH18XAK |  |  |  | 12.5 | 22.4 | 10.4 | TRUE | TRUE | TRUE | 18000 | 13700 | 2.51 | 15100 | 2.38
215324511 | 09/16/24 | Live | CARRIER | KENMORE | Singlezone Non-Ducted, Floor Placement | 215324511 |  | HRCU-A-CB-O | D5CSRAH18AAK | Mini-Splits | D5FCFAH18XAK |  |  |  | 12.5 | 22.4 | 10.4 | TRUE | TRUE | TRUE | 18000 | 13700 | 2.51 | 15100 | 2.38
215324219 | 09/16/24 | Live | CARRIER | COMFORTMAKER | Singlezone Non-Ducted, Floor Placement | 215324219 |  | HRCU-A-CB-O | D5CSRAH18AAK | Mini-Splits | D5FCFAH18XAK |  |  |  | 12.5 | 22.4 | 10.4 | TRUE | TRUE | TRUE | 18000 | 13700 | 2.51 | 15100 | 2.38
215324949 | 09/16/24 | Live | CARRIER | GRANDAIRE | Singlezone Non-Ducted, Floor Placement | 215324949 |  | HRCU-A-CB-O | D5CSRAH18AAK | Mini-Splits | D5FCFAH18XAK |  |  |  | 12.5 | 22.4 | 10.4 | TRUE | TRUE | TRUE | 18000 | 13700 | 2.51 | 15100 | 2.38
215324803 | 09/16/24 | Live | CARRIER | AIRQUEST | Singlezone Non-Ducted, Floor Placement | 215324803 |  | HRCU-A-CB-O | D5CSRAH18AAK | Mini-Splits | D5FCFAH18XAK |  |  |  | 12.5 | 22.4 | 10.4 | TRUE | TRUE | TRUE | 18000 | 13700 | 2.51 | 15100 | 2.38
215324876 | 09/16/24 | Live | CARRIER | LPS LEGACY | Singlezone Non-Ducted, Floor Placement | 215324876 |  | HRCU-A-CB-O | D5CSRAH18AAK | Mini-Splits | D5FCFAH18XAK |  |  |  | 12.5 | 22.4 | 10.4 | TRUE | TRUE | TRUE | 18000 | 13700 | 2.51 | 15100 | 2.38
215324856 | 09/16/24 | Live | CARRIER | LPS LEGACY | Singlezone Non-Ducted, Floor Placement | 215324856 |  | HRCU-A-CB-O | D5CSHAH24AAK | Mini-Splits | D5FCFAH24XAK |  |  |  | 12 | 20.5 | 12.1 | TRUE | TRUE | TRUE | 22000 | 20200 | 2.74 | 23300 | 2.38
215324783 | 09/16/24 | Live | CARRIER | AIRQUEST | Singlezone Non-Ducted, Floor Placement | 215324783 |  | HRCU-A-CB-O | D5CSHAH24AAK | Mini-Splits | D5FCFAH24XAK |  |  |  | 12 | 20.5 | 12.1 | TRUE | TRUE | TRUE | 22000 | 20200 | 2.74 | 23300 | 2.38
215324929 | 09/16/24 | Live | CARRIER | GRANDAIRE | Singlezone Non-Ducted, Floor Placement | 215324929 |  | HRCU-A-CB-O | D5CSHAH24AAK | Mini-Splits | D5FCFAH24XAK |  |  |  | 12 | 20.5 | 12.1 | TRUE | TRUE | TRUE | 22000 | 20200 | 2.74 | 23300 | 2.38
215324272 | 09/16/24 | Live | CARRIER | DAY & NIGHT | Singlezone Non-Ducted, Floor Placement | 215324272 |  | HRCU-A-CB-O | D5CSHAH24AAK | Mini-Splits | D5FCFAH24XAK |  |  |  | 12 | 20.5 | 12.1 | TRUE | TRUE | TRUE | 22000 | 20200 | 2.74 | 23300 | 2.38
215324199 | 09/16/24 | Live | CARRIER | COMFORTMAKER | Singlezone Non-Ducted, Floor Placement | 215324199 |  | HRCU-A-CB-O | D5CSHAH24AAK | Mini-Splits | D5FCFAH24XAK |  |  |  | 12 | 20.5 | 12.1 | TRUE | TRUE | TRUE | 22000 | 20200 | 2.74 | 23300 | 2.38
215324564 | 09/16/24 | Live | CARRIER | MIDEA | Singlezone Non-Ducted, Floor Placement | 215324564 |  | HRCU-A-CB-O | D5CSHAH24AAK | Mini-Splits | D5FCFAH24XAK |  |  |  | 12 | 20.5 | 12.1 | TRUE | TRUE | TRUE | 22000 | 20200 | 2.74 | 23300 | 2.38
215324491 | 09/16/24 | Live | CARRIER | KENMORE | Singlezone Non-Ducted, Floor Placement | 215324491 |  | HRCU-A-CB-O | D5CSHAH24AAK | Mini-Splits | D5FCFAH24XAK |  |  |  | 12 | 20.5 | 12.1 | TRUE | TRUE | TRUE | 22000 | 20200 | 2.74 | 23300 | 2.38
215324418 | 09/16/24 | Live | CARRIER | KEEPRITE | Singlezone Non-Ducted, Floor Placement | 215324418 |  | HRCU-A-CB-O | D5CSHAH24AAK | Mini-Splits | D5FCFAH24XAK |  |  |  | 12 | 20.5 | 12.1 | TRUE | TRUE | TRUE | 22000 | 20200 | 2.74 | 23300 | 2.38
215324710 | 09/16/24 | Live | CARRIER | SMART COMFORT | Singlezone Non-Ducted, Floor Placement | 215324710 |  | HRCU-A-CB-O | D5CSHAH24AAK | Mini-Splits | D5FCFAH24XAK |  |  |  | 12 | 20.5 | 12.1 | TRUE | TRUE | TRUE | 22000 | 20200 | 2.74 | 23300 | 2.38
215324637 | 09/16/24 | Live | CARRIER | TEMPSTAR | Singlezone Non-Ducted, Floor Placement | 215324637 |  | HRCU-A-CB-O | D5CSHAH24AAK | Mini-Splits | D5FCFAH24XAK |  |  |  | 12 | 20.5 | 12.1 | TRUE | TRUE | TRUE | 22000 | 20200 | 2.74 | 23300 | 2.38
215324345 | 09/16/24 | Live | CARRIER | HEIL | Singlezone Non-Ducted, Floor Placement | 215324345 |  | HRCU-A-CB-O | D5CSHAH24AAK | Mini-Splits | D5FCFAH24XAK |  |  |  | 12 | 20.5 | 12.1 | TRUE | TRUE | TRUE | 22000 | 20200 | 2.74 | 23300 | 2.38
215324851 | 09/16/24 | Live | CARRIER | LPS LEGACY | Singlezone Non-Ducted, Floor Placement | 215324851 |  | HRCU-A-CB-O | D5CSHAH18AAK | Mini-Splits | D5FCFAH18XAK |  |  |  | 12.6 | 20.5 | 10.3 | TRUE | TRUE | TRUE | 17000 | 14400 | 2.54 | 20200 | 2.24
215324778 | 09/16/24 | Live | CARRIER | AIRQUEST | Singlezone Non-Ducted, Floor Placement | 215324778 |  | HRCU-A-CB-O | D5CSHAH18AAK | Mini-Splits | D5FCFAH18XAK |  |  |  | 12.6 | 20.5 | 10.3 | TRUE | TRUE | TRUE | 17000 | 14400 | 2.54 | 20200 | 2.24
215324924 | 09/16/24 | Live | CARRIER | GRANDAIRE | Singlezone Non-Ducted, Floor Placement | 215324924 |  | HRCU-A-CB-O | D5CSHAH18AAK | Mini-Splits | D5FCFAH18XAK |  |  |  | 12.6 | 20.5 | 10.3 | TRUE | TRUE | TRUE | 17000 | 14400 | 2.54 | 20200 | 2.24
215324267 | 09/16/24 | Live | CARRIER | DAY & NIGHT | Singlezone Non-Ducted, Floor Placement | 215324267 |  | HRCU-A-CB-O | D5CSHAH18AAK | Mini-Splits | D5FCFAH18XAK |  |  |  | 12.6 | 20.5 | 10.3 | TRUE | TRUE | TRUE | 17000 | 14400 | 2.54 | 20200 | 2.24
215324194 | 09/16/24 | Live | CARRIER | COMFORTMAKER | Singlezone Non-Ducted, Floor Placement | 215324194 |  | HRCU-A-CB-O | D5CSHAH18AAK | Mini-Splits | D5FCFAH18XAK |  |  |  | 12.6 | 20.5 | 10.3 | TRUE | TRUE | TRUE | 17000 | 14400 | 2.54 | 20200 | 2.24
215324559 | 09/16/24 | Live | CARRIER | MIDEA | Singlezone Non-Ducted, Floor Placement | 215324559 |  | HRCU-A-CB-O | D5CSHAH18AAK | Mini-Splits | D5FCFAH18XAK |  |  |  | 12.6 | 20.5 | 10.3 | TRUE | TRUE | TRUE | 17000 | 14400 | 2.54 | 20200 | 2.24
215324486 | 09/16/24 | Live | CARRIER | KENMORE | Singlezone Non-Ducted, Floor Placement | 215324486 |  | HRCU-A-CB-O | D5CSHAH18AAK | Mini-Splits | D5FCFAH18XAK |  |  |  | 12.6 | 20.5 | 10.3 | TRUE | TRUE | TRUE | 17000 | 14400 | 2.54 | 20200 | 2.24
215324705 | 09/16/24 | Live | CARRIER | SMART COMFORT | Singlezone Non-Ducted, Floor Placement | 215324705 |  | HRCU-A-CB-O | D5CSHAH18AAK | Mini-Splits | D5FCFAH18XAK |  |  |  | 12.6 | 20.5 | 10.3 | TRUE | TRUE | TRUE | 17000 | 14400 | 2.54 | 20200 | 2.24
215324632 | 09/16/24 | Live | CARRIER | TEMPSTAR | Singlezone Non-Ducted, Floor Placement | 215324632 |  | HRCU-A-CB-O | D5CSHAH18AAK | Mini-Splits | D5FCFAH18XAK |  |  |  | 12.6 | 20.5 | 10.3 | TRUE | TRUE | TRUE | 17000 | 14400 | 2.54 | 20200 | 2.24
215324340 | 09/16/24 | Live | CARRIER | HEIL | Singlezone Non-Ducted, Floor Placement | 215324340 |  | HRCU-A-CB-O | D5CSHAH18AAK | Mini-Splits | D5FCFAH18XAK |  |  |  | 12.6 | 20.5 | 10.3 | TRUE | TRUE | TRUE | 17000 | 14400 | 2.54 | 20200 | 2.24
215324413 | 09/16/24 | Live | CARRIER | KEEPRITE | Singlezone Non-Ducted, Floor Placement | 215324413 |  | HRCU-A-CB-O | D5CSHAH18AAK | Mini-Splits | D5FCFAH18XAK |  |  |  | 12.6 | 20.5 | 10.3 | TRUE | TRUE | TRUE | 17000 | 14400 | 2.54 | 20200 | 2.24
215324320 | 09/16/24 | Live | CARRIER | DAY & NIGHT | Singlezone Ducted, Compact Ducted | 215324320 |  | HRCU-A-CB | D5CLRAH58AAK | Mini-Splits | D5FLDAH58XHK |  |  |  | 10 | 17 | 9.8 | FALSE | FALSE | TRUE | 58000 | 40000 | 2.66 | 41500 | 2.45
215324393 | 09/16/24 | Live | CARRIER | HEIL | Singlezone Ducted, Compact Ducted | 215324393 |  | HRCU-A-CB | D5CLRAH58AAK | Mini-Splits | D5FLDAH58XHK |  |  |  | 10 | 17 | 9.8 | FALSE | FALSE | TRUE | 58000 | 40000 | 2.66 | 41500 | 2.45
215324612 | 09/16/24 | Live | CARRIER | MIDEA | Singlezone Ducted, Compact Ducted | 215324612 |  | HRCU-A-CB | D5CLRAH58AAK | Mini-Splits | D5FLDAH58XHK |  |  |  | 10 | 17 | 9.8 | FALSE | FALSE | TRUE | 58000 | 40000 | 2.66 | 41500 | 2.45
215324685 | 09/16/24 | Live | CARRIER | TEMPSTAR | Singlezone Ducted, Compact Ducted | 215324685 |  | HRCU-A-CB | D5CLRAH58AAK | Mini-Splits | D5FLDAH58XHK |  |  |  | 10 | 17 | 9.8 | FALSE | FALSE | TRUE | 58000 | 40000 | 2.66 | 41500 | 2.45
215324466 | 09/16/24 | Live | CARRIER | KEEPRITE | Singlezone Ducted, Compact Ducted | 215324466 |  | HRCU-A-CB | D5CLRAH58AAK | Mini-Splits | D5FLDAH58XHK |  |  |  | 10 | 17 | 9.8 | FALSE | FALSE | TRUE | 58000 | 40000 | 2.66 | 41500 | 2.45
215324539 | 09/16/24 | Live | CARRIER | KENMORE | Singlezone Ducted, Compact Ducted | 215324539 |  | HRCU-A-CB | D5CLRAH58AAK | Mini-Splits | D5FLDAH58XHK |  |  |  | 10 | 17 | 9.8 | FALSE | FALSE | TRUE | 58000 | 40000 | 2.66 | 41500 | 2.45
215324174 | 09/16/24 | Live | CARRIER | ARCOAIRE | Singlezone Ducted, Compact Ducted | 215324174 |  | HRCU-A-CB | D5CLRAH58AAK | Mini-Splits | D5FLDAH58XHK |  |  |  | 10 | 17 | 9.8 | FALSE | FALSE | TRUE | 58000 | 40000 | 2.66 | 41500 | 2.45
215324247 | 09/16/24 | Live | CARRIER | COMFORTMAKER | Singlezone Ducted, Compact Ducted | 215324247 |  | HRCU-A-CB | D5CLRAH58AAK | Mini-Splits | D5FLDAH58XHK |  |  |  | 10 | 17 | 9.8 | FALSE | FALSE | TRUE | 58000 | 40000 | 2.66 | 41500 | 2.45
215324977 | 09/16/24 | Live | CARRIER | GRANDAIRE | Singlezone Ducted, Compact Ducted | 215324977 |  | HRCU-A-CB | D5CLRAH58AAK | Mini-Splits | D5FLDAH58XHK |  |  |  | 10 | 17 | 9.8 | FALSE | FALSE | TRUE | 58000 | 40000 | 2.66 | 41500 | 2.45
215324904 | 09/16/24 | Live | CARRIER | LPS LEGACY | Singlezone Ducted, Compact Ducted | 215324904 |  | HRCU-A-CB | D5CLRAH58AAK | Mini-Splits | D5FLDAH58XHK |  |  |  | 10 | 17 | 9.8 | FALSE | FALSE | TRUE | 58000 | 40000 | 2.66 | 41500 | 2.45
215324758 | 09/16/24 | Live | CARRIER | SMART COMFORT | Singlezone Ducted, Compact Ducted | 215324758 |  | HRCU-A-CB | D5CLRAH58AAK | Mini-Splits | D5FLDAH58XHK |  |  |  | 10 | 17 | 9.8 | FALSE | FALSE | TRUE | 58000 | 40000 | 2.66 | 41500 | 2.45
215324831 | 09/16/24 | Live | CARRIER | AIRQUEST | Singlezone Ducted, Compact Ducted | 215324831 |  | HRCU-A-CB | D5CLRAH58AAK | Mini-Splits | D5FLDAH58XHK |  |  |  | 10 | 17 | 9.8 | FALSE | FALSE | TRUE | 58000 | 40000 | 2.66 | 41500 | 2.45
215324830 | 09/16/24 | Live | CARRIER | AIRQUEST | Singlezone Non-Ducted, Floor Placement | 215324830 |  | HRCU-A-CB-O | D5CLRAH58AAK | Mini-Splits | D5FCFAH58XAK |  |  |  | 9.6 | 19.5 | 9.5 | FALSE | FALSE | TRUE | 54000 | 37200 | 2.53 | 45300 | 2.22
215324757 | 09/16/24 | Live | CARRIER | SMART COMFORT | Singlezone Non-Ducted, Floor Placement | 215324757 |  | HRCU-A-CB-O | D5CLRAH58AAK | Mini-Splits | D5FCFAH58XAK |  |  |  | 9.6 | 19.5 | 9.5 | FALSE | FALSE | TRUE | 54000 | 37200 | 2.53 | 45300 | 2.22
215324903 | 09/16/24 | Live | CARRIER | LPS LEGACY | Singlezone Non-Ducted, Floor Placement | 215324903 |  | HRCU-A-CB-O | D5CLRAH58AAK | Mini-Splits | D5FCFAH58XAK |  |  |  | 9.6 | 19.5 | 9.5 | FALSE | FALSE | TRUE | 54000 | 37200 | 2.53 | 45300 | 2.22
215324976 | 09/16/24 | Live | CARRIER | GRANDAIRE | Singlezone Non-Ducted, Floor Placement | 215324976 |  | HRCU-A-CB-O | D5CLRAH58AAK | Mini-Splits | D5FCFAH58XAK |  |  |  | 9.6 | 19.5 | 9.5 | FALSE | FALSE | TRUE | 54000 | 37200 | 2.53 | 45300 | 2.22
215324246 | 09/16/24 | Live | CARRIER | COMFORTMAKER | Singlezone Non-Ducted, Floor Placement | 215324246 |  | HRCU-A-CB-O | D5CLRAH58AAK | Mini-Splits | D5FCFAH58XAK |  |  |  | 9.6 | 19.5 | 9.5 | FALSE | FALSE | TRUE | 54000 | 37200 | 2.53 | 45300 | 2.22
215324173 | 09/16/24 | Live | CARRIER | ARCOAIRE | Singlezone Non-Ducted, Floor Placement | 215324173 |  | HRCU-A-CB-O | D5CLRAH58AAK | Mini-Splits | D5FCFAH58XAK |  |  |  | 9.6 | 19.5 | 9.5 | FALSE | FALSE | TRUE | 54000 | 37200 | 2.53 | 45300 | 2.22
215324538 | 09/16/24 | Live | CARRIER | KENMORE | Singlezone Non-Ducted, Floor Placement | 215324538 |  | HRCU-A-CB-O | D5CLRAH58AAK | Mini-Splits | D5FCFAH58XAK |  |  |  | 9.6 | 19.5 | 9.5 | FALSE | FALSE | TRUE | 54000 | 37200 | 2.53 | 45300 | 2.22
215324465 | 09/16/24 | Live | CARRIER | KEEPRITE | Singlezone Non-Ducted, Floor Placement | 215324465 |  | HRCU-A-CB-O | D5CLRAH58AAK | Mini-Splits | D5FCFAH58XAK |  |  |  | 9.6 | 19.5 | 9.5 | FALSE | FALSE | TRUE | 54000 | 37200 | 2.53 | 45300 | 2.22
215324684 | 09/16/24 | Live | CARRIER | TEMPSTAR | Singlezone Non-Ducted, Floor Placement | 215324684 |  | HRCU-A-CB-O | D5CLRAH58AAK | Mini-Splits | D5FCFAH58XAK |  |  |  | 9.6 | 19.5 | 9.5 | FALSE | FALSE | TRUE | 54000 | 37200 | 2.53 | 45300 | 2.22
215324611 | 09/16/24 | Live | CARRIER | MIDEA | Singlezone Non-Ducted, Floor Placement | 215324611 |  | HRCU-A-CB-O | D5CLRAH58AAK | Mini-Splits | D5FCFAH58XAK |  |  |  | 9.6 | 19.5 | 9.5 | FALSE | FALSE | TRUE | 54000 | 37200 | 2.53 | 45300 | 2.22
215324392 | 09/16/24 | Live | CARRIER | HEIL | Singlezone Non-Ducted, Floor Placement | 215324392 |  | HRCU-A-CB-O | D5CLRAH58AAK | Mini-Splits | D5FCFAH58XAK |  |  |  | 9.6 | 19.5 | 9.5 | FALSE | FALSE | TRUE | 54000 | 37200 | 2.53 | 45300 | 2.22
215324319 | 09/16/24 | Live | CARRIER | DAY & NIGHT | Singlezone Non-Ducted, Floor Placement | 215324319 |  | HRCU-A-CB-O | D5CLRAH58AAK | Mini-Splits | D5FCFAH58XAK |  |  |  | 9.6 | 19.5 | 9.5 | FALSE | FALSE | TRUE | 54000 | 37200 | 2.53 | 45300 | 2.22
215324318 | 09/16/24 | Live | CARRIER | DAY & NIGHT | Singlezone Ducted, Compact Ducted | 215324318 |  | HRCU-A-CB | D5CLRAH48AAK | Mini-Splits | D5FLDAH48XHK |  |  |  | 10 | 17.2 | 9.8 | TRUE | TRUE | TRUE | 48000 | 39000 | 2.48 | 46500 | 2.35
215324391 | 09/16/24 | Live | CARRIER | HEIL | Singlezone Ducted, Compact Ducted | 215324391 |  | HRCU-A-CB | D5CLRAH48AAK | Mini-Splits | D5FLDAH48XHK |  |  |  | 10 | 17.2 | 9.8 | TRUE | TRUE | TRUE | 48000 | 39000 | 2.48 | 46500 | 2.35
215324610 | 09/16/24 | Live | CARRIER | MIDEA | Singlezone Ducted, Compact Ducted | 215324610 |  | HRCU-A-CB | D5CLRAH48AAK | Mini-Splits | D5FLDAH48XHK |  |  |  | 10 | 17.2 | 9.8 | TRUE | TRUE | TRUE | 48000 | 39000 | 2.48 | 46500 | 2.35
215324683 | 09/16/24 | Live | CARRIER | TEMPSTAR | Singlezone Ducted, Compact Ducted | 215324683 |  | HRCU-A-CB | D5CLRAH48AAK | Mini-Splits | D5FLDAH48XHK |  |  |  | 10 | 17.2 | 9.8 | TRUE | TRUE | TRUE | 48000 | 39000 | 2.48 | 46500 | 2.35
215324464 | 09/16/24 | Live | CARRIER | KEEPRITE | Singlezone Ducted, Compact Ducted | 215324464 |  | HRCU-A-CB | D5CLRAH48AAK | Mini-Splits | D5FLDAH48XHK |  |  |  | 10 | 17.2 | 9.8 | TRUE | TRUE | TRUE | 48000 | 39000 | 2.48 | 46500 | 2.35
215324537 | 09/16/24 | Live | CARRIER | KENMORE | Singlezone Ducted, Compact Ducted | 215324537 |  | HRCU-A-CB | D5CLRAH48AAK | Mini-Splits | D5FLDAH48XHK |  |  |  | 10 | 17.2 | 9.8 | TRUE | TRUE | TRUE | 48000 | 39000 | 2.48 | 46500 | 2.35
215324172 | 09/16/24 | Live | CARRIER | ARCOAIRE | Singlezone Ducted, Compact Ducted | 215324172 |  | HRCU-A-CB | D5CLRAH48AAK | Mini-Splits | D5FLDAH48XHK |  |  |  | 10 | 17.2 | 9.8 | TRUE | TRUE | TRUE | 48000 | 39000 | 2.48 | 46500 | 2.35
215324245 | 09/16/24 | Live | CARRIER | COMFORTMAKER | Singlezone Ducted, Compact Ducted | 215324245 |  | HRCU-A-CB | D5CLRAH48AAK | Mini-Splits | D5FLDAH48XHK |  |  |  | 10 | 17.2 | 9.8 | TRUE | TRUE | TRUE | 48000 | 39000 | 2.48 | 46500 | 2.35
215324975 | 09/16/24 | Live | CARRIER | GRANDAIRE | Singlezone Ducted, Compact Ducted | 215324975 |  | HRCU-A-CB | D5CLRAH48AAK | Mini-Splits | D5FLDAH48XHK |  |  |  | 10 | 17.2 | 9.8 | TRUE | TRUE | TRUE | 48000 | 39000 | 2.48 | 46500 | 2.35
215324902 | 09/16/24 | Live | CARRIER | LPS LEGACY | Singlezone Ducted, Compact Ducted | 215324902 |  | HRCU-A-CB | D5CLRAH48AAK | Mini-Splits | D5FLDAH48XHK |  |  |  | 10 | 17.2 | 9.8 | TRUE | TRUE | TRUE | 48000 | 39000 | 2.48 | 46500 | 2.35
215324756 | 09/16/24 | Live | CARRIER | SMART COMFORT | Singlezone Ducted, Compact Ducted | 215324756 |  | HRCU-A-CB | D5CLRAH48AAK | Mini-Splits | D5FLDAH48XHK |  |  |  | 10 | 17.2 | 9.8 | TRUE | TRUE | TRUE | 48000 | 39000 | 2.48 | 46500 | 2.35
215324829 | 09/16/24 | Live | CARRIER | AIRQUEST | Singlezone Ducted, Compact Ducted | 215324829 |  | HRCU-A-CB | D5CLRAH48AAK | Mini-Splits | D5FLDAH48XHK |  |  |  | 10 | 17.2 | 9.8 | TRUE | TRUE | TRUE | 48000 | 39000 | 2.48 | 46500 | 2.35
215324826 | 09/16/24 | Live | CARRIER | AIRQUEST | Singlezone Ducted, Compact Ducted | 215324826 |  | HRCU-A-CB | D5CLRAH36AAK | Mini-Splits | D5FLDAH36XHK |  |  |  | 10.2 | 18.8 | 10.2 | FALSE | FALSE | TRUE | 36000 | 27400 | 2.73 | 31000 | 2.39
215324753 | 09/16/24 | Live | CARRIER | SMART COMFORT | Singlezone Ducted, Compact Ducted | 215324753 |  | HRCU-A-CB | D5CLRAH36AAK | Mini-Splits | D5FLDAH36XHK |  |  |  | 10.2 | 18.8 | 10.2 | FALSE | FALSE | TRUE | 36000 | 27400 | 2.73 | 31000 | 2.39
215324899 | 09/16/24 | Live | CARRIER | LPS LEGACY | Singlezone Ducted, Compact Ducted | 215324899 |  | HRCU-A-CB | D5CLRAH36AAK | Mini-Splits | D5FLDAH36XHK |  |  |  | 10.2 | 18.8 | 10.2 | FALSE | FALSE | TRUE | 36000 | 27400 | 2.73 | 31000 | 2.39
215324972 | 09/16/24 | Live | CARRIER | GRANDAIRE | Singlezone Ducted, Compact Ducted | 215324972 |  | HRCU-A-CB | D5CLRAH36AAK | Mini-Splits | D5FLDAH36XHK |  |  |  | 10.2 | 18.8 | 10.2 | FALSE | FALSE | TRUE | 36000 | 27400 | 2.73 | 31000 | 2.39
215324242 | 09/16/24 | Live | CARRIER | COMFORTMAKER | Singlezone Ducted, Compact Ducted | 215324242 |  | HRCU-A-CB | D5CLRAH36AAK | Mini-Splits | D5FLDAH36XHK |  |  |  | 10.2 | 18.8 | 10.2 | FALSE | FALSE | TRUE | 36000 | 27400 | 2.73 | 31000 | 2.39
215324169 | 09/16/24 | Live | CARRIER | ARCOAIRE | Singlezone Ducted, Compact Ducted | 215324169 |  | HRCU-A-CB | D5CLRAH36AAK | Mini-Splits | D5FLDAH36XHK |  |  |  | 10.2 | 18.8 | 10.2 | FALSE | FALSE | TRUE | 36000 | 27400 | 2.73 | 31000 | 2.39
215324534 | 09/16/24 | Live | CARRIER | KENMORE | Singlezone Ducted, Compact Ducted | 215324534 |  | HRCU-A-CB | D5CLRAH36AAK | Mini-Splits | D5FLDAH36XHK |  |  |  | 10.2 | 18.8 | 10.2 | FALSE | FALSE | TRUE | 36000 | 27400 | 2.73 | 31000 | 2.39
215324461 | 09/16/24 | Live | CARRIER | KEEPRITE | Singlezone Ducted, Compact Ducted | 215324461 |  | HRCU-A-CB | D5CLRAH36AAK | Mini-Splits | D5FLDAH36XHK |  |  |  | 10.2 | 18.8 | 10.2 | FALSE | FALSE | TRUE | 36000 | 27400 | 2.73 | 31000 | 2.39
215324680 | 09/16/24 | Live | CARRIER | TEMPSTAR | Singlezone Ducted, Compact Ducted | 215324680 |  | HRCU-A-CB | D5CLRAH36AAK | Mini-Splits | D5FLDAH36XHK |  |  |  | 10.2 | 18.8 | 10.2 | FALSE | FALSE | TRUE | 36000 | 27400 | 2.73 | 31000 | 2.39
215324607 | 09/16/24 | Live | CARRIER | MIDEA | Singlezone Ducted, Compact Ducted | 215324607 |  | HRCU-A-CB | D5CLRAH36AAK | Mini-Splits | D5FLDAH36XHK |  |  |  | 10.2 | 18.8 | 10.2 | FALSE | FALSE | TRUE | 36000 | 27400 | 2.73 | 31000 | 2.39
215324388 | 09/16/24 | Live | CARRIER | HEIL | Singlezone Ducted, Compact Ducted | 215324388 |  | HRCU-A-CB | D5CLRAH36AAK | Mini-Splits | D5FLDAH36XHK |  |  |  | 10.2 | 18.8 | 10.2 | FALSE | FALSE | TRUE | 36000 | 27400 | 2.73 | 31000 | 2.39
215324315 | 09/16/24 | Live | CARRIER | DAY & NIGHT | Singlezone Ducted, Compact Ducted | 215324315 |  | HRCU-A-CB | D5CLRAH36AAK | Mini-Splits | D5FLDAH36XHK |  |  |  | 10.2 | 18.8 | 10.2 | FALSE | FALSE | TRUE | 36000 | 27400 | 2.73 | 31000 | 2.39
215324314 | 09/16/24 | Live | CARRIER | DAY & NIGHT | Singlezone Non-Ducted, Floor Placement | 215324314 |  | HRCU-A-CB-O | D5CLRAH36AAK | Mini-Splits | D5FCFAH36XAK |  |  |  | 10.2 | 20 | 10 | FALSE | FALSE | TRUE | 36000 | 26400 | 2.68 | 30900 | 2.36
215324387 | 09/16/24 | Live | CARRIER | HEIL | Singlezone Non-Ducted, Floor Placement | 215324387 |  | HRCU-A-CB-O | D5CLRAH36AAK | Mini-Splits | D5FCFAH36XAK |  |  |  | 10.2 | 20 | 10 | FALSE | FALSE | TRUE | 36000 | 26400 | 2.68 | 30900 | 2.36
215324606 | 09/16/24 | Live | CARRIER | MIDEA | Singlezone Non-Ducted, Floor Placement | 215324606 |  | HRCU-A-CB-O | D5CLRAH36AAK | Mini-Splits | D5FCFAH36XAK |  |  |  | 10.2 | 20 | 10 | FALSE | FALSE | TRUE | 36000 | 26400 | 2.68 | 30900 | 2.36
215324679 | 09/16/24 | Live | CARRIER | TEMPSTAR | Singlezone Non-Ducted, Floor Placement | 215324679 |  | HRCU-A-CB-O | D5CLRAH36AAK | Mini-Splits | D5FCFAH36XAK |  |  |  | 10.2 | 20 | 10 | FALSE | FALSE | TRUE | 36000 | 26400 | 2.68 | 30900 | 2.36
215324460 | 09/16/24 | Live | CARRIER | KEEPRITE | Singlezone Non-Ducted, Floor Placement | 215324460 |  | HRCU-A-CB-O | D5CLRAH36AAK | Mini-Splits | D5FCFAH36XAK |  |  |  | 10.2 | 20 | 10 | FALSE | FALSE | TRUE | 36000 | 26400 | 2.68 | 30900 | 2.36
215324533 | 09/16/24 | Live | CARRIER | KENMORE | Singlezone Non-Ducted, Floor Placement | 215324533 |  | HRCU-A-CB-O | D5CLRAH36AAK | Mini-Splits | D5FCFAH36XAK |  |  |  | 10.2 | 20 | 10 | FALSE | FALSE | TRUE | 36000 | 26400 | 2.68 | 30900 | 2.36
215324168 | 09/16/24 | Live | CARRIER | ARCOAIRE | Singlezone Non-Ducted, Floor Placement | 215324168 |  | HRCU-A-CB-O | D5CLRAH36AAK | Mini-Splits | D5FCFAH36XAK |  |  |  | 10.2 | 20 | 10 | FALSE | FALSE | TRUE | 36000 | 26400 | 2.68 | 30900 | 2.36
215324241 | 09/16/24 | Live | CARRIER | COMFORTMAKER | Singlezone Non-Ducted, Floor Placement | 215324241 |  | HRCU-A-CB-O | D5CLRAH36AAK | Mini-Splits | D5FCFAH36XAK |  |  |  | 10.2 | 20 | 10 | FALSE | FALSE | TRUE | 36000 | 26400 | 2.68 | 30900 | 2.36
215324971 | 09/16/24 | Live | CARRIER | GRANDAIRE | Singlezone Non-Ducted, Floor Placement | 215324971 |  | HRCU-A-CB-O | D5CLRAH36AAK | Mini-Splits | D5FCFAH36XAK |  |  |  | 10.2 | 20 | 10 | FALSE | FALSE | TRUE | 36000 | 26400 | 2.68 | 30900 | 2.36
215324898 | 09/16/24 | Live | CARRIER | LPS LEGACY | Singlezone Non-Ducted, Floor Placement | 215324898 |  | HRCU-A-CB-O | D5CLRAH36AAK | Mini-Splits | D5FCFAH36XAK |  |  |  | 10.2 | 20 | 10 | FALSE | FALSE | TRUE | 36000 | 26400 | 2.68 | 30900 | 2.36
215324752 | 09/16/24 | Live | CARRIER | SMART COMFORT | Singlezone Non-Ducted, Floor Placement | 215324752 |  | HRCU-A-CB-O | D5CLRAH36AAK | Mini-Splits | D5FCFAH36XAK |  |  |  | 10.2 | 20 | 10 | FALSE | FALSE | TRUE | 36000 | 26400 | 2.68 | 30900 | 2.36
215324825 | 09/16/24 | Live | CARRIER | AIRQUEST | Singlezone Non-Ducted, Floor Placement | 215324825 |  | HRCU-A-CB-O | D5CLRAH36AAK | Mini-Splits | D5FCFAH36XAK |  |  |  | 10.2 | 20 | 10 | FALSE | FALSE | TRUE | 36000 | 26400 | 2.68 | 30900 | 2.36
215324823 | 09/16/24 | Live | CARRIER | AIRQUEST | Singlezone Ducted, Compact Ducted | 215324823 |  | HRCU-A-CB | D5CLHAH58AAK | Mini-Splits | D5FLDAH58XHK |  |  |  | 10.2 | 15.9 | 10.4 | TRUE | TRUE | TRUE | 55000 | 45000 | 2.72 | 52000 | 2.41
215324750 | 09/16/24 | Live | CARRIER | SMART COMFORT | Singlezone Ducted, Compact Ducted | 215324750 |  | HRCU-A-CB | D5CLHAH58AAK | Mini-Splits | D5FLDAH58XHK |  |  |  | 10.2 | 15.9 | 10.4 | TRUE | TRUE | TRUE | 55000 | 45000 | 2.72 | 52000 | 2.41
215324896 | 09/16/24 | Live | CARRIER | LPS LEGACY | Singlezone Ducted, Compact Ducted | 215324896 |  | HRCU-A-CB | D5CLHAH58AAK | Mini-Splits | D5FLDAH58XHK |  |  |  | 10.2 | 15.9 | 10.4 | TRUE | TRUE | TRUE | 55000 | 45000 | 2.72 | 52000 | 2.41
215324969 | 09/16/24 | Live | CARRIER | GRANDAIRE | Singlezone Ducted, Compact Ducted | 215324969 |  | HRCU-A-CB | D5CLHAH58AAK | Mini-Splits | D5FLDAH58XHK |  |  |  | 10.2 | 15.9 | 10.4 | TRUE | TRUE | TRUE | 55000 | 45000 | 2.72 | 52000 | 2.41
215324239 | 09/16/24 | Live | CARRIER | COMFORTMAKER | Singlezone Ducted, Compact Ducted | 215324239 |  | HRCU-A-CB | D5CLHAH58AAK | Mini-Splits | D5FLDAH58XHK |  |  |  | 10.2 | 15.9 | 10.4 | TRUE | TRUE | TRUE | 55000 | 45000 | 2.72 | 52000 | 2.41
215324166 | 09/16/24 | Live | CARRIER | ARCOAIRE | Singlezone Ducted, Compact Ducted | 215324166 |  | HRCU-A-CB | D5CLHAH58AAK | Mini-Splits | D5FLDAH58XHK |  |  |  | 10.2 | 15.9 | 10.4 | TRUE | TRUE | TRUE | 55000 | 45000 | 2.72 | 52000 | 2.41
215324531 | 09/16/24 | Live | CARRIER | KENMORE | Singlezone Ducted, Compact Ducted | 215324531 |  | HRCU-A-CB | D5CLHAH58AAK | Mini-Splits | D5FLDAH58XHK |  |  |  | 10.2 | 15.9 | 10.4 | TRUE | TRUE | TRUE | 55000 | 45000 | 2.72 | 52000 | 2.41
215324458 | 09/16/24 | Live | CARRIER | KEEPRITE | Singlezone Ducted, Compact Ducted | 215324458 |  | HRCU-A-CB | D5CLHAH58AAK | Mini-Splits | D5FLDAH58XHK |  |  |  | 10.2 | 15.9 | 10.4 | TRUE | TRUE | TRUE | 55000 | 45000 | 2.72 | 52000 | 2.41
215324677 | 09/16/24 | Live | CARRIER | TEMPSTAR | Singlezone Ducted, Compact Ducted | 215324677 |  | HRCU-A-CB | D5CLHAH58AAK | Mini-Splits | D5FLDAH58XHK |  |  |  | 10.2 | 15.9 | 10.4 | TRUE | TRUE | TRUE | 55000 | 45000 | 2.72 | 52000 | 2.41
215324604 | 09/16/24 | Live | CARRIER | MIDEA | Singlezone Ducted, Compact Ducted | 215324604 |  | HRCU-A-CB | D5CLHAH58AAK | Mini-Splits | D5FLDAH58XHK |  |  |  | 10.2 | 15.9 | 10.4 | TRUE | TRUE | TRUE | 55000 | 45000 | 2.72 | 52000 | 2.41
215324385 | 09/16/24 | Live | CARRIER | HEIL | Singlezone Ducted, Compact Ducted | 215324385 |  | HRCU-A-CB | D5CLHAH58AAK | Mini-Splits | D5FLDAH58XHK |  |  |  | 10.2 | 15.9 | 10.4 | TRUE | TRUE | TRUE | 55000 | 45000 | 2.72 | 52000 | 2.41
215324312 | 09/16/24 | Live | CARRIER | DAY & NIGHT | Singlezone Ducted, Compact Ducted | 215324312 |  | HRCU-A-CB | D5CLHAH58AAK | Mini-Splits | D5FLDAH58XHK |  |  |  | 10.2 | 15.9 | 10.4 | TRUE | TRUE | TRUE | 55000 | 45000 | 2.72 | 52000 | 2.41
215324310 | 09/16/24 | Live | CARRIER | DAY & NIGHT | Singlezone Ducted, Compact Ducted | 215324310 |  | HRCU-A-CB | D5CLHAH48AAK | Mini-Splits | D5FLDAH48XHK |  |  |  | 10.4 | 16.8 | 10.8 | TRUE | TRUE | TRUE | 48000 | 45000 | 2.61 | 45500 | 2.4
215324383 | 09/16/24 | Live | CARRIER | HEIL | Singlezone Ducted, Compact Ducted | 215324383 |  | HRCU-A-CB | D5CLHAH48AAK | Mini-Splits | D5FLDAH48XHK |  |  |  | 10.4 | 16.8 | 10.8 | TRUE | TRUE | TRUE | 48000 | 45000 | 2.61 | 45500 | 2.4
215324602 | 09/16/24 | Live | CARRIER | MIDEA | Singlezone Ducted, Compact Ducted | 215324602 |  | HRCU-A-CB | D5CLHAH48AAK | Mini-Splits | D5FLDAH48XHK |  |  |  | 10.4 | 16.8 | 10.8 | TRUE | TRUE | TRUE | 48000 | 45000 | 2.61 | 45500 | 2.4
215324675 | 09/16/24 | Live | CARRIER | TEMPSTAR | Singlezone Ducted, Compact Ducted | 215324675 |  | HRCU-A-CB | D5CLHAH48AAK | Mini-Splits | D5FLDAH48XHK |  |  |  | 10.4 | 16.8 | 10.8 | TRUE | TRUE | TRUE | 48000 | 45000 | 2.61 | 45500 | 2.4
215324456 | 09/16/24 | Live | CARRIER | KEEPRITE | Singlezone Ducted, Compact Ducted | 215324456 |  | HRCU-A-CB | D5CLHAH48AAK | Mini-Splits | D5FLDAH48XHK |  |  |  | 10.4 | 16.8 | 10.8 | TRUE | TRUE | TRUE | 48000 | 45000 | 2.61 | 45500 | 2.4
215324529 | 09/16/24 | Live | CARRIER | KENMORE | Singlezone Ducted, Compact Ducted | 215324529 |  | HRCU-A-CB | D5CLHAH48AAK | Mini-Splits | D5FLDAH48XHK |  |  |  | 10.4 | 16.8 | 10.8 | TRUE | TRUE | TRUE | 48000 | 45000 | 2.61 | 45500 | 2.4
215324164 | 09/16/24 | Live | CARRIER | ARCOAIRE | Singlezone Ducted, Compact Ducted | 215324164 |  | HRCU-A-CB | D5CLHAH48AAK | Mini-Splits | D5FLDAH48XHK |  |  |  | 10.4 | 16.8 | 10.8 | TRUE | TRUE | TRUE | 48000 | 45000 | 2.61 | 45500 | 2.4
215324237 | 09/16/24 | Live | CARRIER | COMFORTMAKER | Singlezone Ducted, Compact Ducted | 215324237 |  | HRCU-A-CB | D5CLHAH48AAK | Mini-Splits | D5FLDAH48XHK |  |  |  | 10.4 | 16.8 | 10.8 | TRUE | TRUE | TRUE | 48000 | 45000 | 2.61 | 45500 | 2.4
215324967 | 09/16/24 | Live | CARRIER | GRANDAIRE | Singlezone Ducted, Compact Ducted | 215324967 |  | HRCU-A-CB | D5CLHAH48AAK | Mini-Splits | D5FLDAH48XHK |  |  |  | 10.4 | 16.8 | 10.8 | TRUE | TRUE | TRUE | 48000 | 45000 | 2.61 | 45500 | 2.4
215324748 | 09/16/24 | Live | CARRIER | SMART COMFORT | Singlezone Ducted, Compact Ducted | 215324748 |  | HRCU-A-CB | D5CLHAH48AAK | Mini-Splits | D5FLDAH48XHK |  |  |  | 10.4 | 16.8 | 10.8 | TRUE | TRUE | TRUE | 48000 | 45000 | 2.61 | 45500 | 2.4
215324894 | 09/16/24 | Live | CARRIER | LPS LEGACY | Singlezone Ducted, Compact Ducted | 215324894 |  | HRCU-A-CB | D5CLHAH48AAK | Mini-Splits | D5FLDAH48XHK |  |  |  | 10.4 | 16.8 | 10.8 | TRUE | TRUE | TRUE | 48000 | 45000 | 2.61 | 45500 | 2.4
215324821 | 09/16/24 | Live | CARRIER | AIRQUEST | Singlezone Ducted, Compact Ducted | 215324821 |  | HRCU-A-CB | D5CLHAH48AAK | Mini-Splits | D5FLDAH48XHK |  |  |  | 10.4 | 16.8 | 10.8 | TRUE | TRUE | TRUE | 48000 | 45000 | 2.61 | 45500 | 2.4
215324818 | 09/16/24 | Live | CARRIER | AIRQUEST | Singlezone Ducted, Compact Ducted | 215324818 |  | HRCU-A-CB | D5CLHAH36AAK | Mini-Splits | D5FLDAH36XHK |  |  |  | 12 | 17.8 | 11.1 | TRUE | TRUE | TRUE | 36000 | 31600 | 2.73 | 40000 | 2.29
215324891 | 09/16/24 | Live | CARRIER | LPS LEGACY | Singlezone Ducted, Compact Ducted | 215324891 |  | HRCU-A-CB | D5CLHAH36AAK | Mini-Splits | D5FLDAH36XHK |  |  |  | 12 | 17.8 | 11.1 | TRUE | TRUE | TRUE | 36000 | 31600 | 2.73 | 40000 | 2.29
215324745 | 09/16/24 | Live | CARRIER | SMART COMFORT | Singlezone Ducted, Compact Ducted | 215324745 |  | HRCU-A-CB | D5CLHAH36AAK | Mini-Splits | D5FLDAH36XHK |  |  |  | 12 | 17.8 | 11.1 | TRUE | TRUE | TRUE | 36000 | 31600 | 2.73 | 40000 | 2.29
215324964 | 09/16/24 | Live | CARRIER | GRANDAIRE | Singlezone Ducted, Compact Ducted | 215324964 |  | HRCU-A-CB | D5CLHAH36AAK | Mini-Splits | D5FLDAH36XHK |  |  |  | 12 | 17.8 | 11.1 | TRUE | TRUE | TRUE | 36000 | 31600 | 2.73 | 40000 | 2.29
215324234 | 09/16/24 | Live | CARRIER | COMFORTMAKER | Singlezone Ducted, Compact Ducted | 215324234 |  | HRCU-A-CB | D5CLHAH36AAK | Mini-Splits | D5FLDAH36XHK |  |  |  | 12 | 17.8 | 11.1 | TRUE | TRUE | TRUE | 36000 | 31600 | 2.73 | 40000 | 2.29
215324161 | 09/16/24 | Live | CARRIER | ARCOAIRE | Singlezone Ducted, Compact Ducted | 215324161 |  | HRCU-A-CB | D5CLHAH36AAK | Mini-Splits | D5FLDAH36XHK |  |  |  | 12 | 17.8 | 11.1 | TRUE | TRUE | TRUE | 36000 | 31600 | 2.73 | 40000 | 2.29
215324526 | 09/16/24 | Live | CARRIER | KENMORE | Singlezone Ducted, Compact Ducted | 215324526 |  | HRCU-A-CB | D5CLHAH36AAK | Mini-Splits | D5FLDAH36XHK |  |  |  | 12 | 17.8 | 11.1 | TRUE | TRUE | TRUE | 36000 | 31600 | 2.73 | 40000 | 2.29
215324453 | 09/16/24 | Live | CARRIER | KEEPRITE | Singlezone Ducted, Compact Ducted | 215324453 |  | HRCU-A-CB | D5CLHAH36AAK | Mini-Splits | D5FLDAH36XHK |  |  |  | 12 | 17.8 | 11.1 | TRUE | TRUE | TRUE | 36000 | 31600 | 2.73 | 40000 | 2.29
215324672 | 09/16/24 | Live | CARRIER | TEMPSTAR | Singlezone Ducted, Compact Ducted | 215324672 |  | HRCU-A-CB | D5CLHAH36AAK | Mini-Splits | D5FLDAH36XHK |  |  |  | 12 | 17.8 | 11.1 | TRUE | TRUE | TRUE | 36000 | 31600 | 2.73 | 40000 | 2.29
215324599 | 09/16/24 | Live | CARRIER | MIDEA | Singlezone Ducted, Compact Ducted | 215324599 |  | HRCU-A-CB | D5CLHAH36AAK | Mini-Splits | D5FLDAH36XHK |  |  |  | 12 | 17.8 | 11.1 | TRUE | TRUE | TRUE | 36000 | 31600 | 2.73 | 40000 | 2.29
215324380 | 09/16/24 | Live | CARRIER | HEIL | Singlezone Ducted, Compact Ducted | 215324380 |  | HRCU-A-CB | D5CLHAH36AAK | Mini-Splits | D5FLDAH36XHK |  |  |  | 12 | 17.8 | 11.1 | TRUE | TRUE | TRUE | 36000 | 31600 | 2.73 | 40000 | 2.29
215324307 | 09/16/24 | Live | CARRIER | DAY & NIGHT | Singlezone Ducted, Compact Ducted | 215324307 |  | HRCU-A-CB | D5CLHAH36AAK | Mini-Splits | D5FLDAH36XHK |  |  |  | 12 | 17.8 | 11.1 | TRUE | TRUE | TRUE | 36000 | 31600 | 2.73 | 40000 | 2.29
215324304 | 09/16/24 | Live | CARRIER | DAY & NIGHT | Singlezone Non-Ducted, Wall Placement | 215324304 |  | HRCU-A-CB-O | D5CVRAH24AAK | Mini-Splits | D5FVHAH24XAK |  |  |  | 9 | 17 | 8.5 | TRUE | TRUE | FALSE | 24000 | 17100 | 2.29 | 18400 | 2.17
215324377 | 09/16/24 | Live | CARRIER | HEIL | Singlezone Non-Ducted, Wall Placement | 215324377 |  | HRCU-A-CB-O | D5CVRAH24AAK | Mini-Splits | D5FVHAH24XAK |  |  |  | 9 | 17 | 8.5 | TRUE | TRUE | FALSE | 24000 | 17100 | 2.29 | 18400 | 2.17
215324596 | 09/16/24 | Live | CARRIER | MIDEA | Singlezone Non-Ducted, Wall Placement | 215324596 |  | HRCU-A-CB-O | D5CVRAH24AAK | Mini-Splits | D5FVHAH24XAK |  |  |  | 9 | 17 | 8.5 | TRUE | TRUE | FALSE | 24000 | 17100 | 2.29 | 18400 | 2.17
215324669 | 09/16/24 | Live | CARRIER | TEMPSTAR | Singlezone Non-Ducted, Wall Placement | 215324669 |  | HRCU-A-CB-O | D5CVRAH24AAK | Mini-Splits | D5FVHAH24XAK |  |  |  | 9 | 17 | 8.5 | TRUE | TRUE | FALSE | 24000 | 17100 | 2.29 | 18400 | 2.17
215324450 | 09/16/24 | Live | CARRIER | KEEPRITE | Singlezone Non-Ducted, Wall Placement | 215324450 |  | HRCU-A-CB-O | D5CVRAH24AAK | Mini-Splits | D5FVHAH24XAK |  |  |  | 9 | 17 | 8.5 | TRUE | TRUE | FALSE | 24000 | 17100 | 2.29 | 18400 | 2.17
215324523 | 09/16/24 | Live | CARRIER | KENMORE | Singlezone Non-Ducted, Wall Placement | 215324523 |  | HRCU-A-CB-O | D5CVRAH24AAK | Mini-Splits | D5FVHAH24XAK |  |  |  | 9 | 17 | 8.5 | TRUE | TRUE | FALSE | 24000 | 17100 | 2.29 | 18400 | 2.17
215324158 | 09/16/24 | Live | CARRIER | ARCOAIRE | Singlezone Non-Ducted, Wall Placement | 215324158 |  | HRCU-A-CB-O | D5CVRAH24AAK | Mini-Splits | D5FVHAH24XAK |  |  |  | 9 | 17 | 8.5 | TRUE | TRUE | FALSE | 24000 | 17100 | 2.29 | 18400 | 2.17
215324231 | 09/16/24 | Live | CARRIER | COMFORTMAKER | Singlezone Non-Ducted, Wall Placement | 215324231 |  | HRCU-A-CB-O | D5CVRAH24AAK | Mini-Splits | D5FVHAH24XAK |  |  |  | 9 | 17 | 8.5 | TRUE | TRUE | FALSE | 24000 | 17100 | 2.29 | 18400 | 2.17
215324961 | 09/16/24 | Live | CARRIER | GRANDAIRE | Singlezone Non-Ducted, Wall Placement | 215324961 |  | HRCU-A-CB-O | D5CVRAH24AAK | Mini-Splits | D5FVHAH24XAK |  |  |  | 9 | 17 | 8.5 | TRUE | TRUE | FALSE | 24000 | 17100 | 2.29 | 18400 | 2.17
215324983 | 09/16/24 | Live | CARRIER | MIDEA | Singlezone Non-Ducted, Wall Placement | 215324983 |  | HRCU-A-CB-O | M5CVRAQ24AA3 | Mini-Splits | M5FVHAQ24XA3 |  |  |  | 9 | 17 | 8.5 | TRUE | TRUE | FALSE | 24000 | 17100 | 2.29 | 18400 | 2.17
215333742 | 09/16/24 | Live | CARRIER | CARRIER | Singlezone Non-Ducted, Wall Placement | 215333742 |  | HRCU-A-CB-O | 37MVRAQ24AA3 | Mini-Splits | D5MVHAQ24XC3 |  |  |  | 9 | 17 | 8.5 | TRUE | TRUE | FALSE | 24000 | 17100 | 2.29 | 18400 | 2.17
215333748 | 09/16/24 | Live | CARRIER | BRYANT | Singlezone Non-Ducted, Wall Placement | 215333748 |  | HRCU-A-CB-O | 37MVRAQ24AA3 | Mini-Splits | D5MVHAQ24XC3 |  |  |  | 9 | 17 | 8.5 | TRUE | TRUE | FALSE | 24000 | 17100 | 2.29 | 18400 | 2.17
215333754 | 09/16/24 | Live | CARRIER | PAYNE | Singlezone Non-Ducted, Wall Placement | 215333754 |  | HRCU-A-CB-O | 37MVRAQ24AA3 | Mini-Splits | D5MVHAQ24XC3 |  |  |  | 9 | 17 | 8.5 | TRUE | TRUE | FALSE | 24000 | 17100 | 2.29 | 18400 | 2.17
215333760 | 09/16/24 | Live | CARRIER | WEATHERMAKER | Singlezone Non-Ducted, Wall Placement | 215333760 |  | HRCU-A-CB-O | 37MVRAQ24AA3 | Mini-Splits | D5MVHAQ24XC3 |  |  |  | 9 | 17 | 8.5 | TRUE | TRUE | FALSE | 24000 | 17100 | 2.29 | 18400 | 2.17
215333766 | 09/16/24 | Live | CARRIER | MIDEA | Singlezone Non-Ducted, Wall Placement | 215333766 |  | HRCU-A-CB-O | 37MVRAQ24AA3 | Mini-Splits | D5MVHAQ24XC3 |  |  |  | 9 | 17 | 8.5 | TRUE | TRUE | FALSE | 24000 | 17100 | 2.29 | 18400 | 2.17
215333772 | 09/16/24 | Live | CARRIER | ARCOAIRE | Singlezone Non-Ducted, Wall Placement | 215333772 |  | HRCU-A-CB-O | D5CVRAH24AAK | Mini-Splits | D5FVHAH24XCK |  |  |  | 9 | 17 | 8.5 | TRUE | TRUE | FALSE | 24000 | 17100 | 2.29 | 18400 | 2.17
215333778 | 09/16/24 | Live | CARRIER | COMFORTMAKER | Singlezone Non-Ducted, Wall Placement | 215333778 |  | HRCU-A-CB-O | D5CVRAH24AAK | Mini-Splits | D5FVHAH24XCK |  |  |  | 9 | 17 | 8.5 | TRUE | TRUE | FALSE | 24000 | 17100 | 2.29 | 18400 | 2.17
215333784 | 09/16/24 | Live | CARRIER | DAY & NIGHT | Singlezone Non-Ducted, Wall Placement | 215333784 |  | HRCU-A-CB-O | D5CVRAH24AAK | Mini-Splits | D5FVHAH24XCK |  |  |  | 9 | 17 | 8.5 | TRUE | TRUE | FALSE | 24000 | 17100 | 2.29 | 18400 | 2.17
215324742 | 09/16/24 | Live | CARRIER | SMART COMFORT | Singlezone Non-Ducted, Wall Placement | 215324742 |  | HRCU-A-CB-O | D5CVRAH24AAK | Mini-Splits | D5FVHAH24XAK |  |  |  | 9 | 17 | 8.5 | TRUE | TRUE | FALSE | 24000 | 17100 | 2.29 | 18400 | 2.17
215324815 | 09/16/24 | Live | CARRIER | AIRQUEST | Singlezone Non-Ducted, Wall Placement | 215324815 |  | HRCU-A-CB-O | D5CVRAH24AAK | Mini-Splits | D5FVHAH24XAK |  |  |  | 9 | 17 | 8.5 | TRUE | TRUE | FALSE | 24000 | 17100 | 2.29 | 18400 | 2.17
215324888 | 09/16/24 | Live | CARRIER | LPS LEGACY | Singlezone Non-Ducted, Wall Placement | 215324888 |  | HRCU-A-CB-O | D5CVRAH24AAK | Mini-Splits | D5FVHAH24XAK |  |  |  | 9 | 17 | 8.5 | TRUE | TRUE | FALSE | 24000 | 17100 | 2.29 | 18400 | 2.17
215333790 | 09/16/24 | Live | CARRIER | HEIL | Singlezone Non-Ducted, Wall Placement | 215333790 |  | HRCU-A-CB-O | D5CVRAH24AAK | Mini-Splits | D5FVHAH24XCK |  |  |  | 9 | 17 | 8.5 | TRUE | TRUE | FALSE | 24000 | 17100 | 2.29 | 18400 | 2.17
215333796 | 09/16/24 | Live | CARRIER | KEEPRITE | Singlezone Non-Ducted, Wall Placement | 215333796 |  | HRCU-A-CB-O | D5CVRAH24AAK | Mini-Splits | D5FVHAH24XCK |  |  |  | 9 | 17 | 8.5 | TRUE | TRUE | FALSE | 24000 | 17100 | 2.29 | 18400 | 2.17
215333802 | 09/16/24 | Live | CARRIER | KENMORE | Singlezone Non-Ducted, Wall Placement | 215333802 |  | HRCU-A-CB-O | D5CVRAH24AAK | Mini-Splits | D5FVHAH24XCK |  |  |  | 9 | 17 | 8.5 | TRUE | TRUE | FALSE | 24000 | 17100 | 2.29 | 18400 | 2.17
215333808 | 09/16/24 | Live | CARRIER | MIDEA | Singlezone Non-Ducted, Wall Placement | 215333808 |  | HRCU-A-CB-O | D5CVRAH24AAK | Mini-Splits | D5FVHAH24XCK |  |  |  | 9 | 17 | 8.5 | TRUE | TRUE | FALSE | 24000 | 17100 | 2.29 | 18400 | 2.17
215333814 | 09/16/24 | Live | CARRIER | TEMPSTAR | Singlezone Non-Ducted, Wall Placement | 215333814 |  | HRCU-A-CB-O | D5CVRAH24AAK | Mini-Splits | D5FVHAH24XCK |  |  |  | 9 | 17 | 8.5 | TRUE | TRUE | FALSE | 24000 | 17100 | 2.29 | 18400 | 2.17
215333820 | 09/16/24 | Live | CARRIER | SMART COMFORT | Singlezone Non-Ducted, Wall Placement | 215333820 |  | HRCU-A-CB-O | D5CVRAH24AAK | Mini-Splits | D5FVHAH24XCK |  |  |  | 9 | 17 | 8.5 | TRUE | TRUE | FALSE | 24000 | 17100 | 2.29 | 18400 | 2.17
215333826 | 09/16/24 | Live | CARRIER | AIRQUEST | Singlezone Non-Ducted, Wall Placement | 215333826 |  | HRCU-A-CB-O | D5CVRAH24AAK | Mini-Splits | D5FVHAH24XCK |  |  |  | 9 | 17 | 8.5 | TRUE | TRUE | FALSE | 24000 | 17100 | 2.29 | 18400 | 2.17
215333832 | 09/16/24 | Live | CARRIER | LPS LEGACY | Singlezone Non-Ducted, Wall Placement | 215333832 |  | HRCU-A-CB-O | D5CVRAH24AAK | Mini-Splits | D5FVHAH24XCK |  |  |  | 9 | 17 | 8.5 | TRUE | TRUE | FALSE | 24000 | 17100 | 2.29 | 18400 | 2.17
215333844 | 09/16/24 | Live | CARRIER | MIDEA | Singlezone Non-Ducted, Wall Placement | 215333844 |  | HRCU-A-CB-O | M5CVRAQ24AA3 | Mini-Splits | M5FVHAQ24XC3 |  |  |  | 9 | 17 | 8.5 | TRUE | TRUE | FALSE | 24000 | 17100 | 2.29 | 18400 | 2.17
215333838 | 09/16/24 | Live | CARRIER | GRANDAIRE | Singlezone Non-Ducted, Wall Placement | 215333838 |  | HRCU-A-CB-O | D5CVRAH24AAK | Mini-Splits | D5FVHAH24XCK |  |  |  | 9 | 17 | 8.5 | TRUE | TRUE | FALSE | 24000 | 17100 | 2.29 | 18400 | 2.17
215333837 | 09/16/24 | Live | CARRIER | GRANDAIRE | Singlezone Non-Ducted, Wall Placement | 215333837 |  | HRCU-A-CB-O | D5CVRAH18AAK | Mini-Splits | D5FVHAH18XCK |  |  |  | 9.9 | 18.3 | 8.7 | FALSE | FALSE | FALSE | 17000 | 11200 | 2.41 | 11200 | 2.2
215333843 | 09/16/24 | Live | CARRIER | MIDEA | Singlezone Non-Ducted, Wall Placement | 215333843 |  | HRCU-A-CB-O | M5CVRAQ18AA3 | Mini-Splits | M5FVHAQ18XC3 |  |  |  | 9.9 | 18.3 | 8.7 | FALSE | FALSE | FALSE | 17000 | 11200 | 2.41 | 11200 | 2.2
215333831 | 09/16/24 | Live | CARRIER | LPS LEGACY | Singlezone Non-Ducted, Wall Placement | 215333831 |  | HRCU-A-CB-O | D5CVRAH18AAK | Mini-Splits | D5FVHAH18XCK |  |  |  | 9.9 | 18.3 | 8.7 | FALSE | FALSE | FALSE | 17000 | 11200 | 2.41 | 11200 | 2.2
215333825 | 09/16/24 | Live | CARRIER | AIRQUEST | Singlezone Non-Ducted, Wall Placement | 215333825 |  | HRCU-A-CB-O | D5CVRAH18AAK | Mini-Splits | D5FVHAH18XCK |  |  |  | 9.9 | 18.3 | 8.7 | FALSE | FALSE | FALSE | 17000 | 11200 | 2.41 | 11200 | 2.2
215333819 | 09/16/24 | Live | CARRIER | SMART COMFORT | Singlezone Non-Ducted, Wall Placement | 215333819 |  | HRCU-A-CB-O | D5CVRAH18AAK | Mini-Splits | D5FVHAH18XCK |  |  |  | 9.9 | 18.3 | 8.7 | FALSE | FALSE | FALSE | 17000 | 11200 | 2.41 | 11200 | 2.2
215324692 | 09/16/24 | Live | CARRIER | SMART COMFORT | Singlezone Non-Ducted, Wall Placement | 215324692 |  | HRCU-A-CB-O | D5CSHAH09AAK | Mini-Splits | D5FSFAH09XAK |  |  |  | 15.2 | 27.3 | 10.9 | TRUE | TRUE | TRUE | 9000 | 9800 | 2.71 | 12200 | 2.17
215324619 | 09/16/24 | Live | CARRIER | TEMPSTAR | Singlezone Non-Ducted, Wall Placement | 215324619 |  | HRCU-A-CB-O | D5CSHAH09AAK | Mini-Splits | D5FSFAH09XAK |  |  |  | 15.2 | 27.3 | 10.9 | TRUE | TRUE | TRUE | 9000 | 9800 | 2.71 | 12200 | 2.17
215324473 | 09/16/24 | Live | CARRIER | KENMORE | Singlezone Non-Ducted, Wall Placement | 215324473 |  | HRCU-A-CB-O | D5CSHAH09AAK | Mini-Splits | D5FSFAH09XAK |  |  |  | 15.2 | 27.3 | 10.9 | TRUE | TRUE | TRUE | 9000 | 9800 | 2.71 | 12200 | 2.17
215324546 | 09/16/24 | Live | CARRIER | MIDEA | Singlezone Non-Ducted, Wall Placement | 215324546 |  | HRCU-A-CB-O | D5CSHAH09AAK | Mini-Splits | D5FSFAH09XAK |  |  |  | 15.2 | 27.3 | 10.9 | TRUE | TRUE | TRUE | 9000 | 9800 | 2.71 | 12200 | 2.17
215324327 | 09/16/24 | Live | CARRIER | HEIL | Singlezone Non-Ducted, Wall Placement | 215324327 |  | HRCU-A-CB-O | D5CSHAH09AAK | Mini-Splits | D5FSFAH09XAK |  |  |  | 15.2 | 27.3 | 10.9 | TRUE | TRUE | TRUE | 9000 | 9800 | 2.71 | 12200 | 2.17
215324400 | 09/16/24 | Live | CARRIER | KEEPRITE | Singlezone Non-Ducted, Wall Placement | 215324400 |  | HRCU-A-CB-O | D5CSHAH09AAK | Mini-Splits | D5FSFAH09XAK |  |  |  | 15.2 | 27.3 | 10.9 | TRUE | TRUE | TRUE | 9000 | 9800 | 2.71 | 12200 | 2.17
215324399 | 09/16/24 | Live | CARRIER | KEEPRITE | Singlezone Non-Ducted, Ceiling Placement | 215324399 |  | HRCU-A-CB-O | D5CSHAH09AAK | Mini-Splits | D5FSCAH12XAK |  |  |  | 14 | 22.7 | 12.2 | TRUE | TRUE | TRUE | 9000 | 9700 | 2.63 | 12600 | 2.1
215324326 | 09/16/24 | Live | CARRIER | HEIL | Singlezone Non-Ducted, Ceiling Placement | 215324326 |  | HRCU-A-CB-O | D5CSHAH09AAK | Mini-Splits | D5FSCAH12XAK |  |  |  | 14 | 22.7 | 12.2 | TRUE | TRUE | TRUE | 9000 | 9700 | 2.63 | 12600 | 2.1
215324545 | 09/16/24 | Live | CARRIER | MIDEA | Singlezone Non-Ducted, Ceiling Placement | 215324545 |  | HRCU-A-CB-O | D5CSHAH09AAK | Mini-Splits | D5FSCAH12XAK |  |  |  | 14 | 22.7 | 12.2 | TRUE | TRUE | TRUE | 9000 | 9700 | 2.63 | 12600 | 2.1
215324472 | 09/16/24 | Live | CARRIER | KENMORE | Singlezone Non-Ducted, Ceiling Placement | 215324472 |  | HRCU-A-CB-O | D5CSHAH09AAK | Mini-Splits | D5FSCAH12XAK |  |  |  | 14 | 22.7 | 12.2 | TRUE | TRUE | TRUE | 9000 | 9700 | 2.63 | 12600 | 2.1
215324618 | 09/16/24 | Live | CARRIER | TEMPSTAR | Singlezone Non-Ducted, Ceiling Placement | 215324618 |  | HRCU-A-CB-O | D5CSHAH09AAK | Mini-Splits | D5FSCAH12XAK |  |  |  | 14 | 22.7 | 12.2 | TRUE | TRUE | TRUE | 9000 | 9700 | 2.63 | 12600 | 2.1
215324691 | 09/16/24 | Live | CARRIER | SMART COMFORT | Singlezone Non-Ducted, Ceiling Placement | 215324691 |  | HRCU-A-CB-O | D5CSHAH09AAK | Mini-Splits | D5FSCAH12XAK |  |  |  | 14 | 22.7 | 12.2 | TRUE | TRUE | TRUE | 9000 | 9700 | 2.63 | 12600 | 2.1
215324253 | 09/16/24 | Live | CARRIER | DAY & NIGHT | Singlezone Non-Ducted, Ceiling Placement | 215324253 |  | HRCU-A-CB-O | D5CSHAH09AAK | Mini-Splits | D5FSCAH12XAK |  |  |  | 14 | 22.7 | 12.2 | TRUE | TRUE | TRUE | 9000 | 9700 | 2.63 | 12600 | 2.1
215324180 | 09/16/24 | Live | CARRIER | COMFORTMAKER | Singlezone Non-Ducted, Ceiling Placement | 215324180 |  | HRCU-A-CB-O | D5CSHAH09AAK | Mini-Splits | D5FSCAH12XAK |  |  |  | 14 | 22.7 | 12.2 | TRUE | TRUE | TRUE | 9000 | 9700 | 2.63 | 12600 | 2.1
215324764 | 09/16/24 | Live | CARRIER | AIRQUEST | Singlezone Non-Ducted, Ceiling Placement | 215324764 |  | HRCU-A-CB-O | D5CSHAH09AAK | Mini-Splits | D5FSCAH12XAK |  |  |  | 14 | 22.7 | 12.2 | TRUE | TRUE | TRUE | 9000 | 9700 | 2.63 | 12600 | 2.1
215324837 | 09/16/24 | Live | CARRIER | LPS LEGACY | Singlezone Non-Ducted, Ceiling Placement | 215324837 |  | HRCU-A-CB-O | D5CSHAH09AAK | Mini-Splits | D5FSCAH12XAK |  |  |  | 14 | 22.7 | 12.2 | TRUE | TRUE | TRUE | 9000 | 9700 | 2.63 | 12600 | 2.1
215324910 | 09/16/24 | Live | CARRIER | GRANDAIRE | Singlezone Non-Ducted, Ceiling Placement | 215324910 |  | HRCU-A-CB-O | D5CSHAH09AAK | Mini-Splits | D5FSCAH12XAK |  |  |  | 14 | 22.7 | 12.2 | TRUE | TRUE | TRUE | 9000 | 9700 | 2.63 | 12600 | 2.1
215324909 | 09/16/24 | Live | CARRIER | GRANDAIRE | Singlezone Non-Ducted, Ceiling Placement | 215324909 |  | HRCU-A-CB-O | D5CSHAH09AAK | Mini-Splits | D5FSOAH12XAK |  |  |  | 14.7 | 24 | 12.2 | TRUE | TRUE | TRUE | 9000 | 9000 | 2.44 | 11900 | 2
215324836 | 09/16/24 | Live | CARRIER | LPS LEGACY | Singlezone Non-Ducted, Ceiling Placement | 215324836 |  | HRCU-A-CB-O | D5CSHAH09AAK | Mini-Splits | D5FSOAH12XAK |  |  |  | 14.7 | 24 | 12.2 | TRUE | TRUE | TRUE | 9000 | 9000 | 2.44 | 11900 | 2
215324763 | 09/16/24 | Live | CARRIER | AIRQUEST | Singlezone Non-Ducted, Ceiling Placement | 215324763 |  | HRCU-A-CB-O | D5CSHAH09AAK | Mini-Splits | D5FSOAH12XAK |  |  |  | 14.7 | 24 | 12.2 | TRUE | TRUE | TRUE | 9000 | 9000 | 2.44 | 11900 | 2
215324179 | 09/16/24 | Live | CARRIER | COMFORTMAKER | Singlezone Non-Ducted, Ceiling Placement | 215324179 |  | HRCU-A-CB-O | D5CSHAH09AAK | Mini-Splits | D5FSOAH12XAK |  |  |  | 14.7 | 24 | 12.2 | TRUE | TRUE | TRUE | 9000 | 9000 | 2.44 | 11900 | 2
215324252 | 09/16/24 | Live | CARRIER | DAY & NIGHT | Singlezone Non-Ducted, Ceiling Placement | 215324252 |  | HRCU-A-CB-O | D5CSHAH09AAK | Mini-Splits | D5FSOAH12XAK |  |  |  | 14.7 | 24 | 12.2 | TRUE | TRUE | TRUE | 9000 | 9000 | 2.44 | 11900 | 2
215324690 | 09/16/24 | Live | CARRIER | SMART COMFORT | Singlezone Non-Ducted, Ceiling Placement | 215324690 |  | HRCU-A-CB-O | D5CSHAH09AAK | Mini-Splits | D5FSOAH12XAK |  |  |  | 14.7 | 24 | 12.2 | TRUE | TRUE | TRUE | 9000 | 9000 | 2.44 | 11900 | 2
215324617 | 09/16/24 | Live | CARRIER | TEMPSTAR | Singlezone Non-Ducted, Ceiling Placement | 215324617 |  | HRCU-A-CB-O | D5CSHAH09AAK | Mini-Splits | D5FSOAH12XAK |  |  |  | 14.7 | 24 | 12.2 | TRUE | TRUE | TRUE | 9000 | 9000 | 2.44 | 11900 | 2
215324471 | 09/16/24 | Live | CARRIER | KENMORE | Singlezone Non-Ducted, Ceiling Placement | 215324471 |  | HRCU-A-CB-O | D5CSHAH09AAK | Mini-Splits | D5FSOAH12XAK |  |  |  | 14.7 | 24 | 12.2 | TRUE | TRUE | TRUE | 9000 | 9000 | 2.44 | 11900 | 2
215324544 | 09/16/24 | Live | CARRIER | MIDEA | Singlezone Non-Ducted, Ceiling Placement | 215324544 |  | HRCU-A-CB-O | D5CSHAH09AAK | Mini-Splits | D5FSOAH12XAK |  |  |  | 14.7 | 24 | 12.2 | TRUE | TRUE | TRUE | 9000 | 9000 | 2.44 | 11900 | 2
215324325 | 09/16/24 | Live | CARRIER | HEIL | Singlezone Non-Ducted, Ceiling Placement | 215324325 |  | HRCU-A-CB-O | D5CSHAH09AAK | Mini-Splits | D5FSOAH12XAK |  |  |  | 14.7 | 24 | 12.2 | TRUE | TRUE | TRUE | 9000 | 9000 | 2.44 | 11900 | 2
215324398 | 09/16/24 | Live | CARRIER | KEEPRITE | Singlezone Non-Ducted, Ceiling Placement | 215324398 |  | HRCU-A-CB-O | D5CSHAH09AAK | Mini-Splits | D5FSOAH12XAK |  |  |  | 14.7 | 24 | 12.2 | TRUE | TRUE | TRUE | 9000 | 9000 | 2.44 | 11900 | 2
215324396 | 09/16/24 | Live | CARRIER | KEEPRITE | Singlezone Ducted, Compact Ducted | 215324396 |  | HRCU-A-CB | D5CSHAH06AAK | Mini-Splits | D5FSDAH06XAK |  |  |  | 14.5 | 21.5 | 13.8 | TRUE | TRUE | TRUE | 6500 | 8000 | 2.69 | 9100 | 2.52
215324323 | 09/16/24 | Live | CARRIER | HEIL | Singlezone Ducted, Compact Ducted | 215324323 |  | HRCU-A-CB | D5CSHAH06AAK | Mini-Splits | D5FSDAH06XAK |  |  |  | 14.5 | 21.5 | 13.8 | TRUE | TRUE | TRUE | 6500 | 8000 | 2.69 | 9100 | 2.52
215324542 | 09/16/24 | Live | CARRIER | MIDEA | Singlezone Ducted, Compact Ducted | 215324542 |  | HRCU-A-CB | D5CSHAH06AAK | Mini-Splits | D5FSDAH06XAK |  |  |  | 14.5 | 21.5 | 13.8 | TRUE | TRUE | TRUE | 6500 | 8000 | 2.69 | 9100 | 2.52
215324469 | 09/16/24 | Live | CARRIER | KENMORE | Singlezone Ducted, Compact Ducted | 215324469 |  | HRCU-A-CB | D5CSHAH06AAK | Mini-Splits | D5FSDAH06XAK |  |  |  | 14.5 | 21.5 | 13.8 | TRUE | TRUE | TRUE | 6500 | 8000 | 2.69 | 9100 | 2.52
215324615 | 09/16/24 | Live | CARRIER | TEMPSTAR | Singlezone Ducted, Compact Ducted | 215324615 |  | HRCU-A-CB | D5CSHAH06AAK | Mini-Splits | D5FSDAH06XAK |  |  |  | 14.5 | 21.5 | 13.8 | TRUE | TRUE | TRUE | 6500 | 8000 | 2.69 | 9100 | 2.52
215324688 | 09/16/24 | Live | CARRIER | SMART COMFORT | Singlezone Ducted, Compact Ducted | 215324688 |  | HRCU-A-CB | D5CSHAH06AAK | Mini-Splits | D5FSDAH06XAK |  |  |  | 14.5 | 21.5 | 13.8 | TRUE | TRUE | TRUE | 6500 | 8000 | 2.69 | 9100 | 2.52
215324250 | 09/16/24 | Live | CARRIER | DAY & NIGHT | Singlezone Ducted, Compact Ducted | 215324250 |  | HRCU-A-CB | D5CSHAH06AAK | Mini-Splits | D5FSDAH06XAK |  |  |  | 14.5 | 21.5 | 13.8 | TRUE | TRUE | TRUE | 6500 | 8000 | 2.69 | 9100 | 2.52
215324177 | 09/16/24 | Live | CARRIER | COMFORTMAKER | Singlezone Ducted, Compact Ducted | 215324177 |  | HRCU-A-CB | D5CSHAH06AAK | Mini-Splits | D5FSDAH06XAK |  |  |  | 14.5 | 21.5 | 13.8 | TRUE | TRUE | TRUE | 6500 | 8000 | 2.69 | 9100 | 2.52
215324761 | 09/16/24 | Live | CARRIER | AIRQUEST | Singlezone Ducted, Compact Ducted | 215324761 |  | HRCU-A-CB | D5CSHAH06AAK | Mini-Splits | D5FSDAH06XAK |  |  |  | 14.5 | 21.5 | 13.8 | TRUE | TRUE | TRUE | 6500 | 8000 | 2.69 | 9100 | 2.52
215324834 | 09/16/24 | Live | CARRIER | LPS LEGACY | Singlezone Ducted, Compact Ducted | 215324834 |  | HRCU-A-CB | D5CSHAH06AAK | Mini-Splits | D5FSDAH06XAK |  |  |  | 14.5 | 21.5 | 13.8 | TRUE | TRUE | TRUE | 6500 | 8000 | 2.69 | 9100 | 2.52
215324907 | 09/16/24 | Live | CARRIER | GRANDAIRE | Singlezone Ducted, Compact Ducted | 215324907 |  | HRCU-A-CB | D5CSHAH06AAK | Mini-Splits | D5FSDAH06XAK |  |  |  | 14.5 | 21.5 | 13.8 | TRUE | TRUE | TRUE | 6500 | 8000 | 2.69 | 9100 | 2.52
215324906 | 09/16/24 | Live | CARRIER | GRANDAIRE | Singlezone Non-Ducted, Ceiling Placement | 215324906 |  | HRCU-A-CB-O | D5CSHAH06AAK | Mini-Splits | D5FSOAH06XAK |  |  |  | 15.2 | 22 | 12 | TRUE | TRUE | TRUE | 6500 | 7000 | 2.66 | 9500 | 2.53
215324833 | 09/16/24 | Live | CARRIER | LPS LEGACY | Singlezone Non-Ducted, Ceiling Placement | 215324833 |  | HRCU-A-CB-O | D5CSHAH06AAK | Mini-Splits | D5FSOAH06XAK |  |  |  | 15.2 | 22 | 12 | TRUE | TRUE | TRUE | 6500 | 7000 | 2.66 | 9500 | 2.53
215324760 | 09/16/24 | Live | CARRIER | AIRQUEST | Singlezone Non-Ducted, Ceiling Placement | 215324760 |  | HRCU-A-CB-O | D5CSHAH06AAK | Mini-Splits | D5FSOAH06XAK |  |  |  | 15.2 | 22 | 12 | TRUE | TRUE | TRUE | 6500 | 7000 | 2.66 | 9500 | 2.53
215324176 | 09/16/24 | Live | CARRIER | COMFORTMAKER | Singlezone Non-Ducted, Ceiling Placement | 215324176 |  | HRCU-A-CB-O | D5CSHAH06AAK | Mini-Splits | D5FSOAH06XAK |  |  |  | 15.2 | 22 | 12 | TRUE | TRUE | TRUE | 6500 | 7000 | 2.66 | 9500 | 2.53
215324249 | 09/16/24 | Live | CARRIER | DAY & NIGHT | Singlezone Non-Ducted, Ceiling Placement | 215324249 |  | HRCU-A-CB-O | D5CSHAH06AAK | Mini-Splits | D5FSOAH06XAK |  |  |  | 15.2 | 22 | 12 | TRUE | TRUE | TRUE | 6500 | 7000 | 2.66 | 9500 | 2.53
215324687 | 09/16/24 | Live | CARRIER | SMART COMFORT | Singlezone Non-Ducted, Ceiling Placement | 215324687 |  | HRCU-A-CB-O | D5CSHAH06AAK | Mini-Splits | D5FSOAH06XAK |  |  |  | 15.2 | 22 | 12 | TRUE | TRUE | TRUE | 6500 | 7000 | 2.66 | 9500 | 2.53
215324614 | 09/16/24 | Live | CARRIER | TEMPSTAR | Singlezone Non-Ducted, Ceiling Placement | 215324614 |  | HRCU-A-CB-O | D5CSHAH06AAK | Mini-Splits | D5FSOAH06XAK |  |  |  | 15.2 | 22 | 12 | TRUE | TRUE | TRUE | 6500 | 7000 | 2.66 | 9500 | 2.53
215324468 | 09/16/24 | Live | CARRIER | KENMORE | Singlezone Non-Ducted, Ceiling Placement | 215324468 |  | HRCU-A-CB-O | D5CSHAH06AAK | Mini-Splits | D5FSOAH06XAK |  |  |  | 15.2 | 22 | 12 | TRUE | TRUE | TRUE | 6500 | 7000 | 2.66 | 9500 | 2.53
215324541 | 09/16/24 | Live | CARRIER | MIDEA | Singlezone Non-Ducted, Ceiling Placement | 215324541 |  | HRCU-A-CB-O | D5CSHAH06AAK | Mini-Splits | D5FSOAH06XAK |  |  |  | 15.2 | 22 | 12 | TRUE | TRUE | TRUE | 6500 | 7000 | 2.66 | 9500 | 2.53
215324322 | 09/16/24 | Live | CARRIER | HEIL | Singlezone Non-Ducted, Ceiling Placement | 215324322 |  | HRCU-A-CB-O | D5CSHAH06AAK | Mini-Splits | D5FSOAH06XAK |  |  |  | 15.2 | 22 | 12 | TRUE | TRUE | TRUE | 6500 | 7000 | 2.66 | 9500 | 2.53
215324395 | 09/16/24 | Live | CARRIER | KEEPRITE | Singlezone Non-Ducted, Ceiling Placement | 215324395 |  | HRCU-A-CB-O | D5CSHAH06AAK | Mini-Splits | D5FSOAH06XAK |  |  |  | 15.2 | 22 | 12 | TRUE | TRUE | TRUE | 6500 | 7000 | 2.66 | 9500 | 2.53
215324905 | 09/16/24 | Live | CARRIER | GRANDAIRE | Singlezone Non-Ducted, Wall Placement | 215324905 |  | HRCU-A-CB-O | D5CSHAH06AAK | Mini-Splits | D5FSHAH06XAK |  |  |  | 18 | 25.7 | 14.8 | TRUE | TRUE | TRUE | 6000 | 7900 | 2.79 | 8600 | 2.38
215324832 | 09/16/24 | Live | CARRIER | LPS LEGACY | Singlezone Non-Ducted, Wall Placement | 215324832 |  | HRCU-A-CB-O | D5CSHAH06AAK | Mini-Splits | D5FSHAH06XAK |  |  |  | 18 | 25.7 | 14.8 | TRUE | TRUE | TRUE | 6000 | 7900 | 2.79 | 8600 | 2.38
215324759 | 09/16/24 | Live | CARRIER | AIRQUEST | Singlezone Non-Ducted, Wall Placement | 215324759 |  | HRCU-A-CB-O | D5CSHAH06AAK | Mini-Splits | D5FSHAH06XAK |  |  |  | 18 | 25.7 | 14.8 | TRUE | TRUE | TRUE | 6000 | 7900 | 2.79 | 8600 | 2.38
215324175 | 09/16/24 | Live | CARRIER | COMFORTMAKER | Singlezone Non-Ducted, Wall Placement | 215324175 |  | HRCU-A-CB-O | D5CSHAH06AAK | Mini-Splits | D5FSHAH06XAK |  |  |  | 18 | 25.7 | 14.8 | TRUE | TRUE | TRUE | 6000 | 7900 | 2.79 | 8600 | 2.38
215324248 | 09/16/24 | Live | CARRIER | DAY & NIGHT | Singlezone Non-Ducted, Wall Placement | 215324248 |  | HRCU-A-CB-O | D5CSHAH06AAK | Mini-Splits | D5FSHAH06XAK |  |  |  | 18 | 25.7 | 14.8 | TRUE | TRUE | TRUE | 6000 | 7900 | 2.79 | 8600 | 2.38
215324686 | 09/16/24 | Live | CARRIER | SMART COMFORT | Singlezone Non-Ducted, Wall Placement | 215324686 |  | HRCU-A-CB-O | D5CSHAH06AAK | Mini-Splits | D5FSHAH06XAK |  |  |  | 18 | 25.7 | 14.8 | TRUE | TRUE | TRUE | 6000 | 7900 | 2.79 | 8600 | 2.38
215324613 | 09/16/24 | Live | CARRIER | TEMPSTAR | Singlezone Non-Ducted, Wall Placement | 215324613 |  | HRCU-A-CB-O | D5CSHAH06AAK | Mini-Splits | D5FSHAH06XAK |  |  |  | 18 | 25.7 | 14.8 | TRUE | TRUE | TRUE | 6000 | 7900 | 2.79 | 8600 | 2.38
215324467 | 09/16/24 | Live | CARRIER | KENMORE | Singlezone Non-Ducted, Wall Placement | 215324467 |  | HRCU-A-CB-O | D5CSHAH06AAK | Mini-Splits | D5FSHAH06XAK |  |  |  | 18 | 25.7 | 14.8 | TRUE | TRUE | TRUE | 6000 | 7900 | 2.79 | 8600 | 2.38
215324540 | 09/16/24 | Live | CARRIER | MIDEA | Singlezone Non-Ducted, Wall Placement | 215324540 |  | HRCU-A-CB-O | D5CSHAH06AAK | Mini-Splits | D5FSHAH06XAK |  |  |  | 18 | 25.7 | 14.8 | TRUE | TRUE | TRUE | 6000 | 7900 | 2.79 | 8600 | 2.38
215324321 | 09/16/24 | Live | CARRIER | HEIL | Singlezone Non-Ducted, Wall Placement | 215324321 |  | HRCU-A-CB-O | D5CSHAH06AAK | Mini-Splits | D5FSHAH06XAK |  |  |  | 18 | 25.7 | 14.8 | TRUE | TRUE | TRUE | 6000 | 7900 | 2.79 | 8600 | 2.38
215324394 | 09/16/24 | Live | CARRIER | KEEPRITE | Singlezone Non-Ducted, Wall Placement | 215324394 |  | HRCU-A-CB-O | D5CSHAH06AAK | Mini-Splits | D5FSHAH06XAK |  |  |  | 18 | 25.7 | 14.8 | TRUE | TRUE | TRUE | 6000 | 7900 | 2.79 | 8600 | 2.38
215324330 | 09/16/24 | Live | CARRIER | HEIL | Singlezone Non-Ducted, Wall Placement | 215324330 |  | HRCU-A-CB-O | D5CSHAH12AAK | Mini-Splits | D5FSHAH12XAK |  |  |  | 13.5 | 25.5 | 10.5 | TRUE | TRUE | TRUE | 12000 | 9800 | 2.71 | 12700 | 1.74
215324403 | 09/16/24 | Live | CARRIER | KEEPRITE | Singlezone Non-Ducted, Wall Placement | 215324403 |  | HRCU-A-CB-O | D5CSHAH12AAK | Mini-Splits | D5FSHAH12XAK |  |  |  | 13.5 | 25.5 | 10.5 | TRUE | TRUE | TRUE | 12000 | 9800 | 2.71 | 12700 | 1.74
215324476 | 09/16/24 | Live | CARRIER | KENMORE | Singlezone Non-Ducted, Wall Placement | 215324476 |  | HRCU-A-CB-O | D5CSHAH12AAK | Mini-Splits | D5FSHAH12XAK |  |  |  | 13.5 | 25.5 | 10.5 | TRUE | TRUE | TRUE | 12000 | 9800 | 2.71 | 12700 | 1.74
215324549 | 09/16/24 | Live | CARRIER | MIDEA | Singlezone Non-Ducted, Wall Placement | 215324549 |  | HRCU-A-CB-O | D5CSHAH12AAK | Mini-Splits | D5FSHAH12XAK |  |  |  | 13.5 | 25.5 | 10.5 | TRUE | TRUE | TRUE | 12000 | 9800 | 2.71 | 12700 | 1.74
215324622 | 09/16/24 | Live | CARRIER | TEMPSTAR | Singlezone Non-Ducted, Wall Placement | 215324622 |  | HRCU-A-CB-O | D5CSHAH12AAK | Mini-Splits | D5FSHAH12XAK |  |  |  | 13.5 | 25.5 | 10.5 | TRUE | TRUE | TRUE | 12000 | 9800 | 2.71 | 12700 | 1.74
215324695 | 09/16/24 | Live | CARRIER | SMART COMFORT | Singlezone Non-Ducted, Wall Placement | 215324695 |  | HRCU-A-CB-O | D5CSHAH12AAK | Mini-Splits | D5FSHAH12XAK |  |  |  | 13.5 | 25.5 | 10.5 | TRUE | TRUE | TRUE | 12000 | 9800 | 2.71 | 12700 | 1.74
215324257 | 09/16/24 | Live | CARRIER | DAY & NIGHT | Singlezone Non-Ducted, Wall Placement | 215324257 |  | HRCU-A-CB-O | D5CSHAH12AAK | Mini-Splits | D5FSHAH12XAK |  |  |  | 13.5 | 25.5 | 10.5 | TRUE | TRUE | TRUE | 12000 | 9800 | 2.71 | 12700 | 1.74
215324184 | 09/16/24 | Live | CARRIER | COMFORTMAKER | Singlezone Non-Ducted, Wall Placement | 215324184 |  | HRCU-A-CB-O | D5CSHAH12AAK | Mini-Splits | D5FSHAH12XAK |  |  |  | 13.5 | 25.5 | 10.5 | TRUE | TRUE | TRUE | 12000 | 9800 | 2.71 | 12700 | 1.74
215324768 | 09/16/24 | Live | CARRIER | AIRQUEST | Singlezone Non-Ducted, Wall Placement | 215324768 |  | HRCU-A-CB-O | D5CSHAH12AAK | Mini-Splits | D5FSHAH12XAK |  |  |  | 13.5 | 25.5 | 10.5 | TRUE | TRUE | TRUE | 12000 | 9800 | 2.71 | 12700 | 1.74
215324841 | 09/16/24 | Live | CARRIER | LPS LEGACY | Singlezone Non-Ducted, Wall Placement | 215324841 |  | HRCU-A-CB-O | D5CSHAH12AAK | Mini-Splits | D5FSHAH12XAK |  |  |  | 13.5 | 25.5 | 10.5 | TRUE | TRUE | TRUE | 12000 | 9800 | 2.71 | 12700 | 1.74
215324914 | 09/16/24 | Live | CARRIER | GRANDAIRE | Singlezone Non-Ducted, Wall Placement | 215324914 |  | HRCU-A-CB-O | D5CSHAH12AAK | Mini-Splits | D5FSHAH12XAK |  |  |  | 13.5 | 25.5 | 10.5 | TRUE | TRUE | TRUE | 12000 | 9800 | 2.71 | 12700 | 1.74
215324908 | 09/16/24 | Live | CARRIER | GRANDAIRE | Singlezone Non-Ducted, Wall Placement | 215324908 |  | HRCU-A-CB-O | D5CSHAH09AAK | Mini-Splits | D5FSHAH09XAK |  |  |  | 15.5 | 27.5 | 12.5 | TRUE | TRUE | TRUE | 9000 | 9800 | 2.71 | 12800 | 1.75
215324835 | 09/16/24 | Live | CARRIER | LPS LEGACY | Singlezone Non-Ducted, Wall Placement | 215324835 |  | HRCU-A-CB-O | D5CSHAH09AAK | Mini-Splits | D5FSHAH09XAK |  |  |  | 15.5 | 27.5 | 12.5 | TRUE | TRUE | TRUE | 9000 | 9800 | 2.71 | 12800 | 1.75
215324762 | 09/16/24 | Live | CARRIER | AIRQUEST | Singlezone Non-Ducted, Wall Placement | 215324762 |  | HRCU-A-CB-O | D5CSHAH09AAK | Mini-Splits | D5FSHAH09XAK |  |  |  | 15.5 | 27.5 | 12.5 | TRUE | TRUE | TRUE | 9000 | 9800 | 2.71 | 12800 | 1.75
215324178 | 09/16/24 | Live | CARRIER | COMFORTMAKER | Singlezone Non-Ducted, Wall Placement | 215324178 |  | HRCU-A-CB-O | D5CSHAH09AAK | Mini-Splits | D5FSHAH09XAK |  |  |  | 15.5 | 27.5 | 12.5 | TRUE | TRUE | TRUE | 9000 | 9800 | 2.71 | 12800 | 1.75
215324251 | 09/16/24 | Live | CARRIER | DAY & NIGHT | Singlezone Non-Ducted, Wall Placement | 215324251 |  | HRCU-A-CB-O | D5CSHAH09AAK | Mini-Splits | D5FSHAH09XAK |  |  |  | 15.5 | 27.5 | 12.5 | TRUE | TRUE | TRUE | 9000 | 9800 | 2.71 | 12800 | 1.75
215324689 | 09/16/24 | Live | CARRIER | SMART COMFORT | Singlezone Non-Ducted, Wall Placement | 215324689 |  | HRCU-A-CB-O | D5CSHAH09AAK | Mini-Splits | D5FSHAH09XAK |  |  |  | 15.5 | 27.5 | 12.5 | TRUE | TRUE | TRUE | 9000 | 9800 | 2.71 | 12800 | 1.75
215324616 | 09/16/24 | Live | CARRIER | TEMPSTAR | Singlezone Non-Ducted, Wall Placement | 215324616 |  | HRCU-A-CB-O | D5CSHAH09AAK | Mini-Splits | D5FSHAH09XAK |  |  |  | 15.5 | 27.5 | 12.5 | TRUE | TRUE | TRUE | 9000 | 9800 | 2.71 | 12800 | 1.75
215324543 | 09/16/24 | Live | CARRIER | MIDEA | Singlezone Non-Ducted, Wall Placement | 215324543 |  | HRCU-A-CB-O | D5CSHAH09AAK | Mini-Splits | D5FSHAH09XAK |  |  |  | 15.5 | 27.5 | 12.5 | TRUE | TRUE | TRUE | 9000 | 9800 | 2.71 | 12800 | 1.75
215324470 | 09/16/24 | Live | CARRIER | KENMORE | Singlezone Non-Ducted, Wall Placement | 215324470 |  | HRCU-A-CB-O | D5CSHAH09AAK | Mini-Splits | D5FSHAH09XAK |  |  |  | 15.5 | 27.5 | 12.5 | TRUE | TRUE | TRUE | 9000 | 9800 | 2.71 | 12800 | 1.75
215324397 | 09/16/24 | Live | CARRIER | KEEPRITE | Singlezone Non-Ducted, Wall Placement | 215324397 |  | HRCU-A-CB-O | D5CSHAH09AAK | Mini-Splits | D5FSHAH09XAK |  |  |  | 15.5 | 27.5 | 12.5 | TRUE | TRUE | TRUE | 9000 | 9800 | 2.71 | 12800 | 1.75
215324324 | 09/16/24 | Live | CARRIER | HEIL | Singlezone Non-Ducted, Wall Placement | 215324324 |  | HRCU-A-CB-O | D5CSHAH09AAK | Mini-Splits | D5FSHAH09XAK |  |  |  | 15.5 | 27.5 | 12.5 | TRUE | TRUE | TRUE | 9000 | 9800 | 2.71 | 12800 | 1.75
215323954 | 09/16/24 | Live | CARRIER | PAYNE | Singlezone Ducted, Compact Ducted | 215323954 |  | HRCU-A-CB | 37MARAQ18AA3 | Mini-Splits | 45MBDAQ18XH3 |  |  |  | 13.3 | 20 | 11.4 | TRUE | TRUE | TRUE | 17500 | 14900 | 2.89 | 15900 | 2.65
215323893 | 09/16/24 | Live | CARRIER | BRYANT | Singlezone Ducted, Compact Ducted | 215323893 |  | HRCU-A-CB | 37MARAQ18AA3 | Mini-Splits | 45MBDAQ18XH3 |  |  |  | 13.3 | 20 | 11.4 | TRUE | TRUE | TRUE | 17500 | 14900 | 2.89 | 15900 | 2.65
215323832 | 09/16/24 | Live | CARRIER | CARRIER | Singlezone Ducted, Compact Ducted | 215323832 |  | HRCU-A-CB | 37MARAQ18AA3 | Mini-Splits | 45MBDAQ18XH3 |  |  |  | 13.3 | 20 | 11.4 | TRUE | TRUE | TRUE | 17500 | 14900 | 2.89 | 15900 | 2.65
215324015 | 09/16/24 | Live | CARRIER | WEATHERMAKER | Singlezone Ducted, Compact Ducted | 215324015 |  | HRCU-A-CB | 37MARAQ18AA3 | Mini-Splits | 45MBDAQ18XH3 |  |  |  | 13.3 | 20 | 11.4 | TRUE | TRUE | TRUE | 17500 | 14900 | 2.89 | 15900 | 2.65
215324076 | 09/16/24 | Live | CARRIER | MIDEA | Singlezone Ducted, Compact Ducted | 215324076 |  | HRCU-A-CB | 37MARAQ18AA3 | Mini-Splits | 45MBDAQ18XH3 |  |  |  | 13.3 | 20 | 11.4 | TRUE | TRUE | TRUE | 17500 | 14900 | 2.89 | 15900 | 2.65
215324148 | 09/16/24 | Live | CARRIER | ARCOAIRE | Singlezone Ducted, Compact Ducted | 215324148 |  | HRCU-A-CB | D5CSRAH18AAK | Mini-Splits | D5FSDAH18XHK |  |  |  | 13.3 | 20 | 11.4 | TRUE | TRUE | TRUE | 17500 | 14900 | 2.89 | 15900 | 2.65
215324141 | 09/16/24 | Live | CARRIER | ARCOAIRE | Singlezone Ducted, Compact Ducted | 215324141 |  | HRCU-A-CB | D5CSRAH12AAK | Mini-Splits | D5FSDAH12XHK |  |  |  | 12 | 19.5 | 10.5 | TRUE | TRUE | TRUE | 12000 | 9100 | 2.78 | 9800 | 2.52
215324070 | 09/16/24 | Live | CARRIER | MIDEA | Singlezone Ducted, Compact Ducted | 215324070 |  | HRCU-A-CB | 37MARAQ12AA3 | Mini-Splits | 45MBDAQ12XH3 |  |  |  | 12 | 19.5 | 10.5 | TRUE | TRUE | TRUE | 12000 | 9100 | 2.78 | 9800 | 2.52
215324009 | 09/16/24 | Live | CARRIER | WEATHERMAKER | Singlezone Ducted, Compact Ducted | 215324009 |  | HRCU-A-CB | 37MARAQ12AA3 | Mini-Splits | 45MBDAQ12XH3 |  |  |  | 12 | 19.5 | 10.5 | TRUE | TRUE | TRUE | 12000 | 9100 | 2.78 | 9800 | 2.52
215323826 | 09/16/24 | Live | CARRIER | CARRIER | Singlezone Ducted, Compact Ducted | 215323826 |  | HRCU-A-CB | 37MARAQ12AA3 | Mini-Splits | 45MBDAQ12XH3 |  |  |  | 12 | 19.5 | 10.5 | TRUE | TRUE | TRUE | 12000 | 9100 | 2.78 | 9800 | 2.52
215323887 | 09/16/24 | Live | CARRIER | BRYANT | Singlezone Ducted, Compact Ducted | 215323887 |  | HRCU-A-CB | 37MARAQ12AA3 | Mini-Splits | 45MBDAQ12XH3 |  |  |  | 12 | 19.5 | 10.5 | TRUE | TRUE | TRUE | 12000 | 9100 | 2.78 | 9800 | 2.52
215323948 | 09/16/24 | Live | CARRIER | PAYNE | Singlezone Ducted, Compact Ducted | 215323948 |  | HRCU-A-CB | 37MARAQ12AA3 | Mini-Splits | 45MBDAQ12XH3 |  |  |  | 12 | 19.5 | 10.5 | TRUE | TRUE | TRUE | 12000 | 9100 | 2.78 | 9800 | 2.52
215323943 | 09/16/24 | Live | CARRIER | PAYNE | Singlezone Ducted, Compact Ducted | 215323943 |  | HRCU-A-CB | 37MARAQ09AA3 | Mini-Splits | 45MBDAQ12XH3 |  |  |  | 13 | 19.8 | 11.5 | TRUE | TRUE | TRUE | 9000 | 9300 | 2.9 | 9800 | 2.56
215323821 | 09/16/24 | Live | CARRIER | CARRIER | Singlezone Ducted, Compact Ducted | 215323821 |  | HRCU-A-CB | 37MARAQ09AA3 | Mini-Splits | 45MBDAQ12XH3 |  |  |  | 13 | 19.8 | 11.5 | TRUE | TRUE | TRUE | 9000 | 9300 | 2.9 | 9800 | 2.56
215323882 | 09/16/24 | Live | CARRIER | BRYANT | Singlezone Ducted, Compact Ducted | 215323882 |  | HRCU-A-CB | 37MARAQ09AA3 | Mini-Splits | 45MBDAQ12XH3 |  |  |  | 13 | 19.8 | 11.5 | TRUE | TRUE | TRUE | 9000 | 9300 | 2.9 | 9800 | 2.56
215324004 | 09/16/24 | Live | CARRIER | WEATHERMAKER | Singlezone Ducted, Compact Ducted | 215324004 |  | HRCU-A-CB | 37MARAQ09AA3 | Mini-Splits | 45MBDAQ12XH3 |  |  |  | 13 | 19.8 | 11.5 | TRUE | TRUE | TRUE | 9000 | 9300 | 2.9 | 9800 | 2.56
215324065 | 09/16/24 | Live | CARRIER | MIDEA | Singlezone Ducted, Compact Ducted | 215324065 |  | HRCU-A-CB | 37MARAQ09AA3 | Mini-Splits | 45MBDAQ12XH3 |  |  |  | 13 | 19.8 | 11.5 | TRUE | TRUE | TRUE | 9000 | 9300 | 2.9 | 9800 | 2.56
215324135 | 09/16/24 | Live | CARRIER | ARCOAIRE | Singlezone Ducted, Compact Ducted | 215324135 |  | HRCU-A-CB | D5CSRAH09AAK | Mini-Splits | D5FSDAH12XHK |  |  |  | 13 | 19.8 | 11.5 | TRUE | TRUE | TRUE | 9000 | 9300 | 2.9 | 9800 | 2.56
215324134 | 09/16/24 | Live | CARRIER | ARCOAIRE | Singlezone Ducted, Compact Ducted | 215324134 |  | HRCU-A-CB | D5CSRAH09AAK | Mini-Splits | D5FSDAH12XAK |  |  |  | 12.8 | 19.6 | 11 | TRUE | TRUE | TRUE | 9000 | 8900 | 2.61 | 9600 | 2.45
215324064 | 09/16/24 | Live | CARRIER | MIDEA | Singlezone Ducted, Compact Ducted | 215324064 |  | HRCU-A-CB | 37MARAQ09AA3 | Mini-Splits | 45MBDAQ12XA3 |  |  |  | 12.8 | 19.6 | 11 | TRUE | TRUE | TRUE | 9000 | 8900 | 2.61 | 9600 | 2.45
215324003 | 09/16/24 | Live | CARRIER | WEATHERMAKER | Singlezone Ducted, Compact Ducted | 215324003 |  | HRCU-A-CB | 37MARAQ09AA3 | Mini-Splits | 45MBDAQ12XA3 |  |  |  | 12.8 | 19.6 | 11 | TRUE | TRUE | TRUE | 9000 | 8900 | 2.61 | 9600 | 2.45
215323881 | 09/16/24 | Live | CARRIER | BRYANT | Singlezone Ducted, Compact Ducted | 215323881 |  | HRCU-A-CB | 37MARAQ09AA3 | Mini-Splits | 45MBDAQ12XA3 |  |  |  | 12.8 | 19.6 | 11 | TRUE | TRUE | TRUE | 9000 | 8900 | 2.61 | 9600 | 2.45
215323820 | 09/16/24 | Live | CARRIER | CARRIER | Singlezone Ducted, Compact Ducted | 215323820 |  | HRCU-A-CB | 37MARAQ09AA3 | Mini-Splits | 45MBDAQ12XA3 |  |  |  | 12.8 | 19.6 | 11 | TRUE | TRUE | TRUE | 9000 | 8900 | 2.61 | 9600 | 2.45
215323942 | 09/16/24 | Live | CARRIER | PAYNE | Singlezone Ducted, Compact Ducted | 215323942 |  | HRCU-A-CB | 37MARAQ09AA3 | Mini-Splits | 45MBDAQ12XA3 |  |  |  | 12.8 | 19.6 | 11 | TRUE | TRUE | TRUE | 9000 | 8900 | 2.61 | 9600 | 2.45
215323936 | 09/16/24 | Live | CARRIER | PAYNE | Singlezone Ducted, Compact Ducted | 215323936 |  | HRCU-A-CB | 37MAHAQ18AA3 | Mini-Splits | 45MBDAQ18XH3 |  |  |  | 12.1 | 18.5 | 11.1 | TRUE | TRUE | TRUE | 17500 | 15000 | 2.89 | 20000 | 2.5
215323814 | 09/16/24 | Live | CARRIER | CARRIER | Singlezone Ducted, Compact Ducted | 215323814 |  | HRCU-A-CB | 37MAHAQ18AA3 | Mini-Splits | 45MBDAQ18XH3 |  |  |  | 12.1 | 18.5 | 11.1 | TRUE | TRUE | TRUE | 17500 | 15000 | 2.89 | 20000 | 2.5
215323875 | 09/16/24 | Live | CARRIER | BRYANT | Singlezone Ducted, Compact Ducted | 215323875 |  | HRCU-A-CB | 37MAHAQ18AA3 | Mini-Splits | 45MBDAQ18XH3 |  |  |  | 12.1 | 18.5 | 11.1 | TRUE | TRUE | TRUE | 17500 | 15000 | 2.89 | 20000 | 2.5
215323997 | 09/16/24 | Live | CARRIER | WEATHERMAKER | Singlezone Ducted, Compact Ducted | 215323997 |  | HRCU-A-CB | 37MAHAQ18AA3 | Mini-Splits | 45MBDAQ18XH3 |  |  |  | 12.1 | 18.5 | 11.1 | TRUE | TRUE | TRUE | 17500 | 15000 | 2.89 | 20000 | 2.5
215324058 | 09/16/24 | Live | CARRIER | MIDEA | Singlezone Ducted, Compact Ducted | 215324058 |  | HRCU-A-CB | 37MAHAQ18AA3 | Mini-Splits | 45MBDAQ18XH3 |  |  |  | 12.1 | 18.5 | 11.1 | TRUE | TRUE | TRUE | 17500 | 15000 | 2.89 | 20000 | 2.5
215324123 | 09/16/24 | Live | CARRIER | ARCOAIRE | Singlezone Ducted, Compact Ducted | 215324123 |  | HRCU-A-CB | D5CSHAH18AAK | Mini-Splits | D5FSDAH18XHK |  |  |  | 12.1 | 18.5 | 11.1 | TRUE | TRUE | TRUE | 17500 | 15000 | 2.89 | 20000 | 2.5
215323808 | 09/16/24 | Live | CARRIER | CARRIER | Singlezone Ducted, Compact Ducted | 215323808 |  | HRCU-A-CB | 37MAHAQ12AA3 | Mini-Splits | 45MBDAQ12XH3 |  |  |  | 12 | 20.2 | 10.6 | TRUE | TRUE | TRUE | 12000 | 10200 | 2.6 | 14000 | 2.31
215324116 | 09/16/24 | Live | CARRIER | ARCOAIRE | Singlezone Ducted, Compact Ducted | 215324116 |  | HRCU-A-CB | D5CSHAH12AAK | Mini-Splits | D5FSDAH12XHK |  |  |  | 12 | 20.2 | 10.6 | TRUE | TRUE | TRUE | 12000 | 10200 | 2.6 | 14000 | 2.31
215324052 | 09/16/24 | Live | CARRIER | MIDEA | Singlezone Ducted, Compact Ducted | 215324052 |  | HRCU-A-CB | 37MAHAQ12AA3 | Mini-Splits | 45MBDAQ12XH3 |  |  |  | 12 | 20.2 | 10.6 | TRUE | TRUE | TRUE | 12000 | 10200 | 2.6 | 14000 | 2.31
215323991 | 09/16/24 | Live | CARRIER | WEATHERMAKER | Singlezone Ducted, Compact Ducted | 215323991 |  | HRCU-A-CB | 37MAHAQ12AA3 | Mini-Splits | 45MBDAQ12XH3 |  |  |  | 12 | 20.2 | 10.6 | TRUE | TRUE | TRUE | 12000 | 10200 | 2.6 | 14000 | 2.31
215323869 | 09/16/24 | Live | CARRIER | BRYANT | Singlezone Ducted, Compact Ducted | 215323869 |  | HRCU-A-CB | 37MAHAQ12AA3 | Mini-Splits | 45MBDAQ12XH3 |  |  |  | 12 | 20.2 | 10.6 | TRUE | TRUE | TRUE | 12000 | 10200 | 2.6 | 14000 | 2.31
215323930 | 09/16/24 | Live | CARRIER | PAYNE | Singlezone Ducted, Compact Ducted | 215323930 |  | HRCU-A-CB | 37MAHAQ12AA3 | Mini-Splits | 45MBDAQ12XH3 |  |  |  | 12 | 20.2 | 10.6 | TRUE | TRUE | TRUE | 12000 | 10200 | 2.6 | 14000 | 2.31
215323925 | 09/16/24 | Live | CARRIER | PAYNE | Singlezone Ducted, Compact Ducted | 215323925 |  | HRCU-A-CB | 37MAHAQ09AA3 | Mini-Splits | 45MBDAQ12XH3 |  |  |  | 14 | 20.6 | 13.8 | TRUE | TRUE | TRUE | 9000 | 10200 | 2.45 | 12600 | 1.94
215323864 | 09/16/24 | Live | CARRIER | BRYANT | Singlezone Ducted, Compact Ducted | 215323864 |  | HRCU-A-CB | 37MAHAQ09AA3 | Mini-Splits | 45MBDAQ12XH3 |  |  |  | 14 | 20.6 | 13.8 | TRUE | TRUE | TRUE | 9000 | 10200 | 2.45 | 12600 | 1.94
215323986 | 09/16/24 | Live | CARRIER | WEATHERMAKER | Singlezone Ducted, Compact Ducted | 215323986 |  | HRCU-A-CB | 37MAHAQ09AA3 | Mini-Splits | 45MBDAQ12XH3 |  |  |  | 14 | 20.6 | 13.8 | TRUE | TRUE | TRUE | 9000 | 10200 | 2.45 | 12600 | 1.94
215324047 | 09/16/24 | Live | CARRIER | MIDEA | Singlezone Ducted, Compact Ducted | 215324047 |  | HRCU-A-CB | 37MAHAQ09AA3 | Mini-Splits | 45MBDAQ12XH3 |  |  |  | 14 | 20.6 | 13.8 | TRUE | TRUE | TRUE | 9000 | 10200 | 2.45 | 12600 | 1.94
215324110 | 09/16/24 | Live | CARRIER | ARCOAIRE | Singlezone Ducted, Compact Ducted | 215324110 |  | HRCU-A-CB | D5CSHAH09AAK | Mini-Splits | D5FSDAH12XHK |  |  |  | 14 | 20.6 | 13.8 | TRUE | TRUE | TRUE | 9000 | 10200 | 2.45 | 12600 | 1.94
215323803 | 09/16/24 | Live | CARRIER | CARRIER | Singlezone Ducted, Compact Ducted | 215323803 |  | HRCU-A-CB | 37MAHAQ09AA3 | Mini-Splits | 45MBDAQ12XH3 |  |  |  | 14 | 20.6 | 13.8 | TRUE | TRUE | TRUE | 9000 | 10200 | 2.45 | 12600 | 1.94
215323802 | 09/16/24 | Live | CARRIER | CARRIER | Singlezone Ducted, Compact Ducted | 215323802 |  | HRCU-A-CB | 37MAHAQ09AA3 | Mini-Splits | 45MBDAQ12XA3 |  |  |  | 13.5 | 21.5 | 12.5 | TRUE | TRUE | TRUE | 9000 | 9600 | 2.49 | 12600 | 1.99
215324109 | 09/16/24 | Live | CARRIER | ARCOAIRE | Singlezone Ducted, Compact Ducted | 215324109 |  | HRCU-A-CB | D5CSHAH09AAK | Mini-Splits | D5FSDAH12XAK |  |  |  | 13.5 | 21.5 | 12.5 | TRUE | TRUE | TRUE | 9000 | 9600 | 2.49 | 12600 | 1.99
215324046 | 09/16/24 | Live | CARRIER | MIDEA | Singlezone Ducted, Compact Ducted | 215324046 |  | HRCU-A-CB | 37MAHAQ09AA3 | Mini-Splits | 45MBDAQ12XA3 |  |  |  | 13.5 | 21.5 | 12.5 | TRUE | TRUE | TRUE | 9000 | 9600 | 2.49 | 12600 | 1.99
215323985 | 09/16/24 | Live | CARRIER | WEATHERMAKER | Singlezone Ducted, Compact Ducted | 215323985 |  | HRCU-A-CB | 37MAHAQ09AA3 | Mini-Splits | 45MBDAQ12XA3 |  |  |  | 13.5 | 21.5 | 12.5 | TRUE | TRUE | TRUE | 9000 | 9600 | 2.49 | 12600 | 1.99
215323863 | 09/16/24 | Live | CARRIER | BRYANT | Singlezone Ducted, Compact Ducted | 215323863 |  | HRCU-A-CB | 37MAHAQ09AA3 | Mini-Splits | 45MBDAQ12XA3 |  |  |  | 13.5 | 21.5 | 12.5 | TRUE | TRUE | TRUE | 9000 | 9600 | 2.49 | 12600 | 1.99
215323924 | 09/16/24 | Live | CARRIER | PAYNE | Singlezone Ducted, Compact Ducted | 215323924 |  | HRCU-A-CB | 37MAHAQ09AA3 | Mini-Splits | 45MBDAQ12XA3 |  |  |  | 13.5 | 21.5 | 12.5 | TRUE | TRUE | TRUE | 9000 | 9600 | 2.49 | 12600 | 1.99
215323900 | 09/16/24 | Live | CARRIER | BRYANT | Singlezone Non-Ducted, Wall Placement | 215323900 |  | HRCU-A-CB-O | 37MVRAQ12AA3 | Mini-Splits | D5MVHAQ12XA3 |  |  |  | 8.8 | 18 | 8.8 | FALSE | FALSE | FALSE | 12000 | 8000 | 2.58 | 8300 | 2.41
215323839 | 09/16/24 | Live | CARRIER | CARRIER | Singlezone Non-Ducted, Wall Placement | 215323839 |  | HRCU-A-CB-O | 37MVRAQ12AA3 | Mini-Splits | D5MVHAQ12XA3 |  |  |  | 8.8 | 18 | 8.8 | FALSE | FALSE | FALSE | 12000 | 8000 | 2.58 | 8300 | 2.41
215323961 | 09/16/24 | Live | CARRIER | PAYNE | Singlezone Non-Ducted, Wall Placement | 215323961 |  | HRCU-A-CB-O | 37MVRAQ12AA3 | Mini-Splits | D5MVHAQ12XA3 |  |  |  | 8.8 | 18 | 8.8 | FALSE | FALSE | FALSE | 12000 | 8000 | 2.58 | 8300 | 2.41
215324022 | 09/16/24 | Live | CARRIER | WEATHERMAKER | Singlezone Non-Ducted, Wall Placement | 215324022 |  | HRCU-A-CB-O | 37MVRAQ12AA3 | Mini-Splits | D5MVHAQ12XA3 |  |  |  | 8.8 | 18 | 8.8 | FALSE | FALSE | FALSE | 12000 | 8000 | 2.58 | 8300 | 2.41
215324083 | 09/16/24 | Live | CARRIER | MIDEA | Singlezone Non-Ducted, Wall Placement | 215324083 |  | HRCU-A-CB-O | 37MVRAQ12AA3 | Mini-Splits | D5MVHAQ12XA3 |  |  |  | 8.8 | 18 | 8.8 | FALSE | FALSE | FALSE | 12000 | 8000 | 2.58 | 8300 | 2.41
215324082 | 09/16/24 | Live | CARRIER | MIDEA | Singlezone Non-Ducted, Wall Placement | 215324082 |  | HRCU-A-CB-O | 37MVRAQ09AA3 | Mini-Splits | D5MVHAQ09XA3 |  |  |  | 10.9 | 19 | 9.7 | TRUE | TRUE | TRUE | 9000 | 8000 | 2.58 | 8300 | 2.41
215324021 | 09/16/24 | Live | CARRIER | WEATHERMAKER | Singlezone Non-Ducted, Wall Placement | 215324021 |  | HRCU-A-CB-O | 37MVRAQ09AA3 | Mini-Splits | D5MVHAQ09XA3 |  |  |  | 10.9 | 19 | 9.7 | TRUE | TRUE | TRUE | 9000 | 8000 | 2.58 | 8300 | 2.41
215323960 | 09/16/24 | Live | CARRIER | PAYNE | Singlezone Non-Ducted, Wall Placement | 215323960 |  | HRCU-A-CB-O | 37MVRAQ09AA3 | Mini-Splits | D5MVHAQ09XA3 |  |  |  | 10.9 | 19 | 9.7 | TRUE | TRUE | TRUE | 9000 | 8000 | 2.58 | 8300 | 2.41
215323838 | 09/16/24 | Live | CARRIER | CARRIER | Singlezone Non-Ducted, Wall Placement | 215323838 |  | HRCU-A-CB-O | 37MVRAQ09AA3 | Mini-Splits | D5MVHAQ09XA3 |  |  |  | 10.9 | 19 | 9.7 | TRUE | TRUE | TRUE | 9000 | 8000 | 2.58 | 8300 | 2.41
215323899 | 09/16/24 | Live | CARRIER | BRYANT | Singlezone Non-Ducted, Wall Placement | 215323899 |  | HRCU-A-CB-O | 37MVRAQ09AA3 | Mini-Splits | D5MVHAQ09XA3 |  |  |  | 10.9 | 19 | 9.7 | TRUE | TRUE | TRUE | 9000 | 8000 | 2.58 | 8300 | 2.41
215323915 | 09/16/24 | Live | CARRIER | BRYANT | Singlezone Non-Ducted, Floor Placement | 215323915 |  | HRCU-A-CB-O | 37MBRAQ48AA3 | Mini-Splits | 45MCFAQ48XA3 |  |  |  | 9.5 | 19.9 | 10.2 | TRUE | TRUE | TRUE | 48000 | 39500 | 2.4 | 45100 | 2.13
215323854 | 09/16/24 | Live | CARRIER | CARRIER | Singlezone Non-Ducted, Floor Placement | 215323854 |  | HRCU-A-CB-O | 37MBRAQ48AA3 | Mini-Splits | 45MCFAQ48XA3 |  |  |  | 9.5 | 19.9 | 10.2 | TRUE | TRUE | TRUE | 48000 | 39500 | 2.4 | 45100 | 2.13
215323976 | 09/16/24 | Live | CARRIER | PAYNE | Singlezone Non-Ducted, Floor Placement | 215323976 |  | HRCU-A-CB-O | 37MBRAQ48AA3 | Mini-Splits | 45MCFAQ48XA3 |  |  |  | 9.5 | 19.9 | 10.2 | TRUE | TRUE | TRUE | 48000 | 39500 | 2.4 | 45100 | 2.13
215324098 | 09/16/24 | Live | CARRIER | MIDEA | Singlezone Non-Ducted, Floor Placement | 215324098 |  | HRCU-A-CB-O | 37MBRAQ48AA3 | Mini-Splits | 45MCFAQ48XA3 |  |  |  | 9.5 | 19.9 | 10.2 | TRUE | TRUE | TRUE | 48000 | 39500 | 2.4 | 45100 | 2.13
215324037 | 09/16/24 | Live | CARRIER | WEATHERMAKER | Singlezone Non-Ducted, Floor Placement | 215324037 |  | HRCU-A-CB-O | 37MBRAQ48AA3 | Mini-Splits | 45MCFAQ48XA3 |  |  |  | 9.5 | 19.9 | 10.2 | TRUE | TRUE | TRUE | 48000 | 39500 | 2.4 | 45100 | 2.13
215323911 | 09/16/24 | Live | CARRIER | BRYANT | Singlezone Non-Ducted, Wall Placement | 215323911 |  | HRCU-A-CB-O | 37MBRAQ36AA3 | Mini-Splits | 45MBCAQ36XA3 |  |  |  | 9.7 | 20 | 10.4 | TRUE | TRUE | TRUE | 36000 | 26800 | 2.68 | 28100 | 2.22
215323850 | 09/16/24 | Live | CARRIER | CARRIER | Singlezone Non-Ducted, Wall Placement | 215323850 |  | HRCU-A-CB-O | 37MBRAQ36AA3 | Mini-Splits | 45MBCAQ36XA3 |  |  |  | 9.7 | 20 | 10.4 | TRUE | TRUE | TRUE | 36000 | 26800 | 2.68 | 28100 | 2.22
215323972 | 09/16/24 | Live | CARRIER | PAYNE | Singlezone Non-Ducted, Wall Placement | 215323972 |  | HRCU-A-CB-O | 37MBRAQ36AA3 | Mini-Splits | 45MBCAQ36XA3 |  |  |  | 9.7 | 20 | 10.4 | TRUE | TRUE | TRUE | 36000 | 26800 | 2.68 | 28100 | 2.22
215324094 | 09/16/24 | Live | CARRIER | MIDEA | Singlezone Non-Ducted, Wall Placement | 215324094 |  | HRCU-A-CB-O | 37MBRAQ36AA3 | Mini-Splits | 45MBCAQ36XA3 |  |  |  | 9.7 | 20 | 10.4 | TRUE | TRUE | TRUE | 36000 | 26800 | 2.68 | 28100 | 2.22
215324033 | 09/16/24 | Live | CARRIER | WEATHERMAKER | Singlezone Non-Ducted, Wall Placement | 215324033 |  | HRCU-A-CB-O | 37MBRAQ36AA3 | Mini-Splits | 45MBCAQ36XA3 |  |  |  | 9.7 | 20 | 10.4 | TRUE | TRUE | TRUE | 36000 | 26800 | 2.68 | 28100 | 2.22
215324031 | 09/16/24 | Live | CARRIER | WEATHERMAKER | Singlezone Non-Ducted, Floor Placement | 215324031 |  | HRCU-A-CB-O | 37MBHAQ58AA3 | Mini-Splits | 45MCFAQ58XA3 |  |  |  | 9 | 18.1 | 10.7 | TRUE | TRUE | TRUE | 54000 | 41000 | 2.33 | 58000 | 2.17
215324092 | 09/16/24 | Live | CARRIER | MIDEA | Singlezone Non-Ducted, Floor Placement | 215324092 |  | HRCU-A-CB-O | 37MBHAQ58AA3 | Mini-Splits | 45MCFAQ58XA3 |  |  |  | 9 | 18.1 | 10.7 | TRUE | TRUE | TRUE | 54000 | 41000 | 2.33 | 58000 | 2.17
215323970 | 09/16/24 | Live | CARRIER | PAYNE | Singlezone Non-Ducted, Floor Placement | 215323970 |  | HRCU-A-CB-O | 37MBHAQ58AA3 | Mini-Splits | 45MCFAQ58XA3 |  |  |  | 9 | 18.1 | 10.7 | TRUE | TRUE | TRUE | 54000 | 41000 | 2.33 | 58000 | 2.17
215323848 | 09/16/24 | Live | CARRIER | CARRIER | Singlezone Non-Ducted, Floor Placement | 215323848 |  | HRCU-A-CB-O | 37MBHAQ58AA3 | Mini-Splits | 45MCFAQ58XA3 |  |  |  | 9 | 18.1 | 10.7 | TRUE | TRUE | TRUE | 54000 | 41000 | 2.33 | 58000 | 2.17
215323909 | 09/16/24 | Live | CARRIER | BRYANT | Singlezone Non-Ducted, Floor Placement | 215323909 |  | HRCU-A-CB-O | 37MBHAQ58AA3 | Mini-Splits | 45MCFAQ58XA3 |  |  |  | 9 | 18.1 | 10.7 | TRUE | TRUE | TRUE | 54000 | 41000 | 2.33 | 58000 | 2.17
215323907 | 09/16/24 | Live | CARRIER | BRYANT | Singlezone Non-Ducted, Floor Placement | 215323907 |  | HRCU-A-CB-O | 37MBHAQ48AA3 | Mini-Splits | 45MCFAQ48XA3 |  |  |  | 9.4 | 18.7 | 10.1 | TRUE | TRUE | TRUE | 48000 | 38500 | 2.38 | 44500 | 2.23
215323846 | 09/16/24 | Live | CARRIER | CARRIER | Singlezone Non-Ducted, Floor Placement | 215323846 |  | HRCU-A-CB-O | 37MBHAQ48AA3 | Mini-Splits | 45MCFAQ48XA3 |  |  |  | 9.4 | 18.7 | 10.1 | TRUE | TRUE | TRUE | 48000 | 38500 | 2.38 | 44500 | 2.23
215324029 | 09/16/24 | Live | CARRIER | WEATHERMAKER | Singlezone Non-Ducted, Floor Placement | 215324029 |  | HRCU-A-CB-O | 37MBHAQ48AA3 | Mini-Splits | 45MCFAQ48XA3 |  |  |  | 9.4 | 18.7 | 10.1 | TRUE | TRUE | TRUE | 48000 | 38500 | 2.38 | 44500 | 2.23
215323968 | 09/16/24 | Live | CARRIER | PAYNE | Singlezone Non-Ducted, Floor Placement | 215323968 |  | HRCU-A-CB-O | 37MBHAQ48AA3 | Mini-Splits | 45MCFAQ48XA3 |  |  |  | 9.4 | 18.7 | 10.1 | TRUE | TRUE | TRUE | 48000 | 38500 | 2.38 | 44500 | 2.23
215324090 | 09/16/24 | Live | CARRIER | MIDEA | Singlezone Non-Ducted, Floor Placement | 215324090 |  | HRCU-A-CB-O | 37MBHAQ48AA3 | Mini-Splits | 45MCFAQ48XA3 |  |  |  | 9.4 | 18.7 | 10.1 | TRUE | TRUE | TRUE | 48000 | 38500 | 2.38 | 44500 | 2.23
215324089 | 09/16/24 | Live | CARRIER | MIDEA | Singlezone Non-Ducted, Wall Placement | 215324089 |  | HRCU-A-CB-O | 37MBHAQ48AA3 | Mini-Splits | 45MBCAQ48XA3 |  |  |  | 10 | 18.2 | 11 | TRUE | TRUE | TRUE | 48000 | 44000 | 2.44 | 48000 | 2.17
215323967 | 09/16/24 | Live | CARRIER | PAYNE | Singlezone Non-Ducted, Wall Placement | 215323967 |  | HRCU-A-CB-O | 37MBHAQ48AA3 | Mini-Splits | 45MBCAQ48XA3 |  |  |  | 10 | 18.2 | 11 | TRUE | TRUE | TRUE | 48000 | 44000 | 2.44 | 48000 | 2.17
215324028 | 09/16/24 | Live | CARRIER | WEATHERMAKER | Singlezone Non-Ducted, Wall Placement | 215324028 |  | HRCU-A-CB-O | 37MBHAQ48AA3 | Mini-Splits | 45MBCAQ48XA3 |  |  |  | 10 | 18.2 | 11 | TRUE | TRUE | TRUE | 48000 | 44000 | 2.44 | 48000 | 2.17
215323845 | 09/16/24 | Live | CARRIER | CARRIER | Singlezone Non-Ducted, Wall Placement | 215323845 |  | HRCU-A-CB-O | 37MBHAQ48AA3 | Mini-Splits | 45MBCAQ48XA3 |  |  |  | 10 | 18.2 | 11 | TRUE | TRUE | TRUE | 48000 | 44000 | 2.44 | 48000 | 2.17
215323906 | 09/16/24 | Live | CARRIER | BRYANT | Singlezone Non-Ducted, Wall Placement | 215323906 |  | HRCU-A-CB-O | 37MBHAQ48AA3 | Mini-Splits | 45MBCAQ48XA3 |  |  |  | 10 | 18.2 | 11 | TRUE | TRUE | TRUE | 48000 | 44000 | 2.44 | 48000 | 2.17
215323904 | 09/16/24 | Live | CARRIER | BRYANT | Singlezone Non-Ducted, Floor Placement | 215323904 |  | HRCU-A-CB-O | 37MBHAQ36AA3 | Mini-Splits | 45MCFAQ36XA3 |  |  |  | 12 | 20.2 | 10.8 | TRUE | TRUE | TRUE | 36400 | 30200 | 2.58 | 42400 | 2.16
215323843 | 09/16/24 | Live | CARRIER | CARRIER | Singlezone Non-Ducted, Floor Placement | 215323843 |  | HRCU-A-CB-O | 37MBHAQ36AA3 | Mini-Splits | 45MCFAQ36XA3 |  |  |  | 12 | 20.2 | 10.8 | TRUE | TRUE | TRUE | 36400 | 30200 | 2.58 | 42400 | 2.16
215324026 | 09/16/24 | Live | CARRIER | WEATHERMAKER | Singlezone Non-Ducted, Floor Placement | 215324026 |  | HRCU-A-CB-O | 37MBHAQ36AA3 | Mini-Splits | 45MCFAQ36XA3 |  |  |  | 12 | 20.2 | 10.8 | TRUE | TRUE | TRUE | 36400 | 30200 | 2.58 | 42400 | 2.16
215323965 | 09/16/24 | Live | CARRIER | PAYNE | Singlezone Non-Ducted, Floor Placement | 215323965 |  | HRCU-A-CB-O | 37MBHAQ36AA3 | Mini-Splits | 45MCFAQ36XA3 |  |  |  | 12 | 20.2 | 10.8 | TRUE | TRUE | TRUE | 36400 | 30200 | 2.58 | 42400 | 2.16
215324087 | 09/16/24 | Live | CARRIER | MIDEA | Singlezone Non-Ducted, Floor Placement | 215324087 |  | HRCU-A-CB-O | 37MBHAQ36AA3 | Mini-Splits | 45MCFAQ36XA3 |  |  |  | 12 | 20.2 | 10.8 | TRUE | TRUE | TRUE | 36400 | 30200 | 2.58 | 42400 | 2.16
215324086 | 09/16/24 | Live | CARRIER | MIDEA | Singlezone Non-Ducted, Wall Placement | 215324086 |  | HRCU-A-CB-O | 37MBHAQ36AA3 | Mini-Splits | 45MBCAQ36XA3 |  |  |  | 12 | 21.3 | 10.6 | TRUE | TRUE | TRUE | 36600 | 30600 | 2.56 | 46200 | 2.17
215323964 | 09/16/24 | Live | CARRIER | PAYNE | Singlezone Non-Ducted, Wall Placement | 215323964 |  | HRCU-A-CB-O | 37MBHAQ36AA3 | Mini-Splits | 45MBCAQ36XA3 |  |  |  | 12 | 21.3 | 10.6 | TRUE | TRUE | TRUE | 36600 | 30600 | 2.56 | 46200 | 2.17
215324025 | 09/16/24 | Live | CARRIER | WEATHERMAKER | Singlezone Non-Ducted, Wall Placement | 215324025 |  | HRCU-A-CB-O | 37MBHAQ36AA3 | Mini-Splits | 45MBCAQ36XA3 |  |  |  | 12 | 21.3 | 10.6 | TRUE | TRUE | TRUE | 36600 | 30600 | 2.56 | 46200 | 2.17
215323842 | 09/16/24 | Live | CARRIER | CARRIER | Singlezone Non-Ducted, Wall Placement | 215323842 |  | HRCU-A-CB-O | 37MBHAQ36AA3 | Mini-Splits | 45MBCAQ36XA3 |  |  |  | 12 | 21.3 | 10.6 | TRUE | TRUE | TRUE | 36600 | 30600 | 2.56 | 46200 | 2.17
215323903 | 09/16/24 | Live | CARRIER | BRYANT | Singlezone Non-Ducted, Wall Placement | 215323903 |  | HRCU-A-CB-O | 37MBHAQ36AA3 | Mini-Splits | 45MBCAQ36XA3 |  |  |  | 12 | 21.3 | 10.6 | TRUE | TRUE | TRUE | 36600 | 30600 | 2.56 | 46200 | 2.17
215323895 | 09/16/24 | Live | CARRIER | BRYANT | Singlezone Non-Ducted, Floor Placement | 215323895 |  | HRCU-A-CB-O | 37MARAQ24AA3 | Mini-Splits | 45MCFAQ24XA3 |  |  |  | 12.2 | 21.2 | 11.1 | TRUE | TRUE | TRUE | 24000 | 20000 | 2.56 | 20000 | 2.31
215323834 | 09/16/24 | Live | CARRIER | CARRIER | Singlezone Non-Ducted, Floor Placement | 215323834 |  | HRCU-A-CB-O | 37MARAQ24AA3 | Mini-Splits | 45MCFAQ24XA3 |  |  |  | 12.2 | 21.2 | 11.1 | TRUE | TRUE | TRUE | 24000 | 20000 | 2.56 | 20000 | 2.31
215324017 | 09/16/24 | Live | CARRIER | WEATHERMAKER | Singlezone Non-Ducted, Floor Placement | 215324017 |  | HRCU-A-CB-O | 37MARAQ24AA3 | Mini-Splits | 45MCFAQ24XA3 |  |  |  | 12.2 | 21.2 | 11.1 | TRUE | TRUE | TRUE | 24000 | 20000 | 2.56 | 20000 | 2.31
215323956 | 09/16/24 | Live | CARRIER | PAYNE | Singlezone Non-Ducted, Floor Placement | 215323956 |  | HRCU-A-CB-O | 37MARAQ24AA3 | Mini-Splits | 45MCFAQ24XA3 |  |  |  | 12.2 | 21.2 | 11.1 | TRUE | TRUE | TRUE | 24000 | 20000 | 2.56 | 20000 | 2.31
215324078 | 09/16/24 | Live | CARRIER | MIDEA | Singlezone Non-Ducted, Floor Placement | 215324078 |  | HRCU-A-CB-O | 37MARAQ24AA3 | Mini-Splits | 45MCFAQ24XA3 |  |  |  | 12.2 | 21.2 | 11.1 | TRUE | TRUE | TRUE | 24000 | 20000 | 2.56 | 20000 | 2.31
215324151 | 09/16/24 | Live | CARRIER | ARCOAIRE | Singlezone Non-Ducted, Floor Placement | 215324151 |  | HRCU-A-CB-O | D5CSRAH24AAK | Mini-Splits | D5FCFAH24XAK |  |  |  | 12.2 | 21.2 | 11.1 | TRUE | TRUE | TRUE | 24000 | 20000 | 2.56 | 20000 | 2.31
215324150 | 09/16/24 | Live | CARRIER | ARCOAIRE | Singlezone Non-Ducted, Wall Placement | 215324150 |  | HRCU-A-CB-O | D5CSRAH24AAK | Mini-Splits | D5FSCAH24XAK |  |  |  | 12 | 22.1 | 10.5 | TRUE | TRUE | TRUE | 24000 | 20400 | 2.73 | 20500 | 2.55
215324077 | 09/16/24 | Live | CARRIER | MIDEA | Singlezone Non-Ducted, Wall Placement | 215324077 |  | HRCU-A-CB-O | 37MARAQ24AA3 | Mini-Splits | 45MBCAQ24XA3 |  |  |  | 12 | 22.1 | 10.5 | TRUE | TRUE | TRUE | 24000 | 20400 | 2.73 | 20500 | 2.55
215319111 | 09/16/24 | Live | CARRIER | SMART COMFORT | Singlezone Ducted, Centrally Ducted | 215319111 |  | HRCU-A-CB | D5CUHAH18AAK |  | D5FUAAH18XAK |  |  |  | 12.5 | 19 | 9.8 | TRUE | TRUE | TRUE | 18000 | 15000 | 2.6 | 21600 | 2.3
215319104 | 09/16/24 | Live | CARRIER | TEMPSTAR | Singlezone Ducted, Centrally Ducted | 215319104 |  | HRCU-A-CB | D5CSRAH24AAK |  | D5FSAAH24XBK |  |  |  | 11.7 | 19.8 | 9 | TRUE | TRUE | TRUE | 24000 | 17600 | 2.4 | 23200 | 2.55
215319132 | 09/16/24 | Live | CARRIER | SMART COMFORT | Singlezone Ducted, Centrally Ducted | 215319132 |  | HRCU-A-CB | D5CSRAH24AAK |  | D5FSAAH24XBK |  |  |  | 11.7 | 19.8 | 9 | TRUE | TRUE | TRUE | 24000 | 17600 | 2.4 | 23200 | 2.55
215319216 | 09/16/24 | Live | CARRIER | GRANDAIRE | Singlezone Ducted, Centrally Ducted | 215319216 |  | HRCU-A-CB | D5CSRAH24AAK |  | D5FSAAH24XBK |  |  |  | 11.7 | 19.8 | 9 | TRUE | TRUE | TRUE | 24000 | 17600 | 2.4 | 23200 | 2.55
215319160 | 09/16/24 | Live | CARRIER | AIRQUEST | Singlezone Ducted, Centrally Ducted | 215319160 |  | HRCU-A-CB | D5CSRAH24AAK |  | D5FSAAH24XBK |  |  |  | 11.7 | 19.8 | 9 | TRUE | TRUE | TRUE | 24000 | 17600 | 2.4 | 23200 | 2.55
215319188 | 09/16/24 | Live | CARRIER | LPS LEGACY | Singlezone Ducted, Centrally Ducted | 215319188 |  | HRCU-A-CB | D5CSRAH24AAK |  | D5FSAAH24XBK |  |  |  | 11.7 | 19.8 | 9 | TRUE | TRUE | TRUE | 24000 | 17600 | 2.4 | 23200 | 2.55
215319187 | 09/16/24 | Live | CARRIER | LPS LEGACY | Singlezone Ducted, Centrally Ducted | 215319187 |  | HRCU-A-CB | D5CSRAH18AAK |  | D5FSAAH18XBK |  |  |  | 12.2 | 18.5 | 9.8 | TRUE | TRUE | TRUE | 18000 | 13200 | 2.6 | 14800 | 2.48
215319159 | 09/16/24 | Live | CARRIER | AIRQUEST | Singlezone Ducted, Centrally Ducted | 215319159 |  | HRCU-A-CB | D5CSRAH18AAK |  | D5FSAAH18XBK |  |  |  | 12.2 | 18.5 | 9.8 | TRUE | TRUE | TRUE | 18000 | 13200 | 2.6 | 14800 | 2.48
215319215 | 09/16/24 | Live | CARRIER | GRANDAIRE | Singlezone Ducted, Centrally Ducted | 215319215 |  | HRCU-A-CB | D5CSRAH18AAK |  | D5FSAAH18XBK |  |  |  | 12.2 | 18.5 | 9.8 | TRUE | TRUE | TRUE | 18000 | 13200 | 2.6 | 14800 | 2.48
215319131 | 09/16/24 | Live | CARRIER | SMART COMFORT | Singlezone Ducted, Centrally Ducted | 215319131 |  | HRCU-A-CB | D5CSRAH18AAK |  | D5FSAAH18XBK |  |  |  | 12.2 | 18.5 | 9.8 | TRUE | TRUE | TRUE | 18000 | 13200 | 2.6 | 14800 | 2.48
215319166 | 09/16/24 | Live | CARRIER | AIRQUEST | Singlezone Ducted, Centrally Ducted | 215319166 |  | HRCU-A-CB | D5CLRAH58AAK |  | D5FLAAH60XAK |  |  |  | 9.5 | 16 | 9.2 | FALSE | FALSE | FALSE | 55000 | 40500 | 2.6 | 41500 | 2.2
215319138 | 09/16/24 | Live | CARRIER | SMART COMFORT | Singlezone Ducted, Centrally Ducted | 215319138 |  | HRCU-A-CB | D5CLRAH58AAK |  | D5FLAAH60XAK |  |  |  | 9.5 | 16 | 9.2 | FALSE | FALSE | FALSE | 55000 | 40500 | 2.6 | 41500 | 2.2
215319110 | 09/16/24 | Live | CARRIER | TEMPSTAR | Singlezone Ducted, Centrally Ducted | 215319110 |  | HRCU-A-CB | D5CLRAH58AAK |  | D5FLAAH60XAK |  |  |  | 9.5 | 16 | 9.2 | FALSE | FALSE | FALSE | 55000 | 40500 | 2.6 | 41500 | 2.2
215319222 | 09/16/24 | Live | CARRIER | GRANDAIRE | Singlezone Ducted, Centrally Ducted | 215319222 |  | HRCU-A-CB | D5CLRAH58AAK |  | D5FLAAH60XAK |  |  |  | 9.5 | 16 | 9.2 | FALSE | FALSE | FALSE | 55000 | 40500 | 2.6 | 41500 | 2.2
215319194 | 09/16/24 | Live | CARRIER | LPS LEGACY | Singlezone Ducted, Centrally Ducted | 215319194 |  | HRCU-A-CB | D5CLRAH58AAK |  | D5FLAAH60XAK |  |  |  | 9.5 | 16 | 9.2 | FALSE | FALSE | FALSE | 55000 | 40500 | 2.6 | 41500 | 2.2
215319193 | 09/16/24 | Live | CARRIER | LPS LEGACY | Singlezone Ducted, Centrally Ducted | 215319193 |  | HRCU-A-CB | D5CLRAH48AAK |  | D5FLAAH48XAK |  |  |  | 10 | 17.8 | 10 | TRUE | TRUE | TRUE | 48000 | 40000 | 2.6 | 41000 | 2.28
215319221 | 09/16/24 | Live | CARRIER | GRANDAIRE | Singlezone Ducted, Centrally Ducted | 215319221 |  | HRCU-A-CB | D5CLRAH48AAK |  | D5FLAAH48XAK |  |  |  | 10 | 17.8 | 10 | TRUE | TRUE | TRUE | 48000 | 40000 | 2.6 | 41000 | 2.28
215319109 | 09/16/24 | Live | CARRIER | TEMPSTAR | Singlezone Ducted, Centrally Ducted | 215319109 |  | HRCU-A-CB | D5CLRAH48AAK |  | D5FLAAH48XAK |  |  |  | 10 | 17.8 | 10 | TRUE | TRUE | TRUE | 48000 | 40000 | 2.6 | 41000 | 2.28
215319137 | 09/16/24 | Live | CARRIER | SMART COMFORT | Singlezone Ducted, Centrally Ducted | 215319137 |  | HRCU-A-CB | D5CLRAH48AAK |  | D5FLAAH48XAK |  |  |  | 10 | 17.8 | 10 | TRUE | TRUE | TRUE | 48000 | 40000 | 2.6 | 41000 | 2.28
215319165 | 09/16/24 | Live | CARRIER | AIRQUEST | Singlezone Ducted, Centrally Ducted | 215319165 |  | HRCU-A-CB | D5CLRAH48AAK |  | D5FLAAH48XAK |  |  |  | 10 | 17.8 | 10 | TRUE | TRUE | TRUE | 48000 | 40000 | 2.6 | 41000 | 2.28
215319164 | 09/16/24 | Live | CARRIER | AIRQUEST | Singlezone Ducted, Centrally Ducted | 215319164 |  | HRCU-A-CB | D5CLRAH36AAK |  | D5FLAAH36XAK |  |  |  | 9 | 15.9 | 9.3 | FALSE | FALSE | FALSE | 36000 | 25000 | 2.4 | 27000 | 2.15
215319136 | 09/16/24 | Live | CARRIER | SMART COMFORT | Singlezone Ducted, Centrally Ducted | 215319136 |  | HRCU-A-CB | D5CLRAH36AAK |  | D5FLAAH36XAK |  |  |  | 9 | 15.9 | 9.3 | FALSE | FALSE | FALSE | 36000 | 25000 | 2.4 | 27000 | 2.15
215319108 | 09/16/24 | Live | CARRIER | TEMPSTAR | Singlezone Ducted, Centrally Ducted | 215319108 |  | HRCU-A-CB | D5CLRAH36AAK |  | D5FLAAH36XAK |  |  |  | 9 | 15.9 | 9.3 | FALSE | FALSE | FALSE | 36000 | 25000 | 2.4 | 27000 | 2.15
215319220 | 09/16/24 | Live | CARRIER | GRANDAIRE | Singlezone Ducted, Centrally Ducted | 215319220 |  | HRCU-A-CB | D5CLRAH36AAK |  | D5FLAAH36XAK |  |  |  | 9 | 15.9 | 9.3 | FALSE | FALSE | FALSE | 36000 | 25000 | 2.4 | 27000 | 2.15
215319192 | 09/16/24 | Live | CARRIER | LPS LEGACY | Singlezone Ducted, Centrally Ducted | 215319192 |  | HRCU-A-CB | D5CLRAH36AAK |  | D5FLAAH36XAK |  |  |  | 9 | 15.9 | 9.3 | FALSE | FALSE | FALSE | 36000 | 25000 | 2.4 | 27000 | 2.15
215319134 | 09/16/24 | Live | CARRIER | SMART COMFORT | Singlezone Ducted, Centrally Ducted | 215319134 |  | HRCU-A-CB | D5CLHAH48AAK |  | D5FLAAH48XAK |  |  |  | 10.1 | 17 | 10.2 | TRUE | TRUE | TRUE | 48000 | 40000 | 2.5 | 42000 | 2.16
215319106 | 09/16/24 | Live | CARRIER | TEMPSTAR | Singlezone Ducted, Centrally Ducted | 215319106 |  | HRCU-A-CB | D5CLHAH48AAK |  | D5FLAAH48XAK |  |  |  | 10.1 | 17 | 10.2 | TRUE | TRUE | TRUE | 48000 | 40000 | 2.5 | 42000 | 2.16
215319190 | 09/16/24 | Live | CARRIER | LPS LEGACY | Singlezone Ducted, Centrally Ducted | 215319190 |  | HRCU-A-CB | D5CLHAH48AAK |  | D5FLAAH48XAK |  |  |  | 10.1 | 17 | 10.2 | TRUE | TRUE | TRUE | 48000 | 40000 | 2.5 | 42000 | 2.16
215319162 | 09/16/24 | Live | CARRIER | AIRQUEST | Singlezone Ducted, Centrally Ducted | 215319162 |  | HRCU-A-CB | D5CLHAH48AAK |  | D5FLAAH48XAK |  |  |  | 10.1 | 17 | 10.2 | TRUE | TRUE | TRUE | 48000 | 40000 | 2.5 | 42000 | 2.16
215319218 | 09/16/24 | Live | CARRIER | GRANDAIRE | Singlezone Ducted, Centrally Ducted | 215319218 |  | HRCU-A-CB | D5CLHAH48AAK |  | D5FLAAH48XAK |  |  |  | 10.1 | 17 | 10.2 | TRUE | TRUE | TRUE | 48000 | 40000 | 2.5 | 42000 | 2.16
215319214 | 09/16/24 | Live | CARRIER | GRANDAIRE | Singlezone Ducted, Centrally Ducted | 215319214 |  | HRCU-A-CB | D5CSHAH33AAK |  | D5FSAAH36XBK |  |  |  | 11.7 | 16.7 | 10 | TRUE | TRUE | TRUE | 33000 | 27400 | 2.58 | 33400 | 2.62
215319186 | 09/16/24 | Live | CARRIER | LPS LEGACY | Singlezone Ducted, Centrally Ducted | 215319186 |  | HRCU-A-CB | D5CSHAH33AAK |  | D5FSAAH36XBK |  |  |  | 11.7 | 16.7 | 10 | TRUE | TRUE | TRUE | 33000 | 27400 | 2.58 | 33400 | 2.62
215319158 | 09/16/24 | Live | CARRIER | AIRQUEST | Singlezone Ducted, Centrally Ducted | 215319158 |  | HRCU-A-CB | D5CSHAH33AAK |  | D5FSAAH36XBK |  |  |  | 11.7 | 16.7 | 10 | TRUE | TRUE | TRUE | 33000 | 27400 | 2.58 | 33400 | 2.62
215319130 | 09/16/24 | Live | CARRIER | SMART COMFORT | Singlezone Ducted, Centrally Ducted | 215319130 |  | HRCU-A-CB | D5CSHAH33AAK |  | D5FSAAH36XBK |  |  |  | 11.7 | 16.7 | 10 | TRUE | TRUE | TRUE | 33000 | 27400 | 2.58 | 33400 | 2.62
215319129 | 09/16/24 | Live | CARRIER | SMART COMFORT | Singlezone Ducted, Centrally Ducted | 215319129 |  | HRCU-A-CB | D5CSHAH24AAK |  | D5FSAAH24XBK |  |  |  | 12 | 18.8 | 10 | TRUE | TRUE | TRUE | 23000 | 16900 | 2.4 | 24000 | 2.39
215319157 | 09/16/24 | Live | CARRIER | AIRQUEST | Singlezone Ducted, Centrally Ducted | 215319157 |  | HRCU-A-CB | D5CSHAH24AAK |  | D5FSAAH24XBK |  |  |  | 12 | 18.8 | 10 | TRUE | TRUE | TRUE | 23000 | 16900 | 2.4 | 24000 | 2.39
215319185 | 09/16/24 | Live | CARRIER | LPS LEGACY | Singlezone Ducted, Centrally Ducted | 215319185 |  | HRCU-A-CB | D5CSHAH24AAK |  | D5FSAAH24XBK |  |  |  | 12 | 18.8 | 10 | TRUE | TRUE | TRUE | 23000 | 16900 | 2.4 | 24000 | 2.39
215319213 | 09/16/24 | Live | CARRIER | GRANDAIRE | Singlezone Ducted, Centrally Ducted | 215319213 |  | HRCU-A-CB | D5CSHAH24AAK |  | D5FSAAH24XBK |  |  |  | 12 | 18.8 | 10 | TRUE | TRUE | TRUE | 23000 | 16900 | 2.4 | 24000 | 2.39
215319212 | 09/16/24 | Live | CARRIER | GRANDAIRE | Singlezone Ducted, Centrally Ducted | 215319212 |  | HRCU-A-CB | D5CSHAH18AAK |  | D5FSAAH18XBK |  |  |  | 12 | 18.2 | 10.1 | TRUE | TRUE | TRUE | 18000 | 14000 | 2.6 | 19800 | 2.38
215319184 | 09/16/24 | Live | CARRIER | LPS LEGACY | Singlezone Ducted, Centrally Ducted | 215319184 |  | HRCU-A-CB | D5CSHAH18AAK |  | D5FSAAH18XBK |  |  |  | 12 | 18.2 | 10.1 | TRUE | TRUE | TRUE | 18000 | 14000 | 2.6 | 19800 | 2.38
215319156 | 09/16/24 | Live | CARRIER | AIRQUEST | Singlezone Ducted, Centrally Ducted | 215319156 |  | HRCU-A-CB | D5CSHAH18AAK |  | D5FSAAH18XBK |  |  |  | 12 | 18.2 | 10.1 | TRUE | TRUE | TRUE | 18000 | 14000 | 2.6 | 19800 | 2.38
215319128 | 09/16/24 | Live | CARRIER | SMART COMFORT | Singlezone Ducted, Centrally Ducted | 215319128 |  | HRCU-A-CB | D5CSHAH18AAK |  | D5FSAAH18XBK |  |  |  | 12 | 18.2 | 10.1 | TRUE | TRUE | TRUE | 18000 | 14000 | 2.6 | 19800 | 2.38
215318987 | 09/16/24 | Live | CARRIER | HEIL | Singlezone Ducted, Centrally Ducted | 215318987 |  | HRCU-A-CB | D5CUHAH48AAK |  | D5FUHAH60XAK |  |  |  | 12 | 17.5 | 9.5 | TRUE | TRUE | TRUE | 48000 | 34000 | 2.56 | 48000 | 2.13
215319015 | 09/16/24 | Live | CARRIER | KEEPRITE | Singlezone Ducted, Centrally Ducted | 215319015 |  | HRCU-A-CB | D5CUHAH48AAK |  | D5FUHAH60XAK |  |  |  | 12 | 17.5 | 9.5 | TRUE | TRUE | TRUE | 48000 | 34000 | 2.56 | 48000 | 2.13
215318959 | 09/16/24 | Live | CARRIER | DAY & NIGHT | Singlezone Ducted, Centrally Ducted | 215318959 |  | HRCU-A-CB | D5CUHAH48AAK |  | D5FUHAH60XAK |  |  |  | 12 | 17.5 | 9.5 | TRUE | TRUE | TRUE | 48000 | 34000 | 2.56 | 48000 | 2.13
215318875 | 09/16/24 | Live | CARRIER | MIDEA | Singlezone Ducted, Centrally Ducted | 215318875 |  | HRCU-A-CB | 37MUHAQ48AA3 |  | 45MUHAQ60XX3 |  |  |  | 12 | 17.5 | 9.5 | TRUE | TRUE | TRUE | 48000 | 34000 | 2.56 | 48000 | 2.13
215318903 | 09/16/24 | Live | CARRIER | ARCOAIRE | Singlezone Ducted, Centrally Ducted | 215318903 |  | HRCU-A-CB | D5CUHAH48AAK |  | D5FUHAH60XAK |  |  |  | 12 | 17.5 | 9.5 | TRUE | TRUE | TRUE | 48000 | 34000 | 2.56 | 48000 | 2.13
215318931 | 09/16/24 | Live | CARRIER | COMFORTMAKER | Singlezone Ducted, Centrally Ducted | 215318931 |  | HRCU-A-CB | D5CUHAH48AAK |  | D5FUHAH60XAK |  |  |  | 12 | 17.5 | 9.5 | TRUE | TRUE | TRUE | 48000 | 34000 | 2.56 | 48000 | 2.13
215319071 | 09/16/24 | Live | CARRIER | MIDEA | Singlezone Ducted, Centrally Ducted | 215319071 |  | HRCU-A-CB | D5CUHAH48AAK |  | D5FUHAH60XAK |  |  |  | 12 | 17.5 | 9.5 | TRUE | TRUE | TRUE | 48000 | 34000 | 2.56 | 48000 | 2.13
215319099 | 09/16/24 | Live | CARRIER | TEMPSTAR | Singlezone Ducted, Centrally Ducted | 215319099 |  | HRCU-A-CB | D5CUHAH48AAK |  | D5FUHAH60XAK |  |  |  | 12 | 17.5 | 9.5 | TRUE | TRUE | TRUE | 48000 | 34000 | 2.56 | 48000 | 2.13
215319043 | 09/16/24 | Live | CARRIER | KENMORE | Singlezone Ducted, Centrally Ducted | 215319043 |  | HRCU-A-CB | D5CUHAH48AAK |  | D5FUHAH60XAK |  |  |  | 12 | 17.5 | 9.5 | TRUE | TRUE | TRUE | 48000 | 34000 | 2.56 | 48000 | 2.13
215319042 | 09/16/24 | Live | CARRIER | KENMORE | Singlezone Ducted, Centrally Ducted | 215319042 |  | HRCU-A-CB | D5CUHAH30AAK |  | D5FUHAH36XAK |  |  |  | 12.1 | 17.2 | 10.8 | TRUE | TRUE | TRUE | 30000 | 24000 | 2.69 | 24600 | 1.94
215319098 | 09/16/24 | Live | CARRIER | TEMPSTAR | Singlezone Ducted, Centrally Ducted | 215319098 |  | HRCU-A-CB | D5CUHAH30AAK |  | D5FUHAH36XAK |  |  |  | 12.1 | 17.2 | 10.8 | TRUE | TRUE | TRUE | 30000 | 24000 | 2.69 | 24600 | 1.94
215319070 | 09/16/24 | Live | CARRIER | MIDEA | Singlezone Ducted, Centrally Ducted | 215319070 |  | HRCU-A-CB | D5CUHAH30AAK |  | D5FUHAH36XAK |  |  |  | 12.1 | 17.2 | 10.8 | TRUE | TRUE | TRUE | 30000 | 24000 | 2.69 | 24600 | 1.94
215318930 | 09/16/24 | Live | CARRIER | COMFORTMAKER | Singlezone Ducted, Centrally Ducted | 215318930 |  | HRCU-A-CB | D5CUHAH30AAK |  | D5FUHAH36XAK |  |  |  | 12.1 | 17.2 | 10.8 | TRUE | TRUE | TRUE | 30000 | 24000 | 2.69 | 24600 | 1.94
215318902 | 09/16/24 | Live | CARRIER | ARCOAIRE | Singlezone Ducted, Centrally Ducted | 215318902 |  | HRCU-A-CB | D5CUHAH30AAK |  | D5FUHAH36XAK |  |  |  | 12.1 | 17.2 | 10.8 | TRUE | TRUE | TRUE | 30000 | 24000 | 2.69 | 24600 | 1.94
215318874 | 09/16/24 | Live | CARRIER | MIDEA | Singlezone Ducted, Centrally Ducted | 215318874 |  | HRCU-A-CB | 37MUHAQ30AA3 |  | 45MUHAQ36XX3 |  |  |  | 12.1 | 17.2 | 10.8 | TRUE | TRUE | TRUE | 30000 | 24000 | 2.69 | 24600 | 1.94
215318958 | 09/16/24 | Live | CARRIER | DAY & NIGHT | Singlezone Ducted, Centrally Ducted | 215318958 |  | HRCU-A-CB | D5CUHAH30AAK |  | D5FUHAH36XAK |  |  |  | 12.1 | 17.2 | 10.8 | TRUE | TRUE | TRUE | 30000 | 24000 | 2.69 | 24600 | 1.94
215319014 | 09/16/24 | Live | CARRIER | KEEPRITE | Singlezone Ducted, Centrally Ducted | 215319014 |  | HRCU-A-CB | D5CUHAH30AAK |  | D5FUHAH36XAK |  |  |  | 12.1 | 17.2 | 10.8 | TRUE | TRUE | TRUE | 30000 | 24000 | 2.69 | 24600 | 1.94
215318986 | 09/16/24 | Live | CARRIER | HEIL | Singlezone Ducted, Centrally Ducted | 215318986 |  | HRCU-A-CB | D5CUHAH30AAK |  | D5FUHAH36XAK |  |  |  | 12.1 | 17.2 | 10.8 | TRUE | TRUE | TRUE | 30000 | 24000 | 2.69 | 24600 | 1.94
215318985 | 09/16/24 | Live | CARRIER | HEIL | Singlezone Ducted, Centrally Ducted | 215318985 |  | HRCU-A-CB | D5CUHAH18AAK |  | D5FUHAH24XAK |  |  |  | 12.5 | 19 | 10.2 | TRUE | TRUE | TRUE | 18000 | 14700 | 2.66 | 19000 | 2.37
215319013 | 09/16/24 | Live | CARRIER | KEEPRITE | Singlezone Ducted, Centrally Ducted | 215319013 |  | HRCU-A-CB | D5CUHAH18AAK |  | D5FUHAH24XAK |  |  |  | 12.5 | 19 | 10.2 | TRUE | TRUE | TRUE | 18000 | 14700 | 2.66 | 19000 | 2.37
215318957 | 09/16/24 | Live | CARRIER | DAY & NIGHT | Singlezone Ducted, Centrally Ducted | 215318957 |  | HRCU-A-CB | D5CUHAH18AAK |  | D5FUHAH24XAK |  |  |  | 12.5 | 19 | 10.2 | TRUE | TRUE | TRUE | 18000 | 14700 | 2.66 | 19000 | 2.37
215318873 | 09/16/24 | Live | CARRIER | MIDEA | Singlezone Ducted, Centrally Ducted | 215318873 |  | HRCU-A-CB | 37MUHAQ18AA3 |  | 45MUHAQ24XX3 |  |  |  | 12.5 | 19 | 10.2 | TRUE | TRUE | TRUE | 18000 | 14700 | 2.66 | 19000 | 2.37
215318901 | 09/16/24 | Live | CARRIER | ARCOAIRE | Singlezone Ducted, Centrally Ducted | 215318901 |  | HRCU-A-CB | D5CUHAH18AAK |  | D5FUHAH24XAK |  |  |  | 12.5 | 19 | 10.2 | TRUE | TRUE | TRUE | 18000 | 14700 | 2.66 | 19000 | 2.37
215318929 | 09/16/24 | Live | CARRIER | COMFORTMAKER | Singlezone Ducted, Centrally Ducted | 215318929 |  | HRCU-A-CB | D5CUHAH18AAK |  | D5FUHAH24XAK |  |  |  | 12.5 | 19 | 10.2 | TRUE | TRUE | TRUE | 18000 | 14700 | 2.66 | 19000 | 2.37
215319069 | 09/16/24 | Live | CARRIER | MIDEA | Singlezone Ducted, Centrally Ducted | 215319069 |  | HRCU-A-CB | D5CUHAH18AAK |  | D5FUHAH24XAK |  |  |  | 12.5 | 19 | 10.2 | TRUE | TRUE | TRUE | 18000 | 14700 | 2.66 | 19000 | 2.37
215319097 | 09/16/24 | Live | CARRIER | TEMPSTAR | Singlezone Ducted, Centrally Ducted | 215319097 |  | HRCU-A-CB | D5CUHAH18AAK |  | D5FUHAH24XAK |  |  |  | 12.5 | 19 | 10.2 | TRUE | TRUE | TRUE | 18000 | 14700 | 2.66 | 19000 | 2.37
215319041 | 09/16/24 | Live | CARRIER | KENMORE | Singlezone Ducted, Centrally Ducted | 215319041 |  | HRCU-A-CB | D5CUHAH18AAK |  | D5FUHAH24XAK |  |  |  | 12.5 | 19 | 10.2 | TRUE | TRUE | TRUE | 18000 | 14700 | 2.66 | 19000 | 2.37
215318995 | 09/16/24 | Live | CARRIER | HEIL | Singlezone Ducted, Centrally Ducted | 215318995 |  | HRCU-A-CB | D5CLHAH58AAK |  | D5FLAAH60XAK |  |  |  | 10 | 15.4 | 9.2 | TRUE | TRUE | TRUE | 54000 | 41000 | 2.6 | 51500 | 2.2
215319023 | 09/16/24 | Live | CARRIER | KEEPRITE | Singlezone Ducted, Centrally Ducted | 215319023 |  | HRCU-A-CB | D5CLHAH58AAK |  | D5FLAAH60XAK |  |  |  | 10 | 15.4 | 9.2 | TRUE | TRUE | TRUE | 54000 | 41000 | 2.6 | 51500 | 2.2
215319051 | 09/16/24 | Live | CARRIER | KENMORE | Singlezone Ducted, Centrally Ducted | 215319051 |  | HRCU-A-CB | D5CLHAH58AAK |  | D5FLAAH60XAK |  |  |  | 10 | 15.4 | 9.2 | TRUE | TRUE | TRUE | 54000 | 41000 | 2.6 | 51500 | 2.2
215319079 | 09/16/24 | Live | CARRIER | MIDEA | Singlezone Ducted, Centrally Ducted | 215319079 |  | HRCU-A-CB | D5CLHAH58AAK |  | D5FLAAH60XAK |  |  |  | 10 | 15.4 | 9.2 | TRUE | TRUE | TRUE | 54000 | 41000 | 2.6 | 51500 | 2.2
215318855 | 09/16/24 | Live | CARRIER | WEATHERMAKER | Singlezone Ducted, Centrally Ducted | 215318855 |  | HRCU-A-CB | 37MBHAQ58AA3 |  | 45MBAAQ60XA3 |  |  |  | 10 | 15.4 | 9.2 | TRUE | TRUE | TRUE | 54000 | 41000 | 2.6 | 51500 | 2.2
215318883 | 09/16/24 | Live | CARRIER | MIDEA | Singlezone Ducted, Centrally Ducted | 215318883 |  | HRCU-A-CB | 37MBHAQ58AA3 |  | 45MBAAQ60XA3 |  |  |  | 10 | 15.4 | 9.2 | TRUE | TRUE | TRUE | 54000 | 41000 | 2.6 | 51500 | 2.2
215318911 | 09/16/24 | Live | CARRIER | ARCOAIRE | Singlezone Ducted, Centrally Ducted | 215318911 |  | HRCU-A-CB | D5CLHAH58AAK |  | D5FLAAH60XAK |  |  |  | 10 | 15.4 | 9.2 | TRUE | TRUE | TRUE | 54000 | 41000 | 2.6 | 51500 | 2.2
215318939 | 09/16/24 | Live | CARRIER | COMFORTMAKER | Singlezone Ducted, Centrally Ducted | 215318939 |  | HRCU-A-CB | D5CLHAH58AAK |  | D5FLAAH60XAK |  |  |  | 10 | 15.4 | 9.2 | TRUE | TRUE | TRUE | 54000 | 41000 | 2.6 | 51500 | 2.2
215318967 | 09/16/24 | Live | CARRIER | DAY & NIGHT | Singlezone Ducted, Centrally Ducted | 215318967 |  | HRCU-A-CB | D5CLHAH58AAK |  | D5FLAAH60XAK |  |  |  | 10 | 15.4 | 9.2 | TRUE | TRUE | TRUE | 54000 | 41000 | 2.6 | 51500 | 2.2
215318965 | 09/16/24 | Live | CARRIER | DAY & NIGHT | Singlezone Ducted, Centrally Ducted | 215318965 |  | HRCU-A-CB | D5CLHAH36AAK |  | D5FLAAH36XAK |  |  |  | 11.7 | 17.3 | 9.5 | TRUE | TRUE | TRUE | 36000 | 28000 | 2.2 | 38000 | 2.11
215318937 | 09/16/24 | Live | CARRIER | COMFORTMAKER | Singlezone Ducted, Centrally Ducted | 215318937 |  | HRCU-A-CB | D5CLHAH36AAK |  | D5FLAAH36XAK |  |  |  | 11.7 | 17.3 | 9.5 | TRUE | TRUE | TRUE | 36000 | 28000 | 2.2 | 38000 | 2.11
215318881 | 09/16/24 | Live | CARRIER | MIDEA | Singlezone Ducted, Centrally Ducted | 215318881 |  | HRCU-A-CB | 37MBHAQ36AA3 |  | 45MBAAQ36XA3 |  |  |  | 11.7 | 17.3 | 9.5 | TRUE | TRUE | TRUE | 36000 | 28000 | 2.2 | 38000 | 2.11
215318909 | 09/16/24 | Live | CARRIER | ARCOAIRE | Singlezone Ducted, Centrally Ducted | 215318909 |  | HRCU-A-CB | D5CLHAH36AAK |  | D5FLAAH36XAK |  |  |  | 11.7 | 17.3 | 9.5 | TRUE | TRUE | TRUE | 36000 | 28000 | 2.2 | 38000 | 2.11
215319077 | 09/16/24 | Live | CARRIER | MIDEA | Singlezone Ducted, Centrally Ducted | 215319077 |  | HRCU-A-CB | D5CLHAH36AAK |  | D5FLAAH36XAK |  |  |  | 11.7 | 17.3 | 9.5 | TRUE | TRUE | TRUE | 36000 | 28000 | 2.2 | 38000 | 2.11
215318993 | 09/16/24 | Live | CARRIER | HEIL | Singlezone Ducted, Centrally Ducted | 215318993 |  | HRCU-A-CB | D5CLHAH36AAK |  | D5FLAAH36XAK |  |  |  | 11.7 | 17.3 | 9.5 | TRUE | TRUE | TRUE | 36000 | 28000 | 2.2 | 38000 | 2.11
215319021 | 09/16/24 | Live | CARRIER | KEEPRITE | Singlezone Ducted, Centrally Ducted | 215319021 |  | HRCU-A-CB | D5CLHAH36AAK |  | D5FLAAH36XAK |  |  |  | 11.7 | 17.3 | 9.5 | TRUE | TRUE | TRUE | 36000 | 28000 | 2.2 | 38000 | 2.11
215319049 | 09/16/24 | Live | CARRIER | KENMORE | Singlezone Ducted, Centrally Ducted | 215319049 |  | HRCU-A-CB | D5CLHAH36AAK |  | D5FLAAH36XAK |  |  |  | 11.7 | 17.3 | 9.5 | TRUE | TRUE | TRUE | 36000 | 28000 | 2.2 | 38000 | 2.11
215319040 | 09/16/24 | Live | CARRIER | KENMORE | Singlezone Ducted, Centrally Ducted | 215319040 |  | HRCU-A-CB | D5CURAH60AAK |  | D5FUAAH60XAK |  |  |  | 8.7 | 15.2 | 8.4 | TRUE | TRUE | FALSE | 54000 | 33000 | 2.34 | 35800 | 1.96
215319096 | 09/16/24 | Live | CARRIER | TEMPSTAR | Singlezone Ducted, Centrally Ducted | 215319096 |  | HRCU-A-CB | D5CURAH60AAK |  | D5FUAAH60XAK |  |  |  | 8.7 | 15.2 | 8.4 | TRUE | TRUE | FALSE | 54000 | 33000 | 2.34 | 35800 | 1.96
215319068 | 09/16/24 | Live | CARRIER | MIDEA | Singlezone Ducted, Centrally Ducted | 215319068 |  | HRCU-A-CB | D5CURAH60AAK |  | D5FUAAH60XAK |  |  |  | 8.7 | 15.2 | 8.4 | TRUE | TRUE | FALSE | 54000 | 33000 | 2.34 | 35800 | 1.96
215318928 | 09/16/24 | Live | CARRIER | COMFORTMAKER | Singlezone Ducted, Centrally Ducted | 215318928 |  | HRCU-A-CB | D5CURAH60AAK |  | D5FUAAH60XAK |  |  |  | 8.7 | 15.2 | 8.4 | TRUE | TRUE | FALSE | 54000 | 33000 | 2.34 | 35800 | 1.96
215318900 | 09/16/24 | Live | CARRIER | ARCOAIRE | Singlezone Ducted, Centrally Ducted | 215318900 |  | HRCU-A-CB | D5CURAH60AAK |  | D5FUAAH60XAK |  |  |  | 8.7 | 15.2 | 8.4 | TRUE | TRUE | FALSE | 54000 | 33000 | 2.34 | 35800 | 1.96
215318872 | 09/16/24 | Live | CARRIER | MIDEA | Singlezone Ducted, Centrally Ducted | 215318872 |  | HRCU-A-CB | 37MURAQ60AA3 |  | 45MUAAQ60XX3 |  |  |  | 8.7 | 15.2 | 8.4 | TRUE | TRUE | FALSE | 54000 | 33000 | 2.34 | 35800 | 1.96
215318956 | 09/16/24 | Live | CARRIER | DAY & NIGHT | Singlezone Ducted, Centrally Ducted | 215318956 |  | HRCU-A-CB | D5CURAH60AAK |  | D5FUAAH60XAK |  |  |  | 8.7 | 15.2 | 8.4 | TRUE | TRUE | FALSE | 54000 | 33000 | 2.34 | 35800 | 1.96
215319012 | 09/16/24 | Live | CARRIER | KEEPRITE | Singlezone Ducted, Centrally Ducted | 215319012 |  | HRCU-A-CB | D5CURAH60AAK |  | D5FUAAH60XAK |  |  |  | 8.7 | 15.2 | 8.4 | TRUE | TRUE | FALSE | 54000 | 33000 | 2.34 | 35800 | 1.96
215318984 | 09/16/24 | Live | CARRIER | HEIL | Singlezone Ducted, Centrally Ducted | 215318984 |  | HRCU-A-CB | D5CURAH60AAK |  | D5FUAAH60XAK |  |  |  | 8.7 | 15.2 | 8.4 | TRUE | TRUE | FALSE | 54000 | 33000 | 2.34 | 35800 | 1.96
215318983 | 09/16/24 | Live | CARRIER | HEIL | Singlezone Ducted, Centrally Ducted | 215318983 |  | HRCU-A-CB | D5CURAH48AAK |  | D5FUAAH48XAK |  |  |  | 10 | 16 | 8.5 | TRUE | TRUE | TRUE | 48000 | 32400 | 2.46 | 35400 | 2
215319011 | 09/16/24 | Live | CARRIER | KEEPRITE | Singlezone Ducted, Centrally Ducted | 215319011 |  | HRCU-A-CB | D5CURAH48AAK |  | D5FUAAH48XAK |  |  |  | 10 | 16 | 8.5 | TRUE | TRUE | TRUE | 48000 | 32400 | 2.46 | 35400 | 2
215318955 | 09/16/24 | Live | CARRIER | DAY & NIGHT | Singlezone Ducted, Centrally Ducted | 215318955 |  | HRCU-A-CB | D5CURAH48AAK |  | D5FUAAH48XAK |  |  |  | 10 | 16 | 8.5 | TRUE | TRUE | TRUE | 48000 | 32400 | 2.46 | 35400 | 2
215318871 | 09/16/24 | Live | CARRIER | MIDEA | Singlezone Ducted, Centrally Ducted | 215318871 |  | HRCU-A-CB | 37MURAQ48AA3 |  | 45MUAAQ48XX3 |  |  |  | 10 | 16 | 8.5 | TRUE | TRUE | TRUE | 48000 | 32400 | 2.46 | 35400 | 2
215318899 | 09/16/24 | Live | CARRIER | ARCOAIRE | Singlezone Ducted, Centrally Ducted | 215318899 |  | HRCU-A-CB | D5CURAH48AAK |  | D5FUAAH48XAK |  |  |  | 10 | 16 | 8.5 | TRUE | TRUE | TRUE | 48000 | 32400 | 2.46 | 35400 | 2
215318927 | 09/16/24 | Live | CARRIER | COMFORTMAKER | Singlezone Ducted, Centrally Ducted | 215318927 |  | HRCU-A-CB | D5CURAH48AAK |  | D5FUAAH48XAK |  |  |  | 10 | 16 | 8.5 | TRUE | TRUE | TRUE | 48000 | 32400 | 2.46 | 35400 | 2
215319067 | 09/16/24 | Live | CARRIER | MIDEA | Singlezone Ducted, Centrally Ducted | 215319067 |  | HRCU-A-CB | D5CURAH48AAK |  | D5FUAAH48XAK |  |  |  | 10 | 16 | 8.5 | TRUE | TRUE | TRUE | 48000 | 32400 | 2.46 | 35400 | 2
215319095 | 09/16/24 | Live | CARRIER | TEMPSTAR | Singlezone Ducted, Centrally Ducted | 215319095 |  | HRCU-A-CB | D5CURAH48AAK |  | D5FUAAH48XAK |  |  |  | 10 | 16 | 8.5 | TRUE | TRUE | TRUE | 48000 | 32400 | 2.46 | 35400 | 2
215319039 | 09/16/24 | Live | CARRIER | KENMORE | Singlezone Ducted, Centrally Ducted | 215319039 |  | HRCU-A-CB | D5CURAH48AAK |  | D5FUAAH48XAK |  |  |  | 10 | 16 | 8.5 | TRUE | TRUE | TRUE | 48000 | 32400 | 2.46 | 35400 | 2
215319038 | 09/16/24 | Live | CARRIER | KENMORE | Singlezone Ducted, Centrally Ducted | 215319038 |  | HRCU-A-CB | D5CURAH36AAK |  | D5FUAAH36XAK |  |  |  | 10 | 16.2 | 8.7 | TRUE | TRUE | TRUE | 36000 | 25600 | 2.6 | 26200 | 2.19
215319094 | 09/16/24 | Live | CARRIER | TEMPSTAR | Singlezone Ducted, Centrally Ducted | 215319094 |  | HRCU-A-CB | D5CURAH36AAK |  | D5FUAAH36XAK |  |  |  | 10 | 16.2 | 8.7 | TRUE | TRUE | TRUE | 36000 | 25600 | 2.6 | 26200 | 2.19
215319066 | 09/16/24 | Live | CARRIER | MIDEA | Singlezone Ducted, Centrally Ducted | 215319066 |  | HRCU-A-CB | D5CURAH36AAK |  | D5FUAAH36XAK |  |  |  | 10 | 16.2 | 8.7 | TRUE | TRUE | TRUE | 36000 | 25600 | 2.6 | 26200 | 2.19
215318926 | 09/16/24 | Live | CARRIER | COMFORTMAKER | Singlezone Ducted, Centrally Ducted | 215318926 |  | HRCU-A-CB | D5CURAH36AAK |  | D5FUAAH36XAK |  |  |  | 10 | 16.2 | 8.7 | TRUE | TRUE | TRUE | 36000 | 25600 | 2.6 | 26200 | 2.19
215318898 | 09/16/24 | Live | CARRIER | ARCOAIRE | Singlezone Ducted, Centrally Ducted | 215318898 |  | HRCU-A-CB | D5CURAH36AAK |  | D5FUAAH36XAK |  |  |  | 10 | 16.2 | 8.7 | TRUE | TRUE | TRUE | 36000 | 25600 | 2.6 | 26200 | 2.19
215318870 | 09/16/24 | Live | CARRIER | MIDEA | Singlezone Ducted, Centrally Ducted | 215318870 |  | HRCU-A-CB | 37MURAQ36AA3 |  | 45MUAAQ36XX3 |  |  |  | 10 | 16.2 | 8.7 | TRUE | TRUE | TRUE | 36000 | 25600 | 2.6 | 26200 | 2.19
215318954 | 09/16/24 | Live | CARRIER | DAY & NIGHT | Singlezone Ducted, Centrally Ducted | 215318954 |  | HRCU-A-CB | D5CURAH36AAK |  | D5FUAAH36XAK |  |  |  | 10 | 16.2 | 8.7 | TRUE | TRUE | TRUE | 36000 | 25600 | 2.6 | 26200 | 2.19
215319010 | 09/16/24 | Live | CARRIER | KEEPRITE | Singlezone Ducted, Centrally Ducted | 215319010 |  | HRCU-A-CB | D5CURAH36AAK |  | D5FUAAH36XAK |  |  |  | 10 | 16.2 | 8.7 | TRUE | TRUE | TRUE | 36000 | 25600 | 2.6 | 26200 | 2.19
215318982 | 09/16/24 | Live | CARRIER | HEIL | Singlezone Ducted, Centrally Ducted | 215318982 |  | HRCU-A-CB | D5CURAH36AAK |  | D5FUAAH36XAK |  |  |  | 10 | 16.2 | 8.7 | TRUE | TRUE | TRUE | 36000 | 25600 | 2.6 | 26200 | 2.19
215318981 | 09/16/24 | Live | CARRIER | HEIL | Singlezone Ducted, Centrally Ducted | 215318981 |  | HRCU-A-CB | D5CURAH30AAK |  | D5FUAAH30XAK |  |  |  | 10.8 | 17 | 8.5 | FALSE | FALSE | TRUE | 30000 | 18500 | 2.4 | 20200 | 2.26
215319009 | 09/16/24 | Live | CARRIER | KEEPRITE | Singlezone Ducted, Centrally Ducted | 215319009 |  | HRCU-A-CB | D5CURAH30AAK |  | D5FUAAH30XAK |  |  |  | 10.8 | 17 | 8.5 | FALSE | FALSE | TRUE | 30000 | 18500 | 2.4 | 20200 | 2.26
215318953 | 09/16/24 | Live | CARRIER | DAY & NIGHT | Singlezone Ducted, Centrally Ducted | 215318953 |  | HRCU-A-CB | D5CURAH30AAK |  | D5FUAAH30XAK |  |  |  | 10.8 | 17 | 8.5 | FALSE | FALSE | TRUE | 30000 | 18500 | 2.4 | 20200 | 2.26
215318869 | 09/16/24 | Live | CARRIER | MIDEA | Singlezone Ducted, Centrally Ducted | 215318869 |  | HRCU-A-CB | 37MURAQ30AA3 |  | 45MUAAQ30XX3 |  |  |  | 10.8 | 17 | 8.5 | FALSE | FALSE | TRUE | 30000 | 18500 | 2.4 | 20200 | 2.26
215318897 | 09/16/24 | Live | CARRIER | ARCOAIRE | Singlezone Ducted, Centrally Ducted | 215318897 |  | HRCU-A-CB | D5CURAH30AAK |  | D5FUAAH30XAK |  |  |  | 10.8 | 17 | 8.5 | FALSE | FALSE | TRUE | 30000 | 18500 | 2.4 | 20200 | 2.26
215318925 | 09/16/24 | Live | CARRIER | COMFORTMAKER | Singlezone Ducted, Centrally Ducted | 215318925 |  | HRCU-A-CB | D5CURAH30AAK |  | D5FUAAH30XAK |  |  |  | 10.8 | 17 | 8.5 | FALSE | FALSE | TRUE | 30000 | 18500 | 2.4 | 20200 | 2.26
215319065 | 09/16/24 | Live | CARRIER | MIDEA | Singlezone Ducted, Centrally Ducted | 215319065 |  | HRCU-A-CB | D5CURAH30AAK |  | D5FUAAH30XAK |  |  |  | 10.8 | 17 | 8.5 | FALSE | FALSE | TRUE | 30000 | 18500 | 2.4 | 20200 | 2.26
215319093 | 09/16/24 | Live | CARRIER | TEMPSTAR | Singlezone Ducted, Centrally Ducted | 215319093 |  | HRCU-A-CB | D5CURAH30AAK |  | D5FUAAH30XAK |  |  |  | 10.8 | 17 | 8.5 | FALSE | FALSE | TRUE | 30000 | 18500 | 2.4 | 20200 | 2.26
215319037 | 09/16/24 | Live | CARRIER | KENMORE | Singlezone Ducted, Centrally Ducted | 215319037 |  | HRCU-A-CB | D5CURAH30AAK |  | D5FUAAH30XAK |  |  |  | 10.8 | 17 | 8.5 | FALSE | FALSE | TRUE | 30000 | 18500 | 2.4 | 20200 | 2.26
215319036 | 09/16/24 | Live | CARRIER | KENMORE | Singlezone Ducted, Centrally Ducted | 215319036 |  | HRCU-A-CB | D5CURAH24AAK |  | D5FUAAH24XAK |  |  |  | 11 | 18.2 | 9.7 | TRUE | TRUE | TRUE | 24000 | 20000 | 2.42 | 22200 | 2.24
215319092 | 09/16/24 | Live | CARRIER | TEMPSTAR | Singlezone Ducted, Centrally Ducted | 215319092 |  | HRCU-A-CB | D5CURAH24AAK |  | D5FUAAH24XAK |  |  |  | 11 | 18.2 | 9.7 | TRUE | TRUE | TRUE | 24000 | 20000 | 2.42 | 22200 | 2.24
215319064 | 09/16/24 | Live | CARRIER | MIDEA | Singlezone Ducted, Centrally Ducted | 215319064 |  | HRCU-A-CB | D5CURAH24AAK |  | D5FUAAH24XAK |  |  |  | 11 | 18.2 | 9.7 | TRUE | TRUE | TRUE | 24000 | 20000 | 2.42 | 22200 | 2.24
215318924 | 09/16/24 | Live | CARRIER | COMFORTMAKER | Singlezone Ducted, Centrally Ducted | 215318924 |  | HRCU-A-CB | D5CURAH24AAK |  | D5FUAAH24XAK |  |  |  | 11 | 18.2 | 9.7 | TRUE | TRUE | TRUE | 24000 | 20000 | 2.42 | 22200 | 2.24
215318896 | 09/16/24 | Live | CARRIER | ARCOAIRE | Singlezone Ducted, Centrally Ducted | 215318896 |  | HRCU-A-CB | D5CURAH24AAK |  | D5FUAAH24XAK |  |  |  | 11 | 18.2 | 9.7 | TRUE | TRUE | TRUE | 24000 | 20000 | 2.42 | 22200 | 2.24
215318868 | 09/16/24 | Live | CARRIER | MIDEA | Singlezone Ducted, Centrally Ducted | 215318868 |  | HRCU-A-CB | 37MURAQ24AA3 |  | 45MUAAQ24XX3 |  |  |  | 11 | 18.2 | 9.7 | TRUE | TRUE | TRUE | 24000 | 20000 | 2.42 | 22200 | 2.24
215318952 | 09/16/24 | Live | CARRIER | DAY & NIGHT | Singlezone Ducted, Centrally Ducted | 215318952 |  | HRCU-A-CB | D5CURAH24AAK |  | D5FUAAH24XAK |  |  |  | 11 | 18.2 | 9.7 | TRUE | TRUE | TRUE | 24000 | 20000 | 2.42 | 22200 | 2.24
215319008 | 09/16/24 | Live | CARRIER | KEEPRITE | Singlezone Ducted, Centrally Ducted | 215319008 |  | HRCU-A-CB | D5CURAH24AAK |  | D5FUAAH24XAK |  |  |  | 11 | 18.2 | 9.7 | TRUE | TRUE | TRUE | 24000 | 20000 | 2.42 | 22200 | 2.24
215318980 | 09/16/24 | Live | CARRIER | HEIL | Singlezone Ducted, Centrally Ducted | 215318980 |  | HRCU-A-CB | D5CURAH24AAK |  | D5FUAAH24XAK |  |  |  | 11 | 18.2 | 9.7 | TRUE | TRUE | TRUE | 24000 | 20000 | 2.42 | 22200 | 2.24
215318979 | 09/16/24 | Live | CARRIER | HEIL | Singlezone Ducted, Centrally Ducted | 215318979 |  | HRCU-A-CB | D5CURAH18AAK |  | D5FUAAH18XAK |  |  |  | 11 | 18.8 | 9.2 | FALSE | FALSE | TRUE | 18000 | 12600 | 2.6 | 12600 | 2.2
215319007 | 09/16/24 | Live | CARRIER | KEEPRITE | Singlezone Ducted, Centrally Ducted | 215319007 |  | HRCU-A-CB | D5CURAH18AAK |  | D5FUAAH18XAK |  |  |  | 11 | 18.8 | 9.2 | FALSE | FALSE | TRUE | 18000 | 12600 | 2.6 | 12600 | 2.2
215318951 | 09/16/24 | Live | CARRIER | DAY & NIGHT | Singlezone Ducted, Centrally Ducted | 215318951 |  | HRCU-A-CB | D5CURAH18AAK |  | D5FUAAH18XAK |  |  |  | 11 | 18.8 | 9.2 | FALSE | FALSE | TRUE | 18000 | 12600 | 2.6 | 12600 | 2.2
215318867 | 09/16/24 | Live | CARRIER | MIDEA | Singlezone Ducted, Centrally Ducted | 215318867 |  | HRCU-A-CB | 37MURAQ18AA3 |  | 45MUAAQ18XX3 |  |  |  | 11 | 18.8 | 9.2 | FALSE | FALSE | TRUE | 18000 | 12600 | 2.6 | 12600 | 2.2
215318895 | 09/16/24 | Live | CARRIER | ARCOAIRE | Singlezone Ducted, Centrally Ducted | 215318895 |  | HRCU-A-CB | D5CURAH18AAK |  | D5FUAAH18XAK |  |  |  | 11 | 18.8 | 9.2 | FALSE | FALSE | TRUE | 18000 | 12600 | 2.6 | 12600 | 2.2
215318923 | 09/16/24 | Live | CARRIER | COMFORTMAKER | Singlezone Ducted, Centrally Ducted | 215318923 |  | HRCU-A-CB | D5CURAH18AAK |  | D5FUAAH18XAK |  |  |  | 11 | 18.8 | 9.2 | FALSE | FALSE | TRUE | 18000 | 12600 | 2.6 | 12600 | 2.2
215319063 | 09/16/24 | Live | CARRIER | MIDEA | Singlezone Ducted, Centrally Ducted | 215319063 |  | HRCU-A-CB | D5CURAH18AAK |  | D5FUAAH18XAK |  |  |  | 11 | 18.8 | 9.2 | FALSE | FALSE | TRUE | 18000 | 12600 | 2.6 | 12600 | 2.2
215319091 | 09/16/24 | Live | CARRIER | TEMPSTAR | Singlezone Ducted, Centrally Ducted | 215319091 |  | HRCU-A-CB | D5CURAH18AAK |  | D5FUAAH18XAK |  |  |  | 11 | 18.8 | 9.2 | FALSE | FALSE | TRUE | 18000 | 12600 | 2.6 | 12600 | 2.2
215319035 | 09/16/24 | Live | CARRIER | KENMORE | Singlezone Ducted, Centrally Ducted | 215319035 |  | HRCU-A-CB | D5CURAH18AAK |  | D5FUAAH18XAK |  |  |  | 11 | 18.8 | 9.2 | FALSE | FALSE | TRUE | 18000 | 12600 | 2.6 | 12600 | 2.2
215319034 | 09/16/24 | Live | CARRIER | KENMORE | Singlezone Ducted, Centrally Ducted | 215319034 |  | HRCU-A-CB | D5CUHAH60AAK |  | D5FUHAH60XAK |  |  |  | 12 | 17.5 | 9.5 | TRUE | TRUE | TRUE | 54000 | 35000 | 2.5 | 54000 | 2.29
215319090 | 09/16/24 | Live | CARRIER | TEMPSTAR | Singlezone Ducted, Centrally Ducted | 215319090 |  | HRCU-A-CB | D5CUHAH60AAK |  | D5FUHAH60XAK |  |  |  | 12 | 17.5 | 9.5 | TRUE | TRUE | TRUE | 54000 | 35000 | 2.5 | 54000 | 2.29
215319062 | 09/16/24 | Live | CARRIER | MIDEA | Singlezone Ducted, Centrally Ducted | 215319062 |  | HRCU-A-CB | D5CUHAH60AAK |  | D5FUHAH60XAK |  |  |  | 12 | 17.5 | 9.5 | TRUE | TRUE | TRUE | 54000 | 35000 | 2.5 | 54000 | 2.29
215318922 | 09/16/24 | Live | CARRIER | COMFORTMAKER | Singlezone Ducted, Centrally Ducted | 215318922 |  | HRCU-A-CB | D5CUHAH60AAK |  | D5FUHAH60XAK |  |  |  | 12 | 17.5 | 9.5 | TRUE | TRUE | TRUE | 54000 | 35000 | 2.5 | 54000 | 2.29
215318894 | 09/16/24 | Live | CARRIER | ARCOAIRE | Singlezone Ducted, Centrally Ducted | 215318894 |  | HRCU-A-CB | D5CUHAH60AAK |  | D5FUHAH60XAK |  |  |  | 12 | 17.5 | 9.5 | TRUE | TRUE | TRUE | 54000 | 35000 | 2.5 | 54000 | 2.29
215318866 | 09/16/24 | Live | CARRIER | MIDEA | Singlezone Ducted, Centrally Ducted | 215318866 |  | HRCU-A-CB | 37MUHAQ60AA3 |  | 45MUHAQ60XX3 |  |  |  | 12 | 17.5 | 9.5 | TRUE | TRUE | TRUE | 54000 | 35000 | 2.5 | 54000 | 2.29
215318950 | 09/16/24 | Live | CARRIER | DAY & NIGHT | Singlezone Ducted, Centrally Ducted | 215318950 |  | HRCU-A-CB | D5CUHAH60AAK |  | D5FUHAH60XAK |  |  |  | 12 | 17.5 | 9.5 | TRUE | TRUE | TRUE | 54000 | 35000 | 2.5 | 54000 | 2.29
215319006 | 09/16/24 | Live | CARRIER | KEEPRITE | Singlezone Ducted, Centrally Ducted | 215319006 |  | HRCU-A-CB | D5CUHAH60AAK |  | D5FUHAH60XAK |  |  |  | 12 | 17.5 | 9.5 | TRUE | TRUE | TRUE | 54000 | 35000 | 2.5 | 54000 | 2.29
215318978 | 09/16/24 | Live | CARRIER | HEIL | Singlezone Ducted, Centrally Ducted | 215318978 |  | HRCU-A-CB | D5CUHAH60AAK |  | D5FUHAH60XAK |  |  |  | 12 | 17.5 | 9.5 | TRUE | TRUE | TRUE | 54000 | 35000 | 2.5 | 54000 | 2.29
215318977 | 09/16/24 | Live | CARRIER | HEIL | Singlezone Ducted, Centrally Ducted | 215318977 |  | HRCU-A-CB | D5CUHAH60AAK |  | D5FUAAH60XAK |  |  |  | 10 | 16 | 9 | TRUE | TRUE | TRUE | 54000 | 45000 | 2.4 | 50400 | 2.3
215319005 | 09/16/24 | Live | CARRIER | KEEPRITE | Singlezone Ducted, Centrally Ducted | 215319005 |  | HRCU-A-CB | D5CUHAH60AAK |  | D5FUAAH60XAK |  |  |  | 10 | 16 | 9 | TRUE | TRUE | TRUE | 54000 | 45000 | 2.4 | 50400 | 2.3
215318949 | 09/16/24 | Live | CARRIER | DAY & NIGHT | Singlezone Ducted, Centrally Ducted | 215318949 |  | HRCU-A-CB | D5CUHAH60AAK |  | D5FUAAH60XAK |  |  |  | 10 | 16 | 9 | TRUE | TRUE | TRUE | 54000 | 45000 | 2.4 | 50400 | 2.3
215318865 | 09/16/24 | Live | CARRIER | MIDEA | Singlezone Ducted, Centrally Ducted | 215318865 |  | HRCU-A-CB | 37MUHAQ60AA3 |  | 45MUAAQ60XX3 |  |  |  | 10 | 16 | 9 | TRUE | TRUE | TRUE | 54000 | 45000 | 2.4 | 50400 | 2.3
215318893 | 09/16/24 | Live | CARRIER | ARCOAIRE | Singlezone Ducted, Centrally Ducted | 215318893 |  | HRCU-A-CB | D5CUHAH60AAK |  | D5FUAAH60XAK |  |  |  | 10 | 16 | 9 | TRUE | TRUE | TRUE | 54000 | 45000 | 2.4 | 50400 | 2.3
215318921 | 09/16/24 | Live | CARRIER | COMFORTMAKER | Singlezone Ducted, Centrally Ducted | 215318921 |  | HRCU-A-CB | D5CUHAH60AAK |  | D5FUAAH60XAK |  |  |  | 10 | 16 | 9 | TRUE | TRUE | TRUE | 54000 | 45000 | 2.4 | 50400 | 2.3
215319061 | 09/16/24 | Live | CARRIER | MIDEA | Singlezone Ducted, Centrally Ducted | 215319061 |  | HRCU-A-CB | D5CUHAH60AAK |  | D5FUAAH60XAK |  |  |  | 10 | 16 | 9 | TRUE | TRUE | TRUE | 54000 | 45000 | 2.4 | 50400 | 2.3
215319089 | 09/16/24 | Live | CARRIER | TEMPSTAR | Singlezone Ducted, Centrally Ducted | 215319089 |  | HRCU-A-CB | D5CUHAH60AAK |  | D5FUAAH60XAK |  |  |  | 10 | 16 | 9 | TRUE | TRUE | TRUE | 54000 | 45000 | 2.4 | 50400 | 2.3
215319033 | 09/16/24 | Live | CARRIER | KENMORE | Singlezone Ducted, Centrally Ducted | 215319033 |  | HRCU-A-CB | D5CUHAH60AAK |  | D5FUAAH60XAK |  |  |  | 10 | 16 | 9 | TRUE | TRUE | TRUE | 54000 | 45000 | 2.4 | 50400 | 2.3
215319032 | 09/16/24 | Live | CARRIER | KENMORE | Singlezone Ducted, Centrally Ducted | 215319032 |  | HRCU-A-CB | D5CUHAH48AAK |  | D5FUAAH48XAK |  |  |  | 10.5 | 16.5 | 9.5 | TRUE | TRUE | TRUE | 48000 | 37000 | 2.7 | 38300 | 2.02
215319088 | 09/16/24 | Live | CARRIER | TEMPSTAR | Singlezone Ducted, Centrally Ducted | 215319088 |  | HRCU-A-CB | D5CUHAH48AAK |  | D5FUAAH48XAK |  |  |  | 10.5 | 16.5 | 9.5 | TRUE | TRUE | TRUE | 48000 | 37000 | 2.7 | 38300 | 2.02
215319060 | 09/16/24 | Live | CARRIER | MIDEA | Singlezone Ducted, Centrally Ducted | 215319060 |  | HRCU-A-CB | D5CUHAH48AAK |  | D5FUAAH48XAK |  |  |  | 10.5 | 16.5 | 9.5 | TRUE | TRUE | TRUE | 48000 | 37000 | 2.7 | 38300 | 2.02
215318920 | 09/16/24 | Live | CARRIER | COMFORTMAKER | Singlezone Ducted, Centrally Ducted | 215318920 |  | HRCU-A-CB | D5CUHAH48AAK |  | D5FUAAH48XAK |  |  |  | 10.5 | 16.5 | 9.5 | TRUE | TRUE | TRUE | 48000 | 37000 | 2.7 | 38300 | 2.02
215318892 | 09/16/24 | Live | CARRIER | ARCOAIRE | Singlezone Ducted, Centrally Ducted | 215318892 |  | HRCU-A-CB | D5CUHAH48AAK |  | D5FUAAH48XAK |  |  |  | 10.5 | 16.5 | 9.5 | TRUE | TRUE | TRUE | 48000 | 37000 | 2.7 | 38300 | 2.02
215318864 | 09/16/24 | Live | CARRIER | MIDEA | Singlezone Ducted, Centrally Ducted | 215318864 |  | HRCU-A-CB | 37MUHAQ48AA3 |  | 45MUAAQ48XX3 |  |  |  | 10.5 | 16.5 | 9.5 | TRUE | TRUE | TRUE | 48000 | 37000 | 2.7 | 38300 | 2.02
215318948 | 09/16/24 | Live | CARRIER | DAY & NIGHT | Singlezone Ducted, Centrally Ducted | 215318948 |  | HRCU-A-CB | D5CUHAH48AAK |  | D5FUAAH48XAK |  |  |  | 10.5 | 16.5 | 9.5 | TRUE | TRUE | TRUE | 48000 | 37000 | 2.7 | 38300 | 2.02
215319004 | 09/16/24 | Live | CARRIER | KEEPRITE | Singlezone Ducted, Centrally Ducted | 215319004 |  | HRCU-A-CB | D5CUHAH48AAK |  | D5FUAAH48XAK |  |  |  | 10.5 | 16.5 | 9.5 | TRUE | TRUE | TRUE | 48000 | 37000 | 2.7 | 38300 | 2.02
215318976 | 09/16/24 | Live | CARRIER | HEIL | Singlezone Ducted, Centrally Ducted | 215318976 |  | HRCU-A-CB | D5CUHAH48AAK |  | D5FUAAH48XAK |  |  |  | 10.5 | 16.5 | 9.5 | TRUE | TRUE | TRUE | 48000 | 37000 | 2.7 | 38300 | 2.02
215318975 | 09/16/24 | Live | CARRIER | HEIL | Singlezone Ducted, Centrally Ducted | 215318975 |  | HRCU-A-CB | D5CUHAH36AAK |  | D5FUAAH36XAK |  |  |  | 11.7 | 17.4 | 10.3 | TRUE | TRUE | TRUE | 36000 | 31800 | 2.56 | 47500 | 2.36
215319003 | 09/16/24 | Live | CARRIER | KEEPRITE | Singlezone Ducted, Centrally Ducted | 215319003 |  | HRCU-A-CB | D5CUHAH36AAK |  | D5FUAAH36XAK |  |  |  | 11.7 | 17.4 | 10.3 | TRUE | TRUE | TRUE | 36000 | 31800 | 2.56 | 47500 | 2.36
215318947 | 09/16/24 | Live | CARRIER | DAY & NIGHT | Singlezone Ducted, Centrally Ducted | 215318947 |  | HRCU-A-CB | D5CUHAH36AAK |  | D5FUAAH36XAK |  |  |  | 11.7 | 17.4 | 10.3 | TRUE | TRUE | TRUE | 36000 | 31800 | 2.56 | 47500 | 2.36
215318863 | 09/16/24 | Live | CARRIER | MIDEA | Singlezone Ducted, Centrally Ducted | 215318863 |  | HRCU-A-CB | 37MUHAQ36AA3 |  | 45MUAAQ36XX3 |  |  |  | 11.7 | 17.4 | 10.3 | TRUE | TRUE | TRUE | 36000 | 31800 | 2.56 | 47500 | 2.36
215318891 | 09/16/24 | Live | CARRIER | ARCOAIRE | Singlezone Ducted, Centrally Ducted | 215318891 |  | HRCU-A-CB | D5CUHAH36AAK |  | D5FUAAH36XAK |  |  |  | 11.7 | 17.4 | 10.3 | TRUE | TRUE | TRUE | 36000 | 31800 | 2.56 | 47500 | 2.36
215318919 | 09/16/24 | Live | CARRIER | COMFORTMAKER | Singlezone Ducted, Centrally Ducted | 215318919 |  | HRCU-A-CB | D5CUHAH36AAK |  | D5FUAAH36XAK |  |  |  | 11.7 | 17.4 | 10.3 | TRUE | TRUE | TRUE | 36000 | 31800 | 2.56 | 47500 | 2.36
215319059 | 09/16/24 | Live | CARRIER | MIDEA | Singlezone Ducted, Centrally Ducted | 215319059 |  | HRCU-A-CB | D5CUHAH36AAK |  | D5FUAAH36XAK |  |  |  | 11.7 | 17.4 | 10.3 | TRUE | TRUE | TRUE | 36000 | 31800 | 2.56 | 47500 | 2.36
215319087 | 09/16/24 | Live | CARRIER | TEMPSTAR | Singlezone Ducted, Centrally Ducted | 215319087 |  | HRCU-A-CB | D5CUHAH36AAK |  | D5FUAAH36XAK |  |  |  | 11.7 | 17.4 | 10.3 | TRUE | TRUE | TRUE | 36000 | 31800 | 2.56 | 47500 | 2.36
215319031 | 09/16/24 | Live | CARRIER | KENMORE | Singlezone Ducted, Centrally Ducted | 215319031 |  | HRCU-A-CB | D5CUHAH36AAK |  | D5FUAAH36XAK |  |  |  | 11.7 | 17.4 | 10.3 | TRUE | TRUE | TRUE | 36000 | 31800 | 2.56 | 47500 | 2.36
215319030 | 09/16/24 | Live | CARRIER | KENMORE | Singlezone Ducted, Centrally Ducted | 215319030 |  | HRCU-A-CB | D5CUHAH30AAK |  | D5FUAAH30XAK |  |  |  | 11.7 | 16.9 | 10 | TRUE | TRUE | TRUE | 30000 | 23800 | 2.76 | 37800 | 2.39
215319086 | 09/16/24 | Live | CARRIER | TEMPSTAR | Singlezone Ducted, Centrally Ducted | 215319086 |  | HRCU-A-CB | D5CUHAH30AAK |  | D5FUAAH30XAK |  |  |  | 11.7 | 16.9 | 10 | TRUE | TRUE | TRUE | 30000 | 23800 | 2.76 | 37800 | 2.39
215319058 | 09/16/24 | Live | CARRIER | MIDEA | Singlezone Ducted, Centrally Ducted | 215319058 |  | HRCU-A-CB | D5CUHAH30AAK |  | D5FUAAH30XAK |  |  |  | 11.7 | 16.9 | 10 | TRUE | TRUE | TRUE | 30000 | 23800 | 2.76 | 37800 | 2.39
215318918 | 09/16/24 | Live | CARRIER | COMFORTMAKER | Singlezone Ducted, Centrally Ducted | 215318918 |  | HRCU-A-CB | D5CUHAH30AAK |  | D5FUAAH30XAK |  |  |  | 11.7 | 16.9 | 10 | TRUE | TRUE | TRUE | 30000 | 23800 | 2.76 | 37800 | 2.39
215318890 | 09/16/24 | Live | CARRIER | ARCOAIRE | Singlezone Ducted, Centrally Ducted | 215318890 |  | HRCU-A-CB | D5CUHAH30AAK |  | D5FUAAH30XAK |  |  |  | 11.7 | 16.9 | 10 | TRUE | TRUE | TRUE | 30000 | 23800 | 2.76 | 37800 | 2.39
215318862 | 09/16/24 | Live | CARRIER | MIDEA | Singlezone Ducted, Centrally Ducted | 215318862 |  | HRCU-A-CB | 37MUHAQ30AA3 |  | 45MUAAQ30XX3 |  |  |  | 11.7 | 16.9 | 10 | TRUE | TRUE | TRUE | 30000 | 23800 | 2.76 | 37800 | 2.39
215318946 | 09/16/24 | Live | CARRIER | DAY & NIGHT | Singlezone Ducted, Centrally Ducted | 215318946 |  | HRCU-A-CB | D5CUHAH30AAK |  | D5FUAAH30XAK |  |  |  | 11.7 | 16.9 | 10 | TRUE | TRUE | TRUE | 30000 | 23800 | 2.76 | 37800 | 2.39
215319002 | 09/16/24 | Live | CARRIER | KEEPRITE | Singlezone Ducted, Centrally Ducted | 215319002 |  | HRCU-A-CB | D5CUHAH30AAK |  | D5FUAAH30XAK |  |  |  | 11.7 | 16.9 | 10 | TRUE | TRUE | TRUE | 30000 | 23800 | 2.76 | 37800 | 2.39
215318974 | 09/16/24 | Live | CARRIER | HEIL | Singlezone Ducted, Centrally Ducted | 215318974 |  | HRCU-A-CB | D5CUHAH30AAK |  | D5FUAAH30XAK |  |  |  | 11.7 | 16.9 | 10 | TRUE | TRUE | TRUE | 30000 | 23800 | 2.76 | 37800 | 2.39
215318973 | 09/16/24 | Live | CARRIER | HEIL | Singlezone Ducted, Centrally Ducted | 215318973 |  | HRCU-A-CB | D5CUHAH24AAK |  | D5FUHAH24XAK |  |  |  | 12 | 18.7 | 10 | TRUE | TRUE | TRUE | 24000 | 19000 | 2.64 | 20200 | 2.24
215319001 | 09/16/24 | Live | CARRIER | KEEPRITE | Singlezone Ducted, Centrally Ducted | 215319001 |  | HRCU-A-CB | D5CUHAH24AAK |  | D5FUHAH24XAK |  |  |  | 12 | 18.7 | 10 | TRUE | TRUE | TRUE | 24000 | 19000 | 2.64 | 20200 | 2.24
215318945 | 09/16/24 | Live | CARRIER | DAY & NIGHT | Singlezone Ducted, Centrally Ducted | 215318945 |  | HRCU-A-CB | D5CUHAH24AAK |  | D5FUHAH24XAK |  |  |  | 12 | 18.7 | 10 | TRUE | TRUE | TRUE | 24000 | 19000 | 2.64 | 20200 | 2.24
215318861 | 09/16/24 | Live | CARRIER | MIDEA | Singlezone Ducted, Centrally Ducted | 215318861 |  | HRCU-A-CB | 37MUHAQ24AA3 |  | 45MUHAQ24XX3 |  |  |  | 12 | 18.7 | 10 | TRUE | TRUE | TRUE | 24000 | 19000 | 2.64 | 20200 | 2.24
215318889 | 09/16/24 | Live | CARRIER | ARCOAIRE | Singlezone Ducted, Centrally Ducted | 215318889 |  | HRCU-A-CB | D5CUHAH24AAK |  | D5FUHAH24XAK |  |  |  | 12 | 18.7 | 10 | TRUE | TRUE | TRUE | 24000 | 19000 | 2.64 | 20200 | 2.24
215318917 | 09/16/24 | Live | CARRIER | COMFORTMAKER | Singlezone Ducted, Centrally Ducted | 215318917 |  | HRCU-A-CB | D5CUHAH24AAK |  | D5FUHAH24XAK |  |  |  | 12 | 18.7 | 10 | TRUE | TRUE | TRUE | 24000 | 19000 | 2.64 | 20200 | 2.24
215319057 | 09/16/24 | Live | CARRIER | MIDEA | Singlezone Ducted, Centrally Ducted | 215319057 |  | HRCU-A-CB | D5CUHAH24AAK |  | D5FUHAH24XAK |  |  |  | 12 | 18.7 | 10 | TRUE | TRUE | TRUE | 24000 | 19000 | 2.64 | 20200 | 2.24
215319085 | 09/16/24 | Live | CARRIER | TEMPSTAR | Singlezone Ducted, Centrally Ducted | 215319085 |  | HRCU-A-CB | D5CUHAH24AAK |  | D5FUHAH24XAK |  |  |  | 12 | 18.7 | 10 | TRUE | TRUE | TRUE | 24000 | 19000 | 2.64 | 20200 | 2.24
215319029 | 09/16/24 | Live | CARRIER | KENMORE | Singlezone Ducted, Centrally Ducted | 215319029 |  | HRCU-A-CB | D5CUHAH24AAK |  | D5FUHAH24XAK |  |  |  | 12 | 18.7 | 10 | TRUE | TRUE | TRUE | 24000 | 19000 | 2.64 | 20200 | 2.24
215319028 | 09/16/24 | Live | CARRIER | KENMORE | Singlezone Ducted, Centrally Ducted | 215319028 |  | HRCU-A-CB | D5CUHAH24AAK |  | D5FUAAH24XAK |  |  |  | 11.7 | 18.4 | 10 | TRUE | TRUE | TRUE | 23000 | 20000 | 2.42 | 22200 | 2.24
215319084 | 09/16/24 | Live | CARRIER | TEMPSTAR | Singlezone Ducted, Centrally Ducted | 215319084 |  | HRCU-A-CB | D5CUHAH24AAK |  | D5FUAAH24XAK |  |  |  | 11.7 | 18.4 | 10 | TRUE | TRUE | TRUE | 23000 | 20000 | 2.42 | 22200 | 2.24
215319056 | 09/16/24 | Live | CARRIER | MIDEA | Singlezone Ducted, Centrally Ducted | 215319056 |  | HRCU-A-CB | D5CUHAH24AAK |  | D5FUAAH24XAK |  |  |  | 11.7 | 18.4 | 10 | TRUE | TRUE | TRUE | 23000 | 20000 | 2.42 | 22200 | 2.24
215318916 | 09/16/24 | Live | CARRIER | COMFORTMAKER | Singlezone Ducted, Centrally Ducted | 215318916 |  | HRCU-A-CB | D5CUHAH24AAK |  | D5FUAAH24XAK |  |  |  | 11.7 | 18.4 | 10 | TRUE | TRUE | TRUE | 23000 | 20000 | 2.42 | 22200 | 2.24
215318888 | 09/16/24 | Live | CARRIER | ARCOAIRE | Singlezone Ducted, Centrally Ducted | 215318888 |  | HRCU-A-CB | D5CUHAH24AAK |  | D5FUAAH24XAK |  |  |  | 11.7 | 18.4 | 10 | TRUE | TRUE | TRUE | 23000 | 20000 | 2.42 | 22200 | 2.24
215318860 | 09/16/24 | Live | CARRIER | MIDEA | Singlezone Ducted, Centrally Ducted | 215318860 |  | HRCU-A-CB | 37MUHAQ24AA3 |  | 45MUAAQ24XX3 |  |  |  | 11.7 | 18.4 | 10 | TRUE | TRUE | TRUE | 23000 | 20000 | 2.42 | 22200 | 2.24
215318944 | 09/16/24 | Live | CARRIER | DAY & NIGHT | Singlezone Ducted, Centrally Ducted | 215318944 |  | HRCU-A-CB | D5CUHAH24AAK |  | D5FUAAH24XAK |  |  |  | 11.7 | 18.4 | 10 | TRUE | TRUE | TRUE | 23000 | 20000 | 2.42 | 22200 | 2.24
215319000 | 09/16/24 | Live | CARRIER | KEEPRITE | Singlezone Ducted, Centrally Ducted | 215319000 |  | HRCU-A-CB | D5CUHAH24AAK |  | D5FUAAH24XAK |  |  |  | 11.7 | 18.4 | 10 | TRUE | TRUE | TRUE | 23000 | 20000 | 2.42 | 22200 | 2.24
215318972 | 09/16/24 | Live | CARRIER | HEIL | Singlezone Ducted, Centrally Ducted | 215318972 |  | HRCU-A-CB | D5CUHAH24AAK |  | D5FUAAH24XAK |  |  |  | 11.7 | 18.4 | 10 | TRUE | TRUE | TRUE | 23000 | 20000 | 2.42 | 22200 | 2.24
215318971 | 09/16/24 | Live | CARRIER | HEIL | Singlezone Ducted, Centrally Ducted | 215318971 |  | HRCU-A-CB | D5CUHAH18AAK |  | D5FUAAH18XAK |  |  |  | 12.5 | 19 | 9.8 | TRUE | TRUE | TRUE | 18000 | 15000 | 2.6 | 21600 | 2.3
215318999 | 09/16/24 | Live | CARRIER | KEEPRITE | Singlezone Ducted, Centrally Ducted | 215318999 |  | HRCU-A-CB | D5CUHAH18AAK |  | D5FUAAH18XAK |  |  |  | 12.5 | 19 | 9.8 | TRUE | TRUE | TRUE | 18000 | 15000 | 2.6 | 21600 | 2.3
215318943 | 09/16/24 | Live | CARRIER | DAY & NIGHT | Singlezone Ducted, Centrally Ducted | 215318943 |  | HRCU-A-CB | D5CUHAH18AAK |  | D5FUAAH18XAK |  |  |  | 12.5 | 19 | 9.8 | TRUE | TRUE | TRUE | 18000 | 15000 | 2.6 | 21600 | 2.3
215318859 | 09/16/24 | Live | CARRIER | MIDEA | Singlezone Ducted, Centrally Ducted | 215318859 |  | HRCU-A-CB | 37MUHAQ18AA3 |  | 45MUAAQ18XX3 |  |  |  | 12.5 | 19 | 9.8 | TRUE | TRUE | TRUE | 18000 | 15000 | 2.6 | 21600 | 2.3
215318887 | 09/16/24 | Live | CARRIER | ARCOAIRE | Singlezone Ducted, Centrally Ducted | 215318887 |  | HRCU-A-CB | D5CUHAH18AAK |  | D5FUAAH18XAK |  |  |  | 12.5 | 19 | 9.8 | TRUE | TRUE | TRUE | 18000 | 15000 | 2.6 | 21600 | 2.3
215318915 | 09/16/24 | Live | CARRIER | COMFORTMAKER | Singlezone Ducted, Centrally Ducted | 215318915 |  | HRCU-A-CB | D5CUHAH18AAK |  | D5FUAAH18XAK |  |  |  | 12.5 | 19 | 9.8 | TRUE | TRUE | TRUE | 18000 | 15000 | 2.6 | 21600 | 2.3
215319055 | 09/16/24 | Live | CARRIER | MIDEA | Singlezone Ducted, Centrally Ducted | 215319055 |  | HRCU-A-CB | D5CUHAH18AAK |  | D5FUAAH18XAK |  |  |  | 12.5 | 19 | 9.8 | TRUE | TRUE | TRUE | 18000 | 15000 | 2.6 | 21600 | 2.3
215319083 | 09/16/24 | Live | CARRIER | TEMPSTAR | Singlezone Ducted, Centrally Ducted | 215319083 |  | HRCU-A-CB | D5CUHAH18AAK |  | D5FUAAH18XAK |  |  |  | 12.5 | 19 | 9.8 | TRUE | TRUE | TRUE | 18000 | 15000 | 2.6 | 21600 | 2.3
215319027 | 09/16/24 | Live | CARRIER | KENMORE | Singlezone Ducted, Centrally Ducted | 215319027 |  | HRCU-A-CB | D5CUHAH18AAK |  | D5FUAAH18XAK |  |  |  | 12.5 | 19 | 9.8 | TRUE | TRUE | TRUE | 18000 | 15000 | 2.6 | 21600 | 2.3
215319048 | 09/16/24 | Live | CARRIER | KENMORE | Singlezone Ducted, Centrally Ducted | 215319048 |  | HRCU-A-CB | D5CSRAH24AAK |  | D5FSAAH24XBK |  |  |  | 11.7 | 19.8 | 9 | TRUE | TRUE | TRUE | 24000 | 17600 | 2.4 | 23200 | 2.55
215319020 | 09/16/24 | Live | CARRIER | KEEPRITE | Singlezone Ducted, Centrally Ducted | 215319020 |  | HRCU-A-CB | D5CSRAH24AAK |  | D5FSAAH24XBK |  |  |  | 11.7 | 19.8 | 9 | TRUE | TRUE | TRUE | 24000 | 17600 | 2.4 | 23200 | 2.55
215318992 | 09/16/24 | Live | CARRIER | HEIL | Singlezone Ducted, Centrally Ducted | 215318992 |  | HRCU-A-CB | D5CSRAH24AAK |  | D5FSAAH24XBK |  |  |  | 11.7 | 19.8 | 9 | TRUE | TRUE | TRUE | 24000 | 17600 | 2.4 | 23200 | 2.55
215319076 | 09/16/24 | Live | CARRIER | MIDEA | Singlezone Ducted, Centrally Ducted | 215319076 |  | HRCU-A-CB | D5CSRAH24AAK |  | D5FSAAH24XBK |  |  |  | 11.7 | 19.8 | 9 | TRUE | TRUE | TRUE | 24000 | 17600 | 2.4 | 23200 | 2.55
215318908 | 09/16/24 | Live | CARRIER | ARCOAIRE | Singlezone Ducted, Centrally Ducted | 215318908 |  | HRCU-A-CB | D5CSRAH24AAK |  | D5FSAAH24XBK |  |  |  | 11.7 | 19.8 | 9 | TRUE | TRUE | TRUE | 24000 | 17600 | 2.4 | 23200 | 2.55
215318880 | 09/16/24 | Live | CARRIER | MIDEA | Singlezone Ducted, Centrally Ducted | 215318880 |  | HRCU-A-CB | 37MARAQ24AA3 |  | 45MBAAQ24XB3 |  |  |  | 11.7 | 19.8 | 9 | TRUE | TRUE | TRUE | 24000 | 17600 | 2.4 | 23200 | 2.55
215318936 | 09/16/24 | Live | CARRIER | COMFORTMAKER | Singlezone Ducted, Centrally Ducted | 215318936 |  | HRCU-A-CB | D5CSRAH24AAK |  | D5FSAAH24XBK |  |  |  | 11.7 | 19.8 | 9 | TRUE | TRUE | TRUE | 24000 | 17600 | 2.4 | 23200 | 2.55
215318964 | 09/16/24 | Live | CARRIER | DAY & NIGHT | Singlezone Ducted, Centrally Ducted | 215318964 |  | HRCU-A-CB | D5CSRAH24AAK |  | D5FSAAH24XBK |  |  |  | 11.7 | 19.8 | 9 | TRUE | TRUE | TRUE | 24000 | 17600 | 2.4 | 23200 | 2.55
215318963 | 09/16/24 | Live | CARRIER | DAY & NIGHT | Singlezone Ducted, Centrally Ducted | 215318963 |  | HRCU-A-CB | D5CSRAH18AAK |  | D5FSAAH18XBK |  |  |  | 12.2 | 18.5 | 9.8 | TRUE | TRUE | TRUE | 18000 | 13200 | 2.6 | 14800 | 2.48
215318935 | 09/16/24 | Live | CARRIER | COMFORTMAKER | Singlezone Ducted, Centrally Ducted | 215318935 |  | HRCU-A-CB | D5CSRAH18AAK |  | D5FSAAH18XBK |  |  |  | 12.2 | 18.5 | 9.8 | TRUE | TRUE | TRUE | 18000 | 13200 | 2.6 | 14800 | 2.48
215318879 | 09/16/24 | Live | CARRIER | MIDEA | Singlezone Ducted, Centrally Ducted | 215318879 |  | HRCU-A-CB | 37MARAQ18AA3 |  | 45MBAAQ18XB3 |  |  |  | 12.2 | 18.5 | 9.8 | TRUE | TRUE | TRUE | 18000 | 13200 | 2.6 | 14800 | 2.48
215318907 | 09/16/24 | Live | CARRIER | ARCOAIRE | Singlezone Ducted, Centrally Ducted | 215318907 |  | HRCU-A-CB | D5CSRAH18AAK |  | D5FSAAH18XBK |  |  |  | 12.2 | 18.5 | 9.8 | TRUE | TRUE | TRUE | 18000 | 13200 | 2.6 | 14800 | 2.48
215319103 | 09/16/24 | Live | CARRIER | TEMPSTAR | Singlezone Ducted, Centrally Ducted | 215319103 |  | HRCU-A-CB | D5CSRAH18AAK |  | D5FSAAH18XBK |  |  |  | 12.2 | 18.5 | 9.8 | TRUE | TRUE | TRUE | 18000 | 13200 | 2.6 | 14800 | 2.48
215319075 | 09/16/24 | Live | CARRIER | MIDEA | Singlezone Ducted, Centrally Ducted | 215319075 |  | HRCU-A-CB | D5CSRAH18AAK |  | D5FSAAH18XBK |  |  |  | 12.2 | 18.5 | 9.8 | TRUE | TRUE | TRUE | 18000 | 13200 | 2.6 | 14800 | 2.48
215318991 | 09/16/24 | Live | CARRIER | HEIL | Singlezone Ducted, Centrally Ducted | 215318991 |  | HRCU-A-CB | D5CSRAH18AAK |  | D5FSAAH18XBK |  |  |  | 12.2 | 18.5 | 9.8 | TRUE | TRUE | TRUE | 18000 | 13200 | 2.6 | 14800 | 2.48
215319019 | 09/16/24 | Live | CARRIER | KEEPRITE | Singlezone Ducted, Centrally Ducted | 215319019 |  | HRCU-A-CB | D5CSRAH18AAK |  | D5FSAAH18XBK |  |  |  | 12.2 | 18.5 | 9.8 | TRUE | TRUE | TRUE | 18000 | 13200 | 2.6 | 14800 | 2.48
215319047 | 09/16/24 | Live | CARRIER | KENMORE | Singlezone Ducted, Centrally Ducted | 215319047 |  | HRCU-A-CB | D5CSRAH18AAK |  | D5FSAAH18XBK |  |  |  | 12.2 | 18.5 | 9.8 | TRUE | TRUE | TRUE | 18000 | 13200 | 2.6 | 14800 | 2.48
215319082 | 09/16/24 | Live | CARRIER | MIDEA | Singlezone Ducted, Centrally Ducted | 215319082 |  | HRCU-A-CB | D5CLRAH58AAK |  | D5FLAAH60XAK |  |  |  | 9.5 | 16 | 9.2 | FALSE | FALSE | FALSE | 55000 | 40500 | 2.6 | 41500 | 2.2
215319054 | 09/16/24 | Live | CARRIER | KENMORE | Singlezone Ducted, Centrally Ducted | 215319054 |  | HRCU-A-CB | D5CLRAH58AAK |  | D5FLAAH60XAK |  |  |  | 9.5 | 16 | 9.2 | FALSE | FALSE | FALSE | 55000 | 40500 | 2.6 | 41500 | 2.2
215319026 | 09/16/24 | Live | CARRIER | KEEPRITE | Singlezone Ducted, Centrally Ducted | 215319026 |  | HRCU-A-CB | D5CLRAH58AAK |  | D5FLAAH60XAK |  |  |  | 9.5 | 16 | 9.2 | FALSE | FALSE | FALSE | 55000 | 40500 | 2.6 | 41500 | 2.2
215318886 | 09/16/24 | Live | CARRIER | MIDEA | Singlezone Ducted, Centrally Ducted | 215318886 |  | HRCU-A-CB | 37MBRAQ58AA3 |  | 45MBAAQ60XA3 |  |  |  | 9.5 | 16 | 9.2 | FALSE | FALSE | FALSE | 55000 | 40500 | 2.6 | 41500 | 2.2
215318858 | 09/16/24 | Live | CARRIER | WEATHERMAKER | Singlezone Ducted, Centrally Ducted | 215318858 |  | HRCU-A-CB | 37MBRAQ58AA3 |  | 45MBAAQ60XA3 |  |  |  | 9.5 | 16 | 9.2 | FALSE | FALSE | FALSE | 55000 | 40500 | 2.6 | 41500 | 2.2
215318914 | 09/16/24 | Live | CARRIER | ARCOAIRE | Singlezone Ducted, Centrally Ducted | 215318914 |  | HRCU-A-CB | D5CLRAH58AAK |  | D5FLAAH60XAK |  |  |  | 9.5 | 16 | 9.2 | FALSE | FALSE | FALSE | 55000 | 40500 | 2.6 | 41500 | 2.2
215318998 | 09/16/24 | Live | CARRIER | HEIL | Singlezone Ducted, Centrally Ducted | 215318998 |  | HRCU-A-CB | D5CLRAH58AAK |  | D5FLAAH60XAK |  |  |  | 9.5 | 16 | 9.2 | FALSE | FALSE | FALSE | 55000 | 40500 | 2.6 | 41500 | 2.2
215318970 | 09/16/24 | Live | CARRIER | DAY & NIGHT | Singlezone Ducted, Centrally Ducted | 215318970 |  | HRCU-A-CB | D5CLRAH58AAK |  | D5FLAAH60XAK |  |  |  | 9.5 | 16 | 9.2 | FALSE | FALSE | FALSE | 55000 | 40500 | 2.6 | 41500 | 2.2
215318942 | 09/16/24 | Live | CARRIER | COMFORTMAKER | Singlezone Ducted, Centrally Ducted | 215318942 |  | HRCU-A-CB | D5CLRAH58AAK |  | D5FLAAH60XAK |  |  |  | 9.5 | 16 | 9.2 | FALSE | FALSE | FALSE | 55000 | 40500 | 2.6 | 41500 | 2.2
215318941 | 09/16/24 | Live | CARRIER | COMFORTMAKER | Singlezone Ducted, Centrally Ducted | 215318941 |  | HRCU-A-CB | D5CLRAH48AAK |  | D5FLAAH48XAK |  |  |  | 10 | 17.8 | 10 | TRUE | TRUE | TRUE | 48000 | 40000 | 2.6 | 41000 | 2.28
215318969 | 09/16/24 | Live | CARRIER | DAY & NIGHT | Singlezone Ducted, Centrally Ducted | 215318969 |  | HRCU-A-CB | D5CLRAH48AAK |  | D5FLAAH48XAK |  |  |  | 10 | 17.8 | 10 | TRUE | TRUE | TRUE | 48000 | 40000 | 2.6 | 41000 | 2.28
215318997 | 09/16/24 | Live | CARRIER | HEIL | Singlezone Ducted, Centrally Ducted | 215318997 |  | HRCU-A-CB | D5CLRAH48AAK |  | D5FLAAH48XAK |  |  |  | 10 | 17.8 | 10 | TRUE | TRUE | TRUE | 48000 | 40000 | 2.6 | 41000 | 2.28
215318913 | 09/16/24 | Live | CARRIER | ARCOAIRE | Singlezone Ducted, Centrally Ducted | 215318913 |  | HRCU-A-CB | D5CLRAH48AAK |  | D5FLAAH48XAK |  |  |  | 10 | 17.8 | 10 | TRUE | TRUE | TRUE | 48000 | 40000 | 2.6 | 41000 | 2.28
215318857 | 09/16/24 | Live | CARRIER | WEATHERMAKER | Singlezone Ducted, Centrally Ducted | 215318857 |  | HRCU-A-CB | 37MBRAQ48AA3 |  | 45MBAAQ48XA3 |  |  |  | 10 | 17.8 | 10 | TRUE | TRUE | TRUE | 48000 | 40000 | 2.6 | 41000 | 2.28
215318885 | 09/16/24 | Live | CARRIER | MIDEA | Singlezone Ducted, Centrally Ducted | 215318885 |  | HRCU-A-CB | 37MBRAQ48AA3 |  | 45MBAAQ48XA3 |  |  |  | 10 | 17.8 | 10 | TRUE | TRUE | TRUE | 48000 | 40000 | 2.6 | 41000 | 2.28
215319025 | 09/16/24 | Live | CARRIER | KEEPRITE | Singlezone Ducted, Centrally Ducted | 215319025 |  | HRCU-A-CB | D5CLRAH48AAK |  | D5FLAAH48XAK |  |  |  | 10 | 17.8 | 10 | TRUE | TRUE | TRUE | 48000 | 40000 | 2.6 | 41000 | 2.28
215319053 | 09/16/24 | Live | CARRIER | KENMORE | Singlezone Ducted, Centrally Ducted | 215319053 |  | HRCU-A-CB | D5CLRAH48AAK |  | D5FLAAH48XAK |  |  |  | 10 | 17.8 | 10 | TRUE | TRUE | TRUE | 48000 | 40000 | 2.6 | 41000 | 2.28
215319081 | 09/16/24 | Live | CARRIER | MIDEA | Singlezone Ducted, Centrally Ducted | 215319081 |  | HRCU-A-CB | D5CLRAH48AAK |  | D5FLAAH48XAK |  |  |  | 10 | 17.8 | 10 | TRUE | TRUE | TRUE | 48000 | 40000 | 2.6 | 41000 | 2.28
215319080 | 09/16/24 | Live | CARRIER | MIDEA | Singlezone Ducted, Centrally Ducted | 215319080 |  | HRCU-A-CB | D5CLRAH36AAK |  | D5FLAAH36XAK |  |  |  | 9 | 15.9 | 9.3 | FALSE | FALSE | FALSE | 36000 | 25000 | 2.4 | 27000 | 2.15
215319052 | 09/16/24 | Live | CARRIER | KENMORE | Singlezone Ducted, Centrally Ducted | 215319052 |  | HRCU-A-CB | D5CLRAH36AAK |  | D5FLAAH36XAK |  |  |  | 9 | 15.9 | 9.3 | FALSE | FALSE | FALSE | 36000 | 25000 | 2.4 | 27000 | 2.15
215319024 | 09/16/24 | Live | CARRIER | KEEPRITE | Singlezone Ducted, Centrally Ducted | 215319024 |  | HRCU-A-CB | D5CLRAH36AAK |  | D5FLAAH36XAK |  |  |  | 9 | 15.9 | 9.3 | FALSE | FALSE | FALSE | 36000 | 25000 | 2.4 | 27000 | 2.15
215318884 | 09/16/24 | Live | CARRIER | MIDEA | Singlezone Ducted, Centrally Ducted | 215318884 |  | HRCU-A-CB | 37MBRAQ36AA3 |  | 45MBAAQ36XA3 |  |  |  | 9 | 15.9 | 9.3 | FALSE | FALSE | FALSE | 36000 | 25000 | 2.4 | 27000 | 2.15
215318856 | 09/16/24 | Live | CARRIER | WEATHERMAKER | Singlezone Ducted, Centrally Ducted | 215318856 |  | HRCU-A-CB | 37MBRAQ36AA3 |  | 45MBAAQ36XA3 |  |  |  | 9 | 15.9 | 9.3 | FALSE | FALSE | FALSE | 36000 | 25000 | 2.4 | 27000 | 2.15
215318912 | 09/16/24 | Live | CARRIER | ARCOAIRE | Singlezone Ducted, Centrally Ducted | 215318912 |  | HRCU-A-CB | D5CLRAH36AAK |  | D5FLAAH36XAK |  |  |  | 9 | 15.9 | 9.3 | FALSE | FALSE | FALSE | 36000 | 25000 | 2.4 | 27000 | 2.15
215318996 | 09/16/24 | Live | CARRIER | HEIL | Singlezone Ducted, Centrally Ducted | 215318996 |  | HRCU-A-CB | D5CLRAH36AAK |  | D5FLAAH36XAK |  |  |  | 9 | 15.9 | 9.3 | FALSE | FALSE | FALSE | 36000 | 25000 | 2.4 | 27000 | 2.15
215318968 | 09/16/24 | Live | CARRIER | DAY & NIGHT | Singlezone Ducted, Centrally Ducted | 215318968 |  | HRCU-A-CB | D5CLRAH36AAK |  | D5FLAAH36XAK |  |  |  | 9 | 15.9 | 9.3 | FALSE | FALSE | FALSE | 36000 | 25000 | 2.4 | 27000 | 2.15
215318940 | 09/16/24 | Live | CARRIER | COMFORTMAKER | Singlezone Ducted, Centrally Ducted | 215318940 |  | HRCU-A-CB | D5CLRAH36AAK |  | D5FLAAH36XAK |  |  |  | 9 | 15.9 | 9.3 | FALSE | FALSE | FALSE | 36000 | 25000 | 2.4 | 27000 | 2.15
215318910 | 09/16/24 | Live | CARRIER | ARCOAIRE | Singlezone Ducted, Centrally Ducted | 215318910 |  | HRCU-A-CB | D5CLHAH48AAK |  | D5FLAAH48XAK |  |  |  | 10.1 | 17 | 10.2 | TRUE | TRUE | TRUE | 48000 | 40000 | 2.5 | 42000 | 2.16
215318882 | 09/16/24 | Live | CARRIER | MIDEA | Singlezone Ducted, Centrally Ducted | 215318882 |  | HRCU-A-CB | 37MBHAQ48AA3 |  | 45MBAAQ48XA3 |  |  |  | 10.1 | 17 | 10.2 | TRUE | TRUE | TRUE | 48000 | 40000 | 2.5 | 42000 | 2.16
215318966 | 09/16/24 | Live | CARRIER | DAY & NIGHT | Singlezone Ducted, Centrally Ducted | 215318966 |  | HRCU-A-CB | D5CLHAH48AAK |  | D5FLAAH48XAK |  |  |  | 10.1 | 17 | 10.2 | TRUE | TRUE | TRUE | 48000 | 40000 | 2.5 | 42000 | 2.16
215318938 | 09/16/24 | Live | CARRIER | COMFORTMAKER | Singlezone Ducted, Centrally Ducted | 215318938 |  | HRCU-A-CB | D5CLHAH48AAK |  | D5FLAAH48XAK |  |  |  | 10.1 | 17 | 10.2 | TRUE | TRUE | TRUE | 48000 | 40000 | 2.5 | 42000 | 2.16
215319022 | 09/16/24 | Live | CARRIER | KEEPRITE | Singlezone Ducted, Centrally Ducted | 215319022 |  | HRCU-A-CB | D5CLHAH48AAK |  | D5FLAAH48XAK |  |  |  | 10.1 | 17 | 10.2 | TRUE | TRUE | TRUE | 48000 | 40000 | 2.5 | 42000 | 2.16
215318994 | 09/16/24 | Live | CARRIER | HEIL | Singlezone Ducted, Centrally Ducted | 215318994 |  | HRCU-A-CB | D5CLHAH48AAK |  | D5FLAAH48XAK |  |  |  | 10.1 | 17 | 10.2 | TRUE | TRUE | TRUE | 48000 | 40000 | 2.5 | 42000 | 2.16
215319078 | 09/16/24 | Live | CARRIER | MIDEA | Singlezone Ducted, Centrally Ducted | 215319078 |  | HRCU-A-CB | D5CLHAH48AAK |  | D5FLAAH48XAK |  |  |  | 10.1 | 17 | 10.2 | TRUE | TRUE | TRUE | 48000 | 40000 | 2.5 | 42000 | 2.16
215319050 | 09/16/24 | Live | CARRIER | KENMORE | Singlezone Ducted, Centrally Ducted | 215319050 |  | HRCU-A-CB | D5CLHAH48AAK |  | D5FLAAH48XAK |  |  |  | 10.1 | 17 | 10.2 | TRUE | TRUE | TRUE | 48000 | 40000 | 2.5 | 42000 | 2.16
215319102 | 09/16/24 | Live | CARRIER | TEMPSTAR | Singlezone Ducted, Centrally Ducted | 215319102 |  | HRCU-A-CB | D5CSHAH33AAK |  | D5FSAAH36XBK |  |  |  | 11.7 | 16.7 | 10 | TRUE | TRUE | TRUE | 33000 | 27400 | 2.58 | 33400 | 2.62
215319074 | 09/16/24 | Live | CARRIER | MIDEA | Singlezone Ducted, Centrally Ducted | 215319074 |  | HRCU-A-CB | D5CSHAH33AAK |  | D5FSAAH36XBK |  |  |  | 11.7 | 16.7 | 10 | TRUE | TRUE | TRUE | 33000 | 27400 | 2.58 | 33400 | 2.62
215319046 | 09/16/24 | Live | CARRIER | KENMORE | Singlezone Ducted, Centrally Ducted | 215319046 |  | HRCU-A-CB | D5CSHAH33AAK |  | D5FSAAH36XBK |  |  |  | 11.7 | 16.7 | 10 | TRUE | TRUE | TRUE | 33000 | 27400 | 2.58 | 33400 | 2.62
215319018 | 09/16/24 | Live | CARRIER | KEEPRITE | Singlezone Ducted, Centrally Ducted | 215319018 |  | HRCU-A-CB | D5CSHAH33AAK |  | D5FSAAH36XBK |  |  |  | 11.7 | 16.7 | 10 | TRUE | TRUE | TRUE | 33000 | 27400 | 2.58 | 33400 | 2.62
215318990 | 09/16/24 | Live | CARRIER | HEIL | Singlezone Ducted, Centrally Ducted | 215318990 |  | HRCU-A-CB | D5CSHAH33AAK |  | D5FSAAH36XBK |  |  |  | 11.7 | 16.7 | 10 | TRUE | TRUE | TRUE | 33000 | 27400 | 2.58 | 33400 | 2.62
215318962 | 09/16/24 | Live | CARRIER | DAY & NIGHT | Singlezone Ducted, Centrally Ducted | 215318962 |  | HRCU-A-CB | D5CSHAH33AAK |  | D5FSAAH36XBK |  |  |  | 11.7 | 16.7 | 10 | TRUE | TRUE | TRUE | 33000 | 27400 | 2.58 | 33400 | 2.62
215318934 | 09/16/24 | Live | CARRIER | COMFORTMAKER | Singlezone Ducted, Centrally Ducted | 215318934 |  | HRCU-A-CB | D5CSHAH33AAK |  | D5FSAAH36XBK |  |  |  | 11.7 | 16.7 | 10 | TRUE | TRUE | TRUE | 33000 | 27400 | 2.58 | 33400 | 2.62
215318906 | 09/16/24 | Live | CARRIER | ARCOAIRE | Singlezone Ducted, Centrally Ducted | 215318906 |  | HRCU-A-CB | D5CSHAH33AAK |  | D5FSAAH36XBK |  |  |  | 11.7 | 16.7 | 10 | TRUE | TRUE | TRUE | 33000 | 27400 | 2.58 | 33400 | 2.62
215318878 | 09/16/24 | Live | CARRIER | MIDEA | Singlezone Ducted, Centrally Ducted | 215318878 |  | HRCU-A-CB | 37MAHAQ33AA3 |  | 45MBAAQ36XB3 |  |  |  | 11.7 | 16.7 | 10 | TRUE | TRUE | TRUE | 33000 | 27400 | 2.58 | 33400 | 2.62
215318877 | 09/16/24 | Live | CARRIER | MIDEA | Singlezone Ducted, Centrally Ducted | 215318877 |  | HRCU-A-CB | 37MAHAQ24AA3 |  | 45MBAAQ24XB3 |  |  |  | 12 | 18.8 | 10 | TRUE | TRUE | TRUE | 23000 | 16900 | 2.4 | 24000 | 2.39
215318905 | 09/16/24 | Live | CARRIER | ARCOAIRE | Singlezone Ducted, Centrally Ducted | 215318905 |  | HRCU-A-CB | D5CSHAH24AAK |  | D5FSAAH24XBK |  |  |  | 12 | 18.8 | 10 | TRUE | TRUE | TRUE | 23000 | 16900 | 2.4 | 24000 | 2.39
215318933 | 09/16/24 | Live | CARRIER | COMFORTMAKER | Singlezone Ducted, Centrally Ducted | 215318933 |  | HRCU-A-CB | D5CSHAH24AAK |  | D5FSAAH24XBK |  |  |  | 12 | 18.8 | 10 | TRUE | TRUE | TRUE | 23000 | 16900 | 2.4 | 24000 | 2.39
215318961 | 09/16/24 | Live | CARRIER | DAY & NIGHT | Singlezone Ducted, Centrally Ducted | 215318961 |  | HRCU-A-CB | D5CSHAH24AAK |  | D5FSAAH24XBK |  |  |  | 12 | 18.8 | 10 | TRUE | TRUE | TRUE | 23000 | 16900 | 2.4 | 24000 | 2.39
215318989 | 09/16/24 | Live | CARRIER | HEIL | Singlezone Ducted, Centrally Ducted | 215318989 |  | HRCU-A-CB | D5CSHAH24AAK |  | D5FSAAH24XBK |  |  |  | 12 | 18.8 | 10 | TRUE | TRUE | TRUE | 23000 | 16900 | 2.4 | 24000 | 2.39
215319017 | 09/16/24 | Live | CARRIER | KEEPRITE | Singlezone Ducted, Centrally Ducted | 215319017 |  | HRCU-A-CB | D5CSHAH24AAK |  | D5FSAAH24XBK |  |  |  | 12 | 18.8 | 10 | TRUE | TRUE | TRUE | 23000 | 16900 | 2.4 | 24000 | 2.39
215319045 | 09/16/24 | Live | CARRIER | KENMORE | Singlezone Ducted, Centrally Ducted | 215319045 |  | HRCU-A-CB | D5CSHAH24AAK |  | D5FSAAH24XBK |  |  |  | 12 | 18.8 | 10 | TRUE | TRUE | TRUE | 23000 | 16900 | 2.4 | 24000 | 2.39
215319073 | 09/16/24 | Live | CARRIER | MIDEA | Singlezone Ducted, Centrally Ducted | 215319073 |  | HRCU-A-CB | D5CSHAH24AAK |  | D5FSAAH24XBK |  |  |  | 12 | 18.8 | 10 | TRUE | TRUE | TRUE | 23000 | 16900 | 2.4 | 24000 | 2.39
215319101 | 09/16/24 | Live | CARRIER | TEMPSTAR | Singlezone Ducted, Centrally Ducted | 215319101 |  | HRCU-A-CB | D5CSHAH24AAK |  | D5FSAAH24XBK |  |  |  | 12 | 18.8 | 10 | TRUE | TRUE | TRUE | 23000 | 16900 | 2.4 | 24000 | 2.39
215319100 | 09/16/24 | Live | CARRIER | TEMPSTAR | Singlezone Ducted, Centrally Ducted | 215319100 |  | HRCU-A-CB | D5CSHAH18AAK |  | D5FSAAH18XBK |  |  |  | 12 | 18.2 | 10.1 | TRUE | TRUE | TRUE | 18000 | 14000 | 2.6 | 19800 | 2.38
215319072 | 09/16/24 | Live | CARRIER | MIDEA | Singlezone Ducted, Centrally Ducted | 215319072 |  | HRCU-A-CB | D5CSHAH18AAK |  | D5FSAAH18XBK |  |  |  | 12 | 18.2 | 10.1 | TRUE | TRUE | TRUE | 18000 | 14000 | 2.6 | 19800 | 2.38
215319044 | 09/16/24 | Live | CARRIER | KENMORE | Singlezone Ducted, Centrally Ducted | 215319044 |  | HRCU-A-CB | D5CSHAH18AAK |  | D5FSAAH18XBK |  |  |  | 12 | 18.2 | 10.1 | TRUE | TRUE | TRUE | 18000 | 14000 | 2.6 | 19800 | 2.38
215319016 | 09/16/24 | Live | CARRIER | KEEPRITE | Singlezone Ducted, Centrally Ducted | 215319016 |  | HRCU-A-CB | D5CSHAH18AAK |  | D5FSAAH18XBK |  |  |  | 12 | 18.2 | 10.1 | TRUE | TRUE | TRUE | 18000 | 14000 | 2.6 | 19800 | 2.38
215318988 | 09/16/24 | Live | CARRIER | HEIL | Singlezone Ducted, Centrally Ducted | 215318988 |  | HRCU-A-CB | D5CSHAH18AAK |  | D5FSAAH18XBK |  |  |  | 12 | 18.2 | 10.1 | TRUE | TRUE | TRUE | 18000 | 14000 | 2.6 | 19800 | 2.38
215318960 | 09/16/24 | Live | CARRIER | DAY & NIGHT | Singlezone Ducted, Centrally Ducted | 215318960 |  | HRCU-A-CB | D5CSHAH18AAK |  | D5FSAAH18XBK |  |  |  | 12 | 18.2 | 10.1 | TRUE | TRUE | TRUE | 18000 | 14000 | 2.6 | 19800 | 2.38
215318932 | 09/16/24 | Live | CARRIER | COMFORTMAKER | Singlezone Ducted, Centrally Ducted | 215318932 |  | HRCU-A-CB | D5CSHAH18AAK |  | D5FSAAH18XBK |  |  |  | 12 | 18.2 | 10.1 | TRUE | TRUE | TRUE | 18000 | 14000 | 2.6 | 19800 | 2.38
215318904 | 09/16/24 | Live | CARRIER | ARCOAIRE | Singlezone Ducted, Centrally Ducted | 215318904 |  | HRCU-A-CB | D5CSHAH18AAK |  | D5FSAAH18XBK |  |  |  | 12 | 18.2 | 10.1 | TRUE | TRUE | TRUE | 18000 | 14000 | 2.6 | 19800 | 2.38
215318876 | 09/16/24 | Live | CARRIER | MIDEA | Singlezone Ducted, Centrally Ducted | 215318876 |  | HRCU-A-CB | 37MAHAQ18AA3 |  | 45MBAAQ18XB3 |  |  |  | 12 | 18.2 | 10.1 | TRUE | TRUE | TRUE | 18000 | 14000 | 2.6 | 19800 | 2.38
215318847 | 09/16/24 | Live | CARRIER | WEATHERMAKER | Singlezone Ducted, Centrally Ducted | 215318847 |  | HRCU-A-CB | 37MUHAQ48AA3 |  | 45MUHAQ60XX3 |  |  |  | 12 | 17.5 | 9.5 | TRUE | TRUE | TRUE | 48000 | 34000 | 2.56 | 48000 | 2.13
215318791 | 09/16/24 | Live | CARRIER | BRYANT | Singlezone Ducted, Centrally Ducted | 215318791 |  | HRCU-A-CB | 37MUHAQ48AA3 |  | 45MUHAQ60XX3 |  |  |  | 12 | 17.5 | 9.5 | TRUE | TRUE | TRUE | 48000 | 34000 | 2.56 | 48000 | 2.13
215318819 | 09/16/24 | Live | CARRIER | PAYNE | Singlezone Ducted, Centrally Ducted | 215318819 |  | HRCU-A-CB | 37MUHAQ48AA3 |  | 45MUHAQ60XX3 |  |  |  | 12 | 17.5 | 9.5 | TRUE | TRUE | TRUE | 48000 | 34000 | 2.56 | 48000 | 2.13
215318763 | 09/16/24 | Live | CARRIER | CARRIER | Singlezone Ducted, Centrally Ducted | 215318763 |  | HRCU-A-CB | 37MUHAQ48AA3 |  | 45MUHAQ60XX3 |  |  |  | 12 | 17.5 | 9.5 | TRUE | TRUE | TRUE | 48000 | 34000 | 2.56 | 48000 | 2.13
215318762 | 09/16/24 | Live | CARRIER | CARRIER | Singlezone Ducted, Centrally Ducted | 215318762 |  | HRCU-A-CB | 37MUHAQ30AA3 |  | 45MUHAQ36XX3 |  |  |  | 12.1 | 17.2 | 10.8 | TRUE | TRUE | TRUE | 30000 | 24000 | 2.69 | 24600 | 1.94
215318818 | 09/16/24 | Live | CARRIER | PAYNE | Singlezone Ducted, Centrally Ducted | 215318818 |  | HRCU-A-CB | 37MUHAQ30AA3 |  | 45MUHAQ36XX3 |  |  |  | 12.1 | 17.2 | 10.8 | TRUE | TRUE | TRUE | 30000 | 24000 | 2.69 | 24600 | 1.94
215318790 | 09/16/24 | Live | CARRIER | BRYANT | Singlezone Ducted, Centrally Ducted | 215318790 |  | HRCU-A-CB | 37MUHAQ30AA3 |  | 45MUHAQ36XX3 |  |  |  | 12.1 | 17.2 | 10.8 | TRUE | TRUE | TRUE | 30000 | 24000 | 2.69 | 24600 | 1.94
215318846 | 09/16/24 | Live | CARRIER | WEATHERMAKER | Singlezone Ducted, Centrally Ducted | 215318846 |  | HRCU-A-CB | 37MUHAQ30AA3 |  | 45MUHAQ36XX3 |  |  |  | 12.1 | 17.2 | 10.8 | TRUE | TRUE | TRUE | 30000 | 24000 | 2.69 | 24600 | 1.94
215318845 | 09/16/24 | Live | CARRIER | WEATHERMAKER | Singlezone Ducted, Centrally Ducted | 215318845 |  | HRCU-A-CB | 37MUHAQ18AA3 |  | 45MUHAQ24XX3 |  |  |  | 12.5 | 19 | 10.2 | TRUE | TRUE | TRUE | 18000 | 14700 | 2.66 | 19000 | 2.37
215318789 | 09/16/24 | Live | CARRIER | BRYANT | Singlezone Ducted, Centrally Ducted | 215318789 |  | HRCU-A-CB | 37MUHAQ18AA3 |  | 45MUHAQ24XX3 |  |  |  | 12.5 | 19 | 10.2 | TRUE | TRUE | TRUE | 18000 | 14700 | 2.66 | 19000 | 2.37
215318817 | 09/16/24 | Live | CARRIER | PAYNE | Singlezone Ducted, Centrally Ducted | 215318817 |  | HRCU-A-CB | 37MUHAQ18AA3 |  | 45MUHAQ24XX3 |  |  |  | 12.5 | 19 | 10.2 | TRUE | TRUE | TRUE | 18000 | 14700 | 2.66 | 19000 | 2.37
215318761 | 09/16/24 | Live | CARRIER | CARRIER | Singlezone Ducted, Centrally Ducted | 215318761 |  | HRCU-A-CB | 37MUHAQ18AA3 |  | 45MUHAQ24XX3 |  |  |  | 12.5 | 19 | 10.2 | TRUE | TRUE | TRUE | 18000 | 14700 | 2.66 | 19000 | 2.37
215318771 | 09/16/24 | Live | CARRIER | CARRIER | Singlezone Ducted, Centrally Ducted | 215318771 |  | HRCU-A-CB | 37MBHAQ58AA3 |  | 45MBAAQ60XA3 |  |  |  | 10 | 15.4 | 9.2 | TRUE | TRUE | TRUE | 54000 | 41000 | 2.6 | 51500 | 2.2
215318799 | 09/16/24 | Live | CARRIER | BRYANT | Singlezone Ducted, Centrally Ducted | 215318799 |  | HRCU-A-CB | 37MBHAQ58AA3 |  | 45MBAAQ60XA3 |  |  |  | 10 | 15.4 | 9.2 | TRUE | TRUE | TRUE | 54000 | 41000 | 2.6 | 51500 | 2.2
215318827 | 09/16/24 | Live | CARRIER | PAYNE | Singlezone Ducted, Centrally Ducted | 215318827 |  | HRCU-A-CB | 37MBHAQ58AA3 |  | 45MBAAQ60XA3 |  |  |  | 10 | 15.4 | 9.2 | TRUE | TRUE | TRUE | 54000 | 41000 | 2.6 | 51500 | 2.2
215318797 | 09/16/24 | Live | CARRIER | BRYANT | Singlezone Ducted, Centrally Ducted | 215318797 |  | HRCU-A-CB | 37MBHAQ36AA3 |  | 45MBAAQ36XA3 |  |  |  | 11.7 | 17.3 | 9.5 | TRUE | TRUE | TRUE | 36000 | 28000 | 2.2 | 38000 | 2.11
215318825 | 09/16/24 | Live | CARRIER | PAYNE | Singlezone Ducted, Centrally Ducted | 215318825 |  | HRCU-A-CB | 37MBHAQ36AA3 |  | 45MBAAQ36XA3 |  |  |  | 11.7 | 17.3 | 9.5 | TRUE | TRUE | TRUE | 36000 | 28000 | 2.2 | 38000 | 2.11
215318853 | 09/16/24 | Live | CARRIER | WEATHERMAKER | Singlezone Ducted, Centrally Ducted | 215318853 |  | HRCU-A-CB | 37MBHAQ36AA3 |  | 45MBAAQ36XA3 |  |  |  | 11.7 | 17.3 | 9.5 | TRUE | TRUE | TRUE | 36000 | 28000 | 2.2 | 38000 | 2.11
215318769 | 09/16/24 | Live | CARRIER | CARRIER | Singlezone Ducted, Centrally Ducted | 215318769 |  | HRCU-A-CB | 37MBHAQ36AA3 |  | 45MBAAQ36XA3 |  |  |  | 11.7 | 17.3 | 9.5 | TRUE | TRUE | TRUE | 36000 | 28000 | 2.2 | 38000 | 2.11
215318760 | 09/16/24 | Live | CARRIER | CARRIER | Singlezone Ducted, Centrally Ducted | 215318760 |  | HRCU-A-CB | 37MURAQ60AA3 |  | 45MUAAQ60XX3 |  |  |  | 8.7 | 15.2 | 8.4 | TRUE | TRUE | FALSE | 54000 | 33000 | 2.34 | 35800 | 1.96
215318816 | 09/16/24 | Live | CARRIER | PAYNE | Singlezone Ducted, Centrally Ducted | 215318816 |  | HRCU-A-CB | 37MURAQ60AA3 |  | 45MUAAQ60XX3 |  |  |  | 8.7 | 15.2 | 8.4 | TRUE | TRUE | FALSE | 54000 | 33000 | 2.34 | 35800 | 1.96
215318788 | 09/16/24 | Live | CARRIER | BRYANT | Singlezone Ducted, Centrally Ducted | 215318788 |  | HRCU-A-CB | 37MURAQ60AA3 |  | 45MUAAQ60XX3 |  |  |  | 8.7 | 15.2 | 8.4 | TRUE | TRUE | FALSE | 54000 | 33000 | 2.34 | 35800 | 1.96
215318844 | 09/16/24 | Live | CARRIER | WEATHERMAKER | Singlezone Ducted, Centrally Ducted | 215318844 |  | HRCU-A-CB | 37MURAQ60AA3 |  | 45MUAAQ60XX3 |  |  |  | 8.7 | 15.2 | 8.4 | TRUE | TRUE | FALSE | 54000 | 33000 | 2.34 | 35800 | 1.96
215318843 | 09/16/24 | Live | CARRIER | WEATHERMAKER | Singlezone Ducted, Centrally Ducted | 215318843 |  | HRCU-A-CB | 37MURAQ48AA3 |  | 45MUAAQ48XX3 |  |  |  | 10 | 16 | 8.5 | TRUE | TRUE | TRUE | 48000 | 32400 | 2.46 | 35400 | 2
215318787 | 09/16/24 | Live | CARRIER | BRYANT | Singlezone Ducted, Centrally Ducted | 215318787 |  | HRCU-A-CB | 37MURAQ48AA3 |  | 45MUAAQ48XX3 |  |  |  | 10 | 16 | 8.5 | TRUE | TRUE | TRUE | 48000 | 32400 | 2.46 | 35400 | 2
215318815 | 09/16/24 | Live | CARRIER | PAYNE | Singlezone Ducted, Centrally Ducted | 215318815 |  | HRCU-A-CB | 37MURAQ48AA3 |  | 45MUAAQ48XX3 |  |  |  | 10 | 16 | 8.5 | TRUE | TRUE | TRUE | 48000 | 32400 | 2.46 | 35400 | 2
215318759 | 09/16/24 | Live | CARRIER | CARRIER | Singlezone Ducted, Centrally Ducted | 215318759 |  | HRCU-A-CB | 37MURAQ48AA3 |  | 45MUAAQ48XX3 |  |  |  | 10 | 16 | 8.5 | TRUE | TRUE | TRUE | 48000 | 32400 | 2.46 | 35400 | 2
215318758 | 09/16/24 | Live | CARRIER | CARRIER | Singlezone Ducted, Centrally Ducted | 215318758 |  | HRCU-A-CB | 37MURAQ36AA3 |  | 45MUAAQ36XX3 |  |  |  | 10 | 16.2 | 8.7 | TRUE | TRUE | TRUE | 36000 | 25600 | 2.6 | 26200 | 2.19
215318814 | 09/16/24 | Live | CARRIER | PAYNE | Singlezone Ducted, Centrally Ducted | 215318814 |  | HRCU-A-CB | 37MURAQ36AA3 |  | 45MUAAQ36XX3 |  |  |  | 10 | 16.2 | 8.7 | TRUE | TRUE | TRUE | 36000 | 25600 | 2.6 | 26200 | 2.19
215318786 | 09/16/24 | Live | CARRIER | BRYANT | Singlezone Ducted, Centrally Ducted | 215318786 |  | HRCU-A-CB | 37MURAQ36AA3 |  | 45MUAAQ36XX3 |  |  |  | 10 | 16.2 | 8.7 | TRUE | TRUE | TRUE | 36000 | 25600 | 2.6 | 26200 | 2.19
215318842 | 09/16/24 | Live | CARRIER | WEATHERMAKER | Singlezone Ducted, Centrally Ducted | 215318842 |  | HRCU-A-CB | 37MURAQ36AA3 |  | 45MUAAQ36XX3 |  |  |  | 10 | 16.2 | 8.7 | TRUE | TRUE | TRUE | 36000 | 25600 | 2.6 | 26200 | 2.19
215318841 | 09/16/24 | Live | CARRIER | WEATHERMAKER | Singlezone Ducted, Centrally Ducted | 215318841 |  | HRCU-A-CB | 37MURAQ30AA3 |  | 45MUAAQ30XX3 |  |  |  | 10.8 | 17 | 8.5 | FALSE | FALSE | TRUE | 30000 | 18500 | 2.4 | 20200 | 2.26
215318785 | 09/16/24 | Live | CARRIER | BRYANT | Singlezone Ducted, Centrally Ducted | 215318785 |  | HRCU-A-CB | 37MURAQ30AA3 |  | 45MUAAQ30XX3 |  |  |  | 10.8 | 17 | 8.5 | FALSE | FALSE | TRUE | 30000 | 18500 | 2.4 | 20200 | 2.26
215318813 | 09/16/24 | Live | CARRIER | PAYNE | Singlezone Ducted, Centrally Ducted | 215318813 |  | HRCU-A-CB | 37MURAQ30AA3 |  | 45MUAAQ30XX3 |  |  |  | 10.8 | 17 | 8.5 | FALSE | FALSE | TRUE | 30000 | 18500 | 2.4 | 20200 | 2.26
215318757 | 09/16/24 | Live | CARRIER | CARRIER | Singlezone Ducted, Centrally Ducted | 215318757 |  | HRCU-A-CB | 37MURAQ30AA3 |  | 45MUAAQ30XX3 |  |  |  | 10.8 | 17 | 8.5 | FALSE | FALSE | TRUE | 30000 | 18500 | 2.4 | 20200 | 2.26
215318756 | 09/16/24 | Live | CARRIER | CARRIER | Singlezone Ducted, Centrally Ducted | 215318756 |  | HRCU-A-CB | 37MURAQ24AA3 |  | 45MUAAQ24XX3 |  |  |  | 11 | 18.2 | 9.7 | TRUE | TRUE | TRUE | 24000 | 20000 | 2.42 | 22200 | 2.24
215318812 | 09/16/24 | Live | CARRIER | PAYNE | Singlezone Ducted, Centrally Ducted | 215318812 |  | HRCU-A-CB | 37MURAQ24AA3 |  | 45MUAAQ24XX3 |  |  |  | 11 | 18.2 | 9.7 | TRUE | TRUE | TRUE | 24000 | 20000 | 2.42 | 22200 | 2.24
215318784 | 09/16/24 | Live | CARRIER | BRYANT | Singlezone Ducted, Centrally Ducted | 215318784 |  | HRCU-A-CB | 37MURAQ24AA3 |  | 45MUAAQ24XX3 |  |  |  | 11 | 18.2 | 9.7 | TRUE | TRUE | TRUE | 24000 | 20000 | 2.42 | 22200 | 2.24
215318840 | 09/16/24 | Live | CARRIER | WEATHERMAKER | Singlezone Ducted, Centrally Ducted | 215318840 |  | HRCU-A-CB | 37MURAQ24AA3 |  | 45MUAAQ24XX3 |  |  |  | 11 | 18.2 | 9.7 | TRUE | TRUE | TRUE | 24000 | 20000 | 2.42 | 22200 | 2.24
215318839 | 09/16/24 | Live | CARRIER | WEATHERMAKER | Singlezone Ducted, Centrally Ducted | 215318839 |  | HRCU-A-CB | 37MURAQ18AA3 |  | 45MUAAQ18XX3 |  |  |  | 11 | 18.8 | 9.2 | FALSE | FALSE | TRUE | 18000 | 12600 | 2.6 | 12600 | 2.2
215318783 | 09/16/24 | Live | CARRIER | BRYANT | Singlezone Ducted, Centrally Ducted | 215318783 |  | HRCU-A-CB | 37MURAQ18AA3 |  | 45MUAAQ18XX3 |  |  |  | 11 | 18.8 | 9.2 | FALSE | FALSE | TRUE | 18000 | 12600 | 2.6 | 12600 | 2.2
215318811 | 09/16/24 | Live | CARRIER | PAYNE | Singlezone Ducted, Centrally Ducted | 215318811 |  | HRCU-A-CB | 37MURAQ18AA3 |  | 45MUAAQ18XX3 |  |  |  | 11 | 18.8 | 9.2 | FALSE | FALSE | TRUE | 18000 | 12600 | 2.6 | 12600 | 2.2
215318755 | 09/16/24 | Live | CARRIER | CARRIER | Singlezone Ducted, Centrally Ducted | 215318755 |  | HRCU-A-CB | 37MURAQ18AA3 |  | 45MUAAQ18XX3 |  |  |  | 11 | 18.8 | 9.2 | FALSE | FALSE | TRUE | 18000 | 12600 | 2.6 | 12600 | 2.2
215318754 | 09/16/24 | Live | CARRIER | CARRIER | Singlezone Ducted, Centrally Ducted | 215318754 |  | HRCU-A-CB | 37MUHAQ60AA3 |  | 45MUHAQ60XX3 |  |  |  | 12 | 17.5 | 9.5 | TRUE | TRUE | TRUE | 54000 | 35000 | 2.5 | 54000 | 2.29
215318810 | 09/16/24 | Live | CARRIER | PAYNE | Singlezone Ducted, Centrally Ducted | 215318810 |  | HRCU-A-CB | 37MUHAQ60AA3 |  | 45MUHAQ60XX3 |  |  |  | 12 | 17.5 | 9.5 | TRUE | TRUE | TRUE | 54000 | 35000 | 2.5 | 54000 | 2.29
215318782 | 09/16/24 | Live | CARRIER | BRYANT | Singlezone Ducted, Centrally Ducted | 215318782 |  | HRCU-A-CB | 37MUHAQ60AA3 |  | 45MUHAQ60XX3 |  |  |  | 12 | 17.5 | 9.5 | TRUE | TRUE | TRUE | 54000 | 35000 | 2.5 | 54000 | 2.29
215318838 | 09/16/24 | Live | CARRIER | WEATHERMAKER | Singlezone Ducted, Centrally Ducted | 215318838 |  | HRCU-A-CB | 37MUHAQ60AA3 |  | 45MUHAQ60XX3 |  |  |  | 12 | 17.5 | 9.5 | TRUE | TRUE | TRUE | 54000 | 35000 | 2.5 | 54000 | 2.29
215318837 | 09/16/24 | Live | CARRIER | WEATHERMAKER | Singlezone Ducted, Centrally Ducted | 215318837 |  | HRCU-A-CB | 37MUHAQ60AA3 |  | 45MUAAQ60XX3 |  |  |  | 10 | 16 | 9 | TRUE | TRUE | TRUE | 54000 | 45000 | 2.4 | 50400 | 2.3
215318781 | 09/16/24 | Live | CARRIER | BRYANT | Singlezone Ducted, Centrally Ducted | 215318781 |  | HRCU-A-CB | 37MUHAQ60AA3 |  | 45MUAAQ60XX3 |  |  |  | 10 | 16 | 9 | TRUE | TRUE | TRUE | 54000 | 45000 | 2.4 | 50400 | 2.3
215318809 | 09/16/24 | Live | CARRIER | PAYNE | Singlezone Ducted, Centrally Ducted | 215318809 |  | HRCU-A-CB | 37MUHAQ60AA3 |  | 45MUAAQ60XX3 |  |  |  | 10 | 16 | 9 | TRUE | TRUE | TRUE | 54000 | 45000 | 2.4 | 50400 | 2.3
215318753 | 09/16/24 | Live | CARRIER | CARRIER | Singlezone Ducted, Centrally Ducted | 215318753 |  | HRCU-A-CB | 37MUHAQ60AA3 |  | 45MUAAQ60XX3 |  |  |  | 10 | 16 | 9 | TRUE | TRUE | TRUE | 54000 | 45000 | 2.4 | 50400 | 2.3
215318752 | 09/16/24 | Live | CARRIER | CARRIER | Singlezone Ducted, Centrally Ducted | 215318752 |  | HRCU-A-CB | 37MUHAQ48AA3 |  | 45MUAAQ48XX3 |  |  |  | 10.5 | 16.5 | 9.5 | TRUE | TRUE | TRUE | 48000 | 37000 | 2.7 | 38300 | 2.02
215318808 | 09/16/24 | Live | CARRIER | PAYNE | Singlezone Ducted, Centrally Ducted | 215318808 |  | HRCU-A-CB | 37MUHAQ48AA3 |  | 45MUAAQ48XX3 |  |  |  | 10.5 | 16.5 | 9.5 | TRUE | TRUE | TRUE | 48000 | 37000 | 2.7 | 38300 | 2.02
215318780 | 09/16/24 | Live | CARRIER | BRYANT | Singlezone Ducted, Centrally Ducted | 215318780 |  | HRCU-A-CB | 37MUHAQ48AA3 |  | 45MUAAQ48XX3 |  |  |  | 10.5 | 16.5 | 9.5 | TRUE | TRUE | TRUE | 48000 | 37000 | 2.7 | 38300 | 2.02
215318836 | 09/16/24 | Live | CARRIER | WEATHERMAKER | Singlezone Ducted, Centrally Ducted | 215318836 |  | HRCU-A-CB | 37MUHAQ48AA3 |  | 45MUAAQ48XX3 |  |  |  | 10.5 | 16.5 | 9.5 | TRUE | TRUE | TRUE | 48000 | 37000 | 2.7 | 38300 | 2.02
215318835 | 09/16/24 | Live | CARRIER | WEATHERMAKER | Singlezone Ducted, Centrally Ducted | 215318835 |  | HRCU-A-CB | 37MUHAQ36AA3 |  | 45MUAAQ36XX3 |  |  |  | 11.7 | 17.4 | 10.3 | TRUE | TRUE | TRUE | 36000 | 31800 | 2.56 | 47500 | 2.36
215318779 | 09/16/24 | Live | CARRIER | BRYANT | Singlezone Ducted, Centrally Ducted | 215318779 |  | HRCU-A-CB | 37MUHAQ36AA3 |  | 45MUAAQ36XX3 |  |  |  | 11.7 | 17.4 | 10.3 | TRUE | TRUE | TRUE | 36000 | 31800 | 2.56 | 47500 | 2.36
215318807 | 09/16/24 | Live | CARRIER | PAYNE | Singlezone Ducted, Centrally Ducted | 215318807 |  | HRCU-A-CB | 37MUHAQ36AA3 |  | 45MUAAQ36XX3 |  |  |  | 11.7 | 17.4 | 10.3 | TRUE | TRUE | TRUE | 36000 | 31800 | 2.56 | 47500 | 2.36
215318751 | 09/16/24 | Live | CARRIER | CARRIER | Singlezone Ducted, Centrally Ducted | 215318751 |  | HRCU-A-CB | 37MUHAQ36AA3 |  | 45MUAAQ36XX3 |  |  |  | 11.7 | 17.4 | 10.3 | TRUE | TRUE | TRUE | 36000 | 31800 | 2.56 | 47500 | 2.36
215318750 | 09/16/24 | Live | CARRIER | CARRIER | Singlezone Ducted, Centrally Ducted | 215318750 |  | HRCU-A-CB | 37MUHAQ30AA3 |  | 45MUAAQ30XX3 |  |  |  | 11.7 | 16.9 | 10 | TRUE | TRUE | TRUE | 30000 | 23800 | 2.76 | 37800 | 2.39
215318806 | 09/16/24 | Live | CARRIER | PAYNE | Singlezone Ducted, Centrally Ducted | 215318806 |  | HRCU-A-CB | 37MUHAQ30AA3 |  | 45MUAAQ30XX3 |  |  |  | 11.7 | 16.9 | 10 | TRUE | TRUE | TRUE | 30000 | 23800 | 2.76 | 37800 | 2.39
215318778 | 09/16/24 | Live | CARRIER | BRYANT | Singlezone Ducted, Centrally Ducted | 215318778 |  | HRCU-A-CB | 37MUHAQ30AA3 |  | 45MUAAQ30XX3 |  |  |  | 11.7 | 16.9 | 10 | TRUE | TRUE | TRUE | 30000 | 23800 | 2.76 | 37800 | 2.39
215318834 | 09/16/24 | Live | CARRIER | WEATHERMAKER | Singlezone Ducted, Centrally Ducted | 215318834 |  | HRCU-A-CB | 37MUHAQ30AA3 |  | 45MUAAQ30XX3 |  |  |  | 11.7 | 16.9 | 10 | TRUE | TRUE | TRUE | 30000 | 23800 | 2.76 | 37800 | 2.39
215318833 | 09/16/24 | Live | CARRIER | WEATHERMAKER | Singlezone Ducted, Centrally Ducted | 215318833 |  | HRCU-A-CB | 37MUHAQ24AA3 |  | 45MUHAQ24XX3 |  |  |  | 12 | 18.7 | 10 | TRUE | TRUE | TRUE | 24000 | 19000 | 2.64 | 20200 | 2.24
215318777 | 09/16/24 | Live | CARRIER | BRYANT | Singlezone Ducted, Centrally Ducted | 215318777 |  | HRCU-A-CB | 37MUHAQ24AA3 |  | 45MUHAQ24XX3 |  |  |  | 12 | 18.7 | 10 | TRUE | TRUE | TRUE | 24000 | 19000 | 2.64 | 20200 | 2.24
215318805 | 09/16/24 | Live | CARRIER | PAYNE | Singlezone Ducted, Centrally Ducted | 215318805 |  | HRCU-A-CB | 37MUHAQ24AA3 |  | 45MUHAQ24XX3 |  |  |  | 12 | 18.7 | 10 | TRUE | TRUE | TRUE | 24000 | 19000 | 2.64 | 20200 | 2.24
215318749 | 09/16/24 | Live | CARRIER | CARRIER | Singlezone Ducted, Centrally Ducted | 215318749 |  | HRCU-A-CB | 37MUHAQ24AA3 |  | 45MUHAQ24XX3 |  |  |  | 12 | 18.7 | 10 | TRUE | TRUE | TRUE | 24000 | 19000 | 2.64 | 20200 | 2.24
215318748 | 09/16/24 | Live | CARRIER | CARRIER | Singlezone Ducted, Centrally Ducted | 215318748 |  | HRCU-A-CB | 37MUHAQ24AA3 |  | 45MUAAQ24XX3 |  |  |  | 11.7 | 18.4 | 10 | TRUE | TRUE | TRUE | 23000 | 20000 | 2.42 | 22200 | 2.24
215318804 | 09/16/24 | Live | CARRIER | PAYNE | Singlezone Ducted, Centrally Ducted | 215318804 |  | HRCU-A-CB | 37MUHAQ24AA3 |  | 45MUAAQ24XX3 |  |  |  | 11.7 | 18.4 | 10 | TRUE | TRUE | TRUE | 23000 | 20000 | 2.42 | 22200 | 2.24
215318776 | 09/16/24 | Live | CARRIER | BRYANT | Singlezone Ducted, Centrally Ducted | 215318776 |  | HRCU-A-CB | 37MUHAQ24AA3 |  | 45MUAAQ24XX3 |  |  |  | 11.7 | 18.4 | 10 | TRUE | TRUE | TRUE | 23000 | 20000 | 2.42 | 22200 | 2.24
215318832 | 09/16/24 | Live | CARRIER | WEATHERMAKER | Singlezone Ducted, Centrally Ducted | 215318832 |  | HRCU-A-CB | 37MUHAQ24AA3 |  | 45MUAAQ24XX3 |  |  |  | 11.7 | 18.4 | 10 | TRUE | TRUE | TRUE | 23000 | 20000 | 2.42 | 22200 | 2.24
215318831 | 09/16/24 | Live | CARRIER | WEATHERMAKER | Singlezone Ducted, Centrally Ducted | 215318831 |  | HRCU-A-CB | 37MUHAQ18AA3 |  | 45MUAAQ18XX3 |  |  |  | 12.5 | 19 | 9.8 | TRUE | TRUE | TRUE | 18000 | 15000 | 2.6 | 21600 | 2.3
215318775 | 09/16/24 | Live | CARRIER | BRYANT | Singlezone Ducted, Centrally Ducted | 215318775 |  | HRCU-A-CB | 37MUHAQ18AA3 |  | 45MUAAQ18XX3 |  |  |  | 12.5 | 19 | 9.8 | TRUE | TRUE | TRUE | 18000 | 15000 | 2.6 | 21600 | 2.3
215318803 | 09/16/24 | Live | CARRIER | PAYNE | Singlezone Ducted, Centrally Ducted | 215318803 |  | HRCU-A-CB | 37MUHAQ18AA3 |  | 45MUAAQ18XX3 |  |  |  | 12.5 | 19 | 9.8 | TRUE | TRUE | TRUE | 18000 | 15000 | 2.6 | 21600 | 2.3
215318747 | 09/16/24 | Live | CARRIER | CARRIER | Singlezone Ducted, Centrally Ducted | 215318747 |  | HRCU-A-CB | 37MUHAQ18AA3 |  | 45MUAAQ18XX3 |  |  |  | 12.5 | 19 | 9.8 | TRUE | TRUE | TRUE | 18000 | 15000 | 2.6 | 21600 | 2.3
215318768 | 09/16/24 | Live | CARRIER | CARRIER | Singlezone Ducted, Centrally Ducted | 215318768 |  | HRCU-A-CB | 37MARAQ24AA3 |  | 45MBAAQ24XB3 |  |  |  | 11.7 | 19.8 | 9 | TRUE | TRUE | TRUE | 24000 | 17600 | 2.4 | 23200 | 2.55
215318852 | 09/16/24 | Live | CARRIER | WEATHERMAKER | Singlezone Ducted, Centrally Ducted | 215318852 |  | HRCU-A-CB | 37MARAQ24AA3 |  | 45MBAAQ24XB3 |  |  |  | 11.7 | 19.8 | 9 | TRUE | TRUE | TRUE | 24000 | 17600 | 2.4 | 23200 | 2.55
215318824 | 09/16/24 | Live | CARRIER | PAYNE | Singlezone Ducted, Centrally Ducted | 215318824 |  | HRCU-A-CB | 37MARAQ24AA3 |  | 45MBAAQ24XB3 |  |  |  | 11.7 | 19.8 | 9 | TRUE | TRUE | TRUE | 24000 | 17600 | 2.4 | 23200 | 2.55
215318796 | 09/16/24 | Live | CARRIER | BRYANT | Singlezone Ducted, Centrally Ducted | 215318796 |  | HRCU-A-CB | 37MARAQ24AA3 |  | 45MBAAQ24XB3 |  |  |  | 11.7 | 19.8 | 9 | TRUE | TRUE | TRUE | 24000 | 17600 | 2.4 | 23200 | 2.55
215318795 | 09/16/24 | Live | CARRIER | BRYANT | Singlezone Ducted, Centrally Ducted | 215318795 |  | HRCU-A-CB | 37MARAQ18AA3 |  | 45MBAAQ18XB3 |  |  |  | 12.2 | 18.5 | 9.8 | TRUE | TRUE | TRUE | 18000 | 13200 | 2.6 | 14800 | 2.48
215318823 | 09/16/24 | Live | CARRIER | PAYNE | Singlezone Ducted, Centrally Ducted | 215318823 |  | HRCU-A-CB | 37MARAQ18AA3 |  | 45MBAAQ18XB3 |  |  |  | 12.2 | 18.5 | 9.8 | TRUE | TRUE | TRUE | 18000 | 13200 | 2.6 | 14800 | 2.48
215318851 | 09/16/24 | Live | CARRIER | WEATHERMAKER | Singlezone Ducted, Centrally Ducted | 215318851 |  | HRCU-A-CB | 37MARAQ18AA3 |  | 45MBAAQ18XB3 |  |  |  | 12.2 | 18.5 | 9.8 | TRUE | TRUE | TRUE | 18000 | 13200 | 2.6 | 14800 | 2.48
215318767 | 09/16/24 | Live | CARRIER | CARRIER | Singlezone Ducted, Centrally Ducted | 215318767 |  | HRCU-A-CB | 37MARAQ18AA3 |  | 45MBAAQ18XB3 |  |  |  | 12.2 | 18.5 | 9.8 | TRUE | TRUE | TRUE | 18000 | 13200 | 2.6 | 14800 | 2.48
215318802 | 09/16/24 | Live | CARRIER | BRYANT | Singlezone Ducted, Centrally Ducted | 215318802 |  | HRCU-A-CB | 37MBRAQ58AA3 |  | 45MBAAQ60XA3 |  |  |  | 9.5 | 16 | 9.2 | FALSE | FALSE | FALSE | 55000 | 40500 | 2.6 | 41500 | 2.2
215318774 | 09/16/24 | Live | CARRIER | CARRIER | Singlezone Ducted, Centrally Ducted | 215318774 |  | HRCU-A-CB | 37MBRAQ58AA3 |  | 45MBAAQ60XA3 |  |  |  | 9.5 | 16 | 9.2 | FALSE | FALSE | FALSE | 55000 | 40500 | 2.6 | 41500 | 2.2
215318830 | 09/16/24 | Live | CARRIER | PAYNE | Singlezone Ducted, Centrally Ducted | 215318830 |  | HRCU-A-CB | 37MBRAQ58AA3 |  | 45MBAAQ60XA3 |  |  |  | 9.5 | 16 | 9.2 | FALSE | FALSE | FALSE | 55000 | 40500 | 2.6 | 41500 | 2.2
215318829 | 09/16/24 | Live | CARRIER | PAYNE | Singlezone Ducted, Centrally Ducted | 215318829 |  | HRCU-A-CB | 37MBRAQ48AA3 |  | 45MBAAQ48XA3 |  |  |  | 10 | 17.8 | 10 | TRUE | TRUE | TRUE | 48000 | 40000 | 2.6 | 41000 | 2.28
215318773 | 09/16/24 | Live | CARRIER | CARRIER | Singlezone Ducted, Centrally Ducted | 215318773 |  | HRCU-A-CB | 37MBRAQ48AA3 |  | 45MBAAQ48XA3 |  |  |  | 10 | 17.8 | 10 | TRUE | TRUE | TRUE | 48000 | 40000 | 2.6 | 41000 | 2.28
215318801 | 09/16/24 | Live | CARRIER | BRYANT | Singlezone Ducted, Centrally Ducted | 215318801 |  | HRCU-A-CB | 37MBRAQ48AA3 |  | 45MBAAQ48XA3 |  |  |  | 10 | 17.8 | 10 | TRUE | TRUE | TRUE | 48000 | 40000 | 2.6 | 41000 | 2.28
215318800 | 09/16/24 | Live | CARRIER | BRYANT | Singlezone Ducted, Centrally Ducted | 215318800 |  | HRCU-A-CB | 37MBRAQ36AA3 |  | 45MBAAQ36XA3 |  |  |  | 9 | 15.9 | 9.3 | FALSE | FALSE | FALSE | 36000 | 25000 | 2.4 | 27000 | 2.15
215318772 | 09/16/24 | Live | CARRIER | CARRIER | Singlezone Ducted, Centrally Ducted | 215318772 |  | HRCU-A-CB | 37MBRAQ36AA3 |  | 45MBAAQ36XA3 |  |  |  | 9 | 15.9 | 9.3 | FALSE | FALSE | FALSE | 36000 | 25000 | 2.4 | 27000 | 2.15
215318828 | 09/16/24 | Live | CARRIER | PAYNE | Singlezone Ducted, Centrally Ducted | 215318828 |  | HRCU-A-CB | 37MBRAQ36AA3 |  | 45MBAAQ36XA3 |  |  |  | 9 | 15.9 | 9.3 | FALSE | FALSE | FALSE | 36000 | 25000 | 2.4 | 27000 | 2.15
215318854 | 09/16/24 | Live | CARRIER | WEATHERMAKER | Singlezone Ducted, Centrally Ducted | 215318854 |  | HRCU-A-CB | 37MBHAQ48AA3 |  | 45MBAAQ48XA3 |  |  |  | 10.1 | 17 | 10.2 | TRUE | TRUE | TRUE | 48000 | 40000 | 2.5 | 42000 | 2.16
215318826 | 09/16/24 | Live | CARRIER | PAYNE | Singlezone Ducted, Centrally Ducted | 215318826 |  | HRCU-A-CB | 37MBHAQ48AA3 |  | 45MBAAQ48XA3 |  |  |  | 10.1 | 17 | 10.2 | TRUE | TRUE | TRUE | 48000 | 40000 | 2.5 | 42000 | 2.16
215318798 | 09/16/24 | Live | CARRIER | BRYANT | Singlezone Ducted, Centrally Ducted | 215318798 |  | HRCU-A-CB | 37MBHAQ48AA3 |  | 45MBAAQ48XA3 |  |  |  | 10.1 | 17 | 10.2 | TRUE | TRUE | TRUE | 48000 | 40000 | 2.5 | 42000 | 2.16
215318770 | 09/16/24 | Live | CARRIER | CARRIER | Singlezone Ducted, Centrally Ducted | 215318770 |  | HRCU-A-CB | 37MBHAQ48AA3 |  | 45MBAAQ48XA3 |  |  |  | 10.1 | 17 | 10.2 | TRUE | TRUE | TRUE | 48000 | 40000 | 2.5 | 42000 | 2.16
215318766 | 09/16/24 | Live | CARRIER | CARRIER | Singlezone Ducted, Centrally Ducted | 215318766 |  | HRCU-A-CB | 37MAHAQ33AA3 |  | 45MBAAQ36XB3 |  |  |  | 11.7 | 16.7 | 10 | TRUE | TRUE | TRUE | 33000 | 27400 | 2.58 | 33400 | 2.62
215318850 | 09/16/24 | Live | CARRIER | WEATHERMAKER | Singlezone Ducted, Centrally Ducted | 215318850 |  | HRCU-A-CB | 37MAHAQ33AA3 |  | 45MBAAQ36XB3 |  |  |  | 11.7 | 16.7 | 10 | TRUE | TRUE | TRUE | 33000 | 27400 | 2.58 | 33400 | 2.62
215318822 | 09/16/24 | Live | CARRIER | PAYNE | Singlezone Ducted, Centrally Ducted | 215318822 |  | HRCU-A-CB | 37MAHAQ33AA3 |  | 45MBAAQ36XB3 |  |  |  | 11.7 | 16.7 | 10 | TRUE | TRUE | TRUE | 33000 | 27400 | 2.58 | 33400 | 2.62
215318794 | 09/16/24 | Live | CARRIER | BRYANT | Singlezone Ducted, Centrally Ducted | 215318794 |  | HRCU-A-CB | 37MAHAQ33AA3 |  | 45MBAAQ36XB3 |  |  |  | 11.7 | 16.7 | 10 | TRUE | TRUE | TRUE | 33000 | 27400 | 2.58 | 33400 | 2.62
215318793 | 09/16/24 | Live | CARRIER | BRYANT | Singlezone Ducted, Centrally Ducted | 215318793 |  | HRCU-A-CB | 37MAHAQ24AA3 |  | 45MBAAQ24XB3 |  |  |  | 12 | 18.8 | 10 | TRUE | TRUE | TRUE | 23000 | 16900 | 2.4 | 24000 | 2.39
215318821 | 09/16/24 | Live | CARRIER | PAYNE | Singlezone Ducted, Centrally Ducted | 215318821 |  | HRCU-A-CB | 37MAHAQ24AA3 |  | 45MBAAQ24XB3 |  |  |  | 12 | 18.8 | 10 | TRUE | TRUE | TRUE | 23000 | 16900 | 2.4 | 24000 | 2.39
215318849 | 09/16/24 | Live | CARRIER | WEATHERMAKER | Singlezone Ducted, Centrally Ducted | 215318849 |  | HRCU-A-CB | 37MAHAQ24AA3 |  | 45MBAAQ24XB3 |  |  |  | 12 | 18.8 | 10 | TRUE | TRUE | TRUE | 23000 | 16900 | 2.4 | 24000 | 2.39
215318765 | 09/16/24 | Live | CARRIER | CARRIER | Singlezone Ducted, Centrally Ducted | 215318765 |  | HRCU-A-CB | 37MAHAQ24AA3 |  | 45MBAAQ24XB3 |  |  |  | 12 | 18.8 | 10 | TRUE | TRUE | TRUE | 23000 | 16900 | 2.4 | 24000 | 2.39
215318764 | 09/16/24 | Live | CARRIER | CARRIER | Singlezone Ducted, Centrally Ducted | 215318764 |  | HRCU-A-CB | 37MAHAQ18AA3 |  | 45MBAAQ18XB3 |  |  |  | 12 | 18.2 | 10.1 | TRUE | TRUE | TRUE | 18000 | 14000 | 2.6 | 19800 | 2.38
215318848 | 09/16/24 | Live | CARRIER | WEATHERMAKER | Singlezone Ducted, Centrally Ducted | 215318848 |  | HRCU-A-CB | 37MAHAQ18AA3 |  | 45MBAAQ18XB3 |  |  |  | 12 | 18.2 | 10.1 | TRUE | TRUE | TRUE | 18000 | 14000 | 2.6 | 19800 | 2.38
215318820 | 09/16/24 | Live | CARRIER | PAYNE | Singlezone Ducted, Centrally Ducted | 215318820 |  | HRCU-A-CB | 37MAHAQ18AA3 |  | 45MBAAQ18XB3 |  |  |  | 12 | 18.2 | 10.1 | TRUE | TRUE | TRUE | 18000 | 14000 | 2.6 | 19800 | 2.38
215318792 | 09/16/24 | Live | CARRIER | BRYANT | Singlezone Ducted, Centrally Ducted | 215318792 |  | HRCU-A-CB | 37MAHAQ18AA3 |  | 45MBAAQ18XB3 |  |  |  | 12 | 18.2 | 10.1 | TRUE | TRUE | TRUE | 18000 | 14000 | 2.6 | 19800 | 2.38
206788329 | 05/11/23 | Live | CARRIER | CARRIER | Singlezone Ducted, Centrally Ducted | 206788329 |  | HRCU-A-CB | 25VNA424A*031* |  | FE4ANF002L+UI | 14 | 22 | 12 | 13.5 | 21 | 10 | TRUE | FALSE | TRUE | 23400 | 24800 | 2.54 | 24800 | 2.54
215444917 | 09/10/24 | Live | Gree | TOSOT | Singlezone Non-Ducted, Ceiling Placement | 215444917 |  | HRCU-A-CB-O | TWH36ATE19R32A3DO | Mini-Splits | TM36R32BKDI |  |  |  | 11.95 | 21 | 8.5 | FALSE | FALSE | FALSE | 33600 | 22000 | 2.07 | 27000 | 2.26
215444916 | 09/10/24 | Live | Gree | TOSOT | Singlezone Ducted, Compact Ducted | 215444916 |  | HRCU-A-CB | TWH36ATE19R32A3DO | Mini-Splits | TM36R32SFDI |  |  |  | 11.95 | 20 | 8.5 | FALSE | FALSE | TRUE | 33600 | 23400 | 2.53 | 27600 | 2.64
213301873 | 10/31/23 | Live | Midea Electric Trading | MDV | Singlezone Ducted, Centrally Ducted | 213301873 |  | HRCU-A-C | MOD30U-30HFN1-MR0(X) |  | MVB-36B23T4N1 |  |  |  | 10 | 15.2 | 8.5 | TRUE | TRUE | TRUE | 29000 | 19600 | 2.12 | 19600 | 2.12
213614244 | 11/15/23 | Live | Midea Electric Trading | COMFORT-AIRE | Singlezone Ducted, Centrally Ducted | 213614244 |  | HRCU-A-C | A-VCD30SA-1 |  | MCD30/36B1A |  |  |  | 10 | 15.2 | 8.5 | TRUE | TRUE | TRUE | 29000 | 19600 | 2.12 | 19600 | 2.12
214810655 | 08/22/24 | Live | Midea Electric Trading | CENTURY | Singlezone Ducted, Centrally Ducted | 214810655 |  | HRCU-A-C | A-VCD30SA-1 |  | MCD30/36B1A |  |  |  | 10 | 15.2 | 8.5 | TRUE | TRUE | TRUE | 29000 | 19600 | 2.12 | 19600 | 2.12
213732674 | 11/15/23 | Live | Midea Electric Trading | CTMORLEY | Singlezone Ducted, Centrally Ducted | 213732674 |  | HRCU-A-C | MOU-A30VH-4 |  | MAC-A3617 |  |  |  | 10 | 15.2 | 8.5 | FALSE | FALSE | TRUE | 29000 | 19600 | 2.12 | 19600 | 2.12
213785772 | 12/21/23 | Live | Midea Electric Trading | CUSTOM COMFORT | Singlezone Ducted, Centrally Ducted | 213785772 |  | HRCU-A-C | CCOXHA24V30HP |  | CCOACC3036B |  |  |  | 10 | 15.2 | 8.5 | TRUE | TRUE | TRUE | 29000 | 19600 | 2.12 | 19600 | 2.12
214215183 | 03/12/24 | Live | Midea Electric Trading | ELIOS | Singlezone Ducted, Centrally Ducted | 214215183 |  | HRCU-A-C | DEA30HOS20230E7 |  | CUB36HAC20BWT7A |  |  |  | 10 | 15.2 | 8.5 | TRUE | TRUE | TRUE | 29000 | 19600 | 2.12 | 19600 | 2.12
214391152 | 03/25/24 | Live | Midea Electric Trading | BREEZE33 | Singlezone Ducted, Centrally Ducted | 214391152 |  | HRCU-A-C | BZ33-INV30OUT2-J |  | BZ33-MSC36B-J |  |  |  | 10 | 15.2 | 8.5 | TRUE | TRUE | TRUE | 29000 | 19600 | 2.12 | 19600 | 2.12
213492171 | 10/30/23 | Live | Midea Electric Trading | STEALTH | Singlezone Ducted, Centrally Ducted | 213492171 |  | HRCU-A-C | ACIQ-30-HPB |  | ACIQ-36-ACL-17 |  |  |  | 10 | 15.2 | 8.5 | TRUE | TRUE | TRUE | 29000 | 19600 | 2.12 | 19600 | 2.12
213492149 | 10/30/23 | Live | Midea Electric Trading | DIYCOOL | Singlezone Ducted, Centrally Ducted | 213492149 |  | HRCU-A-C | ACIQ-30-HPB |  | ACIQ-36-ACL-17 |  |  |  | 10 | 15.2 | 8.5 | TRUE | TRUE | TRUE | 29000 | 19600 | 2.12 | 19600 | 2.12
213492159 | 10/30/23 | Live | Midea Electric Trading | POLARWAVE | Singlezone Ducted, Centrally Ducted | 213492159 |  | HRCU-A-C | ACIQ-30-HPB |  | ACIQ-36-ACL-17 |  |  |  | 10 | 15.2 | 8.5 | TRUE | TRUE | TRUE | 29000 | 19600 | 2.12 | 19600 | 2.12
213483770 | 10/30/23 | Live | Midea Electric Trading | MITS AIR | Singlezone Ducted, Centrally Ducted | 213483770 |  | HRCU-A-C | MOD30U-30HFN1-MR0(X) |  | MVB-36B23T4N1 |  |  |  | 10 | 15.2 | 8.5 | FALSE | FALSE | TRUE | 29000 | 19600 | 2.12 | 19600 | 2.12
213479376 | 10/30/23 | Live | Midea Electric Trading | TEMP SHIFT | Singlezone Ducted, Centrally Ducted | 213479376 |  | HRCU-A-C | TSMOD30U30HFN1MR0(X) |  | TSMVB36B24T4N1 |  |  |  | 10 | 15.2 | 8.5 | FALSE | FALSE | TRUE | 29000 | 19600 | 2.12 | 19600 | 2.12
213492126 | 10/30/23 | Live | Midea Electric Trading | 1HVAC | Singlezone Ducted, Centrally Ducted | 213492126 |  | HRCU-A-C | ACIQ-30-HPB |  | ACIQ-36-ACL-17 |  |  |  | 10 | 15.2 | 8.5 | TRUE | TRUE | TRUE | 29000 | 19600 | 2.12 | 19600 | 2.12
213492138 | 10/30/23 | Live | Midea Electric Trading | ACIQ | Singlezone Ducted, Centrally Ducted | 213492138 |  | HRCU-A-C | ACIQ-30-HPB |  | ACIQ-36-ACL-17 |  |  |  | 10 | 15.2 | 8.5 | TRUE | TRUE | TRUE | 29000 | 19600 | 2.12 | 19600 | 2.12
215359201 | 08/22/24 | Live | Midea Electric Trading | BLUERIDGE | Singlezone Ducted, Centrally Ducted | 215359201 |  | HRCU-A-C | BMAH3018C |  | BMAHC36B |  |  |  | 10 | 15.2 | 8.5 | TRUE | TRUE | TRUE | 29000 | 19600 | 2.12 | 19600 | 2.12
214610377 | 04/20/24 | Live | Midea Electric Trading | KEPLER | Singlezone Ducted, Centrally Ducted | 214610377 |  | HRCU-A-C | AZPN/30WD |  | AZPN/B36WAC-UC |  |  |  | 10 | 15.2 | 8.5 | TRUE | TRUE | TRUE | 29000 | 19600 | 2.12 | 19600 | 2.12
213433213 | 10/30/23 | Live | Midea Electric Trading | KEPLER | Singlezone Ducted, Centrally Ducted | 213433213 |  | HRCU-A-C | AZPN/30WD |  | AZPN/B36WACUID |  |  |  | 10 | 15.2 | 8.5 | TRUE | TRUE | TRUE | 29000 | 19600 | 2.12 | 19600 | 2.12
213369385 | 10/31/23 | Live | Midea Electric Trading | MOOVAIR | Singlezone Ducted, Centrally Ducted | 213369385 |  | HRCU-A-C | DMA30HOS20230E7 |  | CUB36HAC20BWT7A |  |  |  | 10 | 15.2 | 8.5 | TRUE | TRUE | TRUE | 29000 | 19600 | 2.12 | 19600 | 2.12
213307907 | 10/31/23 | Live | Midea Electric Trading | WELLS | Singlezone Ducted, Centrally Ducted | 213307907 |  | HRCU-A-C | WUCA-30HFMO |  | WUA-36BHFM |  |  |  | 10 | 15.2 | 8.5 | TRUE | TRUE | TRUE | 29000 | 19600 | 2.12 | 19600 | 2.12
213307871 | 10/31/23 | Live | Midea Electric Trading | CUSTOM COMFORT | Singlezone Ducted, Centrally Ducted | 213307871 |  | HRCU-A-C | CCOXHA24V30HP |  | CCOEHACC3036B |  |  |  | 10 | 15.2 | 8.5 | TRUE | TRUE | TRUE | 29000 | 19600 | 2.12 | 19600 | 2.12
213307891 | 10/31/23 | Live | Midea Electric Trading | BLADEX | Singlezone Ducted, Centrally Ducted | 213307891 |  | HRCU-A-C | BX30U-30HPHYHA(X) |  | BLCB-36B18AC-UNC |  |  |  | 10 | 15.2 | 8.5 | FALSE | FALSE | TRUE | 29000 | 19600 | 2.12 | 19600 | 2.12
213307890 | 10/31/23 | Live | Midea Electric Trading | BLADEX | Singlezone Ducted, Centrally Ducted | 213307890 |  | HRCU-A-C | BX30U-30HPHYHA(X) |  | BLCB-36B18AC |  |  |  | 10 | 15.2 | 8.5 | FALSE | FALSE | TRUE | 29000 | 19600 | 2.12 | 19600 | 2.12
215223339 | 09/09/24 | Live | Bosch | BOSCH | Multizone Mix of Ducted and Non-Ducted | 215223339 |  | HMSV-A-CB | BMS500-AAM048-1CSXRD | Mixed Ducted and Non-Ducted Indoor Units |  |  |  |  | 12.25 | 22.2 | 10.45 | TRUE | TRUE | TRUE | 46000 | 37400 | 2.5 | 39750 | 2.19
215223338 | 09/09/24 | Live | Bosch | BOSCH | Multizone All Ducted | 215223338 |  | HMSV-A-CB | BMS500-AAM048-1CSXRD | Ducted Indoor Units |  |  |  |  | 12 | 20.4 | 10.6 | TRUE | TRUE | TRUE | 45000 | 37000 | 2.5 | 41000 | 2.4
215223337 | 09/09/24 | Live | Bosch | BOSCH | Multizone All Non-Ducted | 215223337 |  | HMSR-A-CB-O | BMS500-AAM048-1CSXRD | Non-Ducted Indoor Units |  |  |  |  | 12.5 | 24 | 10.3 | TRUE | TRUE | TRUE | 47000 | 38000 | 2.5 | 38500 | 2
215223336 | 09/09/24 | Live | Bosch | BOSCH | Multizone Mix of Ducted and Non-Ducted | 215223336 |  | HMSV-A-CB | BMS500-AAM036-1CSXRD | Mixed Ducted and Non-Ducted Indoor Units |  |  |  |  | 11.85 | 22 | 9.35 | TRUE | TRUE | TRUE | 35400 | 26400 | 2.35 | 27300 | 2.15
215223335 | 09/09/24 | Live | Bosch | BOSCH | Multizone All Ducted | 215223335 |  | HMSV-A-CB | BMS500-AAM036-1CSXRD | Ducted Indoor Units |  |  |  |  | 11.7 | 20 | 9.2 | TRUE | TRUE | TRUE | 35000 | 26400 | 2.3 | 28000 | 2.2
215223334 | 09/09/24 | Live | Bosch | BOSCH | Multizone All Non-Ducted | 215223334 |  | HMSR-A-CB-O | BMS500-AAM036-1CSXRD | Non-Ducted Indoor Units |  |  |  |  | 12 | 24 | 9.5 | TRUE | TRUE | TRUE | 36000 | 26600 | 2.4 | 26600 | 2.1
215223333 | 09/09/24 | Live | Bosch | BOSCH | Multizone Mix of Ducted and Non-Ducted | 215223333 |  | HMSV-A-CB | BMS500-AAM027-1CSXRD | Mixed Ducted and Non-Ducted Indoor Units |  |  |  |  | 12.5 | 23 | 9.25 | TRUE | TRUE | TRUE | 26800 | 18400 | 2.56 | 18800 | 2.3
215223332 | 09/09/24 | Live | Bosch | BOSCH | Multizone All Ducted | 215223332 |  | HMSV-A-CB | BMS500-AAM027-1CSXRD | Ducted Indoor Units |  |  |  |  | 12 | 21 | 9 | TRUE | TRUE | TRUE | 26600 | 18400 | 2.5 | 18600 | 2.3
215223331 | 09/09/24 | Live | Bosch | BOSCH | Multizone All Non-Ducted | 215223331 |  | HMSR-A-CB-O | BMS500-AAM027-1CSXRD | Non-Ducted Indoor Units |  |  |  |  | 13 | 25 | 9.5 | TRUE | TRUE | TRUE | 27000 | 18400 | 2.61 | 19000 | 2.3
215223330 | 09/09/24 | Live | Bosch | BOSCH | Multizone Mix of Ducted and Non-Ducted | 215223330 |  | HMSV-A-CB | BMS500-AAM018-1CSXRD | Mixed Ducted and Non-Ducted Indoor Units |  |  |  |  | 13 | 22.55 | 9.9 | TRUE | TRUE | TRUE | 18000 | 14100 | 2.55 | 14300 | 2.39
215223329 | 09/09/24 | Live | Bosch | BOSCH | Multizone All Ducted | 215223329 |  | HMSV-A-CB | BMS500-AAM018-1CSXRD | Ducted Indoor Units |  |  |  |  | 12 | 20 | 10 | TRUE | TRUE | TRUE | 18000 | 14600 | 2.3 | 14600 | 2.3
215223328 | 09/09/24 | Live | Bosch | BOSCH | Multizone All Non-Ducted | 215223328 |  | HMSR-A-CB-O | BMS500-AAM018-1CSXRD | Non-Ducted Indoor Units |  |  |  |  | 14 | 25.1 | 9.8 | TRUE | TRUE | TRUE | 18000 | 13600 | 2.81 | 14000 | 2.5
215223327 | 09/09/24 | Live | Bosch | BOSCH | Multizone Mix of Ducted and Non-Ducted | 215223327 |  | HMSV-A-CB | BMS500-AAM048-1CSXHD | Mixed Ducted and Non-Ducted Indoor Units |  |  |  |  | 11.85 | 21.7 | 11 | TRUE | TRUE | TRUE | 47000 | 44000 | 2.6 | 45500 | 2.1
215223326 | 09/09/24 | Live | Bosch | BOSCH | Multizone All Ducted | 215223326 |  | HMSV-A-CB | BMS500-AAM048-1CSXHD | Ducted Indoor Units |  |  |  |  | 11.7 | 20.4 | 11 | TRUE | TRUE | TRUE | 47000 | 44500 | 2.6 | 46000 | 2.2
215223325 | 09/09/24 | Live | Bosch | BOSCH | Multizone All Non-Ducted | 215223325 |  | HMSR-A-CB-O | BMS500-AAM048-1CSXHD | Non-Ducted Indoor Units |  |  |  |  | 12 | 23 | 11 | TRUE | TRUE | TRUE | 47000 | 44000 | 2.6 | 45000 | 2
215223324 | 09/09/24 | Live | Bosch | BOSCH | Multizone Mix of Ducted and Non-Ducted | 215223324 |  | HMSV-A-CB | BMS500-AAM036-1CSXHD | Mixed Ducted and Non-Ducted Indoor Units |  |  |  |  | 12.5 | 21.2 | 10.55 | TRUE | TRUE | TRUE | 36000 | 31400 | 2.4 | 38000 | 2.41
215223323 | 09/09/24 | Live | Bosch | BOSCH | Multizone All Ducted | 215223323 |  | HMSV-A-CB | BMS500-AAM036-1CSXHD | Ducted Indoor Units |  |  |  |  | 12 | 19.4 | 10.4 | TRUE | TRUE | TRUE | 36000 | 33000 | 2.4 | 34000 | 2.2
215223322 | 09/09/24 | Live | Bosch | BOSCH | Multizone All Non-Ducted | 215223322 |  | HMSR-A-CB-O | BMS500-AAM036-1CSXHD | Non-Ducted Indoor Units |  |  |  |  | 13 | 23 | 10.7 | TRUE | TRUE | TRUE | 36000 | 30000 | 2.4 | 42000 | 2.6
215223321 | 09/09/24 | Live | Bosch | BOSCH | Multizone Mix of Ducted and Non-Ducted | 215223321 |  | HMSV-A-CB | BMS500-AAM027-1CSXHD | Mixed Ducted and Non-Ducted Indoor Units |  |  |  |  | 12.25 | 21 | 10 | TRUE | TRUE | TRUE | 27400 | 24000 | 2.5 | 27500 | 2.15
215223320 | 09/09/24 | Live | Bosch | BOSCH | Multizone All Ducted | 215223320 |  | HMSV-A-CB | BMS500-AAM027-1CSXHD | Ducted Indoor Units |  |  |  |  | 12 | 19 | 9.5 | TRUE | TRUE | TRUE | 28000 | 23000 | 2.4 | 27000 | 2.1
215223319 | 09/09/24 | Live | Bosch | BOSCH | Multizone All Non-Ducted | 215223319 |  | HMSR-A-CB-O | BMS500-AAM027-1CSXHD | Non-Ducted Indoor Units |  |  |  |  | 12.5 | 23 | 10.5 | TRUE | TRUE | TRUE | 27000 | 25000 | 2.6 | 28000 | 2.2
215223318 | 09/09/24 | Live | Bosch | BOSCH | Multizone Mix of Ducted and Non-Ducted | 215223318 |  | HMSV-A-CB | BMS500-AAM018-1CSXHD | Mixed Ducted and Non-Ducted Indoor Units |  |  |  |  | 14 | 22.5 | 10.2 | TRUE | TRUE | TRUE | 19000 | 17300 | 2.65 | 20500 | 2.35
215223317 | 09/09/24 | Live | Bosch | BOSCH | Multizone All Ducted | 215223317 |  | HMSV-A-CB | BMS500-AAM018-1CSXHD | Ducted Indoor Units |  |  |  |  | 13 | 20 | 10 | TRUE | TRUE | TRUE | 19000 | 17000 | 2.59 | 22000 | 2.5
215223316 | 09/09/24 | Live | Bosch | BOSCH | Multizone All Non-Ducted | 215223316 |  | HMSR-A-CB-O | BMS500-AAM018-1CSXHD | Non-Ducted Indoor Units |  |  |  |  | 15 | 25 | 10.4 | TRUE | TRUE | TRUE | 19000 | 17600 | 2.7 | 19000 | 2.2
215223310 | 09/09/24 | Live | Bosch | BOSCH | Singlezone Non-Ducted, Wall Placement | 215223310 |  | HRCU-A-CB-O | BMS500-AAS036-1CSXRD | Mini-Splits | BMS500-AAU036-1AHWXD |  |  |  | 8.6 | 19 | 8.5 | FALSE | FALSE | FALSE | 36000 | 24200 | 2.28 | 25600 | 2.27
215223309 | 09/09/24 | Live | Bosch | BOSCH | Singlezone Non-Ducted, Wall Placement | 215223309 |  | HRCU-A-CB-O | BMS500-AAS030-1CSXRD | Mini-Splits | BMS500-AAU030-1AHWXD |  |  |  | 12 | 20.5 | 9.5 | TRUE | FALSE | TRUE | 30000 | 20400 | 2.52 | 21000 | 2.08
215223315 | 09/09/24 | Live | Bosch | BOSCH | Singlezone Ducted, Compact Ducted | 215223315 |  | HRCU-A-CB | BMS500-AAS060-1CSXLD | Mini-Splits | BMS500-AAU060-1AHDXD |  |  |  | 10 | 17 | 9.7 | FALSE | FALSE | TRUE | 58000 | 40000 | 2.66 | 41500 | 2.45
215223314 | 09/09/24 | Live | Bosch | BOSCH | Singlezone Ducted, Compact Ducted | 215223314 |  | HRCU-A-CB | BMS500-AAS048-1CSXLD | Mini-Splits | BMS500-AAU048-1AHDXD |  |  |  | 10 | 17.1 | 9.8 | TRUE | TRUE | TRUE | 48000 | 39000 | 2.48 | 46500 | 2.35
215223312 | 09/09/24 | Live | Bosch | BOSCH | Singlezone Ducted, Compact Ducted | 215223312 |  | HRCU-A-CB | BMS500-AAS036-1CSXLD | Mini-Splits | BMS500-AAU036-1AHDXD |  |  |  | 10.1 | 18.7 | 10.2 | FALSE | FALSE | TRUE | 36000 | 27400 | 2.73 | 31000 | 2.39
215223308 | 09/09/24 | Live | Bosch | BOSCH | Singlezone Ducted, Compact Ducted | 215223308 |  | HRCU-A-CB | BMS500-AAS024-1CSXRD | Mini-Splits | BMS500-AAU024-1AHDXD |  |  |  | 12.5 | 19 | 11 | TRUE | TRUE | TRUE | 24000 | 21200 | 2.6 | 21600 | 2.56
215223305 | 09/09/24 | Live | Bosch | BOSCH | Singlezone Ducted, Compact Ducted | 215223305 |  | HRCU-A-CB | BMS500-AAS018-1CSXRD | Mini-Splits | BMS500-AAU018-1AHDXD |  |  |  | 12.5 | 20 | 10.5 | TRUE | TRUE | TRUE | 17000 | 14000 | 2.6 | 14100 | 2.4
215223301 | 09/09/24 | Live | Bosch | BOSCH | Singlezone Ducted, Compact Ducted | 215223301 |  | HRCU-A-CB | BMS500-AAS012-1CSXRD | Mini-Splits | BMS500-AAU012-1AHDXD |  |  |  | 11.7 | 19 | 10.2 | TRUE | TRUE | TRUE | 11500 | 9500 | 2.58 | 10300 | 2.58
215223297 | 09/09/24 | Live | Bosch | BOSCH | Singlezone Ducted, Compact Ducted | 215223297 |  | HRCU-A-CB | BMS500-AAS009-1CSXRD | Mini-Splits | BMS500-AAU009-1AHDXD |  |  |  | 12.8 | 19.5 | 11 | TRUE | TRUE | TRUE | 9000 | 8900 | 2.61 | 9600 | 2.45
215223291 | 09/09/24 | Live | Bosch | BOSCH | Singlezone Ducted, Compact Ducted | 215223291 |  | HRCU-A-CB | BMS500-AAS024-1CSXHD | Mini-Splits | BMS500-AAU024-1AHDXD |  |  |  | 12 | 19 | 11.7 | TRUE | TRUE | TRUE | 24000 | 21600 | 2.71 | 23600 | 2.48
215223289 | 09/09/24 | Live | Bosch | BOSCH | Singlezone Ducted, Compact Ducted | 215223289 |  | HRCU-A-CB | BMS500-AAS018-1CSXHD | Mini-Splits | BMS500-AAU018-1AHDXD |  |  |  | 12 | 18 | 10.5 | TRUE | TRUE | TRUE | 17000 | 15000 | 2.7 | 19000 | 2.23
215223285 | 09/09/24 | Live | Bosch | BOSCH | Singlezone Ducted, Compact Ducted | 215223285 |  | HRCU-A-CB | BMS500-AAS012-1CSXHD | Mini-Splits | BMS500-AAU012-1AHDXD |  |  |  | 12 | 20 | 10 | TRUE | TRUE | TRUE | 12000 | 9600 | 2.49 | 13100 | 1.99
215223281 | 09/09/24 | Live | Bosch | BOSCH | Singlezone Ducted, Compact Ducted | 215223281 |  | HRCU-A-CB | BMS500-AAS009-1CSXHD | Mini-Splits | BMS500-AAU009-1AHDXD |  |  |  | 13.4 | 21.4 | 12.5 | TRUE | TRUE | TRUE | 9000 | 9600 | 2.49 | 12600 | 1.99
215223292 | 09/09/24 | Live | Bosch | BOSCH | Singlezone Non-Ducted, Wall Placement | 215223292 |  | HRCU-A-CB-O | BMS500-AAS024-1CSXHD | Mini-Splits | BMS500-AAU024-1AHCXD |  |  |  | 12 | 20.7 | 11.6 | TRUE | TRUE | TRUE | 23400 | 20400 | 2.78 | 23900 | 2.48
215223288 | 09/09/24 | Live | Bosch | BOSCH | Singlezone Non-Ducted, Ceiling Placement | 215223288 |  | HRCU-A-CB-O | BMS500-AAS018-1CSXHD | Mini-Splits | BMS500-AAU018-1AHCXD |  |  |  | 12.5 | 20 | 12.3 | TRUE | TRUE | TRUE | 16000 | 14900 | 2.7 | 18000 | 2.1
215223287 | 09/09/24 | Live | Bosch | BOSCH | Singlezone Non-Ducted, Ceiling Placement | 215223287 |  | HRCU-A-CB-O | BMS500-AAS018-1CSXHD | Mini-Splits | BMS500-AAU018-1AHZXD |  |  |  | 12.5 | 20.6 | 12.2 | TRUE | TRUE | TRUE | 16700 | 14500 | 2.5 | 18800 | 2.05
215223286 | 09/09/24 | Live | Bosch | BOSCH | Singlezone Non-Ducted, Wall Placement | 215223286 |  | HRCU-A-CB-O | BMS500-AAS018-1CSXHD | Mini-Splits | BMS500-AAU018-1AHWXD |  |  |  | 12.5 | 21.4 | 11 | TRUE | TRUE | TRUE | 18000 | 15000 | 2.56 | 19200 | 2
215223284 | 09/09/24 | Live | Bosch | BOSCH | Singlezone Non-Ducted, Ceiling Placement | 215223284 |  | HRCU-A-CB-O | BMS500-AAS012-1CSXHD | Mini-Splits | BMS500-AAU012-1AHCXD |  |  |  | 12.5 | 22.2 | 11.6 | TRUE | TRUE | TRUE | 12000 | 10000 | 2.74 | 12900 | 2.14
215223283 | 09/09/24 | Live | Bosch | BOSCH | Singlezone Non-Ducted, Ceiling Placement | 215223283 |  | HRCU-A-CB-O | BMS500-AAS012-1CSXHD | Mini-Splits | BMS500-AAU012-1AHZXD |  |  |  | 13 | 23 | 10 | TRUE | TRUE | TRUE | 12000 | 9600 | 2.65 | 11900 | 1.95
215223282 | 09/09/24 | Live | Bosch | BOSCH | Singlezone Non-Ducted, Wall Placement | 215223282 |  | HRCU-A-CB-O | BMS500-AAS012-1CSXHD | Mini-Splits | BMS500-AAU012-1AHWXD |  |  |  | 13.4 | 25.4 | 10.5 | TRUE | TRUE | TRUE | 12000 | 9800 | 2.71 | 12700 | 1.74
215223278 | 09/09/24 | Live | Bosch | BOSCH | Singlezone Non-Ducted, Wall Placement | 215223278 |  | HRCU-A-CB-O | BMS500-AAS009-1CSXHD | Mini-Splits | BMS500-AAU009-1AHWXD |  |  |  | 15.4 | 27.4 | 12.5 | TRUE | TRUE | TRUE | 9000 | 9800 | 2.71 | 12800 | 1.75
215223313 | 09/09/24 | Live | Bosch | BOSCH | Singlezone Non-Ducted, Wall Placement | 215223313 |  | HRCU-A-CB-O | BMS500-AAS048-1CSXLD | Mini-Splits | BMS500-AAU048-1AHCXD |  |  |  | 9.5 | 19 | 9.9 | TRUE | TRUE | TRUE | 48000 | 36600 | 2.24 | 44600 | 2.12
215223311 | 09/09/24 | Live | Bosch | BOSCH | Singlezone Non-Ducted, Wall Placement | 215223311 |  | HRCU-A-CB-O | BMS500-AAS036-1CSXLD | Mini-Splits | BMS500-AAU036-1AHCXD |  |  |  | 9.6 | 20 | 10.3 | TRUE | TRUE | TRUE | 36000 | 26800 | 2.68 | 28100 | 2.22
215223307 | 09/09/24 | Live | Bosch | BOSCH | Singlezone Non-Ducted, Wall Placement | 215223307 |  | HRCU-A-CB-O | BMS500-AAS024-1CSXRD | Mini-Splits | BMS500-AAU024-1AHCXD |  |  |  | 12 | 22 | 10.5 | TRUE | TRUE | TRUE | 24000 | 20400 | 2.73 | 20500 | 2.55
215223306 | 09/09/24 | Live | Bosch | BOSCH | Singlezone Non-Ducted, Wall Placement | 215223306 |  | HRCU-A-CB-O | BMS500-AAS024-1CSXRD | Mini-Splits | BMS500-AAU024-1AHWXD |  |  |  | 14 | 23 | 11.7 | TRUE | TRUE | TRUE | 24000 | 18800 | 2.65 | 19300 | 2.33
215223304 | 09/09/24 | Live | Bosch | BOSCH | Singlezone Non-Ducted, Ceiling Placement | 215223304 |  | HRCU-A-CB-O | BMS500-AAS018-1CSXRD | Mini-Splits | BMS500-AAU018-1AHCXD |  |  |  | 12.5 | 20.7 | 11.4 | TRUE | TRUE | TRUE | 16800 | 13900 | 2.66 | 14800 | 2.36
215223303 | 09/09/24 | Live | Bosch | BOSCH | Singlezone Non-Ducted, Ceiling Placement | 215223303 |  | HRCU-A-CB-O | BMS500-AAS018-1CSXRD | Mini-Splits | BMS500-AAU018-1AHZXD |  |  |  | 12.5 | 22.2 | 12.2 | TRUE | TRUE | TRUE | 18000 | 14000 | 2.77 | 15200 | 2.47
215223302 | 09/09/24 | Live | Bosch | BOSCH | Singlezone Non-Ducted, Wall Placement | 215223302 |  | HRCU-A-CB-O | BMS500-AAS018-1CSXRD | Mini-Splits | BMS500-AAU018-1AHWXD |  |  |  | 12.7 | 23.5 | 10.8 | TRUE | TRUE | TRUE | 18000 | 13600 | 2.73 | 14900 | 2.43
215223300 | 09/09/24 | Live | Bosch | BOSCH | Singlezone Non-Ducted, Ceiling Placement | 215223300 |  | HRCU-A-CB-O | BMS500-AAS012-1CSXRD | Mini-Splits | BMS500-AAU012-1AHCXD |  |  |  | 12.5 | 21.1 | 10.4 | TRUE | TRUE | TRUE | 12000 | 8500 | 2.8 | 9300 | 2.55
215223299 | 09/09/24 | Live | Bosch | BOSCH | Singlezone Non-Ducted, Ceiling Placement | 215223299 |  | HRCU-A-CB-O | BMS500-AAS012-1CSXRD | Mini-Splits | BMS500-AAU012-1AHZXD |  |  |  | 12.3 | 22.1 | 10 | TRUE | TRUE | TRUE | 12000 | 8600 | 2.77 | 10000 | 2.59
215223298 | 09/09/24 | Live | Bosch | BOSCH | Singlezone Non-Ducted, Wall Placement | 215223298 |  | HRCU-A-CB-O | BMS500-AAS012-1CSXRD | Mini-Splits | BMS500-AAU012-1AHWXD |  |  |  | 13 | 25.5 | 10.6 | TRUE | TRUE | TRUE | 12000 | 9300 | 2.84 | 9600 | 2.38
215223296 | 09/09/24 | Live | Bosch | BOSCH | Singlezone Non-Ducted, Ceiling Placement | 215223296 |  | HRCU-A-CB-O | BMS500-AAS009-1CSXRD | Mini-Splits | BMS500-AAU009-1AHCXD |  |  |  | 14.3 | 21.6 | 11.3 | TRUE | TRUE | TRUE | 9000 | 8500 | 2.8 | 9300 | 2.55
215223295 | 09/09/24 | Live | Bosch | BOSCH | Singlezone Non-Ducted, Ceiling Placement | 215223295 |  | HRCU-A-CB-O | BMS500-AAS009-1CSXRD | Mini-Splits | BMS500-AAU009-1AHZXD |  |  |  | 14.4 | 22.1 | 11.8 | TRUE | TRUE | TRUE | 9000 | 7900 | 2.69 | 9900 | 2.57
215223294 | 09/09/24 | Live | Bosch | BOSCH | Singlezone Non-Ducted, Wall Placement | 215223294 |  | HRCU-A-CB-O | BMS500-AAS009-1CSXRD | Mini-Splits | BMS500-AAU009-1AHWXD |  |  |  | 14.9 | 25.8 | 12.5 | TRUE | TRUE | TRUE | 9000 | 8100 | 2.83 | 9400 | 2.37
215374898 | 09/09/24 | Live | Bosch | BOSCH | Singlezone Non-Ducted, Wall Placement | 215374898 |  | HRCU-A-CB-O | BMS500-AAS012-0CSXRD | Mini-Splits | BMS500-AAS012-0AHWXD* |  |  |  | 13 | 23.4 | 9.5 | TRUE | FALSE | TRUE | 12000 | 8700 | 2.68 | 8700 | 2.43
215223290 | 09/09/24 | Live | Bosch | BOSCH | Singlezone Non-Ducted, Wall Placement | 215223290 |  | HRCU-A-CB-O | BMS500-AAS024-1CSXHD | Mini-Splits | BMS500-AAU024-1AHWXD |  |  |  | 13 | 21 | 13.5 | TRUE | TRUE | TRUE | 24000 | 21000 | 2.88 | 23200 | 2.35
215223280 | 09/09/24 | Live | Bosch | BOSCH | Singlezone Non-Ducted, Ceiling Placement | 215223280 |  | HRCU-A-CB-O | BMS500-AAS009-1CSXHD | Mini-Splits | BMS500-AAU009-1AHCXD |  |  |  | 14 | 22.6 | 12.1 | TRUE | TRUE | TRUE | 9000 | 9700 | 2.63 | 12600 | 2.1
215223279 | 09/09/24 | Live | Bosch | BOSCH | Singlezone Non-Ducted, Ceiling Placement | 215223279 |  | HRCU-A-CB-O | BMS500-AAS009-1CSXHD | Mini-Splits | BMS500-AAU009-1AHZXD |  |  |  | 14.6 | 24 | 12.1 | TRUE | TRUE | TRUE | 9000 | 9000 | 2.44 | 11900 | 2
215402351 | 08/22/24 | Live | Midea Electric Trading | MAPLE HEAT | Singlezone Non-Ducted, Wall Placement | 215402351 |  | HRCU-A-CB-O | NE-T52-MHEAT3018E | Mini-Splits | NE-T52-MHEAT3018I | 12.5 | 21.5 | 13 | 12.5 | 21.5 | 11.3 | FALSE | FALSE | TRUE | 18000 | 15000 | 2.35 | 19200 | 1.99
215402352 | 08/22/24 | Live | Midea Electric Trading | MAPLE HEAT | Singlezone Non-Ducted, Wall Placement | 215402352 |  | HRCU-A-CB-O | NE-T52-MHEAT3012E | Mini-Splits | NE-T52-MHEAT3012I | 14 | 25.5 | 13 | 14 | 25.5 | 10.4 | FALSE | FALSE | TRUE | 12000 | 10000 | 2.4 | 13112 | 2.11
214855572 | 09/06/24 | Live | Midea Electric Trading | MDV | Singlezone Non-Ducted, Wall Placement | 214855572 |  | HRCU-A-CB-O | MOD30-24HFN10-M1X | Mini-Splits | MCD-24HRFN10-M1-D |  |  |  | 12 | 20.7 | 11.6 | TRUE | TRUE | TRUE | 23400 | 20400 | 2.78 | 23900 | 2.48
215359266 | 08/22/24 | Live | Midea Electric Trading | DURASTAR | Singlezone Non-Ducted, Wall Placement | 215359266 |  | HRCU-A-CB-O | DRA1H24S2A | Mini-Splits | DRAC24F2A |  |  |  | 12 | 20.7 | 11.6 | TRUE | TRUE | TRUE | 23400 | 20400 | 2.78 | 23900 | 2.48
214825961 | 07/11/24 | Live | Bosch | BOSCH | Singlezone Ducted, Centrally Ducted | 214825961 |  | HRCU-A-CB | BOVA-60MTB-M19E |  | BIVA-48MCB-M19X |  |  |  | 12 | 19 | 10 | TRUE | TRUE | TRUE | 48500 | 48500 | 2.1 | 48500 | 2.1
215416031 | 08/31/24 | Live | Gree | ECO AC | Singlezone Non-Ducted, Wall Placement | 215416031 |  | HRCU-A-CB-O | EHH-O18KBA | Mini-Splits | EHH-W18KBA | 12.5 | 22 | 10.5 | 12.5 | 23 | 8.5 | TRUE | TRUE | FALSE | 18000 | 10800 | 2.64 | 15500 | 2.06
215420717 | 08/31/24 | Live | Gree | ECO AC | Singlezone Non-Ducted, Wall Placement | 215420717 |  | HRCU-A-CB-O | EHS-O24KBA | Mini-Splits | EHS-W24KBA | 11.6 | 18 | 10 | 11.6 | 18 | 8.5 | FALSE | FALSE | FALSE | 22000 | 13900 | 2.48 | 18760 | 2.37
215420719 | 08/31/24 | Live | Gree | ECO AC | Singlezone Non-Ducted, Wall Placement | 215420719 |  | HRCU-A-CB-O | EHS-O12KBA | Mini-Splits | EHS-W12KBA | 8.7 | 17.5 | 10 | 8.7 | 17.5 | 8.5 | FALSE | FALSE | FALSE | 12000 | 6800 | 2.77 | 11500 | 2.2
215420720 | 08/31/24 | Live | Gree | ECO AC | Singlezone Non-Ducted, Wall Placement | 215420720 |  | HRCU-A-CB-O | EHS-O09KBA | Mini-Splits | EHS-W09KBA | 11.3 | 19.5 | 10 | 11.3 | 19.5 | 8.8 | FALSE | FALSE | FALSE | 9100 | 6000 | 2.71 | 9000 | 2.11
214056977 | 08/29/24 | Live | Aspen Mfg. | AMERICAN STANDARD | Singlezone Ducted, Centrally Ducted | 214056977 |  | HRCU-A-C | 4TXD2060A10NU** | Ducted Indoor Units | C(A,C,D,E)60B44+TDR |  |  |  | 9.5 | 15.2 | 8.5 | FALSE | FALSE | FALSE | 50500 | 35200 | 2.11 | 36800 | 1.93
214056976 | 08/29/24 | Live | Aspen Mfg. | AMERICAN STANDARD | Singlezone Ducted, Centrally Ducted | 214056976 |  | HRCU-A-C | 4TXD2060A10NU** | Ducted Indoor Units | C(A,C,D,E)48C44+TDR |  |  |  | 10 | 15.2 | 8.5 | FALSE | FALSE | TRUE | 47000 | 31200 | 2.08 | 32600 | 1.91
214056975 | 08/29/24 | Live | Aspen Mfg. | AMERICAN STANDARD | Singlezone Ducted, Centrally Ducted | 214056975 |  | HRCU-A-C | 4TXD2036A10NU** | Ducted Indoor Units | D(A,C,E)36B34+TDR |  |  |  | 9.5 | 15.2 | 8.5 | FALSE | FALSE | FALSE | 32000 | 15000 | 2.2 | 17600 | 1.98
214056974 | 08/29/24 | Live | Aspen Mfg. | AMERICAN STANDARD | Singlezone Ducted, Centrally Ducted | 214056974 |  | HRCU-A-C | 4TXD2036A10NU** | Ducted Indoor Units | D(A,C,E)24A44+TDR |  |  |  | 11 | 15.2 | 8.5 | FALSE | FALSE | TRUE | 23000 | 14900 | 2.08 | 18600 | 1.76
214056973 | 08/29/24 | Live | Aspen Mfg. | TRANE | Singlezone Ducted, Centrally Ducted | 214056973 |  | HRCU-A-C | 4TXD2060A10NU** | Ducted Indoor Units | C(A,C,D,E)60B44+TDR |  |  |  | 9.5 | 15.2 | 8.5 | FALSE | FALSE | FALSE | 50500 | 35200 | 2.11 | 36800 | 1.93
214056972 | 08/29/24 | Live | Aspen Mfg. | TRANE | Singlezone Ducted, Centrally Ducted | 214056972 |  | HRCU-A-C | 4TXD2060A10NU** | Ducted Indoor Units | C(A,C,D,E)48C44+TDR |  |  |  | 10 | 15.2 | 8.5 | FALSE | FALSE | TRUE | 47000 | 31200 | 2.08 | 32600 | 1.91
214056971 | 08/29/24 | Live | Aspen Mfg. | TRANE | Singlezone Ducted, Centrally Ducted | 214056971 |  | HRCU-A-C | 4TXD2036A10NU** | Ducted Indoor Units | D(A,C,E)36B34+TDR |  |  |  | 9.5 | 15.2 | 8.5 | FALSE | FALSE | FALSE | 32000 | 15000 | 2.2 | 17600 | 1.98
214056970 | 08/29/24 | Live | Aspen Mfg. | TRANE | Singlezone Ducted, Centrally Ducted | 214056970 |  | HRCU-A-C | 4TXD2036A10NU** | Ducted Indoor Units | D(A,C,E)24A44+TDR |  |  |  | 11 | 15.2 | 8.5 | FALSE | FALSE | TRUE | 23000 | 14900 | 2.08 | 18600 | 1.76
215389736 | 08/29/24 | Live | Daikin North America, LLC | DAIKIN | Singlezone Non-Ducted, Wall Placement | 215389736 |  | HRCU-A-CB-O | RXT24AVJU* | Mini-Splits | FTXV24AVJU* |  |  |  | 12 | 21 | 9.5 | TRUE | TRUE | TRUE | 22400 | 16800 | 2.61 | 26000 | 1.99
215389735 | 08/29/24 | Live | Daikin North America, LLC | DAIKIN | Singlezone Non-Ducted, Wall Placement | 215389735 |  | HRCU-A-CB-O | RXT18AVJU* | Mini-Splits | FTXV18AVJU* |  |  |  | 12 | 21 | 9.6 | TRUE | TRUE | TRUE | 18000 | 15200 | 2.61 | 23200 | 2.04
214837761 | 08/29/24 | Live | Daikin North America, LLC | DAIKIN | Multizone All Non-Ducted | 214837761 |  | HMSR-A-CB-O | 2MXTH18AVJU* | Non-Ducted Indoor Units |  |  |  |  | 12 | 21 | 10 | FALSE | FALSE | TRUE | 17200 | 12000 | 2.64 | 25400 | 2.36
214837760 | 08/29/24 | Live | Daikin North America, LLC | DAIKIN | Multizone All Non-Ducted | 214837760 |  | HMSR-A-CB-O | 2MXT18AVJU* | Non-Ducted Indoor Units |  |  |  |  | 12 | 21 | 10 | TRUE | TRUE | TRUE | 17200 | 12000 | 2.91 | 25400 | 2.36
214837759 | 08/29/24 | Live | Daikin North America, LLC | DAIKIN | Multizone All Non-Ducted | 214837759 |  | HMSR-A-CB-O | 4MXM36AVJU* | Non-Ducted Indoor Units |  |  |  |  | 10 | 20 | 9.5 | FALSE | FALSE | TRUE | 34200 | 21600 | 2.83 | 28000 | 2.46
214837758 | 08/29/24 | Live | Daikin North America, LLC | DAIKIN | Multizone All Non-Ducted | 214837758 |  | HMSR-A-CB-O | 3MXM24AVJU* | Non-Ducted Indoor Units |  |  |  |  | 12 | 21 | 10 | FALSE | FALSE | TRUE | 23000 | 15500 | 3.09 | 23400 | 2.63
214837757 | 08/29/24 | Live | Daikin North America, LLC | DAIKIN | Multizone All Non-Ducted | 214837757 |  | HMSR-A-CB-O | 2MXM18AVJU* | Non-Ducted Indoor Units |  |  |  |  | 12 | 21 | 10 | TRUE | TRUE | TRUE | 17200 | 12000 | 2.84 | 16200 | 2.36
215415540 | 08/29/24 | Live | Midea Electric Trading | DURASTAR | Multizone Mix of Ducted and Non-Ducted | 215415540 |  | HMSV-A-CB | DRA6U48M2A | Mixed Ducted and Non-Ducted Indoor Units |  |  |  |  | 11.85 | 20.85 | 10.3 | TRUE | TRUE | TRUE | 45000 | 35400 | 2.45 | 37500 | 2.15
215415539 | 08/29/24 | Live | Midea Electric Trading | DURASTAR | Multizone All Ducted | 215415539 |  | HMSV-A-CB | DRA6U48M2A | Ducted Indoor Units |  |  |  |  | 12 | 20.4 | 10.6 | TRUE | TRUE | TRUE | 45000 | 37000 | 2.5 | 41000 | 2.4
215415538 | 08/29/24 | Live | Midea Electric Trading | DURASTAR | Multizone All Non-Ducted | 215415538 |  | HMSR-A-CB-O | DRA6U48M2A | Non-Ducted Indoor Units |  |  |  |  | 11.7 | 21.3 | 10 | TRUE | TRUE | TRUE | 45000 | 34000 | 2.4 | 34000 | 1.9
215415537 | 08/29/24 | Live | Midea Electric Trading | DURASTAR | Multizone Mix of Ducted and Non-Ducted | 215415537 |  | HMSV-A-CB | DRA6H55M2A | Mixed Ducted and Non-Ducted Indoor Units |  |  |  |  | 11.85 | 20.7 | 10.65 | TRUE | TRUE | TRUE | 52000 | 45000 | 2.65 | 50500 | 2.25
215415536 | 08/29/24 | Live | Midea Electric Trading | DURASTAR | Multizone All Ducted | 215415536 |  | HMSV-A-CB | DRA6H55M2A | Ducted Indoor Units |  |  |  |  | 11.7 | 20 | 10.7 | TRUE | TRUE | TRUE | 53000 | 45000 | 2.7 | 52000 | 2.3
215415535 | 08/29/24 | Live | Midea Electric Trading | DURASTAR | Multizone All Non-Ducted | 215415535 |  | HMSR-A-CB-O | DRA6H55M2A | Non-Ducted Indoor Units |  |  |  |  | 12 | 21.4 | 10.6 | TRUE | TRUE | TRUE | 51000 | 45000 | 2.6 | 49000 | 2.2
215415534 | 08/29/24 | Live | Midea Electric Trading | DURASTAR | Multizone Mix of Ducted and Non-Ducted | 215415534 |  | HMSV-A-CB | DRA6H48M2A | Mixed Ducted and Non-Ducted Indoor Units |  |  |  |  | 11.85 | 20.8 | 10.6 | TRUE | TRUE | TRUE | 46000 | 42500 | 2.5 | 44000 | 2.1
215415533 | 08/29/24 | Live | Midea Electric Trading | DURASTAR | Multizone All Ducted | 215415533 |  | HMSV-A-CB | DRA6H48M2A | Ducted Indoor Units |  |  |  |  | 11.7 | 20.4 | 11 | TRUE | TRUE | TRUE | 47000 | 44500 | 2.6 | 46000 | 2.2
215415532 | 08/29/24 | Live | Midea Electric Trading | DURASTAR | Multizone All Non-Ducted | 215415532 |  | HMSR-A-CB-O | DRA6H48M2A | Non-Ducted Indoor Units |  |  |  |  | 12 | 21.2 | 10.2 | TRUE | TRUE | TRUE | 45000 | 40500 | 2.4 | 42000 | 2
214610358 | 08/22/24 | Live | Midea Electric Trading | KEPLER | Singlezone Non-Ducted, Wall Placement | 214610358 |  | HRCU-A-CB-O | ODUMOX230-09HFN1-BW0W | Mini-Splits | IDUMSEPB-09HRFN1-BW0W |  |  |  | 14.5 | 25 | 9.9 | TRUE | FALSE | TRUE | 9000 | 6200 | 2.88 | 9250 | 2.56
215441097 | 08/29/24 | Live | Midea Electric Trading | MULTI MFG | Singlezone Non-Ducted, Wall Placement | 215441097 |  | HRCU-A-CB-O | MSH-48HD-A | Mini-Splits | 48CCHP0-C-M-A |  |  |  | 8.3 | 16.8 | 10.7 | FALSE | FALSE | FALSE | 48000 | 35000 | 2.59 | 46000 | 2.32
215415501 | 08/29/24 | Live | Midea Electric Trading | DURASTAR | Singlezone Ducted, Centrally Ducted | 215415501 |  | HRCU-A-CB | DRU1H30S2A |  | DRUM3036S2A |  |  |  | 11.7 | 16.8 | 10 | TRUE | TRUE | TRUE | 30000 | 23800 | 2.76 | 37800 | 2.39
215408659 | 08/29/24 | Live | Midea Electric Trading | INNOVAIR | Singlezone Ducted, Centrally Ducted | 215408659 |  | HRCU-A-CB | SOV48H2BA |  | SAV48BDA |  |  |  | 10 | 16 | 8.5 | TRUE | TRUE | TRUE | 48000 | 32400 | 2.46 | 35400 | 2
215408657 | 08/29/24 | Live | Midea Electric Trading | INNOVAIR | Singlezone Ducted, Centrally Ducted | 215408657 |  | HRCU-A-CB | SOV30H2BA |  | SAV30BDA |  |  |  | 10.7 | 17 | 8.5 | FALSE | FALSE | TRUE | 30000 | 18500 | 2.4 | 20200 | 2.26
215408656 | 08/29/24 | Live | Midea Electric Trading | INNOVAIR | Singlezone Ducted, Centrally Ducted | 215408656 |  | HRCU-A-CB | SOV24H2BA |  | SAV24BDA |  |  |  | 11 | 18.1 | 9.7 | TRUE | TRUE | TRUE | 24000 | 20000 | 2.42 | 22200 | 2.24
215408655 | 08/29/24 | Live | Midea Electric Trading | INNOVAIR | Singlezone Ducted, Centrally Ducted | 215408655 |  | HRCU-A-CB | SOV18H2BA |  | SAV18BDA |  |  |  | 11 | 18.8 | 9.1 | FALSE | FALSE | TRUE | 18000 | 12600 | 2.6 | 12600 | 2.2
215408666 | 08/29/24 | Live | Midea Electric Trading | INNOVAIR | Singlezone Ducted, Centrally Ducted | 215408666 |  | HRCU-A-CB | SHV60H2BA |  | SAV60BDA |  |  |  | 10 | 16 | 9 | TRUE | TRUE | TRUE | 54000 | 45000 | 2.4 | 50400 | 2.3
215408665 | 08/29/24 | Live | Midea Electric Trading | INNOVAIR | Singlezone Ducted, Centrally Ducted | 215408665 |  | HRCU-A-CB | SHV48H2BA |  | SAV48BDA |  |  |  | 10.5 | 16.5 | 9.5 | TRUE | TRUE | TRUE | 48000 | 37000 | 2.7 | 38300 | 2.02
215408663 | 08/29/24 | Live | Midea Electric Trading | INNOVAIR | Singlezone Ducted, Centrally Ducted | 215408663 |  | HRCU-A-CB | SHV30H2BA |  | SAV30BDA |  |  |  | 11.7 | 16.8 | 10 | TRUE | TRUE | TRUE | 30000 | 23800 | 2.76 | 37800 | 2.39
215415561 | 08/29/24 | Live | Gree | GREE | Singlezone Non-Ducted, Ceiling Placement | 215415561 |  | HRCU-A-CB-O | LIV36HP230V1R32AO | Mini-Splits | FLR36HP230V1R32AH |  |  |  | 11.25 | 21 | 8.5 | FALSE | FALSE | FALSE | 33600 | 18800 | 2.11 | 26600 | 2.68
215415560 | 08/29/24 | Live | Gree | GREE | Singlezone Non-Ducted, Ceiling Placement | 215415560 |  | HRCU-A-CB-O | LIV36HP230V1R32AO | Mini-Splits | CAS36HP230V1R32AH |  |  |  | 11.95 | 21 | 8.5 | FALSE | FALSE | FALSE | 33600 | 22000 | 2.07 | 27000 | 2.26
215415559 | 08/29/24 | Live | Gree | GREE | Singlezone Ducted, Compact Ducted | 215415559 |  | HRCU-A-CB | LIV36HP230V1R32AO | Mini-Splits | DUC36HP230V1R32AH |  |  |  | 11.95 | 20 | 8.5 | FALSE | FALSE | TRUE | 33600 | 23400 | 2.53 | 27600 | 2.64
215414353 | 08/29/24 | Live | Gree | GREE | Singlezone Non-Ducted, Ceiling Placement | 215414353 |  | HRCU-A-CB-O | GWH36ATEXH-D6DNA1G/O | Mini-Splits | GTH(36)DCXH-D6DN***/I |  |  |  | 11.25 | 21 | 8.5 | FALSE | FALSE | FALSE | 33600 | 18800 | 2.11 | 26600 | 2.68
215414352 | 08/29/24 | Live | Gree | GREE | Singlezone Non-Ducted, Ceiling Placement | 215414352 |  | HRCU-A-CB-O | GWH36ATEXH-D6DNA1G/O | Mini-Splits | GKH(36)ECXH-D6DN***/I |  |  |  | 11.95 | 21 | 8.5 | FALSE | FALSE | FALSE | 33600 | 22000 | 2.07 | 27000 | 2.26
215414346 | 08/29/24 | Live | Gree | GREE | Singlezone Ducted, Compact Ducted | 215414346 |  | HRCU-A-CB | GWH36ATEXH-D6DNA1G/O | Mini-Splits | GFH(36)CDXH-D6DN***/I |  |  |  | 11.95 | 20 | 8.5 | FALSE | FALSE | TRUE | 33600 | 23400 | 2.53 | 27600 | 2.64
215413819 | 08/29/24 | Live | Gree | GREE | Singlezone Non-Ducted, Ceiling Placement | 215413819 |  | HRCU-A-CB-O | LIV30HP230V1R32AO | Mini-Splits | FLR30HP230V1R32AH |  |  |  | 11.25 | 22.5 | 8.5 | FALSE | FALSE | FALSE | 30000 | 18600 | 2.2 | 22000 | 1.9
215413016 | 08/29/24 | Live | Gree | GREE | Singlezone Non-Ducted, Ceiling Placement | 215413016 |  | HRCU-A-CB-O | GWH30ATEXH-D6DNA1G/O | Mini-Splits | GKH(30)ECXF-D6DN***/I |  |  |  | 11.45 | 21 | 8 | FALSE | FALSE | FALSE | 30000 | 18600 | 2.5 | 22000 | 1.8
214855370 | 08/16/24 | Live | RBL A/C INC. | HAXXAIR | Singlezone Non-Ducted, Wall Placement | 214855370 |  | HRCU-A-CB-O | HVHSC-36T2D | Mini-Splits | HAH-36T2D | 10.6 | 19.5 | 10.5 | 10.65 | 18 | 9.8 | FALSE | FALSE | TRUE | 36000 | 28000 | 2.62 | 33971 | 2.37
214855371 | 08/16/24 | Live | RBL A/C INC. | HAXXAIR | Singlezone Non-Ducted, Wall Placement | 214855371 |  | HRCU-A-CB-O | HVHSC-12T2D | Mini-Splits | HAH-12T2D |  |  |  | 13.1 | 21.5 | 9 | TRUE | TRUE | FALSE | 12000 | 8000 | 2.42 | 10086 | 2.31
214855372 | 08/16/24 | Live | RBL A/C INC. | HAXXAIR | Singlezone Non-Ducted, Wall Placement | 214855372 |  | HRCU-A-CB-O | HVHSC-18T2D | Mini-Splits | HAH-18T2D |  |  |  | 13.1 | 22 | 9.6 | TRUE | TRUE | TRUE | 18000 | 12000 | 2.71 | 15100 | 2.67
204198639 | 05/28/20 | Live | RBL A/C INC. | HAXXAIR | Multizone All Non-Ducted | 204198639 |  | HMSR-A-CB-O | HVHM-24T2D | Non-Ducted Indoor Units |  | 12.5 | 22 | 11 | 12.5 | 22 | 9.05 | TRUE | TRUE | FALSE | 24000 | 15000 | 2.53 | 26000 | 1.9
215433964 | 08/27/24 | Live | Daikin North America, LLC | GOODMAN | Singlezone Ducted, Centrally Ducted | 215433964 |  | HRCU-A-CB | GZV7SA4810A* |  | CHPEA6030*3A*+MBVK20DP1X00A* |  |  |  | 10 | 17.5 | 8.5 | TRUE | TRUE | TRUE | 45500 | 29000 | 2.4 | 43500 | 2.21
215433963 | 08/27/24 | Live | Daikin North America, LLC | GOODMAN | Singlezone Ducted, Centrally Ducted | 215433963 |  | HRCU-A-CB | GZV7SA4810A* |  | CHPEA6030*3A*+MBVK16CP1X00A* |  |  |  | 10 | 17 | 8.5 | TRUE | TRUE | TRUE | 45500 | 29000 | 2.3 | 43500 | 2.21
215433962 | 08/27/24 | Live | Daikin North America, LLC | GOODMAN | Singlezone Ducted, Centrally Ducted | 215433962 |  | HRCU-A-CB | GZV7SA4810A* |  | CHPEA4830*3A*+MBVK20DP1X00A* |  |  |  | 10 | 17.5 | 8.5 | TRUE | TRUE | TRUE | 45500 | 28400 | 2.4 | 43500 | 2.21
215433961 | 08/27/24 | Live | Daikin North America, LLC | GOODMAN | Singlezone Ducted, Centrally Ducted | 215433961 |  | HRCU-A-CB | GZV7SA4810A* |  | CHPEA4830*3A*+MBVK16CP1X00A* |  |  |  | 10 | 17 | 8.5 | TRUE | TRUE | TRUE | 45500 | 28400 | 2.4 | 43500 | 2.21
215433960 | 08/27/24 | Live | Daikin North America, LLC | GOODMAN | Singlezone Ducted, Centrally Ducted | 215433960 |  | HRCU-A-CB | GZV7SA4810A* |  | CA*EA6030*3A*+MBVK20DP1X00A* |  |  |  | 10 | 17.5 | 8.8 | TRUE | TRUE | TRUE | 45500 | 29000 | 2.5 | 43500 | 2.21
215433959 | 08/27/24 | Live | Daikin North America, LLC | GOODMAN | Singlezone Ducted, Centrally Ducted | 215433959 |  | HRCU-A-CB | GZV7SA4810A* |  | CA*EA6030*3A*+MBVK16CP1X00A* |  |  |  | 10 | 17 | 8.8 | TRUE | TRUE | TRUE | 45500 | 29000 | 2.5 | 43500 | 2.21
215429752 | 08/27/24 | Live | Daikin North America, LLC | GOODMAN | Singlezone Ducted, Centrally Ducted | 215429752 |  | HRCU-A-CB | GZV7SA4810A* |  | AHVE60DP0300A* |  |  |  | 10 | 17.5 | 8.8 | TRUE | TRUE | TRUE | 46500 | 29000 | 2.5 | 43500 | 2.29
215429199 | 08/27/24 | Live | Daikin North America, LLC | GOODMAN | Singlezone Ducted, Centrally Ducted | 215429199 |  | HRCU-A-CB | GZV7SA4810A* |  | AHVE60DP1300A* |  |  |  | 10 | 17.5 | 8.8 | TRUE | TRUE | TRUE | 46500 | 29000 | 2.5 | 45000 | 2.37
215433946 | 08/27/24 | Live | Daikin North America, LLC | GOODMAN | Singlezone Ducted, Centrally Ducted | 215433946 |  | HRCU-A-CB | GZV7SA4210A* |  | CHPEA6030*3A*+MBVK20DP1X00A* |  |  |  | 10 | 17.5 | 8.8 | TRUE | TRUE | TRUE | 41000 | 28000 | 2.5 | 41000 | 2.16
215433945 | 08/27/24 | Live | Daikin North America, LLC | GOODMAN | Singlezone Ducted, Centrally Ducted | 215433945 |  | HRCU-A-CB | GZV7SA4210A* |  | CHPEA6030*3A*+MBVK16CP1X00A* |  |  |  | 10 | 17.5 | 8.8 | TRUE | TRUE | TRUE | 41000 | 28000 | 2.4 | 41000 | 2.16
215433944 | 08/27/24 | Live | Daikin North America, LLC | GOODMAN | Singlezone Ducted, Centrally Ducted | 215433944 |  | HRCU-A-CB | GZV7SA4210A* |  | CHPEA4830*3A*+MBVK20DP1X00A* |  |  |  | 10 | 17.5 | 8.8 | TRUE | TRUE | TRUE | 41000 | 28000 | 2.5 | 41000 | 2.16
215433943 | 08/27/24 | Live | Daikin North America, LLC | GOODMAN | Singlezone Ducted, Centrally Ducted | 215433943 |  | HRCU-A-CB | GZV7SA4210A* |  | CHPEA4830*3A*+MBVK16CP1X00A* |  |  |  | 10 | 17.5 | 8.8 | TRUE | TRUE | TRUE | 41000 | 28000 | 2.4 | 41000 | 2.16
215433942 | 08/27/24 | Live | Daikin North America, LLC | GOODMAN | Singlezone Ducted, Centrally Ducted | 215433942 |  | HRCU-A-CB | GZV7SA4210A* |  | CA*EA6030*3A*+MBVK20DP1X00A* |  |  |  | 10 | 17.5 | 8.8 | TRUE | TRUE | TRUE | 41000 | 28000 | 2.5 | 41000 | 2.16
215433941 | 08/27/24 | Live | Daikin North America, LLC | GOODMAN | Singlezone Ducted, Centrally Ducted | 215433941 |  | HRCU-A-CB | GZV7SA4210A* |  | CA*EA6030*3A*+MBVK16CP1X00A* |  |  |  | 10 | 17.5 | 8.8 | TRUE | TRUE | TRUE | 40500 | 28000 | 2.5 | 41000 | 2.16
215429751 | 08/27/24 | Live | Daikin North America, LLC | GOODMAN | Singlezone Ducted, Centrally Ducted | 215429751 |  | HRCU-A-CB | GZV7SA4210A* |  | AHVE60DP0300A* |  |  |  | 10 | 17.5 | 8.8 | TRUE | TRUE | TRUE | 41000 | 28000 | 2.5 | 41000 | 2.32
215429198 | 08/27/24 | Live | Daikin North America, LLC | GOODMAN | Singlezone Ducted, Centrally Ducted | 215429198 |  | HRCU-A-CB | GZV7SA4210A* |  | AHVE60DP1300A* |  |  |  | 10 | 17.5 | 8.8 | TRUE | TRUE | TRUE | 41000 | 28000 | 2.5 | 41500 | 2.35
215433928 | 08/27/24 | Live | Daikin North America, LLC | GOODMAN | Singlezone Ducted, Centrally Ducted | 215433928 |  | HRCU-A-CB | GZV7SA3610A* |  | CHPEA4830*3A*+MBVK16CP1X00A* |  |  |  | 10.5 | 19 | 8.1 | TRUE | TRUE | TRUE | 35000 | 22000 | 2.1 | 35500 | 2.05
215433927 | 08/27/24 | Live | Daikin North America, LLC | GOODMAN | Singlezone Ducted, Centrally Ducted | 215433927 |  | HRCU-A-CB | GZV7SA3610A* |  | CHPEA4830*3A*+MBVK20DP1X00A* |  |  |  | 10.5 | 19 | 8.1 | TRUE | TRUE | TRUE | 35000 | 22000 | 2.1 | 35500 | 2.05
215433926 | 08/27/24 | Live | Daikin North America, LLC | GOODMAN | Singlezone Ducted, Centrally Ducted | 215433926 |  | HRCU-A-CB | GZV7SA3610A* |  | CA*EA6030*3A*+MBVK16CP1X00A* |  |  |  | 10.5 | 19 | 8.5 | TRUE | TRUE | TRUE | 35000 | 22000 | 2.4 | 35500 | 2.05
215433925 | 08/27/24 | Live | Daikin North America, LLC | GOODMAN | Singlezone Ducted, Centrally Ducted | 215433925 |  | HRCU-A-CB | GZV7SA3610A* |  | CA*EA6030*3A*+MBVK20DP1X00A* |  |  |  | 10.5 | 19 | 8.5 | TRUE | TRUE | TRUE | 35000 | 22000 | 2.4 | 35500 | 2.05
215433924 | 08/27/24 | Live | Daikin North America, LLC | GOODMAN | Singlezone Ducted, Centrally Ducted | 215433924 |  | HRCU-A-CB | GZV7SA3610A* |  | CA*EA4830*3A*+MBVK16CP1X00A* |  |  |  | 10.5 | 19 | 8.5 | TRUE | TRUE | TRUE | 35000 | 22000 | 2.4 | 35500 | 2.05
215433923 | 08/27/24 | Live | Daikin North America, LLC | GOODMAN | Singlezone Ducted, Centrally Ducted | 215433923 |  | HRCU-A-CB | GZV7SA3610A* |  | CA*EA4830*3A*+MBVK20DP1X00A* |  |  |  | 10.5 | 19 | 8.5 | TRUE | TRUE | TRUE | 35000 | 22000 | 2.4 | 35500 | 2.05
215429748 | 08/27/24 | Live | Daikin North America, LLC | GOODMAN | Singlezone Ducted, Centrally Ducted | 215429748 |  | HRCU-A-CB | GZV7SA3610A* |  | AHVE60DP0300A* |  |  |  | 10.5 | 19 | 8.5 | TRUE | TRUE | TRUE | 35000 | 22000 | 2.3 | 35500 | 2.05
215429747 | 08/27/24 | Live | Daikin North America, LLC | GOODMAN | Singlezone Ducted, Centrally Ducted | 215429747 |  | HRCU-A-CB | GZV7SA3610A* |  | AHVE60DP1300A* |  |  |  | 10.5 | 19 | 8.5 | TRUE | TRUE | TRUE | 35000 | 22000 | 2.3 | 35500 | 2.05
215429746 | 08/27/24 | Live | Daikin North America, LLC | GOODMAN | Singlezone Ducted, Centrally Ducted | 215429746 |  | HRCU-A-CB | GZV7SA3610A* |  | AHVE48CP0300A* |  |  |  | 10.5 | 18.5 | 8.5 | TRUE | TRUE | TRUE | 34800 | 22000 | 2.3 | 35500 | 2.05
215429745 | 08/27/24 | Live | Daikin North America, LLC | GOODMAN | Singlezone Ducted, Centrally Ducted | 215429745 |  | HRCU-A-CB | GZV7SA3610A* |  | AHVE48CP1300A* |  |  |  | 10.5 | 18.5 | 8.5 | TRUE | TRUE | TRUE | 34800 | 22000 | 2.3 | 35500 | 2.05
215429744 | 08/27/24 | Live | Daikin North America, LLC | GOODMAN | Singlezone Ducted, Centrally Ducted | 215429744 |  | HRCU-A-CB | GZV7SA3610A* |  | AHVE42CP0300A* |  |  |  | 10.5 | 18.5 | 8.5 | TRUE | TRUE | TRUE | 34800 | 22000 | 2.3 | 35500 | 2.05
215429743 | 08/27/24 | Live | Daikin North America, LLC | GOODMAN | Singlezone Ducted, Centrally Ducted | 215429743 |  | HRCU-A-CB | GZV7SA3610A* |  | AHVE42CP1300A* |  |  |  | 10.5 | 18.5 | 8.5 | TRUE | TRUE | TRUE | 34800 | 22000 | 2.3 | 35500 | 2.05
215429742 | 08/27/24 | Live | Daikin North America, LLC | GOODMAN | Singlezone Ducted, Centrally Ducted | 215429742 |  | HRCU-A-CB | GZV7SA3610A* |  | AHVE48DP0300A* |  |  |  | 10.5 | 19 | 8.8 | TRUE | TRUE | TRUE | 35000 | 22000 | 2.4 | 35500 | 2.33
215429197 | 08/27/24 | Live | Daikin North America, LLC | GOODMAN | Singlezone Ducted, Centrally Ducted | 215429197 |  | HRCU-A-CB | GZV7SA3610A* |  | AHVE48DP1300A* |  |  |  | 10.5 | 19 | 8.8 | TRUE | TRUE | TRUE | 35000 | 22000 | 2.4 | 35500 | 2.33
215433910 | 08/27/24 | Live | Daikin North America, LLC | GOODMAN | Singlezone Ducted, Centrally Ducted | 215433910 |  | HRCU-A-CB | GZV7SA2410A* |  | CHPEA3026*3A*+MBVK16CP1X00A* |  |  |  | 11 | 19 | 8.6 | TRUE | TRUE | TRUE | 23200 | 15800 | 2.5 | 21700 | 2.32
215433909 | 08/27/24 | Live | Daikin North America, LLC | GOODMAN | Singlezone Ducted, Centrally Ducted | 215433909 |  | HRCU-A-CB | GZV7SA2410A* |  | CHPEA3026*3A*+MBVK12BP1X00A* |  |  |  | 11 | 19 | 8.6 | TRUE | TRUE | TRUE | 23200 | 15800 | 2.5 | 21700 | 2.32
215433908 | 08/27/24 | Live | Daikin North America, LLC | GOODMAN | Singlezone Ducted, Centrally Ducted | 215433908 |  | HRCU-A-CB | GZV7SA2410A* |  | CA*EA3626*3A*+MBVK16CP1X00A* |  |  |  | 11 | 19 | 8.6 | TRUE | TRUE | TRUE | 23200 | 15800 | 2.5 | 21700 | 2.32
215433907 | 08/27/24 | Live | Daikin North America, LLC | GOODMAN | Singlezone Ducted, Centrally Ducted | 215433907 |  | HRCU-A-CB | GZV7SA2410A* |  | CA*EA3626*3A*+MBVK12BP1X00A* |  |  |  | 11 | 19 | 8.6 | TRUE | TRUE | TRUE | 23200 | 15800 | 2.5 | 21700 | 2.32
215433906 | 08/27/24 | Live | Daikin North America, LLC | GOODMAN | Singlezone Ducted, Centrally Ducted | 215433906 |  | HRCU-A-CB | GZV7SA2410A* |  | CA*EA3022*3A*+MBVK16CP1X00A* |  |  |  | 11 | 19 | 8.6 | TRUE | TRUE | TRUE | 23200 | 15800 | 2.5 | 21700 | 2.32
215433905 | 08/27/24 | Live | Daikin North America, LLC | GOODMAN | Singlezone Ducted, Centrally Ducted | 215433905 |  | HRCU-A-CB | GZV7SA2410A* |  | CA*EA3022*3A*+MBVK12BP1X00A* |  |  |  | 11 | 19 | 8.6 | TRUE | TRUE | TRUE | 23200 | 15800 | 2.5 | 21700 | 2.32
215429734 | 08/27/24 | Live | Daikin North America, LLC | GOODMAN | Singlezone Ducted, Centrally Ducted | 215429734 |  | HRCU-A-CB | GZV7SA2410A* |  | AHVE36CP0300A* |  |  |  | 11 | 19 | 8.8 | TRUE | TRUE | TRUE | 23200 | 15800 | 2.5 | 21700 | 2.32
215429196 | 08/27/24 | Live | Daikin North America, LLC | GOODMAN | Singlezone Ducted, Centrally Ducted | 215429196 |  | HRCU-A-CB | GZV7SA2410A* |  | AHVE36CP1300A* |  |  |  | 11 | 19 | 8.8 | TRUE | TRUE | TRUE | 23200 | 15800 | 2.5 | 21700 | 2.32
215433958 | 08/27/24 | Live | Daikin North America, LLC | AMANA | Singlezone Ducted, Centrally Ducted | 215433958 |  | HRCU-A-CB | AZV7SA4810A* |  | CHPEA6030*3A*+MBVK20DP1X00A* |  |  |  | 10 | 17.5 | 8.5 | TRUE | TRUE | TRUE | 45500 | 29000 | 2.4 | 43500 | 2.21
215433957 | 08/27/24 | Live | Daikin North America, LLC | AMANA | Singlezone Ducted, Centrally Ducted | 215433957 |  | HRCU-A-CB | AZV7SA4810A* |  | CHPEA6030*3A*+MBVK16CP1X00A* |  |  |  | 10 | 17 | 8.5 | TRUE | TRUE | TRUE | 45500 | 29000 | 2.3 | 43500 | 2.21
215433956 | 08/27/24 | Live | Daikin North America, LLC | AMANA | Singlezone Ducted, Centrally Ducted | 215433956 |  | HRCU-A-CB | AZV7SA4810A* |  | CHPEA4830*3A*+MBVK20DP1X00A* |  |  |  | 10 | 17.5 | 8.5 | TRUE | TRUE | TRUE | 45500 | 28400 | 2.4 | 43500 | 2.21
215433955 | 08/27/24 | Live | Daikin North America, LLC | AMANA | Singlezone Ducted, Centrally Ducted | 215433955 |  | HRCU-A-CB | AZV7SA4810A* |  | CHPEA4830*3A*+MBVK16CP1X00A* |  |  |  | 10 | 17 | 8.5 | TRUE | TRUE | TRUE | 45500 | 28400 | 2.4 | 43500 | 2.21
215433954 | 08/27/24 | Live | Daikin North America, LLC | AMANA | Singlezone Ducted, Centrally Ducted | 215433954 |  | HRCU-A-CB | AZV7SA4810A* |  | CA*EA6030*3A*+MBVK20DP1X00A* |  |  |  | 10 | 17.5 | 8.8 | TRUE | TRUE | TRUE | 45500 | 29000 | 2.5 | 43500 | 2.21
215433953 | 08/27/24 | Live | Daikin North America, LLC | AMANA | Singlezone Ducted, Centrally Ducted | 215433953 |  | HRCU-A-CB | AZV7SA4810A* |  | CA*EA6030*3A*+MBVK16CP1X00A* |  |  |  | 10 | 17 | 8.8 | TRUE | TRUE | TRUE | 45500 | 29000 | 2.5 | 43500 | 2.21
215429750 | 08/27/24 | Live | Daikin North America, LLC | AMANA | Singlezone Ducted, Centrally Ducted | 215429750 |  | HRCU-A-CB | AZV7SA4810A* |  | AHVE60DP0300A* |  |  |  | 10 | 17.5 | 8.8 | TRUE | TRUE | TRUE | 46500 | 29000 | 2.5 | 43500 | 2.29
215429189 | 08/27/24 | Live | Daikin North America, LLC | AMANA | Singlezone Ducted, Centrally Ducted | 215429189 |  | HRCU-A-CB | AZV7SA4810A* |  | AHVE60DP1300A* |  |  |  | 10 | 17.5 | 8.8 | TRUE | TRUE | TRUE | 46500 | 29000 | 2.5 | 45000 | 2.37
215433940 | 08/27/24 | Live | Daikin North America, LLC | AMANA | Singlezone Ducted, Centrally Ducted | 215433940 |  | HRCU-A-CB | AZV7SA4210A* |  | CHPEA6030*3A*+MBVK20DP1X00A* |  |  |  | 10 | 17.5 | 8.8 | TRUE | TRUE | TRUE | 41000 | 28000 | 2.5 | 41000 | 2.16
215433939 | 08/27/24 | Live | Daikin North America, LLC | AMANA | Singlezone Ducted, Centrally Ducted | 215433939 |  | HRCU-A-CB | AZV7SA4210A* |  | CHPEA6030*3A*+MBVK16CP1X00A* |  |  |  | 10 | 17.5 | 8.8 | TRUE | TRUE | TRUE | 41000 | 28000 | 2.4 | 41000 | 2.16
215433938 | 08/27/24 | Live | Daikin North America, LLC | AMANA | Singlezone Ducted, Centrally Ducted | 215433938 |  | HRCU-A-CB | AZV7SA4210A* |  | CHPEA4830*3A*+MBVK20DP1X00A* |  |  |  | 10 | 17.5 | 8.8 | TRUE | TRUE | TRUE | 41000 | 28000 | 2.5 | 41000 | 2.16
215433937 | 08/27/24 | Live | Daikin North America, LLC | AMANA | Singlezone Ducted, Centrally Ducted | 215433937 |  | HRCU-A-CB | AZV7SA4210A* |  | CHPEA4830*3A*+MBVK16CP1X00A* |  |  |  | 10 | 17.5 | 8.8 | TRUE | TRUE | TRUE | 41000 | 28000 | 2.4 | 41000 | 2.16
215433936 | 08/27/24 | Live | Daikin North America, LLC | AMANA | Singlezone Ducted, Centrally Ducted | 215433936 |  | HRCU-A-CB | AZV7SA4210A* |  | CA*EA6030*3A*+MBVK20DP1X00A* |  |  |  | 10 | 17.5 | 8.8 | TRUE | TRUE | TRUE | 41000 | 28000 | 2.5 | 41000 | 2.16
215433935 | 08/27/24 | Live | Daikin North America, LLC | AMANA | Singlezone Ducted, Centrally Ducted | 215433935 |  | HRCU-A-CB | AZV7SA4210A* |  | CA*EA6030*3A*+MBVK16CP1X00A* |  |  |  | 10 | 17.5 | 8.8 | TRUE | TRUE | TRUE | 40500 | 28000 | 2.5 | 41000 | 2.16
215429749 | 08/27/24 | Live | Daikin North America, LLC | AMANA | Singlezone Ducted, Centrally Ducted | 215429749 |  | HRCU-A-CB | AZV7SA4210A* |  | AHVE60DP0300A* |  |  |  | 10 | 17.5 | 8.8 | TRUE | TRUE | TRUE | 41000 | 28000 | 2.5 | 41000 | 2.32
215429188 | 08/27/24 | Live | Daikin North America, LLC | AMANA | Singlezone Ducted, Centrally Ducted | 215429188 |  | HRCU-A-CB | AZV7SA4210A* |  | AHVE60DP1300A* |  |  |  | 10 | 17.5 | 8.8 | TRUE | TRUE | TRUE | 41000 | 28000 | 2.5 | 41500 | 2.35
215433922 | 08/27/24 | Live | Daikin North America, LLC | AMANA | Singlezone Ducted, Centrally Ducted | 215433922 |  | HRCU-A-CB | AZV7SA3610A* |  | CHPEA4830*3A*+MBVK16CP1X00A* |  |  |  | 10.5 | 19 | 8.1 | TRUE | TRUE | TRUE | 35000 | 22000 | 2.1 | 35500 | 2.05
215433921 | 08/27/24 | Live | Daikin North America, LLC | AMANA | Singlezone Ducted, Centrally Ducted | 215433921 |  | HRCU-A-CB | AZV7SA3610A* |  | CHPEA4830*3A*+MBVK20DP1X00A* |  |  |  | 10.5 | 19 | 8.1 | TRUE | TRUE | TRUE | 35000 | 22000 | 2.1 | 35500 | 2.05
215433920 | 08/27/24 | Live | Daikin North America, LLC | AMANA | Singlezone Ducted, Centrally Ducted | 215433920 |  | HRCU-A-CB | AZV7SA3610A* |  | CA*EA6030*3A*+MBVK16CP1X00A* |  |  |  | 10.5 | 19 | 8.5 | TRUE | TRUE | TRUE | 35000 | 22000 | 2.4 | 35500 | 2.05
215433919 | 08/27/24 | Live | Daikin North America, LLC | AMANA | Singlezone Ducted, Centrally Ducted | 215433919 |  | HRCU-A-CB | AZV7SA3610A* |  | CA*EA6030*3A*+MBVK20DP1X00A* |  |  |  | 10.5 | 19 | 8.5 | TRUE | TRUE | TRUE | 35000 | 22000 | 2.4 | 35500 | 2.05
215433918 | 08/27/24 | Live | Daikin North America, LLC | AMANA | Singlezone Ducted, Centrally Ducted | 215433918 |  | HRCU-A-CB | AZV7SA3610A* |  | CA*EA4830*3A*+MBVK16CP1X00A* |  |  |  | 10.5 | 19 | 8.5 | TRUE | TRUE | TRUE | 35000 | 22000 | 2.4 | 35500 | 2.05
215433917 | 08/27/24 | Live | Daikin North America, LLC | AMANA | Singlezone Ducted, Centrally Ducted | 215433917 |  | HRCU-A-CB | AZV7SA3610A* |  | CA*EA4830*3A*+MBVK20DP1X00A* |  |  |  | 10.5 | 19 | 8.5 | TRUE | TRUE | TRUE | 35000 | 22000 | 2.4 | 35500 | 2.05
215429741 | 08/27/24 | Live | Daikin North America, LLC | AMANA | Singlezone Ducted, Centrally Ducted | 215429741 |  | HRCU-A-CB | AZV7SA3610A* |  | AHVE60DP0300A* |  |  |  | 10.5 | 19 | 8.5 | TRUE | TRUE | TRUE | 35000 | 22000 | 2.3 | 35500 | 2.05
215429740 | 08/27/24 | Live | Daikin North America, LLC | AMANA | Singlezone Ducted, Centrally Ducted | 215429740 |  | HRCU-A-CB | AZV7SA3610A* |  | AHVE60DP1300A* |  |  |  | 10.5 | 19 | 8.5 | TRUE | TRUE | TRUE | 35000 | 22000 | 2.3 | 35500 | 2.05
215429739 | 08/27/24 | Live | Daikin North America, LLC | AMANA | Singlezone Ducted, Centrally Ducted | 215429739 |  | HRCU-A-CB | AZV7SA3610A* |  | AHVE48CP0300A* |  |  |  | 10.5 | 18.5 | 8.5 | TRUE | TRUE | TRUE | 34800 | 22000 | 2.3 | 35500 | 2.05
215429738 | 08/27/24 | Live | Daikin North America, LLC | AMANA | Singlezone Ducted, Centrally Ducted | 215429738 |  | HRCU-A-CB | AZV7SA3610A* |  | AHVE48CP1300A* |  |  |  | 10.5 | 18.5 | 8.5 | TRUE | TRUE | TRUE | 34800 | 22000 | 2.3 | 35500 | 2.05
215429737 | 08/27/24 | Live | Daikin North America, LLC | AMANA | Singlezone Ducted, Centrally Ducted | 215429737 |  | HRCU-A-CB | AZV7SA3610A* |  | AHVE42CP0300A* |  |  |  | 10.5 | 18.5 | 8.5 | TRUE | TRUE | TRUE | 34800 | 22000 | 2.3 | 35500 | 2.05
215429736 | 08/27/24 | Live | Daikin North America, LLC | AMANA | Singlezone Ducted, Centrally Ducted | 215429736 |  | HRCU-A-CB | AZV7SA3610A* |  | AHVE42CP1300A* |  |  |  | 10.5 | 18.5 | 8.5 | TRUE | TRUE | TRUE | 34800 | 22000 | 2.3 | 35500 | 2.05
215429735 | 08/27/24 | Live | Daikin North America, LLC | AMANA | Singlezone Ducted, Centrally Ducted | 215429735 |  | HRCU-A-CB | AZV7SA3610A* |  | AHVE48DP0300A* |  |  |  | 10.5 | 19 | 8.8 | TRUE | TRUE | TRUE | 35000 | 22000 | 2.4 | 35500 | 2.33
215429187 | 08/27/24 | Live | Daikin North America, LLC | AMANA | Singlezone Ducted, Centrally Ducted | 215429187 |  | HRCU-A-CB | AZV7SA3610A* |  | AHVE48DP1300A* |  |  |  | 10.5 | 19 | 8.8 | TRUE | TRUE | TRUE | 35000 | 22000 | 2.4 | 35500 | 2.33
215433904 | 08/27/24 | Live | Daikin North America, LLC | AMANA | Singlezone Ducted, Centrally Ducted | 215433904 |  | HRCU-A-CB | AZV7SA2410A* |  | CHPEA3026*3A*+MBVK16CP1X00A* |  |  |  | 11 | 19 | 8.6 | TRUE | TRUE | TRUE | 23200 | 15800 | 2.5 | 21700 | 2.32
215433903 | 08/27/24 | Live | Daikin North America, LLC | AMANA | Singlezone Ducted, Centrally Ducted | 215433903 |  | HRCU-A-CB | AZV7SA2410A* |  | CHPEA3026*3A*+MBVK12BP1X00A* |  |  |  | 11 | 19 | 8.6 | TRUE | TRUE | TRUE | 23200 | 15800 | 2.5 | 21700 | 2.32
215433902 | 08/27/24 | Live | Daikin North America, LLC | AMANA | Singlezone Ducted, Centrally Ducted | 215433902 |  | HRCU-A-CB | AZV7SA2410A* |  | CA*EA3626*3A*+MBVK16CP1X00A* |  |  |  | 11 | 19 | 8.6 | TRUE | TRUE | TRUE | 23200 | 15800 | 2.5 | 21700 | 2.32
215433901 | 08/27/24 | Live | Daikin North America, LLC | AMANA | Singlezone Ducted, Centrally Ducted | 215433901 |  | HRCU-A-CB | AZV7SA2410A* |  | CA*EA3626*3A*+MBVK12BP1X00A* |  |  |  | 11 | 19 | 8.6 | TRUE | TRUE | TRUE | 23200 | 15800 | 2.5 | 21700 | 2.32
215433900 | 08/27/24 | Live | Daikin North America, LLC | AMANA | Singlezone Ducted, Centrally Ducted | 215433900 |  | HRCU-A-CB | AZV7SA2410A* |  | CA*EA3022*3A*+MBVK16CP1X00A* |  |  |  | 11 | 19 | 8.6 | TRUE | TRUE | TRUE | 23200 | 15800 | 2.5 | 21700 | 2.32
215433899 | 08/27/24 | Live | Daikin North America, LLC | AMANA | Singlezone Ducted, Centrally Ducted | 215433899 |  | HRCU-A-CB | AZV7SA2410A* |  | CA*EA3022*3A*+MBVK12BP1X00A* |  |  |  | 11 | 19 | 8.6 | TRUE | TRUE | TRUE | 23200 | 15800 | 2.5 | 21700 | 2.32
215429733 | 08/27/24 | Live | Daikin North America, LLC | AMANA | Singlezone Ducted, Centrally Ducted | 215429733 |  | HRCU-A-CB | AZV7SA2410A* |  | AHVE36CP0300A* |  |  |  | 11 | 19 | 8.8 | TRUE | TRUE | TRUE | 23200 | 15800 | 2.5 | 21700 | 2.32
215429186 | 08/27/24 | Live | Daikin North America, LLC | AMANA | Singlezone Ducted, Centrally Ducted | 215429186 |  | HRCU-A-CB | AZV7SA2410A* |  | AHVE36CP1300A* |  |  |  | 11 | 19 | 8.8 | TRUE | TRUE | TRUE | 23200 | 15800 | 2.5 | 21700 | 2.32
215433952 | 08/27/24 | Live | Daikin North America, LLC | DAIKIN | Singlezone Ducted, Centrally Ducted | 215433952 |  | HRCU-A-CB | DH7VSA4810A* |  | CHPEA6030*3A*+MBVK20DP1X00A* |  |  |  | 10 | 17.5 | 8.5 | TRUE | TRUE | TRUE | 45500 | 29000 | 2.4 | 43500 | 2.21
215433951 | 08/27/24 | Live | Daikin North America, LLC | DAIKIN | Singlezone Ducted, Centrally Ducted | 215433951 |  | HRCU-A-CB | DH7VSA4810A* |  | CHPEA6030*3A*+MBVK16CP1X00A* |  |  |  | 10 | 17 | 8.5 | TRUE | TRUE | TRUE | 45500 | 29000 | 2.3 | 43500 | 2.21
215433950 | 08/27/24 | Live | Daikin North America, LLC | DAIKIN | Singlezone Ducted, Centrally Ducted | 215433950 |  | HRCU-A-CB | DH7VSA4810A* |  | CHPEA4830*3A*+MBVK20DP1X00A* |  |  |  | 10 | 17.5 | 8.5 | TRUE | TRUE | TRUE | 45500 | 28400 | 2.4 | 43500 | 2.21
215433949 | 08/27/24 | Live | Daikin North America, LLC | DAIKIN | Singlezone Ducted, Centrally Ducted | 215433949 |  | HRCU-A-CB | DH7VSA4810A* |  | CHPEA4830*3A*+MBVK16CP1X00A* |  |  |  | 10 | 17 | 8.5 | TRUE | TRUE | TRUE | 45500 | 28400 | 2.4 | 43500 | 2.21
215433948 | 08/27/24 | Live | Daikin North America, LLC | DAIKIN | Singlezone Ducted, Centrally Ducted | 215433948 |  | HRCU-A-CB | DH7VSA4810A* |  | CA*EA6030*3A*+MBVK20DP1X00A* |  |  |  | 10 | 17.5 | 8.8 | TRUE | TRUE | TRUE | 45500 | 29000 | 2.5 | 43500 | 2.21
215433947 | 08/27/24 | Live | Daikin North America, LLC | DAIKIN | Singlezone Ducted, Centrally Ducted | 215433947 |  | HRCU-A-CB | DH7VSA4810A* |  | CA*EA6030*3A*+MBVK16CP1X00A* |  |  |  | 10 | 17 | 8.8 | TRUE | TRUE | TRUE | 45500 | 29000 | 2.5 | 43500 | 2.21
215429732 | 08/27/24 | Live | Daikin North America, LLC | DAIKIN | Singlezone Ducted, Centrally Ducted | 215429732 |  | HRCU-A-CB | DH7VSA4810A* |  | DFVE60DP0300A* |  |  |  | 10 | 17.5 | 8.8 | TRUE | TRUE | TRUE | 46500 | 29000 | 2.5 | 43500 | 2.29
215415511 | 08/27/24 | Live | Daikin North America, LLC | DAIKIN | Singlezone Ducted, Centrally Ducted | 215415511 |  | HRCU-A-CB | DH7VSA4810A* |  | DFVE60DP1300A* |  |  |  | 10 | 17.5 | 8.8 | TRUE | TRUE | TRUE | 46500 | 29000 | 2.5 | 45000 | 2.37
215433934 | 08/27/24 | Live | Daikin North America, LLC | DAIKIN | Singlezone Ducted, Centrally Ducted | 215433934 |  | HRCU-A-CB | DH7VSA4210A* |  | CHPEA6030*3A*+MBVK20DP1X00A* |  |  |  | 10 | 17.5 | 8.8 | TRUE | TRUE | TRUE | 41000 | 28000 | 2.5 | 41000 | 2.16
215433933 | 08/27/24 | Live | Daikin North America, LLC | DAIKIN | Singlezone Ducted, Centrally Ducted | 215433933 |  | HRCU-A-CB | DH7VSA4210A* |  | CHPEA6030*3A*+MBVK16CP1X00A* |  |  |  | 10 | 17.5 | 8.8 | TRUE | TRUE | TRUE | 41000 | 28000 | 2.4 | 41000 | 2.16
215433932 | 08/27/24 | Live | Daikin North America, LLC | DAIKIN | Singlezone Ducted, Centrally Ducted | 215433932 |  | HRCU-A-CB | DH7VSA4210A* |  | CHPEA4830*3A*+MBVK20DP1X00A* |  |  |  | 10 | 17.5 | 8.8 | TRUE | TRUE | TRUE | 41000 | 28000 | 2.5 | 41000 | 2.16
215433931 | 08/27/24 | Live | Daikin North America, LLC | DAIKIN | Singlezone Ducted, Centrally Ducted | 215433931 |  | HRCU-A-CB | DH7VSA4210A* |  | CHPEA4830*3A*+MBVK16CP1X00A* |  |  |  | 10 | 17.5 | 8.8 | TRUE | TRUE | TRUE | 41000 | 28000 | 2.4 | 41000 | 2.16
215433930 | 08/27/24 | Live | Daikin North America, LLC | DAIKIN | Singlezone Ducted, Centrally Ducted | 215433930 |  | HRCU-A-CB | DH7VSA4210A* |  | CA*EA6030*3A*+MBVK20DP1X00A* |  |  |  | 10 | 17.5 | 8.8 | TRUE | TRUE | TRUE | 41000 | 28000 | 2.5 | 41000 | 2.16
215433929 | 08/27/24 | Live | Daikin North America, LLC | DAIKIN | Singlezone Ducted, Centrally Ducted | 215433929 |  | HRCU-A-CB | DH7VSA4210A* |  | CA*EA6030*3A*+MBVK16CP1X00A* |  |  |  | 10 | 17.5 | 8.8 | TRUE | TRUE | TRUE | 40500 | 28000 | 2.5 | 41000 | 2.16
215429731 | 08/27/24 | Live | Daikin North America, LLC | DAIKIN | Singlezone Ducted, Centrally Ducted | 215429731 |  | HRCU-A-CB | DH7VSA4210A* |  | DFVE60DP0300A* |  |  |  | 10 | 17.5 | 8.8 | TRUE | TRUE | TRUE | 41000 | 28000 | 2.5 | 41000 | 2.32
215415510 | 08/27/24 | Live | Daikin North America, LLC | DAIKIN | Singlezone Ducted, Centrally Ducted | 215415510 |  | HRCU-A-CB | DH7VSA4210A* |  | DFVE60DP1300A* |  |  |  | 10 | 17.5 | 8.8 | TRUE | TRUE | TRUE | 41000 | 28000 | 2.5 | 41500 | 2.35
215433916 | 08/27/24 | Live | Daikin North America, LLC | DAIKIN | Singlezone Ducted, Centrally Ducted | 215433916 |  | HRCU-A-CB | DH7VSA3610A* |  | CHPEA4830*3A*+MBVK16CP1X00A* |  |  |  | 10.5 | 19 | 8.1 | TRUE | TRUE | TRUE | 35000 | 22000 | 2.1 | 35500 | 2.05
215433915 | 08/27/24 | Live | Daikin North America, LLC | DAIKIN | Singlezone Ducted, Centrally Ducted | 215433915 |  | HRCU-A-CB | DH7VSA3610A* |  | CHPEA4830*3A*+MBVK20DP1X00A* |  |  |  | 10.5 | 19 | 8.1 | TRUE | TRUE | TRUE | 35000 | 22000 | 2.1 | 35500 | 2.05
215433914 | 08/27/24 | Live | Daikin North America, LLC | DAIKIN | Singlezone Ducted, Centrally Ducted | 215433914 |  | HRCU-A-CB | DH7VSA3610A* |  | CA*EA6030*3A*+MBVK16CP1X00A* |  |  |  | 10.5 | 19 | 8.5 | TRUE | TRUE | TRUE | 35000 | 22000 | 2.4 | 35500 | 2.05
215433913 | 08/27/24 | Live | Daikin North America, LLC | DAIKIN | Singlezone Ducted, Centrally Ducted | 215433913 |  | HRCU-A-CB | DH7VSA3610A* |  | CA*EA6030*3A*+MBVK20DP1X00A* |  |  |  | 10.5 | 19 | 8.5 | TRUE | TRUE | TRUE | 35000 | 22000 | 2.4 | 35500 | 2.05
215433912 | 08/27/24 | Live | Daikin North America, LLC | DAIKIN | Singlezone Ducted, Centrally Ducted | 215433912 |  | HRCU-A-CB | DH7VSA3610A* |  | CA*EA4830*3A*+MBVK16CP1X00A* |  |  |  | 10.5 | 19 | 8.5 | TRUE | TRUE | TRUE | 35000 | 22000 | 2.4 | 35500 | 2.05
215433911 | 08/27/24 | Live | Daikin North America, LLC | DAIKIN | Singlezone Ducted, Centrally Ducted | 215433911 |  | HRCU-A-CB | DH7VSA3610A* |  | CA*EA4830*3A*+MBVK20DP1X00A* |  |  |  | 10.5 | 19 | 8.5 | TRUE | TRUE | TRUE | 35000 | 22000 | 2.4 | 35500 | 2.05
215429730 | 08/27/24 | Live | Daikin North America, LLC | DAIKIN | Singlezone Ducted, Centrally Ducted | 215429730 |  | HRCU-A-CB | DH7VSA3610A* |  | DFVE60DP0300A* |  |  |  | 10.5 | 19 | 8.5 | TRUE | TRUE | TRUE | 35000 | 22000 | 2.3 | 35500 | 2.05
215429729 | 08/27/24 | Live | Daikin North America, LLC | DAIKIN | Singlezone Ducted, Centrally Ducted | 215429729 |  | HRCU-A-CB | DH7VSA3610A* |  | DFVE60DP1300A* |  |  |  | 10.5 | 19 | 8.5 | TRUE | TRUE | TRUE | 35000 | 22000 | 2.3 | 35500 | 2.05
215429728 | 08/27/24 | Live | Daikin North America, LLC | DAIKIN | Singlezone Ducted, Centrally Ducted | 215429728 |  | HRCU-A-CB | DH7VSA3610A* |  | DFVE48CP0300A* |  |  |  | 10.5 | 18.5 | 8.5 | TRUE | TRUE | TRUE | 34800 | 22000 | 2.3 | 35500 | 2.05
215429727 | 08/27/24 | Live | Daikin North America, LLC | DAIKIN | Singlezone Ducted, Centrally Ducted | 215429727 |  | HRCU-A-CB | DH7VSA3610A* |  | DFVE48CP1300A* |  |  |  | 10.5 | 18.5 | 8.5 | TRUE | TRUE | TRUE | 34800 | 22000 | 2.3 | 35500 | 2.05
215429726 | 08/27/24 | Live | Daikin North America, LLC | DAIKIN | Singlezone Ducted, Centrally Ducted | 215429726 |  | HRCU-A-CB | DH7VSA3610A* |  | DFVE42CP0300A* |  |  |  | 10.5 | 18.5 | 8.5 | TRUE | TRUE | TRUE | 34800 | 22000 | 2.3 | 35500 | 2.05
215429725 | 08/27/24 | Live | Daikin North America, LLC | DAIKIN | Singlezone Ducted, Centrally Ducted | 215429725 |  | HRCU-A-CB | DH7VSA3610A* |  | DFVE42CP1300A* |  |  |  | 10.5 | 18.5 | 8.5 | TRUE | TRUE | TRUE | 34800 | 22000 | 2.3 | 35500 | 2.05
215429724 | 08/27/24 | Live | Daikin North America, LLC | DAIKIN | Singlezone Ducted, Centrally Ducted | 215429724 |  | HRCU-A-CB | DH7VSA3610A* |  | DFVE48DP0300A* |  |  |  | 10.5 | 19 | 8.8 | TRUE | TRUE | TRUE | 35000 | 22000 | 2.4 | 35500 | 2.33
215415509 | 08/27/24 | Live | Daikin North America, LLC | DAIKIN | Singlezone Ducted, Centrally Ducted | 215415509 |  | HRCU-A-CB | DH7VSA3610A* |  | DFVE48DP1300A* |  |  |  | 10.5 | 19 | 8.8 | TRUE | TRUE | TRUE | 35000 | 22000 | 2.4 | 35500 | 2.33
215433898 | 08/27/24 | Live | Daikin North America, LLC | DAIKIN | Singlezone Ducted, Centrally Ducted | 215433898 |  | HRCU-A-CB | DH7VSA2410A* |  | CHPEA3026*3A*+MBVK16CP1X00A* |  |  |  | 11 | 19 | 8.6 | TRUE | TRUE | TRUE | 23200 | 15800 | 2.5 | 21700 | 2.32
215433897 | 08/27/24 | Live | Daikin North America, LLC | DAIKIN | Singlezone Ducted, Centrally Ducted | 215433897 |  | HRCU-A-CB | DH7VSA2410A* |  | CHPEA3026*3A*+MBVK12BP1X00A* |  |  |  | 11 | 19 | 8.6 | TRUE | TRUE | TRUE | 23200 | 15800 | 2.5 | 21700 | 2.32
215433896 | 08/27/24 | Live | Daikin North America, LLC | DAIKIN | Singlezone Ducted, Centrally Ducted | 215433896 |  | HRCU-A-CB | DH7VSA2410A* |  | CA*EA3626*3A*+MBVK16CP1X00A* |  |  |  | 11 | 19 | 8.6 | TRUE | TRUE | TRUE | 23200 | 15800 | 2.5 | 21700 | 2.32
215433895 | 08/27/24 | Live | Daikin North America, LLC | DAIKIN | Singlezone Ducted, Centrally Ducted | 215433895 |  | HRCU-A-CB | DH7VSA2410A* |  | CA*EA3626*3A*+MBVK12BP1X00A* |  |  |  | 11 | 19 | 8.6 | TRUE | TRUE | TRUE | 23200 | 15800 | 2.5 | 21700 | 2.32
215433894 | 08/27/24 | Live | Daikin North America, LLC | DAIKIN | Singlezone Ducted, Centrally Ducted | 215433894 |  | HRCU-A-CB | DH7VSA2410A* |  | CA*EA3022*3A*+MBVK16CP1X00A* |  |  |  | 11 | 19 | 8.6 | TRUE | TRUE | TRUE | 23200 | 15800 | 2.5 | 21700 | 2.32
215433893 | 08/27/24 | Live | Daikin North America, LLC | DAIKIN | Singlezone Ducted, Centrally Ducted | 215433893 |  | HRCU-A-CB | DH7VSA2410A* |  | CA*EA3022*3A*+MBVK12BP1X00A* |  |  |  | 11 | 19 | 8.6 | TRUE | TRUE | TRUE | 23200 | 15800 | 2.5 | 21700 | 2.32
215429723 | 08/27/24 | Live | Daikin North America, LLC | DAIKIN | Singlezone Ducted, Centrally Ducted | 215429723 |  | HRCU-A-CB | DH7VSA2410A* |  | DFVE36CP0300A* |  |  |  | 11 | 19 | 8.8 | TRUE | TRUE | TRUE | 23200 | 15800 | 2.5 | 21700 | 2.32
215415508 | 08/27/24 | Live | Daikin North America, LLC | DAIKIN | Singlezone Ducted, Centrally Ducted | 215415508 |  | HRCU-A-CB | DH7VSA2410A* |  | DFVE36CP1300A* |  |  |  | 11 | 19 | 8.8 | TRUE | TRUE | TRUE | 23200 | 15800 | 2.5 | 21700 | 2.32
215222781 | 08/27/24 | Live | Samsung Electronics | SAMSUNG | Singlezone Non-Ducted, Wall Placement | 215222781 |  | HRCU-A-CB-O | AR18DXFAMWKX | Mini-Splits | AR18DXKAPWKN |  |  |  | 12.85 | 21.5 | 9 | TRUE | FALSE | FALSE | 18000 | 15000 | 2.31 | 16500 | 2.42
215351564 | 08/27/24 | Live | Samsung Electronics | SAMSUNG | Singlezone Non-Ducted, Wall Placement | 215351564 |  | HRCU-A-CB-O | AR15DXFAMWKX | Mini-Splits | AR15DXKAPWKN |  |  |  | 12.95 | 21.5 | 10 | TRUE | FALSE | TRUE | 15000 | 13000 | 2.72 | 16500 | 2.42
215399295 | 08/27/24 | Live | Samsung Electronics | SAMSUNG | Singlezone Non-Ducted, Wall Placement | 215399295 |  | HRCU-A-CB-O | AR12DXFAMWKX | Mini-Splits | AR12DXKAPWKN |  |  |  | 13.25 | 24 | 9 | TRUE | FALSE | FALSE | 12000 | 10900 | 2.46 | 15000 | 2
215399296 | 08/27/24 | Live | Samsung Electronics | SAMSUNG | Singlezone Non-Ducted, Wall Placement | 215399296 |  | HRCU-A-CB-O | AR09DXFAMWKX | Mini-Splits | AR09DXKAPWKN |  |  |  | 15 | 25 | 9 | TRUE | FALSE | FALSE | 9000 | 10000 | 2.44 | 14500 | 2.02
215222780 | 08/27/24 | Live | Samsung Electronics | SAMSUNG | Singlezone Non-Ducted, Wall Placement | 215222780 |  | HRCU-A-CB-O | AR18DXFAMWKX | Mini-Splits | AR18DXFAMWKN |  |  |  | 12.85 | 21.5 | 9 | TRUE | FALSE | FALSE | 18000 | 15000 | 2.31 | 16500 | 2.42
215351563 | 08/27/24 | Live | Samsung Electronics | SAMSUNG | Singlezone Non-Ducted, Wall Placement | 215351563 |  | HRCU-A-CB-O | AR15DXFAMWKX | Mini-Splits | AR15DXFAMWKN |  |  |  | 12.95 | 21.5 | 10 | TRUE | FALSE | TRUE | 15000 | 13000 | 2.72 | 16500 | 2.42
215399297 | 08/27/24 | Live | Samsung Electronics | SAMSUNG | Singlezone Non-Ducted, Wall Placement | 215399297 |  | HRCU-A-CB-O | AR12DXFAMWKX | Mini-Splits | AR12DXFAMWKN |  |  |  | 13.25 | 24 | 9 | TRUE | FALSE | FALSE | 12000 | 10900 | 2.46 | 15000 | 2
215399298 | 08/27/24 | Live | Samsung Electronics | SAMSUNG | Singlezone Non-Ducted, Wall Placement | 215399298 |  | HRCU-A-CB-O | AR09DXFAMWKX | Mini-Splits | AR09DXFAMWKN |  |  |  | 15 | 25 | 9 | TRUE | FALSE | FALSE | 9000 | 10000 | 2.44 | 14500 | 2.02
215222786 | 08/27/24 | Live | Samsung Electronics | SAMSUNG | Singlezone Non-Ducted, Wall Placement | 215222786 |  | HRCU-A-CB-O | AR18DXDACWKX | Mini-Splits | AR18DXDABWKN |  |  |  | 13.2 | 21 | 9.7 | TRUE | TRUE | TRUE | 18500 | 17500 | 2.33 | 25000 | 1.98
215222778 | 08/27/24 | Live | Samsung Electronics | SAMSUNG | Singlezone Non-Ducted, Wall Placement | 215222778 |  | HRCU-A-CB-O | AR15DXDACWKX | Mini-Splits | AR15DXDABWKN |  |  |  | 14.55 | 23 | 11 | TRUE | TRUE | TRUE | 15000 | 14000 | 2.93 | 20000 | 2.44
215399291 | 08/27/24 | Live | Samsung Electronics | SAMSUNG | Singlezone Non-Ducted, Wall Placement | 215399291 |  | HRCU-A-CB-O | AR12DXDACWKX | Mini-Splits | AR12DXDABWKN |  |  |  | 14.1 | 24 | 10.5 | TRUE | TRUE | TRUE | 12000 | 10600 | 2.82 | 17000 | 2.26
215399292 | 08/27/24 | Live | Samsung Electronics | SAMSUNG | Singlezone Non-Ducted, Wall Placement | 215399292 |  | HRCU-A-CB-O | AR09DXDACWKX | Mini-Splits | AR09DXDABWKN |  |  |  | 16.35 | 25 | 10.5 | TRUE | TRUE | TRUE | 9000 | 9900 | 2.64 | 16000 | 2.23
215414834 | 08/27/24 | Live | TTI Climatisation | ZEPHYR | Singlezone Non-Ducted, Wall Placement | 215414834 |  | HRCU-A-CB-O | ZE-12DB25O | Mini-Splits | ZE-12DB25I |  |  |  | 12.25 | 22 | 9.5 | TRUE | TRUE | TRUE | 12000 | 9300 | 4.78 | 10000 | 2.09
215414833 | 08/27/24 | Live | TTI Climatisation | ZEPHYR | Singlezone Non-Ducted, Wall Placement | 215414833 |  | HRCU-A-CB-O | ZE-09DB25O | Mini-Splits | ZE-09DB25I |  |  |  | 14.05 | 23 | 10 | TRUE | TRUE | TRUE | 9000 | 9500 | 4.8 | 9700 | 2.19
215414832 | 08/27/24 | Live | TTI Climatisation | ZEPHYR | Singlezone Non-Ducted, Wall Placement | 215414832 |  | HRCU-A-CB-O | ZE-24CB25O | Mini-Splits | ZE-24CB25I |  |  |  | 12.25 | 22.5 | 9.5 | TRUE | TRUE | TRUE | 24000 | 22000 | 3.58 | 24000 | 1.85
215414831 | 08/27/24 | Live | TTI Climatisation | ZEPHYR | Singlezone Non-Ducted, Wall Placement | 215414831 |  | HRCU-A-CB-O | ZE-18CB25O | Mini-Splits | ZE-18CB25I |  |  |  | 12.95 | 21 | 10 | TRUE | TRUE | TRUE | 18000 | 18000 | 3.61 | 18500 | 1.95
215414830 | 08/27/24 | Live | TTI Climatisation | ZEPHYR | Singlezone Non-Ducted, Wall Placement | 215414830 |  | HRCU-A-CB-O | ZE-12CB25O | Mini-Splits | ZE-12CB25I |  |  |  | 12.25 | 23 | 10 | TRUE | TRUE | TRUE | 12000 | 10800 | 4.8 | 12000 | 2.51
215414829 | 08/27/24 | Live | TTI Climatisation | ZEPHYR | Singlezone Non-Ducted, Wall Placement | 215414829 |  | HRCU-A-CB-O | ZE-09CB25O | Mini-Splits | ZE-09CB25I |  |  |  | 13.65 | 25 | 11 | TRUE | TRUE | TRUE | 9000 | 9000 | 4.8 | 9200 | 2.07
215381148 | 08/27/24 | Live | TTI Climatisation | ZEPHYR | Singlezone Ducted, Centrally Ducted | 215381148 |  | HRCU-A-CB | ZE-660HPA |  | AH-660A |  |  |  | 11 | 19 | 9 | TRUE | TRUE | TRUE | 57000 | 37000 | 2.61 | 42000 | 2.34
215381147 | 08/27/24 | Live | TTI Climatisation | ZEPHYR | Singlezone Ducted, Centrally Ducted | 215381147 |  | HRCU-A-CB | ZE-648HPA |  | AH-648A |  |  |  | 12 | 19 | 9 | TRUE | TRUE | TRUE | 48000 | 36600 | 2.64 | 38600 | 2.11
215381146 | 08/27/24 | Live | TTI Climatisation | ZEPHYR | Singlezone Ducted, Centrally Ducted | 215381146 |  | HRCU-A-CB | ZE-636HPA |  | AH-636A |  |  |  | 11.7 | 19.5 | 10.5 | TRUE | TRUE | TRUE | 32000 | 32000 | 2.93 | 34000 | 2.34
215381145 | 08/27/24 | Live | TTI Climatisation | ZEPHYR | Singlezone Ducted, Centrally Ducted | 215381145 |  | HRCU-A-CB | ZE-624HPA |  | AH-624A |  |  |  | 12 | 20 | 10 | TRUE | TRUE | TRUE | 24000 | 20400 | 3.05 | 21500 | 2.47
214264495 | 02/14/24 | Live | RBL A/C INC. | HAXXAIR | Singlezone Ducted, Centrally Ducted | 214264495 |  | HRCU-A-C | HVHD-48E2D2 | Ducted Indoor Units | DC61A44-245R |  |  |  | 11.4 | 15.55 | 8.55 | TRUE | TRUE | TRUE | 42000 | 31200 | 3.22 | 39000 | 2.19
214264494 | 02/14/24 | Live | RBL A/C INC. | HAXXAIR | Singlezone Ducted, Centrally Ducted | 214264494 |  | HRCU-A-C | HVHD-36E2D2 | Ducted Indoor Units | DC37A44-210L |  |  |  | 11.3 | 15.5 | 9.4 | TRUE | TRUE | TRUE | 30000 | 23000 | 2.89 | 34520 | 2.29
207036473 | 09/21/21 | Live | RBL A/C INC. | HAXXAIR | Singlezone Ducted, Centrally Ducted | 207036473 |  | HRCU-A-CB | HVHD-48E2D2 |  | HAHD-48E2D2 | 10.2 | 18 | 10 | 10.1 | 17.5 | 8.5 | TRUE | TRUE | TRUE | 48000 | 31000 | 2.36 | 39000 | 2.3
207036468 | 05/06/22 | Live | RBL A/C INC. | HAXXAIR | Singlezone Ducted, Centrally Ducted | 207036468 |  | HRCU-A-CB | HVHD-36E2D2 |  | HAHD-36E2D2 | 9.55 | 18 | 11 | 10.1 | 18 | 9.5 | TRUE | TRUE | TRUE | 34000 | 24000 | 2.51 | 34520 | 2.38
204100526 | 01/06/21 | Live | RBL A/C INC. | HAXXAIR | Multizone All Non-Ducted | 204100526 |  | HMSR-A-CB-O | HVHM-36T2D | Non-Ducted Indoor Units |  | 12.5 | 21 | 11 | 12.5 | 21 | 9 | TRUE | TRUE | FALSE | 32000 | 22400 | 2.52 | 40000 | 1.89
204032224 | 01/06/21 | Live | RBL A/C INC. | HAXXAIR | Multizone All Ducted | 204032224 |  | HMSV-A-CB | HVHM-24T2D | Ducted Indoor Units |  | 12.1 | 21 | 10 | 12.1 | 21 | 8.6 | TRUE | TRUE | TRUE | 24000 | 14600 | 2.28 | 25932 | 1.95
214855369 | 08/16/24 | Live | RBL A/C INC. | HAXXAIR | Singlezone Non-Ducted, Wall Placement | 214855369 |  | HRCU-A-CB-O | HVHSC-24T2D | Mini-Splits | HAH-24T2D | 12.5 | 19 | 10 | 12.5 | 18.5 | 10 | TRUE | TRUE | TRUE | 24000 | 19000 | 2.61 | 23500 | 2.2
207036462 | 09/21/21 | Live | RBL A/C INC. | HAXXAIR | Singlezone Ducted, Centrally Ducted | 207036462 |  | HRCU-A-CB | HVHD-24E2D2 |  | HAHD-24E2D2 | 10.9 | 18 | 10 | 10.1 | 16.5 | 9 | TRUE | TRUE | TRUE | 22000 | 16000 | 2.4 | 18000 | 1.99
204628476 | 05/28/20 | Live | RBL A/C INC. | HAXXAIR | Singlezone Non-Ducted, Wall Placement | 204628476 |  | HRCU-A-CB-O | HVH-18T2D | Mini-Splits | HAH-18T2D | 13 | 23.3 | 11.6 | 13 | 22.5 | 8.6 | TRUE | TRUE | FALSE | 18000 | 10000 | 2.33 | 14960 | 2.28
212510994 | 05/23/23 | Live | RBL A/C INC. | HAXXAIR | Multizone All Non-Ducted | 212510994 |  | HMSR-A-CB-O | HVHM-42T2D | Non-Ducted Indoor Units |  | 10.5 | 20 | 10 | 10.5 | 20 | 8.95 | FALSE | FALSE | FALSE | 42000 | 27000 | 2.76 | 40000 | 2.02
204032225 | 01/06/21 | Live | RBL A/C INC. | HAXXAIR | Multizone All Ducted | 204032225 |  | HMSV-A-CB | HVHM-36T2D | Ducted Indoor Units |  | 12 | 19.5 | 10.8 | 12 | 19.5 | 8.9 | TRUE | TRUE | TRUE | 32000 | 23000 | 2.51 | 39859 | 1.88
205921367 | 01/06/21 | Live | RBL A/C INC. | HAXXAIR | Singlezone Non-Ducted, Ceiling Placement | 205921367 |  | HRCU-A-CB-O | HVHSC-18T2D | Mini-Splits | HAHC-18T2D | 12.65 | 22 | 11 | 12.5 | 20.5 | 10 | TRUE | TRUE | TRUE | 18000 | 12000 | 2.64 | 18000 | 2.6
208447913 | 09/27/22 | Live | Carrier | WEATHERMAKER | Singlezone Ducted, Centrally Ducted | 208447913 |  | HRCU-A-CB | 38MURAQ18AB3 |  | 40MUAAQ18XA3 | 12.5 | 18 | 9.2 | 8.8 | 14.9 | 8.5 | FALSE | FALSE | FALSE | 18000 | 13500 | 2.5 | 21400 | 2.5
210534145 | 05/11/23 | Live | Ouellet, Group ACD | ACD | Singlezone Non-Ducted, Wall Placement | 210534145 |  | HRCU-A-CB-O | PUD24KCH24S-O | Mini-Splits | PUD24KCH24S-I | 12 | 21 | 10 | 12 | 21 | 10 | TRUE | FALSE | TRUE | 22000 | 15000 | 2.84 | 22000 | 2.11
214056575 | 02/01/24 | Live | Midea Electric Trading | MITSUTOMO | Singlezone Non-Ducted, Wall Placement | 214056575 |  | HRCU-A-CB-O | HO-SZ48-BB-Q | Mini-Splits | HC-UZ48-BB-Q | 8.3 | 16.5 | 10.7 | 8.3 | 16.8 | 10.7 | FALSE | FALSE | FALSE | 48000 | 35000 | 2.59 | 46000 | 2.32
213927687 | 03/25/24 | Live | Midea Electric Trading | CIAC | Singlezone Ducted, Compact Ducted | 213927687 |  | HRCU-A-CB | CM43BX024-H3N2H | Mini-Splits | CC43BX024-E3N1H | 12.6 | 21.5 | 11.2 | 12.5 | 19 | 11.2 | FALSE | FALSE | TRUE | 23000 | 20000 | 2.61 | 22600 | 2.41
207769101 | 07/25/23 | Live | GE Appliances, a Haier company | GE APPLIANCES | Singlezone Non-Ducted, Wall Placement | 207769101 |  | HRCU-A-CB-O | ASH3036TRDF** | Mini-Splits | ASYW30TRDF** | 9.5 | 18 | 9.5 | 9.5 | 18 | 9 | TRUE | TRUE | FALSE | 30000 | 20000 | 2.61 | 22000 | 2.49
207196960 | 04/07/23 | Live | Bathica | WABBAN | Singlezone Ducted, Centrally Ducted | 207196960 |  | HRCU-A-CB | BB60-48WADU | Mini-Splits | BBD60-24AH2ADU | 10.5 | 17 | 10 | 10 | 15.8 | 9 | FALSE | FALSE | TRUE | 48000 | 31400 | 2.5 | 31400 | 2.5
213265578 | 10/31/23 | Live | Midea Electric Trading | COOPER&HUNTER | Singlezone Ducted, Compact Ducted | 213265578 |  | HRCU-A-CB | CH-ES24-230VO | Mini-Splits | CH-24MDT-W | 12.6 | 21.5 | 11.2 | 12.5 | 19 | 11.2 | TRUE | TRUE | TRUE | 23000 | 20000 | 2.61 | 22600 | 2.41
210532846 | 03/02/23 | Live | GE Appliances, a Haier company | GE Appliances | Multizone All Non-Ducted | 210532846 |  | HMSR-A-CB-O | ASH542JCDD** | Non-Ducted Indoor Units |  | 7.8 | 16 | 10 | 7.8 | 18 | 8.8 | FALSE | FALSE | FALSE | 41000 | 24000 | 2.4 | 26400 | 2.3
207769098 | 07/25/23 | Live | GE Appliances, a Haier company | HAIER | Singlezone Non-Ducted, Wall Placement | 207769098 |  | HRCU-A-CB-O | 1U3036TL2HF** | Mini-Splits | AW30TL2HF** | 9.5 | 18 | 9.5 | 9.5 | 18 | 9 | TRUE | TRUE | FALSE | 30000 | 20000 | 2.61 | 22000 | 2.49
207196959 | 04/07/23 | Live | Bathica | WABBAN | Singlezone Ducted, Centrally Ducted | 207196959 |  | HRCU-A-CB | BB60-48WADU | Mini-Splits | BBD48-24AH2ADU | 11.5 | 18 | 10.5 | 11 | 17 | 9 | FALSE | FALSE | TRUE | 54000 | 36000 | 2.4 | 36000 | 2.4
214389533 | 03/25/24 | Live | Midea Electric Trading | ICONIC AIR SOLUTION | Multizone All Non-Ducted | 214389533 |  | HMSR-A-CB-O | ICMZ48EK | Non-Ducted Indoor Units |  | 11 | 21 | 11.5 | 11 | 21.2 | 10 | FALSE | FALSE | TRUE | 48000 | 39000 | 2.5 | 45000 | 2.2
214389532 | 03/25/24 | Live | Midea Electric Trading | ICONIC AIR SOLUTION | Multizone Mix of Ducted and Non-Ducted | 214389532 |  | HMSV-A-CB | ICMZ36DK | Mixed Ducted and Non-Ducted Indoor Units |  | 11.9 | 19.5 | 10.9 | 12.1 | 19.5 | 9.85 | FALSE | FALSE | TRUE | 36000 | 35000 | 2.43 | 35200 | 1.88
214389530 | 03/25/24 | Live | Midea Electric Trading | ICONIC AIR SOLUTION | Multizone All Non-Ducted | 214389530 |  | HMSR-A-CB-O | ICMZ36DK | Non-Ducted Indoor Units |  | 12.5 | 20 | 10.8 | 12.5 | 20 | 9.7 | FALSE | FALSE | TRUE | 36000 | 35000 | 2.35 | 35200 | 1.88
214389523 | 03/25/24 | Live | Midea Electric Trading | ICONIC AIR SOLUTION | Multizone Mix of Ducted and Non-Ducted | 214389523 |  | HMSV-A-CB | ICMZ18BK | Mixed Ducted and Non-Ducted Indoor Units |  | 12 | 19.75 | 9.75 | 12.25 | 19.75 | 9.15 | FALSE | FALSE | TRUE | 19000 | 14700 | 2.55 | 19000 | 2.23
214377773 | 03/25/24 | Live | Midea Electric Trading | KEPLER | Singlezone Non-Ducted, Ceiling Placement | 214377773 |  | HRCU-A-CB-O | ODUMOX430-17HFN1MT0W | Mini-Splits | IDUCCA3U-18HRFN1-M(C) | 12.5 | 20 | 10.3 | 12.5 | 20 | 9.5 | TRUE | TRUE | TRUE | 16000 | 15600 | 2.24 | 20000 | 1.78
214377768 | 03/25/24 | Live | Midea Electric Trading | KEPLER | Singlezone Ducted, Compact Ducted | 214377768 |  | HRCU-A-CB | ODUMOX330-12HFN1MW5W | Mini-Splits | IDUMTIU-12HWFN1-M | 13 | 21.5 | 11.5 | 11.7 | 19.5 | 10 | TRUE | TRUE | TRUE | 12000 | 10600 | 2.51 | 12600 | 1.95
214377766 | 03/25/24 | Live | Midea Electric Trading | KEPLER | Singlezone Non-Ducted, Wall Placement | 214377766 |  | HRCU-A-CB-O | ODUMOD31-36HFN1-MP0W | Mini-Splits | IDUMSABF-36HRFNX-MQ0W | 8.5 | 17.5 | 12 | 8.5 | 17.5 | 8.7 | FALSE | FALSE | FALSE | 36000 | 24000 | 2 | 24160 | 1.98
214232446 | 03/12/24 | Live | Midea Electric Trading | MULTI MFG | Singlezone Non-Ducted, Wall Placement | 214232446 |  | HRCU-A-CB-O | MSH-36HD-A | Mini-Splits | 36CCHP0-C-M-A | 9.5 | 19 | 10.3 | 9.5 | 19.4 | 10.5 | FALSE | FALSE | TRUE | 36000 | 33000 | 2.4 | 40500 | 1.93
214232443 | 03/12/24 | Live | Midea Electric Trading | MULTI MFG | Multizone Mix of Ducted and Non-Ducted | 214232443 |  | HMSV-A-CB | 48MPC5-HH-A | Mixed Ducted and Non-Ducted Indoor Units |  | 11.5 | 20.85 | 10.75 | 11.7 | 21.35 | 9.35 | FALSE | FALSE | TRUE | 47500 | 36000 | 2.3 | 45000 | 2.2
214232438 | 03/12/24 | Live | Midea Electric Trading | MULTI MFG | Multizone All Non-Ducted | 214232438 |  | HMSR-A-CB-O | 36MPC4-HH-A | Non-Ducted Indoor Units |  | 13.6 | 21.8 | 11 | 13.6 | 22.2 | 10.3 | FALSE | FALSE | TRUE | 36000 | 33000 | 2.4 | 35200 | 1.88
214232428 | 03/12/24 | Live | Midea Electric Trading | BLADEX | Multizone Mix of Ducted and Non-Ducted | 214232428 |  | HMSV-A-CB | B50G-48SPHP1* | Mixed Ducted and Non-Ducted Indoor Units |  | 11.5 | 20.85 | 10.75 | 11.7 | 21.35 | 9.35 | FALSE | FALSE | TRUE | 47500 | 36000 | 2.3 | 45000 | 2.2
214232427 | 03/12/24 | Live | Midea Electric Trading | BLADEX | Multizone All Ducted | 214232427 |  | HMSV-A-CB | B50G-48SPHP1* | Ducted Indoor Units |  | 11.4 | 20.2 | 10.5 | 11.7 | 20.9 | 8.9 | FALSE | FALSE | TRUE | 47000 | 36000 | 2.3 | 45000 | 2.2
214232420 | 03/12/24 | Live | Midea Electric Trading | BLADEX | Multizone All Non-Ducted | 214232420 |  | HMSR-A-CB-O | B40I-36SPHP1* | Non-Ducted Indoor Units |  | 13.6 | 21.8 | 11 | 13.6 | 22.2 | 10.3 | FALSE | FALSE | TRUE | 36000 | 33000 | 2.4 | 35200 | 1.88
214232412 | 03/12/24 | Live | Midea Electric Trading | BLADEX | Multizone All Ducted | 214232412 |  | HMSV-A-CB | B20I-18SPHP1* | Ducted Indoor Units |  | 11.5 | 19 | 9.8 | 12 | 19 | 9.3 | FALSE | FALSE | TRUE | 19000 | 16000 | 2.61 | 19000 | 2.23
204816954 | 10/31/22 | Live | Hisense | HISENSE | Multizone Mix of Ducted and Non-Ducted | 204816954 |  | HMSR-A-CB-O | AMW2-18U3SFA | Mixed Ducted and Non-Ducted Indoor Units | ACT-09UR3SCA,ACT-09UR3SCA | 12 | 20.5 | 10.3 | 12.25 | 20 | 9.45 | FALSE | FALSE | TRUE | 18000 | 12700 | 2.6 | 19708 | 1.92
207337194 | 03/14/23 | Live | Fujitsu General America, Inc. | WESTINGHOUSE | Singlezone Non-Ducted, Wall Placement | 207337194 |  | HRCU-A-CB-O | WHZ09SZA21S | Mini-Splits | WHZ09WMA21S | 16.1 | 28 | 12.5 | 15.5 | 27.5 | 10.5 | TRUE | TRUE | TRUE | 9000 | 6000 | 2.88 | 11089 | 2.75
214056580 | 02/01/24 | Live | Midea Electric Trading | MITSUTOMO | Singlezone Non-Ducted, Wall Placement | 214056580 |  | HRCU-A-CB-O | HO-SZ48-BB-Q | Mini-Splits | HF-UZ48-BB-Q | 8.2 | 17 | 10.8 | 8.2 | 17 | 9.8 | FALSE | FALSE | FALSE | 48000 | 35000 | 2.34 | 52000 | 2.1
214056569 | 02/01/24 | Live | Midea Electric Trading | MITSUTOMO | Singlezone Ducted, Compact Ducted | 214056569 |  | HRCU-A-CB | HO-SZ24-AB-Q | Mini-Splits | HD-UZ24-AB-Q | 12.5 | 20.6 | 12.6 | 12 | 19.2 | 10.5 | FALSE | FALSE | TRUE | 24000 | 21000 | 2.64 | 24000 | 2.4
214056567 | 02/01/24 | Live | Midea Electric Trading | MITSUTOMO | Singlezone Ducted, Compact Ducted | 214056567 |  | HRCU-A-CB | HO-SZ12-AB-Q | Mini-Splits | HD-UZ12-AB-Q | 13 | 21.5 | 11.5 | 11.7 | 19.5 | 10 | FALSE | FALSE | TRUE | 12000 | 10600 | 2.51 | 12600 | 1.95
214056564 | 02/01/24 | Live | Midea Electric Trading | MITSUTOMO | Singlezone Non-Ducted, Ceiling Placement | 214056564 |  | HRCU-A-CB-O | HO-SZ18-AB-Q | Mini-Splits | HC-UZ18-AB-Q | 12.5 | 20 | 10.3 | 12.5 | 20 | 9.5 | FALSE | FALSE | TRUE | 16000 | 15600 | 2.24 | 20000 | 1.78
213927675 | 03/25/24 | Live | Midea Electric Trading | CIAC | Singlezone Non-Ducted, Ceiling Placement | 213927675 |  | HRCU-A-CB-O | CM43BX018-H3N2H | Mini-Splits | CK43BX018-C3N1H | 12.5 | 20.5 | 11 | 12.5 | 20.5 | 10.5 | FALSE | FALSE | TRUE | 16000 | 12000 | 2.51 | 13600 | 2.24
213927618 | 01/15/24 | Live | Midea Electric Trading | QUEBEC VAIR | Multizone Mix of Ducted and Non-Ducted | 213927618 |  | HMSV-A-CB | NE-T53-MULTI36E | Mixed Ducted and Non-Ducted Indoor Units |  | 12.45 | 20.4 | 11 | 12.65 | 20.6 | 10.15 | FALSE | FALSE | TRUE | 36000 | 34000 | 2.45 | 35200 | 1.88
213886044 | 01/10/24 | Live | Midea Electric Trading | SLIMAIR | Multizone All Non-Ducted | 213886044 |  | HMSR-A-CB-O | SHC4Z36VE2AG | Non-Ducted Indoor Units |  | 12.5 | 20 | 10.8 | 12.5 | 20 | 9.7 | FALSE | FALSE | TRUE | 36000 | 35000 | 2.35 | 35200 | 1.88
213886039 | 01/10/24 | Live | Midea Electric Trading | SLIMAIR | Multizone All Ducted | 213886039 |  | HMSV-A-CB | SHC2Z18VE2AG | Ducted Indoor Units |  | 11.5 | 19 | 9.8 | 12 | 19 | 9.3 | FALSE | FALSE | TRUE | 19000 | 16000 | 2.61 | 19000 | 2.23
213769962 | 01/15/24 | Live | Midea Electric Trading | AI AIR CONDITIONING | Multizone All Ducted | 213769962 |  | HMSV-A-CB | A5MO22-48N1-M1H | Ducted Indoor Units |  | 11.4 | 20.2 | 10.5 | 11.7 | 20.9 | 8.9 | TRUE | TRUE | TRUE | 47000 | 36000 | 2.3 | 45000 | 2.2
213769953 | 01/15/24 | Live | Midea Electric Trading | AI AIR CONDITIONING | Multizone All Ducted | 213769953 |  | HMSV-A-CB | A2MO22-18N1-M1H | Ducted Indoor Units |  | 11.5 | 19 | 9.8 | 12 | 19 | 9.3 | TRUE | TRUE | TRUE | 19000 | 16000 | 2.61 | 19000 | 2.23
213732661 | 11/15/23 | Live | Midea Electric Trading | SENVILLE | Multizone Mix of Ducted and Non-Ducted | 213732661 |  | HMSV-A-CB | SENA-48HF-MOB | Mixed Ducted and Non-Ducted Indoor Units |  | 11.5 | 20.85 | 10.75 | 11.7 | 21.35 | 9.35 | FALSE | FALSE | TRUE | 47500 | 36000 | 2.3 | 45000 | 2.2
213617767 | 01/30/24 | Live | GENERALLUX | GENERALLUX STAR | Singlezone Non-Ducted, Wall Placement | 213617767 |  | HRCU-A-CB-O | GNS-18HCH23TO1 | Mini-Splits | GNS-18HCH23TI1 | 13 | 23.3 | 11.6 | 13 | 22.5 | 8.6 | FALSE | FALSE | FALSE | 18000 | 10000 | 2.33 | 14960 | 2.28
213608173 | 11/15/23 | Live | Midea Electric Trading | KEPLER | Singlezone Non-Ducted, Wall Placement | 213608173 |  | HRCU-A-CB-O | ODUMOX330-09HFN1MY5W | Mini-Splits | IDUMSEPB-09HRFN1MY5W(GA) | 16.2 | 28.1 | 13 | 16.2 | 28.1 | 11.5 | TRUE | TRUE | TRUE | 9000 | 9500 | 2.53 | 12371 | 2.04
213479411 | 10/30/23 | Live | Midea Electric Trading | CANAIR | Multizone All Ducted | 213479411 |  | HMSV-A-CB | C28MC218H22 | Ducted Indoor Units |  | 11.5 | 19 | 9.8 | 12 | 19 | 9.3 | TRUE | TRUE | TRUE | 19000 | 16000 | 2.61 | 19000 | 2.23
213479398 | 10/30/23 | Live | Midea Electric Trading | TEMP SHIFT | Multizone All Non-Ducted | 213479398 |  | HMSR-A-CB-O | TSM5OG48HFN1M[X] | Non-Ducted Indoor Units |  | 11 | 21 | 11.5 | 11 | 21.2 | 10 | FALSE | FALSE | TRUE | 48000 | 39000 | 2.5 | 45000 | 2.2
213479391 | 10/30/23 | Live | Midea Electric Trading | TEMP SHIFT | Multizone Mix of Ducted and Non-Ducted | 213479391 |  | HMSV-A-CB | TSM2OI18HFN1M | Mixed Ducted and Non-Ducted Indoor Units |  | 12 | 19.75 | 9.75 | 12.25 | 19.75 | 9.15 | FALSE | FALSE | TRUE | 19000 | 14700 | 2.55 | 19000 | 2.23
213479388 | 10/30/23 | Live | Midea Electric Trading | TEMP SHIFT | Singlezone Ducted, Compact Ducted | 213479388 |  | HRCU-A-CB | TSMOD3024HFN1MU0W | Mini-Splits | TSMTIU24HWFN1M | 12.5 | 20.6 | 12.6 | 12 | 19.2 | 10.5 | FALSE | FALSE | TRUE | 24000 | 21000 | 2.64 | 24000 | 2.4
213386544 | 10/31/23 | Live | Midea Electric Trading | CONTINENTAL | Multizone All Non-Ducted | 213386544 |  | HMSR-A-CB-O | CDHAM-36-O | Non-Ducted Indoor Units |  | 12.5 | 20 | 10.8 | 12.5 | 20 | 9.7 | TRUE | TRUE | TRUE | 36000 | 35000 | 2.35 | 35200 | 1.88
213386501 | 10/31/23 | Live | Midea Electric Trading | KLIMAIRE | Singlezone Non-Ducted, Wall Placement | 213386501 |  | HRCU-A-CB-O | KSIV036-H219-O-2 | Mini-Splits | KSIV036-H219-IW-2 | 8.5 | 17.5 | 12 | 8.5 | 17.5 | 8.7 | FALSE | FALSE | FALSE | 36000 | 24000 | 2 | 24160 | 1.98
213349749 | 10/31/23 | Live | Midea Electric Trading | COMFORTSTAR | Singlezone Non-Ducted, Wall Placement | 213349749 |  | HRCU-A-CB-O | CIP36CD(O) | Mini-Splits | CIP36CD(I) | 8.5 | 17.5 | 12 | 8.5 | 17.5 | 8.7 | FALSE | FALSE | FALSE | 36000 | 24000 | 2 | 24160 | 1.98
213298360 | 10/20/23 | Live | TCL AIR CONDITIONER (ZHONGSHAN) CO.,LTD. | KANIONco | Multizone All Non-Ducted | 213298360 |  | HMSR-A-CB-O | KWSMO-36IR410AHSP | Non-Ducted Indoor Units |  | 12.5 | 21.5 | 10 | 12 | 21.5 | 9 | TRUE | FALSE | FALSE | 33000 | 21200 | 2.64 | 23500 | 2.22
213265581 | 10/31/23 | Live | Midea Electric Trading | COOPER&HUNTER | Singlezone Ducted, Compact Ducted | 213265581 |  | HRCU-A-CB | CH-NHPR36LCU-230VO | Mini-Splits | CH-36LCDT-W | 9 | 17.5 | 11.5 | 9 | 16.5 | 11 | TRUE | TRUE | FALSE | 36000 | 34000 | 2.49 | 43000 | 2.23
213265561 | 10/31/23 | Live | Midea Electric Trading | COOPER&HUNTER | Singlezone Non-Ducted, Ceiling Placement | 213265561 |  | HRCU-A-CB-O | CH-HPR09-230VO | Mini-Splits | CH-09MCT-W | 13 | 20.5 | 10.8 | 13 | 20.5 | 10.3 | TRUE | TRUE | TRUE | 9000 | 9000 | 1.91 | 11000 | 1.69
211016466 | 07/26/23 | Live | Mitsubishi Electric Trane | Trane / Mitsubishi Electric | Multizone Mix of Ducted and Non-Ducted | 211016466 |  | HMSV-A-CB | NTXMSM36A142B* | Mixed Ducted and Non-Ducted Indoor Units |  | 13.8 | 20.7 | 11.8 | 13.5 | 20.75 | 10.5 | TRUE | TRUE | TRUE | 36000 | 26400 | 2.73 | 36000 | 2.4
211016480 | 07/26/23 | Live | Mitsubishi Electric Trane | Mitsubishi Electric | Multizone Mix of Ducted and Non-Ducted | 211016480 |  | HMSV-A-CB | MXZ-SM36NAM2 | Mixed Ducted and Non-Ducted Indoor Units |  | 13.8 | 20.7 | 11.8 | 13.5 | 20.75 | 10.5 | TRUE | TRUE | TRUE | 36000 | 26400 | 2.73 | 36000 | 2.4
211717255 | 03/20/23 | Live | Hisense | HISENSE | Singlezone Non-Ducted, Wall Placement | 211717255 |  | HRCU-A-CB-O | AST-18UW3SBB**00 | Mini-Splits | AST-18UW3SBB**00 | 13 | 23.3 | 11.6 | 13 | 22.5 | 9.2 | FALSE | FALSE | FALSE | 18000 | 11600 | 2.7 | 14960 | 2.28
212941751 | 09/06/23 | Live | Midea Electric Trading | NUTECH | Singlezone Ducted, Compact Ducted | 212941751 |  | HRCU-A-CB | NOD30-24HFN1-MU0W | Mini-Splits | NTIU-24HWFN1-M | 12.5 | 20.6 | 12.6 | 12 | 19.2 | 10.5 | FALSE | FALSE | TRUE | 24000 | 21000 | 2.64 | 24000 | 2.4
212940825 | 07/26/23 | Live | Midea Electric Trading | CENTURY | Multizone All Non-Ducted | 212940825 |  | HMSR-A-CB-O | A-VMH36QV-1 | Non-Ducted Indoor Units |  | 13.6 | 21.8 | 11 | 13.6 | 22.2 | 10.3 | FALSE | FALSE | TRUE | 36000 | 33000 | 2.4 | 35200 | 1.88
212940822 | 07/26/23 | Live | Midea Electric Trading | CENTURY | Multizone Mix of Ducted and Non-Ducted | 212940822 |  | HMSV-A-CB | A-VMH18DV-1 | Mixed Ducted and Non-Ducted Indoor Units |  | 12 | 20.5 | 10 | 12.25 | 20.5 | 9.55 | TRUE | TRUE | TRUE | 19000 | 15500 | 2.55 | 19000 | 2.23
212940820 | 07/26/23 | Live | Midea Electric Trading | CENTURY | Multizone All Ducted | 212940820 |  | HMSV-A-CB | A-VMH18DV-1 | Ducted Indoor Units |  | 11.5 | 19 | 9.8 | 12 | 19 | 9.3 | TRUE | TRUE | TRUE | 19000 | 16000 | 2.61 | 19000 | 2.23
212920655 | 07/26/23 | Live | Midea Electric Trading | BLADEX | Multizone Mix of Ducted and Non-Ducted | 212920655 |  | HMSV-A-CB | B40I-36SPHP1 | Mixed Ducted and Non-Ducted Indoor Units |  | 11.9 | 19.5 | 10.9 | 12.1 | 19.5 | 9.85 | FALSE | FALSE | TRUE | 36000 | 35000 | 2.43 | 35200 | 1.88
212920653 | 07/26/23 | Live | Midea Electric Trading | BLADEX | Multizone All Non-Ducted | 212920653 |  | HMSR-A-CB-O | B40I-36SPHP1 | Non-Ducted Indoor Units |  | 12.5 | 20 | 10.8 | 12.5 | 20 | 9.7 | FALSE | FALSE | TRUE | 36000 | 35000 | 2.35 | 35200 | 1.88
212920533 | 07/30/23 | Live | Midea Electric Trading | ORIENT CARE | Multizone All Non-Ducted | 212920533 |  | HMSR-A-CB-O | OUM36M410AGH30 | Non-Ducted Indoor Units |  | 12.5 | 20 | 10.8 | 12.5 | 20 | 9.7 | FALSE | FALSE | FALSE | 36000 | 35000 | 2.35 | 35200 | 1.88
212920526 | 07/30/23 | Live | Midea Electric Trading | ORIENT CARE | Multizone Mix of Ducted and Non-Ducted | 212920526 |  | HMSV-A-CB | OUM18M410AGH30 | Mixed Ducted and Non-Ducted Indoor Units |  | 12 | 19.75 | 9.75 | 12.25 | 19.75 | 9.15 | FALSE | FALSE | FALSE | 19000 | 14700 | 2.55 | 19000 | 2.23
212615014 | 07/26/23 | Live | Midea Electric Trading | RELIEF SCIENCES | Multizone All Non-Ducted | 212615014 |  | HMSR-A-CB-O | LANG36OD35-4 | Non-Ducted Indoor Units |  | 12.5 | 20 | 10.8 | 12.5 | 20 | 9.7 | FALSE | FALSE | TRUE | 36000 | 35000 | 2.35 | 35200 | 1.88
212595656 | 07/26/23 | Live | Midea Electric Trading | SEA BREEZE+ | Singlezone Non-Ducted, Floor Placement | 212595656 |  | HRCU-A-CB-O | HSZ24H424ZMO | Mini-Splits | FC24H424ZMI | 11.5 | 20.2 | 11.6 | 11.7 | 20.5 | 11 | FALSE | FALSE | TRUE | 24000 | 19000 | 2.64 | 28000 | 2.1
211644073 | 04/27/23 | Live | Midea Electric Trading | ECO-AIR | Singlezone Non-Ducted, Wall Placement | 211644073 |  | HRCU-A-CB-O | MOE30U-48HFN1-M-[X](GA) | Mini-Splits | MCD1-48HRFN1-M(GA) | 8.3 | 16.5 | 10.7 | 8.3 | 16.8 | 10.7 | TRUE | TRUE | FALSE | 48000 | 35000 | 2.59 | 46000 | 2.32
212365441 | 06/07/23 | Live | Midea Electric Trading | CUSTOM COMFORT | Multizone Mix of Ducted and Non-Ducted | 212365441 |  | HMSV-A-CB | CCOXHAMZ548HP | Mixed Ducted and Non-Ducted Indoor Units |  | 11.5 | 20.85 | 10.75 | 11.7 | 21.35 | 9.35 | TRUE | TRUE | TRUE | 47500 | 36000 | 2.3 | 45000 | 2.2
212365440 | 07/13/23 | Live | Midea Electric Trading | CUSTOM COMFORT | Multizone All Ducted | 212365440 |  | HMSV-A-CB | CCOXHAMZ548HP | Ducted Indoor Units |  | 11.4 | 20.2 | 10.5 | 11.7 | 20.9 | 8.9 | TRUE | TRUE | TRUE | 47000 | 36000 | 2.3 | 45000 | 2.2
212365425 | 07/13/23 | Live | Midea Electric Trading | CUSTOM COMFORT | Singlezone Non-Ducted, Floor Placement | 212365425 |  | HRCU-A-CB-O | CCOXHASZ24HP | Mini-Splits | CCOXHAFC24 | 11.5 | 20.2 | 11.6 | 11.7 | 20.5 | 11 | TRUE | TRUE | TRUE | 24000 | 19000 | 2.64 | 28000 | 2.1
212365419 | 07/13/23 | Live | Midea Electric Trading | CUSTOM COMFORT | Singlezone Ducted, Compact Ducted | 212365419 |  | HRCU-A-CB | CCOXHASZ36CHP | Mini-Splits | CCOXHASD36 | 9 | 17.5 | 11.5 | 9 | 16.5 | 11 | TRUE | TRUE | FALSE | 36000 | 34000 | 2.49 | 43000 | 2.23
212316167 | 04/27/23 | Live | Midea Electric Trading | STEALTH | Singlezone Ducted, Compact Ducted | 212316167 |  | HRCU-A-CB | ACIQ-24ZPL-HP230B | Mini-Splits | ACIQ-24CD-HH-MB | 12.5 | 20.6 | 12.6 | 12 | 19.2 | 10.5 | TRUE | TRUE | TRUE | 24000 | 21000 | 2.64 | 24000 | 2.4
212316165 | 04/27/23 | Live | Midea Electric Trading | STEALTH | Singlezone Ducted, Compact Ducted | 212316165 |  | HRCU-A-CB | ACIQ-12ZPL-HP230B | Mini-Splits | ACIQ-12CD-HH-MB | 13 | 21.5 | 11.5 | 11.7 | 19.5 | 10 | TRUE | TRUE | TRUE | 12000 | 10600 | 2.51 | 12600 | 1.95
212316109 | 04/27/23 | Live | Midea Electric Trading | PolarWave | Singlezone Non-Ducted, Wall Placement | 212316109 |  | HRCU-A-CB-O | ACIQ-48ZPL-HP230B | Mini-Splits | ACIQ-48FM-HH-MB | 8.2 | 17 | 10.8 | 8.2 | 17 | 9.8 | TRUE | TRUE | FALSE | 48000 | 35000 | 2.34 | 52000 | 2.1
212316093 | 04/27/23 | Live | Midea Electric Trading | POLARWAVE | Multizone Mix of Ducted and Non-Ducted | 212316093 |  | HMSV-A-CB | ACIQ-36Z-HH-M4B | Mixed Ducted and Non-Ducted Indoor Units |  | 12.45 | 20.4 | 11 | 12.65 | 20.6 | 10.15 | TRUE | TRUE | TRUE | 36000 | 34000 | 2.45 | 35200 | 1.88
212316086 | 04/27/23 | Live | Midea Electric Trading | PolarWave | Multizone All Ducted | 212316086 |  | HMSV-A-CB | ACIQ-18Z-HH-M2B | Ducted Indoor Units |  | 11.5 | 19 | 9.8 | 12 | 19 | 9.3 | TRUE | TRUE | TRUE | 19000 | 16000 | 2.61 | 19000 | 2.23
212316084 | 04/27/23 | Live | Midea Electric Trading | PolarWave | Singlezone Non-Ducted, Floor Placement | 212316084 |  | HRCU-A-CB-O | ACIQ-24ZPL-HP230B | Mini-Splits | ACIQ-24FM-HH-MB | 11.5 | 20.2 | 11.6 | 11.7 | 20.5 | 11 | TRUE | TRUE | TRUE | 24000 | 19000 | 2.64 | 28000 | 2.1
212316071 | 04/27/23 | Live | Midea Electric Trading | PolarWave | Singlezone Non-Ducted, Wall Placement | 212316071 |  | HRCU-A-CB-O | ACIQ-09ZPL-HP230B | Mini-Splits | ACIQ-09W-HH-MB | 16.2 | 28.1 | 13 | 16.2 | 28.1 | 11.5 | TRUE | TRUE | TRUE | 9000 | 9500 | 2.53 | 12371 | 2.04
211497116 | 08/06/20 | Live | Mitsubishi Electric Trane | TRANE / MITSUBISHI ELECTRIC | Singlezone Ducted, Centrally Ducted | 211497116 | 204795703 | HRCU-A-CB | TRUZA0421KA70** | Mini-Splits | TPVA0A0421AA*** | 10.1 | 18 | 9.3 | 10.1 | 18.7 | 8.8 | FALSE | FALSE | TRUE | 42000 | 28400 | 2.41 | 31400 | 2.64
211497114 | 08/06/20 | Live | Mitsubishi Electric Trane | TRANE / MITSUBISHI ELECTRIC | Singlezone Ducted, Centrally Ducted | 211497114 | 204795699 | HRCU-A-CB | TRUZA0301HA70** | Mini-Splits | TPVA0A0301AA*** | 10 | 19 | 10 | 9.9 | 19.4 | 8.9 | FALSE | FALSE | FALSE | 30000 | 18000 | 2.5 | 20700 | 2.72
211497108 | 08/06/20 | Live | Mitsubishi Electric Trane | TRANE / MITSUBISHI ELECTRIC | Singlezone Non-Ducted, Ceiling Placement | 211497108 | 204813326 | HRCU-A-CB-O | TRUZA0361KA70** | Mini-Splits | TPLA0A0361EA*** | 12.9 | 21.8 | 10.4 | 12.9 | 22 | 9.3 | TRUE | FALSE | FALSE | 36000 | 22000 | 2.59 | 24000 | 2.34
211644047 | 04/27/23 | Live | Midea Electric Trading | Alsetria | Singlezone Non-Ducted, Wall Placement | 211644047 |  | HRCU-A-CB-O | MOE30U-36HFN1-M(GA) | Mini-Splits | MCD1-36HRFN1-M(GA) | 9.5 | 19 | 10.3 | 9.5 | 19.4 | 10.5 | TRUE | TRUE | TRUE | 36000 | 33000 | 2.4 | 40500 | 1.93
211644045 | 04/27/23 | Live | Midea Electric Trading | Alsetria | Singlezone Non-Ducted, Ceiling Placement | 211644045 |  | HRCU-A-CB-O | MOX430-17HFN1-MT0W | Mini-Splits | CCA3U-18HRFN1-M(C) | 12.5 | 20 | 10.3 | 12.5 | 20 | 9.5 | TRUE | TRUE | TRUE | 16000 | 15600 | 2.24 | 20000 | 1.78
211644042 | 04/27/23 | Live | Midea Electric Trading | Alsetria | Singlezone Ducted, Compact Ducted | 211644042 |  | HRCU-A-CB | MOE30U-48HFN1-M-[X](GA) | Mini-Splits | MTI-48HWFN1-M | 8.7 | 16 | 11.1 | 8.2 | 14.3 | 10.3 | FALSE | FALSE | FALSE | 48000 | 39500 | 2.39 | 51000 | 2.33
211644040 | 04/27/23 | Live | Midea Electric Trading | Alsetria | Singlezone Ducted, Compact Ducted | 211644040 |  | HRCU-A-CB | MOD30-24HFN1-MU0W | Mini-Splits | MTIU-24HWFN1-M | 12.5 | 20.6 | 12.6 | 12 | 19.2 | 10.5 | TRUE | TRUE | TRUE | 24000 | 21000 | 2.64 | 24000 | 2.4
211306461 | 04/14/23 | Live | Treasure Link Inc. | FUJIECO | Multizone All Non-Ducted | 211306461 |  | HMSR-A-CB-O | FES-36H2TK-M4O | Non-Ducted Indoor Units |  | 12.5 | 21.5 | 10 | 12 | 21.5 | 9 | TRUE | FALSE | FALSE | 33000 | 21200 | 2.64 | 23500 | 2.22
211306411 | 04/27/23 | Live | Midea Electric Trading | Mitsutomo | Multizone All Ducted | 211306411 |  | HMSV-A-CB | HO-MP48-AB-Q | Ducted Indoor Units |  | 11.4 | 20.2 | 10.5 | 11.7 | 20.9 | 8.9 | FALSE | FALSE | TRUE | 47000 | 36000 | 2.3 | 45000 | 2.2
211306410 | 04/27/23 | Live | Midea Electric Trading | Mitsutomo | Multizone All Non-Ducted | 211306410 |  | HMSR-A-CB-O | HO-MP48-AB-Q | Non-Ducted Indoor Units |  | 11 | 21 | 11.5 | 11 | 21.2 | 10 | FALSE | FALSE | TRUE | 48000 | 39000 | 2.5 | 45000 | 2.2
211306409 | 06/07/23 | Live | Midea Electric Trading | MITSUTOMO | Multizone Mix of Ducted and Non-Ducted | 211306409 |  | HMSV-A-CB | HO-MQ36-AB-Q | Mixed Ducted and Non-Ducted Indoor Units |  | 11.9 | 19.5 | 10.9 | 12.1 | 19.5 | 9.85 | FALSE | FALSE | TRUE | 36000 | 35000 | 2.43 | 35200 | 1.88
211277586 | 04/27/23 | Live | Midea Electric Trading | Breeze33 | Singlezone Ducted, Compact Ducted | 211277586 |  | HRCU-A-CB | HSZ12H424ZMO | Mini-Splits | D12H424ZMI | 13 | 21.5 | 11.5 | 11.7 | 19.5 | 10 | TRUE | TRUE | TRUE | 12000 | 10600 | 2.51 | 12600 | 1.95
209949001 | 04/15/22 | Live | Mitsubishi Electric Trane | MITSUBISHI ELECTRIC | Multizone Mix of Ducted and Non-Ducted | 209949001 |  | HMSV-A-CB | MXZ-3C30NA3*** | Mixed Ducted and Non-Ducted Indoor Units |  | 10.1 | 17.6 | 10.1 | 10.1 | 17.6 | 9.05 | FALSE | FALSE | TRUE | 27900 | 17800 | 2.85 | 21000 | 2.21
209843019 | 04/27/23 | Live | Midea Electric Trading | TGM | Singlezone Ducted, Compact Ducted | 209843019 |  | HRCU-A-CB | MRSVHT24AS | Mini-Splits | MFCHT24S | 12.6 | 21.5 | 11.2 | 12.5 | 19 | 11.2 | FALSE | FALSE | TRUE | 23000 | 20000 | 2.61 | 22600 | 2.41
209843003 | 04/27/23 | Live | Midea Electric Trading | CLASSIC | Singlezone Ducted, Compact Ducted | 209843003 |  | HRCU-A-CB | MRSVHC24AS | Mini-Splits | MFCHC24S | 12.6 | 21.5 | 11.2 | 12.5 | 19 | 11.2 | FALSE | FALSE | TRUE | 23000 | 20000 | 2.61 | 22600 | 2.41
208404161 | 03/14/23 | Live | Fujitsu General America, Inc. | WESTINGHOUSE | Multizone Mix of Ducted and Non-Ducted | 208404161 |  | HMSV-A-CB | WHP42M5A21S | Mixed Ducted and Non-Ducted Indoor Units |  | 10.25 | 19 | 9.75 | 10.25 | 19 | 8.88 | FALSE | FALSE | TRUE | 41500 | 27600 | 2.85 | 40031 | 1.88
208404156 | 03/14/23 | Live | Fujitsu General America, Inc. | WESTINGHOUSE | Multizone All Ducted | 208404156 |  | HRCU-A-CB-O | WHP24M3A21S | Ducted Indoor Units |  | 12.1 | 21 | 10 | 12.1 | 21 | 8.6 | TRUE | TRUE | TRUE | 24000 | 14600 | 2.28 | 25932 | 1.95
208141954 | 01/05/23 | Live | Midea Electric Trading | PIONEER | Singlezone Ducted, Compact Ducted | 208141954 |  | HRCU-A-CB | YN024GMFI22RPE | Mini-Splits | RB024GMFILDFHD | 12.6 | 21.5 | 11.2 | 12.5 | 19 | 11.2 | TRUE | TRUE | TRUE | 23000 | 20000 | 2.61 | 22600 | 2.41
208130836 | 01/05/23 | Live | Midea Electric Trading | LBG Products | Singlezone Non-Ducted, Wall Placement | 208130836 |  | HRCU-A-CB-O | LUUHB48DO | Mini-Splits | LUHB48DSI | 8.3 | 16.5 | 10.7 | 8.3 | 16.8 | 10.7 | FALSE | FALSE | FALSE | 48000 | 35000 | 2.59 | 46000 | 2.32
208130816 | 01/05/23 | Live | Midea Electric Trading | LBG Products | Singlezone Ducted, Compact Ducted | 208130816 |  | HRCU-A-CB | LBHB24DUWO | Mini-Splits | LMHB24DFI | 12.6 | 21.5 | 11.2 | 12.5 | 19 | 11.2 | TRUE | TRUE | TRUE | 23000 | 20000 | 2.61 | 22600 | 2.41
208106980 | 04/27/23 | Live | Midea Electric Trading | YONAN | Singlezone Ducted, Compact Ducted | 208106980 |  | HRCU-A-CB | YOD-24HFN1 | Mini-Splits | YTI-24HWFN1 | 12.6 | 21.5 | 11.2 | 12.5 | 19 | 11.2 | FALSE | FALSE | TRUE | 23000 | 20000 | 2.61 | 22600 | 2.41
207826698 | 04/27/23 | Live | Midea Electric Trading | MIDEA | Singlezone Ducted, Compact Ducted | 207826698 |  | HRCU-A-CB | MOD33-24HFN1-MT0W | Mini-Splits | MTIU-24HWFN1-M | 12.6 | 21.5 | 11.2 | 12.5 | 19 | 11.2 | FALSE | FALSE | TRUE | 23000 | 20000 | 2.61 | 22600 | 2.41
207768728 | 04/20/23 | Live | Lennox Industries | LENNOX | Multizone All Ducted | 207768728 |  | HMSV-A-CB | MLB018S4M-1P | Ducted Indoor Units |  | 11.5 | 19 | 9.8 | 12 | 19 | 9.3 | TRUE | TRUE | TRUE | 19000 | 16000 | 3.78 | 20500 | 2.35
207742513 | 01/05/23 | Live | Midea Electric Trading | MOOVAIR | Singlezone Non-Ducted, Wall Placement | 207742513 |  | HRCU-A-CB-O | DMA48HOS28230E8 | Mini-Splits | DUA48HICU230X5 | 8.3 | 16.5 | 10.7 | 8.3 | 16.8 | 10.7 | TRUE | TRUE | FALSE | 48000 | 35000 | 2.59 | 46000 | 2.32
207742325 | 01/05/23 | Live | Midea Electric Trading | C&H | Singlezone Ducted, Compact Ducted | 207742325 |  | HRCU-A-CB | CH-ES24-230VO | Mini-Splits | CH-M24DTUI | 12.6 | 21.5 | 11.2 | 12.5 | 19 | 11.2 | TRUE | TRUE | TRUE | 23000 | 20000 | 2.61 | 22600 | 2.41
207702838 | 08/06/20 | Live | Mitsubishi Electric Trane | TRANE / MITSUBISHI ELECTRIC | Singlezone Ducted, Centrally Ducted | 207702838 | 204795677 | HRCU-A-CB | TRUZA0361KA70** | Mini-Splits | TPEADA0361AA*** | 12 | 19.1 | 9.9 | 12.1 | 18.7 | 8.6 | TRUE | FALSE | FALSE | 36400 | 20400 | 2.4 | 20400 | 2.4
207699104 | 04/20/23 | Live | Lennox Industries | LENNOX | Multizone All Non-Ducted | 207699104 |  | HMSV-A-CB | MLB036S4M-1P | Non-Ducted Indoor Units |  | 13.6 | 21.8 | 11 | 13.6 | 22.2 | 10.3 | TRUE | TRUE | TRUE | 36000 | 33000 | 4.05 | 36500 | 2.16
207506891 | 03/14/23 | Live | Fujitsu General America, Inc. | WESTINGHOUSE | Singlezone Ducted, Centrally Ducted | 207506891 |  | HRCU-A-CB | WHM48SZA21S | Mini-Splits | WHM48DMA21S | 10.2 | 18 | 10 | 10.1 | 17.5 | 8.5 | FALSE | FALSE | FALSE | 48000 | 31000 | 2.36 | 39000 | 2.3
211150926 | 04/13/23 | Live | Mitsubishi Electric Trane | TRANE / MITSUBISHI ELECTRIC | Singlezone Ducted, Centrally Ducted | 211150926 |  | HRCU-A-C | TRUZA0421KA70** | Mini-Splits | PAA-A42CA* | 9.5 | 15.5 | 9.5 | 9.5 | 14.4 | 9.3 | FALSE | FALSE | FALSE | 42000 | 32800 | 2.39 | 32400 | 2.36
211150924 | 04/13/23 | Live | Mitsubishi Electric Trane | TRANE / MITSUBISHI ELECTRIC | Singlezone Ducted, Centrally Ducted | 211150924 |  | HRCU-A-C | TRUZA0361KA70** | Mini-Splits | PAA-A36CA* | 10 | 16.5 | 9.5 | 11 | 17.5 | 9.2 | FALSE | FALSE | TRUE | 36000 | 29400 | 2.71 | 29000 | 2.67
211150922 | 04/13/23 | Live | Mitsubishi Electric Trane | TRANE / MITSUBISHI ELECTRIC | Singlezone Ducted, Centrally Ducted | 211150922 |  | HRCU-A-C | TRUZA0301HA70** | Mini-Splits | PAA-A30BA* | 10 | 16 | 10 | 9.5 | 15.2 | 8.8 | FALSE | FALSE | FALSE | 30000 | 21000 | 2.6 | 20800 | 2.57
211150918 | 04/13/23 | Live | Mitsubishi Electric Trane | TRANE / MITSUBISHI ELECTRIC | Singlezone Ducted, Centrally Ducted | 211150918 |  | HRCU-A-C | TRUZA0241HA70** | Mini-Splits | PAA-A18BA* | 12.5 | 16.5 | 9.5 | 12.5 | 18.9 | 9 | TRUE | FALSE | TRUE | 18000 | 13800 | 2.25 | 13800 | 2.25
211150917 | 04/13/23 | Live | Mitsubishi Electric Trane | TRANE / MITSUBISHI ELECTRIC | Singlezone Ducted, Centrally Ducted | 211150917 |  | HRCU-A-C | TRUZA0241HA70** | Mini-Splits | PAA-A18AA* | 12.5 | 16.5 | 9.5 | 12.5 | 18.9 | 9 | TRUE | FALSE | TRUE | 18000 | 13800 | 2.25 | 13800 | 2.25
211034588 | 04/20/23 | Live | Lennox Industries | DUCANE | Singlezone Non-Ducted, Ceiling Placement | 211034588 |  | HRCU-A-CB-O | 4DHP2S24S-1P | Mini-Splits | D33C224S4-*P | 12.5 | 20.7 | 10 | 12.3 | 21.5 | 9.6 | TRUE | TRUE | TRUE | 23600 | 19000 | 3.48 | 18680 | 2.28
211034582 | 04/20/23 | Live | Lennox Industries | DUCANE | Singlezone Ducted, Compact Ducted | 211034582 |  | HRCU-A-CB | 4DHP2S24S-1P | Mini-Splits | DMD224S4-*P | 12.6 | 21.5 | 11.2 | 12.3 | 19 | 11 | TRUE | TRUE | TRUE | 23000 | 20000 | 3.71 | 22600 | 2.63
211034571 | 04/20/23 | Live | Lennox Industries | DUCANE | Singlezone Non-Ducted, Wall Placement | 211034571 |  | HRCU-A-CB-O | 4DHP2S12S-1L | Mini-Splits | DWM212S4-*L | 13 | 23 | 11.6 | 12.8 | 23.5 | 10 | TRUE | FALSE | TRUE | 12000 | 8400 | 3.04 | 9250 | 2.56
211034510 | 04/20/23 | Live | Lennox Industries | Allied | Singlezone Non-Ducted, Ceiling Placement | 211034510 |  | HRCU-A-CB-O | 4DHP2S24S-1P | Mini-Splits | D33C224S4-*P | 12.5 | 20.7 | 10 | 12.3 | 21.5 | 9.6 | TRUE | TRUE | TRUE | 23600 | 19000 | 3.48 | 18680 | 2.28
211034504 | 04/20/23 | Live | Lennox Industries | Allied | Singlezone Ducted, Compact Ducted | 211034504 |  | HRCU-A-CB | 4DHP2S24S-1P | Mini-Splits | DMD224S4-*P | 12.6 | 21.5 | 11.2 | 12.3 | 19 | 11 | TRUE | TRUE | TRUE | 23000 | 20000 | 3.71 | 22600 | 2.63
211034483 | 04/20/23 | Live | Lennox Industries | AirEase | Singlezone Non-Ducted, Ceiling Placement | 211034483 |  | HRCU-A-CB-O | 4DHP2S18S-1P | Mini-Splits | D22C118S4-*P | 12.5 | 20.5 | 11 | 12.5 | 20.5 | 10.4 | TRUE | FALSE | TRUE | 16000 | 12000 | 2.51 | 14200 | 2.17
211034467 | 04/20/23 | Live | Lennox Industries | AirEase | Singlezone Non-Ducted, Wall Placement | 211034467 |  | HRCU-A-CB-O | 4DHP2S12S-1L | Mini-Splits | DWM212S4-*L | 13 | 23 | 11.6 | 12.8 | 23.5 | 10 | TRUE | FALSE | TRUE | 12000 | 8400 | 3.04 | 9250 | 2.56
211034459 | 04/20/23 | Live | Lennox Industries | LENNOX | Singlezone Non-Ducted, Ceiling Placement | 211034459 |  | HRCU-A-CB-O | MLB036S4S-2P | Mini-Splits | M33C036S4-*P | 9.5 | 19 | 10.3 | 9.5 | 19.4 | 10.5 | TRUE | TRUE | TRUE | 36000 | 33000 | 3.1 | 40432 | 1.93
211034455 | 04/20/23 | Live | Lennox Industries | LENNOX | Singlezone Non-Ducted, Ceiling Placement | 211034455 |  | HRCU-A-CB-O | MLB009S4S-1P | Mini-Splits | M22A009S4-*P | 13 | 20.5 | 10.8 | 13 | 20.5 | 10.2 | TRUE | TRUE | TRUE | 9000 | 9000 | 3.52 | 11000 | 1.69
211034454 | 04/20/23 | Live | Lennox Industries | LENNOX | Singlezone Non-Ducted, Floor Placement | 211034454 |  | HRCU-A-CB-O | MLB048S4S-2P | Mini-Splits | MCFA048S4-*P | 8.2 | 17 | 10.8 | 8.2 | 17 | 9.8 | TRUE | TRUE | FALSE | 48000 | 35000 | 2.34 | 52013 | 2.12
210857341 | 01/05/23 | Live | Midea Electric Trading | DIYCOOL | Singlezone Ducted, Compact Ducted | 210857341 |  | HRCU-A-CB | ACIQ-36ZPL-HP230B | Mini-Splits | ACIQ-36CD-HH-MB | 9 | 17.5 | 11.5 | 9 | 16.5 | 11 | TRUE | TRUE | FALSE | 36000 | 34000 | 2.49 | 43000 | 2.23
210857339 | 01/05/23 | Live | Midea Electric Trading | DIYCOOL | Singlezone Non-Ducted, Wall Placement | 210857339 |  | HRCU-A-CB-O | ACIQ-36ZPL-HP230B | Mini-Splits | ACIQ-36CC-HH-MB | 9.5 | 19 | 10.3 | 9.5 | 19.4 | 10.5 | TRUE | TRUE | TRUE | 36000 | 33000 | 2.4 | 40500 | 1.93
210857335 | 01/05/23 | Live | Midea Electric Trading | DIYCOOL | Singlezone Non-Ducted, Wall Placement | 210857335 |  | HRCU-A-CB-O | ACIQ-09ZPL-HP230B | Mini-Splits | ACIQ-09W-HH-MC | 16.2 | 28.1 | 13 | 16.2 | 28.1 | 11.5 | TRUE | TRUE | TRUE | 9000 | 9500 | 2.53 | 12371 | 2.04
210857322 | 01/05/23 | Live | Midea Electric Trading | ACIQ | Singlezone Ducted, Compact Ducted | 210857322 |  | HRCU-A-CB | ACIQ-48ZPL-HP230B | Mini-Splits | ACIQ-48CD-HH-MB | 8.7 | 16 | 11.1 | 8.2 | 14.3 | 10.3 | FALSE | FALSE | FALSE | 48000 | 39500 | 2.39 | 51000 | 2.33
210857295 | 01/05/23 | Live | Midea Electric Trading | 1HVAC | Singlezone Non-Ducted, Wall Placement | 210857295 |  | HRCU-A-CB-O | ACIQ-09ZPL-HP230B | Mini-Splits | ACIQ-09W-HH-MC | 16.2 | 28.1 | 13 | 16.2 | 28.1 | 11.5 | TRUE | TRUE | TRUE | 9000 | 9500 | 2.53 | 12371 | 2.04
207337195 | 03/14/23 | Live | Fujitsu General America, Inc. | WESTINGHOUSE | Singlezone Non-Ducted, Wall Placement | 207337195 |  | HRCU-A-CB-O | WHZ12SZA21S | Mini-Splits | WHZ12WMA21S | 15.4 | 25 | 12 | 15.4 | 23.5 | 9.8 | TRUE | TRUE | TRUE | 12000 | 7000 | 2.77 | 13160 | 2.41
207237538 | 03/14/23 | Live | Fujitsu General America, Inc. | WESTINGHOUSE | Singlezone Non-Ducted, Ceiling Placement | 207237538 |  | HRCU-A-CB-O | WHU24SZA21S | Mini-Splits | WHU24CTA21S | 12.5 | 19 | 10 | 12.5 | 18.5 | 10 | TRUE | TRUE | TRUE | 24000 | 19000 | 2.61 | 23500 | 2.2
210799614 | 01/05/23 | Live | Midea Electric Trading | Cooper&Hunter | Singlezone Ducted, Compact Ducted | 210799614 |  | HRCU-A-CB | CH-NHPR48LCU-230VO | Mini-Splits | CH-48LCDTU/I | 8.7 | 16 | 11.1 | 8.2 | 14.3 | 10.3 | FALSE | FALSE | FALSE | 48000 | 39500 | 2.39 | 51000 | 2.33
210737956 | 04/18/23 | Live | Lennox Industries | ARMSTRONG AIR | Singlezone Ducted, Centrally Ducted | 210737956 |  | HRCU-A-CB | 4SHP18LX136P | Ducted Indoor Units | BCE7E36M*4X |  |  |  | 10.9 | 17.5 | 8.5 | FALSE | FALSE | TRUE | 33600 | 23600 | 2.05 | 23600 | 2.05
210737949 | 04/18/23 | Live | Lennox Industries | ARMSTRONG AIR | Singlezone Ducted, Centrally Ducted | 210737949 |  | HRCU-A-CB | 4SHP18LX136P | Ducted Indoor Units | BCE5V36M*4X |  |  |  | 11.7 | 19 | 8.5 | FALSE | FALSE | TRUE | 34200 | 22200 | 2.18 | 22200 | 2.18
210605816 | 02/01/23 | Live | Midea Electric Trading | CONFORTO | Multizone All Non-Ducted | 210605816 |  | HMSR-A-CB-O | MHMZ436DA | Non-Ducted Indoor Units |  | 13.6 | 21.8 | 11 | 13.6 | 22.2 | 10.3 | TRUE | TRUE | TRUE | 36000 | 33000 | 2.4 | 35200 | 1.88
210605802 | 01/05/23 | Live | Midea Electric Trading | Conforto | Singlezone Non-Ducted, Wall Placement | 210605802 |  | HRCU-A-CB-O | MHSZ109DA | Mini-Splits | MHWAL09DA | 16.2 | 28.1 | 13 | 16.2 | 28.1 | 11.5 | TRUE | TRUE | TRUE | 9000 | 9500 | 2.53 | 12371 | 2.04
210586153 | 06/07/23 | Live | Midea Electric Trading | ECO AC | Multizone Mix of Ducted and Non-Ducted | 210586153 |  | HMSV-A-CB | EMH-2O18BBH | Mixed Ducted and Non-Ducted Indoor Units |  | 12 | 19.75 | 9.75 | 12.25 | 19.75 | 9.15 | TRUE | TRUE | TRUE | 19000 | 14700 | 2.55 | 19000 | 2.23
210586152 | 01/27/23 | Live | Midea Electric Trading | ECO AC | Multizone All Ducted | 210586152 |  | HMSV-A-CB | EMH-2O18BBH | Ducted Indoor Units |  | 11.5 | 19 | 9.8 | 12 | 19 | 9.3 | TRUE | TRUE | TRUE | 19000 | 16000 | 2.61 | 19000 | 2.23
210586148 | 01/05/23 | Live | Midea Electric Trading | ECO AC | Singlezone Non-Ducted, Ceiling Placement | 210586148 |  | HRCU-A-CB-O | EHH-O18BB | Mini-Splits | EHH-C18BA | 12.5 | 20.5 | 11 | 12.5 | 20.5 | 10.5 | TRUE | FALSE | TRUE | 16000 | 12000 | 2.51 | 13600 | 2.24
210568257 | 01/05/23 | Live | Midea Electric Trading | KERR | Singlezone Ducted, Compact Ducted | 210568257 |  | HRCU-A-CB | A-KMH12SV-1 | Mini-Splits | B-KMH12DU-1 | 13 | 21.5 | 11.5 | 11.7 | 19.5 | 10 | TRUE | TRUE | TRUE | 12000 | 10600 | 2.51 | 12600 | 1.95
210568254 | 01/05/23 | Live | Midea Electric Trading | KERR | Singlezone Non-Ducted, Ceiling Placement | 210568254 |  | HRCU-A-CB-O | A-KMH18SV-1 | Mini-Splits | B-KMH18CU-1 | 12.5 | 20 | 10.3 | 12.5 | 20 | 9.5 | TRUE | TRUE | TRUE | 16000 | 15600 | 2.24 | 20000 | 1.78
210568243 | 01/05/23 | Live | Midea Electric Trading | COMFORT-AIRE | Singlezone Ducted, Compact Ducted | 210568243 |  | HRCU-A-CB | A-VMH24SV-1 | Mini-Splits | B-VMH24DU-1 | 12.5 | 20.6 | 12.6 | 12 | 19.2 | 10.5 | TRUE | TRUE | TRUE | 24000 | 21000 | 2.64 | 24000 | 2.4
210568220 | 05/10/23 | Live | Midea Electric Trading | Durastar | Multizone All Non-Ducted | 210568220 |  | HMSR-A-CB-O | DRA5H48M1A | Non-Ducted Indoor Units |  | 11 | 21 | 11.5 | 11 | 21.2 | 10 | FALSE | FALSE | TRUE | 48000 | 39000 | 2.5 | 45000 | 2.2
210568219 | 05/10/23 | Live | Midea Electric Trading | DURASTAR | Multizone Mix of Ducted and Non-Ducted | 210568219 |  | HMSV-A-CB | DRA4H36M1A | Mixed Ducted and Non-Ducted Indoor Units |  | 11.9 | 19.5 | 10.9 | 12.1 | 19.5 | 9.85 | TRUE | TRUE | TRUE | 36000 | 35000 | 2.43 | 35200 | 1.88
210568213 | 05/10/23 | Live | Midea Electric Trading | DURASTAR | Multizone Mix of Ducted and Non-Ducted | 210568213 |  | HMSV-A-CB | DRA2H18M1A | Mixed Ducted and Non-Ducted Indoor Units |  | 12 | 19.75 | 9.75 | 12.25 | 19.75 | 9.15 | TRUE | TRUE | TRUE | 19000 | 14700 | 2.55 | 19000 | 2.23
210568113 | 05/10/23 | Live | Midea Electric Trading | Durastar | Singlezone Non-Ducted, Ceiling Placement | 210568113 |  | HRCU-A-CB-O | DRA1H18S1A | Mini-Splits | DRAC18F1A | 12.5 | 20 | 10.3 | 12.5 | 20 | 9.5 | TRUE | TRUE | TRUE | 16000 | 15600 | 2.24 | 20000 | 1.78
210476737 | 04/27/23 | Live | Midea Electric Trading | AIRDACH | Singlezone Non-Ducted, Ceiling Placement | 210476737 |  | HRCU-A-CB-O | ACSH1823VM2-D | Mini-Splits | AICH1800VM1-D | 12.5 | 20.5 | 11 | 12.5 | 20.5 | 10.5 | FALSE | FALSE | TRUE | 16000 | 12000 | 2.51 | 13600 | 2.24
206330133 | 04/29/22 | Live | Midea Electric Trading | MDV | Singlezone Ducted, Compact Ducted | 206330133 |  | HRCU-A-CB | MOD33-24HFN1-MT0W | Mini-Splits | MTIU-24HWFN1-M | 12.6 | 21.5 | 11.2 | 12.5 | 19 | 11.2 | TRUE | TRUE | TRUE | 23000 | 20000 | 2.61 | 22600 | 2.41
204631572 | 05/01/23 | Live | Lennox Industries | LENNOX | Multizone All Non-Ducted | 204631572 |  | HMSV-A-CB | VPB048H4M-3P | Non-Ducted Indoor Units |  | 11 | 19 | 11 | 10.8 | 18.8 | 9.3 | FALSE | FALSE | FALSE | 48000 | 34000 | 2.09 | 43000 | 2.49
204631570 | 01/05/23 | Live | Lennox Industries | LENNOX | Multizone All Non-Ducted | 204631570 |  | HMSV-A-CB | VPB036H4M-3P | Non-Ducted Indoor Units |  | 12.1 | 19.2 | 11.4 | 12.1 | 19.2 | 9.5 | FALSE | FALSE | TRUE | 36000 | 28000 | 2.18 | 40500 | 2.25
203343586 | 04/20/23 | Live | Lennox Industries | LENNOX | Multizone All Non-Ducted | 203343586 |  | HMSV-A-CB | MPB018S4M-2P | Non-Ducted Indoor Units |  | 12.5 | 22.5 | 10.3 | 12 | 22.4 | 9.1 | TRUE | FALSE | FALSE | 18000 | 11800 | 2.74 | 16234 | 2.21
210445762 | 06/07/23 | Live | Samsung Electronics | SAMSUNG | Singlezone Non-Ducted, Wall Placement | 210445762 |  | HRCU-A-CB-O | AR18CSDABWKX | Mini-Splits | AR18CSDABWKN | 13 | 21 | 10 | 13 | 21 | 8.5 | TRUE | TRUE | FALSE | 18000 | 22400 | 4.53 | 22400 | 1.9
210288148 | 06/07/23 | Live | Midea Electric Trading | CTMORLEY | Multizone Mix of Ducted and Non-Ducted | 210288148 |  | HMSV-A-CB | MOU-4A36H-2 | Mixed Ducted and Non-Ducted Indoor Units |  | 11.9 | 19.5 | 10.9 | 12.1 | 19.5 | 9.85 | FALSE | FALSE | TRUE | 36000 | 35000 | 2.43 | 35200 | 1.88
210288142 | 06/07/23 | Live | Midea Electric Trading | CTMORLEY | Multizone Mix of Ducted and Non-Ducted | 210288142 |  | HMSV-A-CB | MOU-2A18H-2 | Mixed Ducted and Non-Ducted Indoor Units |  | 12 | 19.75 | 9.75 | 12.25 | 19.75 | 9.15 | FALSE | FALSE | TRUE | 19000 | 14700 | 2.55 | 19000 | 2.23
210288141 | 01/27/23 | Live | Midea Electric Trading | CTMORLEY | Multizone All Ducted | 210288141 |  | HMSV-A-CB | MOU-2A18H-2 | Ducted Indoor Units |  | 11.5 | 19 | 9.8 | 12 | 19 | 9.3 | FALSE | FALSE | TRUE | 19000 | 16000 | 2.61 | 19000 | 2.23
209948224 | 07/30/23 | Live | Midea Electric Trading | MDV | Multizone Mix of Ducted and Non-Ducted | 209948224 |  | HMSV-A-CB | M4OH-36HFN1-MQ1 | Mixed Ducted and Non-Ducted Indoor Units |  | 10.6 | 19.75 | 10.65 | 10.5 | 19.75 | 8.9 | FALSE | FALSE | TRUE | 36000 | 24400 | 2.42 | 29600 | 2.09
209862168 | 04/27/23 | Live | Midea Electric Trading | KLIMAIRE | Singlezone Non-Ducted, Ceiling Placement | 209862168 |  | HRCU-A-CB-O | KSIH018-H220-O-2 | Mini-Splits | KTIR18-H2 | 12.5 | 20 | 10.3 | 12.5 | 20 | 9.5 | FALSE | FALSE | TRUE | 16000 | 15600 | 2.24 | 20000 | 1.78
209862166 | 04/27/23 | Live | Midea Electric Trading | KLIMAIRE | Singlezone Non-Ducted, Ceiling Placement | 209862166 |  | HRCU-A-CB-O | KSIH009-H225-O-2 | Mini-Splits | KTIR09-H2 | 13 | 20.5 | 10.8 | 13 | 20.5 | 10.3 | FALSE | FALSE | TRUE | 9000 | 9000 | 1.91 | 11000 | 1.69
209748101 | 01/05/23 | Live | Midea Electric Trading | AC PRO.COM | Singlezone Non-Ducted, Ceiling Placement | 209748101 |  | HRCU-A-CB-O | AOX430-18HFN1-MT8W | Mini-Splits | ACCA3U-18HRFN1-M(C) | 12.5 | 20.5 | 11 | 12.5 | 20.5 | 10.5 | TRUE | FALSE | TRUE | 16000 | 12000 | 2.51 | 13600 | 2.24
209549001 | 04/27/23 | Live | Midea Electric Trading | THERMOCORE SYSTEMS | Singlezone Non-Ducted, Wall Placement | 209549001 |  | HRCU-A-CB-O | T6E18S-H236-C | Mini-Splits | T6E18S-H236-E | 8.5 | 17.5 | 12 | 8.5 | 17.5 | 8.7 | FALSE | FALSE | FALSE | 36000 | 24000 | 2 | 24160 | 1.98
209457668 | 05/26/23 | Live | GENERALLUX | GENERALLUX | Multizone All Non-Ducted | 209457668 |  | HMSR-A-CB-O | TUM-GL-36HA2/04-ES | Mini-Splits | TSC-GL-09HA2/I3TI23 | 12.5 | 21.5 | 10 | 12 | 21.5 | 9 | FALSE | FALSE | FALSE | 33000 | 21200 | 2.69 | 23500 | 2.22
209447985 | 05/13/23 | Live | Mitsubishi Electric Trane | MITSUBISHI ELECTRIC | Singlezone Ducted, Centrally Ducted | 209447985 |  | HRCU-A-C | PUZ-A36NKA7*** | Mini-Splits | PAA-A36CA1 | 10 | 16.5 | 9.5 | 11 | 17.5 | 9.2 | FALSE | FALSE | TRUE | 36000 | 29400 | 2.71 | 29000 | 2.67
209447984 | 05/13/23 | Live | Mitsubishi Electric Trane | MITSUBISHI ELECTRIC | Singlezone Ducted, Centrally Ducted | 209447984 |  | HRCU-A-C | PUZ-A36NKA7*** | Mini-Splits | PAA-A36BA1 | 10 | 16.5 | 9.5 | 11 | 17.5 | 9.2 | FALSE | FALSE | TRUE | 36000 | 29400 | 2.71 | 29000 | 2.67
209447980 | 05/13/23 | Live | Mitsubishi Electric Trane | MITSUBISHI ELECTRIC | Singlezone Ducted, Centrally Ducted | 209447980 |  | HRCU-A-C | PUZ-A24NHA7*** | Mini-Splits | PAA-A24AA1 | 12.5 | 16.5 | 9.5 | 12 | 17.1 | 8.9 | TRUE | FALSE | FALSE | 24000 | 15600 | 2.47 | 15400 | 2.44
209447978 | 05/13/23 | Live | Mitsubishi Electric Trane | MITSUBISHI ELECTRIC | Singlezone Ducted, Centrally Ducted | 209447978 |  | HRCU-A-C | PUZ-A24NHA7*** | Mini-Splits | PAA-A18AA1 | 12.5 | 16.5 | 9.5 | 12.5 | 18.9 | 9 | TRUE | FALSE | TRUE | 18000 | 13800 | 2.25 | 13800 | 2.25
209157089 | 04/27/23 | Live | Midea Electric Trading | ApooDr | Singlezone Non-Ducted, Wall Placement | 209157089 |  | HRCU-A-CB-O | AGN24-09H1B | Mini-Splits | AGN24-09H1A | 13.8 | 23 | 11 | 13.8 | 23 | 9.8 | FALSE | FALSE | TRUE | 9000 | 5900 | 2.93 | 9018 | 2.4
208816939 | 01/05/23 | Live | Midea Electric Trading | TRUST AIR CONDITIONERS | Singlezone Non-Ducted, Floor Placement | 208816939 |  | HRCU-A-CB-O | OAH24H/O4S4P | Mini-Splits | IUMFC24H/I41P | 11.5 | 20.2 | 11.6 | 11.7 | 20.5 | 11 | FALSE | FALSE | TRUE | 24000 | 19000 | 2.64 | 28000 | 2.1
208816931 | 01/05/23 | Live | Midea Electric Trading | TRUST AIR CONDITIONERS | Singlezone Ducted, Compact Ducted | 208816931 |  | HRCU-A-CB | OAH12H/O4S4P | Mini-Splits | IUMDL12H/I43P | 13 | 21.5 | 11.5 | 11.7 | 19.5 | 10 | FALSE | FALSE | TRUE | 12000 | 10600 | 2.51 | 12600 | 1.95
208650707 | 06/07/23 | Live | Bosch | BOSCH | Singlezone Non-Ducted, Wall Placement | 208650707 |  | HRCU-A-CB-O | BMS500-AAS012-1CSXHB | Mini-Splits | BMS500-AAU012-1AHWXC | 11.5 | 21 | 9.5 | 11.7 | 20.3 | 8.5 | TRUE | FALSE | FALSE | 10800 | 7500 | 2.53 | 11033 | 1.77
208650701 | 06/07/23 | Live | Bosch | BOSCH | Singlezone Non-Ducted, Wall Placement | 208650701 |  | HRCU-A-CB-O | BMS500-AAS012-1CSXRA | Mini-Splits | BMS500-AAU012-1AHWXC | 12.5 | 21 | 9.6 | 11.7 | 19.8 | 8.5 | TRUE | TRUE | FALSE | 10800 | 7200 | 2.57 | 10004 | 2.2
208568339 | 04/27/23 | Live | Midea Electric Trading | MIDEA | Singlezone Non-Ducted, Wall Placement | 208568339 |  | HRCU-A-CB-O | MOX230-09HFN1-BW0W-9K | Mini-Splits | MSAG11B-09HRFN1-BU5W-9K | 13.8 | 23 | 11 | 13.8 | 23 | 9.8 | FALSE | FALSE | TRUE | 9000 | 5900 | 2.93 | 9018 | 2.4
208552808 | 01/05/23 | Live | Midea Electric Trading | MRCOOL | Singlezone Non-Ducted, Wall Placement | 208552808 |  | HRCU-A-CB-O | A-36-HP-C-230C | Mini-Splits | A-36-HP-WMAH-230C | 8.5 | 17.5 | 12 | 8.5 | 17.5 | 8.7 | FALSE | FALSE | FALSE | 36000 | 24000 | 2 | 24160 | 1.98
208447934 | 01/05/23 | Live | Midea Electric Trading | SLIMAIR | Singlezone Non-Ducted, Wall Placement | 208447934 |  | HRCU-A-CB-O | SHC09VE1AG | Mini-Splits | SHM09VE1AG | 13.8 | 23 | 11 | 13.8 | 23 | 9.8 | TRUE | FALSE | TRUE | 9000 | 5900 | 2.93 | 9018 | 2.4
208447673 | 03/07/24 | Live | CARRIER | TEMPSTAR | Singlezone Non-Ducted, Wall Placement | 208447673 |  | HRCU-A-CB-O | DLCSRBH09AAK | Mini-Splits | DLFSHCH09XAK | 16.2 | 28.1 | 13 | 16.2 | 28.1 | 11.5 | TRUE | TRUE | TRUE | 9000 | 9500 | 2.53 | 12371 | 2.04
208404157 | 03/14/23 | Live | Fujitsu General America, Inc. | WESTINGHOUSE | Multizone Mix of Ducted and Non-Ducted | 208404157 |  | HRCU-A-CB-O | WHP24M3A21S | Mixed Ducted and Non-Ducted Indoor Units |  | 12.3 | 21.5 | 10.5 | 12.3 | 21.5 | 8.83 | FALSE | FALSE | TRUE | 24000 | 14800 | 2.4 | 25800 | 1.98
208284493 | 10/27/22 | Live | Midea Electric Trading | TRUST AIR CONDITIONERS | Multizone Mix of Ducted and Non-Ducted | 208284493 |  | HMSV-A-CB | M4H36H/O4S4P | Mixed Ducted and Non-Ducted Indoor Units |  | 12.45 | 20.4 | 11 | 12.65 | 20.6 | 10.15 | FALSE | FALSE | TRUE | 36000 | 34000 | 2.45 | 35200 | 1.88
208280172 | 01/05/23 | Live | Midea Electric Trading | TRUST AIR CONDITIONERS | Singlezone Non-Ducted, Wall Placement | 208280172 |  | HRCU-A-CB-O | OAH48H/O4S41P | Mini-Splits | IUMFC48H/I41P | 8.2 | 17 | 10.8 | 8.2 | 17 | 9.8 | FALSE | FALSE | FALSE | 48000 | 35000 | 2.34 | 52000 | 2.1
208280093 | 01/05/23 | Live | Midea Electric Trading | TRUST AIR CONDITIONERS | Singlezone Non-Ducted, Wall Placement | 208280093 |  | HRCU-A-CB-O | OAH36H/O4S41P | Mini-Splits | IUMC436H/I41P | 9.5 | 19 | 10.3 | 9.5 | 19.4 | 10.5 | FALSE | FALSE | TRUE | 36000 | 33000 | 2.4 | 40500 | 1.93
208130841 | 01/05/23 | Live | Midea Electric Trading | LBG Products | Singlezone Ducted, Compact Ducted | 208130841 |  | HRCU-A-CB | LUUHB36DO | Mini-Splits | LUHB36DFI | 9 | 17.5 | 11.5 | 9 | 16.5 | 11 | TRUE | TRUE | FALSE | 36000 | 34000 | 2.49 | 43000 | 2.23
208130835 | 01/05/23 | Live | Midea Electric Trading | LBG Products | Singlezone Non-Ducted, Wall Placement | 208130835 |  | HRCU-A-CB-O | LUUHB36DO | Mini-Splits | LUHB36DSI | 9.5 | 19 | 10.3 | 9.5 | 19.4 | 10.5 | TRUE | TRUE | TRUE | 36000 | 33000 | 2.4 | 40500 | 1.93
208130833 | 01/05/23 | Live | Midea Electric Trading | LBG Products | Singlezone Non-Ducted, Ceiling Placement | 208130833 |  | HRCU-A-CB-O | LBHB18DVWO | Mini-Splits | LMHB18DSI | 12.5 | 20 | 10.3 | 12.5 | 20 | 9.5 | TRUE | TRUE | TRUE | 16000 | 15600 | 2.24 | 20000 | 1.78
208128299 | 10/27/22 | Live | Midea Electric Trading | SEA BREEZE+ | Multizone Mix of Ducted and Non-Ducted | 208128299 |  | HMSV-A-CB | HMZ36H424ZMO | Mixed Ducted and Non-Ducted Indoor Units |  | 11.9 | 19.5 | 10.9 | 12.1 | 19.5 | 9.85 | FALSE | FALSE | TRUE | 36000 | 35000 | 2.43 | 35200 | 1.88
208128274 | 01/05/23 | Live | Midea Electric Trading | SEA BREEZE+ | Singlezone Non-Ducted, Wall Placement | 208128274 |  | HRCU-A-CB-O | CSZ36H424ZMO | Mini-Splits | CA36H424ZMI | 9.5 | 19 | 10.3 | 9.5 | 19.4 | 10.5 | FALSE | FALSE | TRUE | 36000 | 33000 | 2.4 | 40500 | 1.93
208121943 | 10/27/22 | Live | Midea Electric Trading | EMI | Multizone Mix of Ducted and Non-Ducted | 208121943 |  | HMSV-A-CB | MHMZ548DA | Mixed Ducted and Non-Ducted Indoor Units |  | 11.5 | 20.85 | 10.75 | 11.7 | 21.35 | 9.35 | TRUE | TRUE | TRUE | 47500 | 36000 | 2.3 | 45000 | 2.2
208119670 | 01/05/23 | Live | Midea Electric Trading | Airlux | Singlezone Non-Ducted, Wall Placement | 208119670 |  | HRCU-A-CB-O | ASZ09O115/2022 | Mini-Splits | ASZ09I115/2022 | 14 | 24 | 11.2 | 14 | 24 | 9.6 | FALSE | FALSE | TRUE | 9000 | 6000 | 2.79 | 8448 | 2.27
207862080 | 01/05/23 | Live | Midea Electric Trading | Breeze33 | Singlezone Ducted, Compact Ducted | 207862080 |  | HRCU-A-CB | BZ33-HYP12OUT2-G2-P | Mini-Splits | BZ33-DIDU12-P | 13 | 21.5 | 11.5 | 11.7 | 19.5 | 10 | TRUE | TRUE | TRUE | 12000 | 10600 | 2.51 | 12600 | 1.95
207862068 | 01/05/23 | Live | Midea Electric Trading | Breeze33 | Singlezone Non-Ducted, Wall Placement | 207862068 |  | HRCU-A-CB-O | BZ33-HP36OUT2-G2-C | Mini-Splits | BZ33-HP36WALL2-G2-C | 8.5 | 17.5 | 12 | 8.5 | 17.5 | 8.7 | FALSE | FALSE | FALSE | 36000 | 24000 | 2 | 24160 | 1.98
207825596 | 10/27/22 | Live | Midea Electric Trading | DIYCOOL | Multizone Mix of Ducted and Non-Ducted | 207825596 |  | HMSV-A-CB | ACIQ-36Z-HH-M4B | Mixed Ducted and Non-Ducted Indoor Units |  | 12.45 | 20.4 | 11 | 12.65 | 20.6 | 10.15 | TRUE | TRUE | TRUE | 36000 | 34000 | 2.45 | 35200 | 1.88
207825589 | 01/27/23 | Live | Midea Electric Trading | DIYCOOL | Multizone All Ducted | 207825589 |  | HMSV-A-CB | ACIQ-18Z-HH-M2B | Ducted Indoor Units |  | 11.5 | 19 | 9.8 | 12 | 19 | 9.3 | TRUE | TRUE | TRUE | 19000 | 16000 | 2.61 | 19000 | 2.23
207825587 | 10/27/22 | Live | Midea Electric Trading | ACIQ | Multizone Mix of Ducted and Non-Ducted | 207825587 |  | HMSV-A-CB | ACIQ-48Z-HH-M5B | Mixed Ducted and Non-Ducted Indoor Units |  | 11.5 | 20.85 | 10.75 | 11.7 | 21.35 | 9.35 | TRUE | TRUE | TRUE | 47500 | 36000 | 2.3 | 45000 | 2.2
207825586 | 01/27/23 | Live | Midea Electric Trading | ACIQ | Multizone All Ducted | 207825586 |  | HMSV-A-CB | ACIQ-48Z-HH-M5B | Ducted Indoor Units |  | 11.4 | 20.2 | 10.5 | 11.7 | 20.9 | 8.9 | TRUE | TRUE | TRUE | 47000 | 36000 | 2.3 | 45000 | 2.2
207825522 | 01/05/23 | Live | Midea Electric Trading | 1HVAC | Singlezone Ducted, Compact Ducted | 207825522 |  | HRCU-A-CB | ACIQ-24ZPL-HP230B | Mini-Splits | ACIQ-24CD-HH-MB | 12.5 | 20.6 | 12.6 | 12 | 19.2 | 10.5 | TRUE | TRUE | TRUE | 24000 | 21000 | 2.64 | 24000 | 2.4
207821958 | 03/22/24 | Live | INNOVAIR | INNOVAIR | Multizone Mix of Ducted and Non-Ducted | 207821958 |  | HMSR-A-CB-O | VOM42H7R5P7 | Mixed Ducted and Non-Ducted Indoor Units |  | 10.25 | 19 | 9.75 | 10.25 | 19 | 8.88 | FALSE | FALSE | TRUE | 41500 | 27600 | 2.85 | 40031 | 1.88
207821956 | 03/22/24 | Live | INNOVAIR | INNOVAIR | Multizone All Ducted | 207821956 |  | HMSV-A-CB | VOM42H7R5P7 | Ducted Indoor Units |  | 10 | 18 | 9.5 | 10 | 18 | 8.8 | FALSE | FALSE | TRUE | 41000 | 28400 | 2.96 | 39887 | 1.88
207796639 | 01/05/23 | Live | Midea Electric Trading | KARDA | Singlezone Ducted, Compact Ducted | 207796639 |  | HRCU-A-CB | 3KARDA12SZO | Mini-Splits | 3KARDA12UVD | 13 | 21.5 | 11.5 | 11.7 | 19.5 | 10 | TRUE | TRUE | TRUE | 12000 | 10600 | 2.51 | 12600 | 1.95
207796632 | 01/05/23 | Live | Midea Electric Trading | PERFECTAIRE | Singlezone Non-Ducted, Ceiling Placement | 207796632 |  | HRCU-A-CB-O | 3PAMSHH18-SZO | Mini-Splits | 3PAMSCH18 | 12.5 | 20 | 10.3 | 12.5 | 20 | 9.5 | TRUE | TRUE | TRUE | 16000 | 15600 | 2.24 | 20000 | 1.78
207796630 | 01/05/23 | Live | Midea Electric Trading | PERFECTAIRE | Singlezone Ducted, Compact Ducted | 207796630 |  | HRCU-A-CB | 3PAMSHH12-SZO | Mini-Splits | 3PAMSDH12 | 13 | 21.5 | 11.5 | 11.7 | 19.5 | 10 | TRUE | TRUE | TRUE | 12000 | 10600 | 2.51 | 12600 | 1.95
207765972 | 01/05/23 | Live | Midea Electric Trading | COMFORTSTAR | Singlezone Ducted, Compact Ducted | 207765972 |  | HRCU-A-CB | CHF24CD(O) | Mini-Splits | CPA-24B | 12.5 | 20.6 | 12.6 | 12 | 19.2 | 10.5 | TRUE | TRUE | TRUE | 24000 | 21000 | 2.64 | 24000 | 2.4
207765970 | 01/05/23 | Live | Midea Electric Trading | COMFORTSTAR | Singlezone Ducted, Compact Ducted | 207765970 |  | HRCU-A-CB | CHF12CD(O) | Mini-Splits | CPA-12B | 13 | 21.5 | 11.5 | 11.7 | 19.5 | 10 | TRUE | TRUE | TRUE | 12000 | 10600 | 2.51 | 12600 | 1.95
207760041 | 06/07/23 | Live | Bosch | BOSCH | Multizone Mix of Ducted and Non-Ducted | 207760041 |  | HMSV-A-CB | BMS500-AAM036-1CSXHC | Mixed Ducted and Non-Ducted Indoor Units |  | 12.45 | 20.4 | 11 | 12.65 | 20.6 | 10.15 | TRUE | TRUE | TRUE | 36000 | 34000 | 2.67 | 32250 | 1.96
207760035 | 06/07/23 | Live | Bosch | BOSCH | Multizone Mix of Ducted and Non-Ducted | 207760035 |  | HMSV-A-CB | BMS500-AAM018-1CSXHC | Mixed Ducted and Non-Ducted Indoor Units |  | 12 | 20.5 | 10 | 12.25 | 20.5 | 9.55 | TRUE | TRUE | TRUE | 19000 | 15500 | 2.6 | 18500 | 2.15
207760015 | 04/18/23 | Live | Bosch | BOSCH | Singlezone Non-Ducted, Ceiling Placement | 207760015 |  | HRCU-A-CB-O | BMS500-AAS018-1CSXRC | Mini-Splits | BMS500-AAU018-1AHCXB | 12.5 | 20.5 | 11 | 12.5 | 20.5 | 10.5 | TRUE | FALSE | TRUE | 16000 | 12000 | 2.51 | 14200 | 2.17
207743796 | 10/27/22 | Live | Midea Electric Trading | DIRECT AIR | Multizone Mix of Ducted and Non-Ducted | 207743796 |  | HMSV-A-CB | DIRM-48HXPRO28-5Z | Mixed Ducted and Non-Ducted Indoor Units |  | 11.5 | 20.85 | 10.75 | 11.7 | 21.35 | 9.35 | TRUE | TRUE | TRUE | 47500 | 36000 | 2.3 | 45000 | 2.2
207743786 | 01/27/23 | Live | Midea Electric Trading | DIRECT AIR | Multizone All Ducted | 207743786 |  | HMSV-A-CB | DIRM-18HXPRO28-2Z | Ducted Indoor Units |  | 11.5 | 19 | 9.8 | 12 | 19 | 9.3 | TRUE | TRUE | TRUE | 19000 | 16000 | 2.61 | 19000 | 2.23
207743754 | 01/05/23 | Live | Midea Electric Trading | DIRECT AIR | Singlezone Ducted, Compact Ducted | 207743754 |  | HRCU-A-CB | DIRM-12HXPRO28-1Z | Mini-Splits | DIRM-12HP-DUV | 13 | 21.5 | 11.5 | 11.7 | 19.5 | 10 | TRUE | TRUE | TRUE | 12000 | 10600 | 2.51 | 12600 | 1.95
207743738 | 01/05/23 | Live | Midea Electric Trading | DIRECT AIR | Singlezone Non-Ducted, Ceiling Placement | 207743738 |  | HRCU-A-CB-O | DIRM-09HXPRO28-1Z | Mini-Splits | DIRM-09HP-CA | 13 | 20.5 | 10.8 | 13 | 20.5 | 10.3 | TRUE | TRUE | TRUE | 9000 | 9000 | 1.91 | 11000 | 1.69
207742551 | 01/27/23 | Live | Midea Electric Trading | MOOVAIR | Multizone All Ducted | 207742551 |  | HMSV-A-CB | DMA48HOM25230X3 | Ducted Indoor Units |  | 11.4 | 20.2 | 10.5 | 11.7 | 20.9 | 8.9 | TRUE | TRUE | TRUE | 47000 | 36000 | 2.3 | 45000 | 2.2
207742543 | 10/27/22 | Live | Midea Electric Trading | MOOVAIR | Multizone Mix of Ducted and Non-Ducted | 207742543 |  | HMSV-A-CB | DMA18HOM25230X3 | Mixed Ducted and Non-Ducted Indoor Units |  | 12 | 20.5 | 10 | 12.25 | 20.5 | 9.55 | TRUE | TRUE | TRUE | 19000 | 15500 | 2.55 | 19000 | 2.23
207742522 | 01/05/23 | Live | Midea Electric Trading | MOOVAIR | Singlezone Ducted, Compact Ducted | 207742522 |  | HRCU-A-CB | DMA12HOS28230E8 | Mini-Splits | DUA12HIDU230X5 | 13 | 21.5 | 11.5 | 11.7 | 19.5 | 10 | TRUE | TRUE | TRUE | 12000 | 10600 | 2.51 | 12600 | 1.95
207742468 | 10/27/22 | Live | Midea Electric Trading | ELIOS | Multizone Mix of Ducted and Non-Ducted | 207742468 |  | HMSV-A-CB | DEA36HOM25230X3 | Mixed Ducted and Non-Ducted Indoor Units |  | 12.45 | 20.4 | 11 | 12.65 | 20.6 | 10.15 | TRUE | TRUE | TRUE | 36000 | 34000 | 2.45 | 35200 | 1.88
207742439 | 01/05/23 | Live | Midea Electric Trading | ELIOS | Singlezone Non-Ducted, Ceiling Placement | 207742439 |  | HRCU-A-CB-O | DEA09HOS28230E8 | Mini-Splits | DUA09HICU230X5 | 13 | 20.5 | 10.8 | 13 | 20.5 | 10.3 | TRUE | TRUE | TRUE | 9000 | 9000 | 1.91 | 11000 | 1.69
207742346 | 01/05/23 | Live | Midea Electric Trading | C&H | Singlezone Non-Ducted, Wall Placement | 207742346 |  | HRCU-A-CB-O | CH-NHPR36LCU-230VO | Mini-Splits | CH-N36LCCT-230VI | 9.5 | 19 | 10.3 | 9.5 | 19.4 | 10.5 | TRUE | TRUE | TRUE | 36000 | 33000 | 2.4 | 40500 | 1.93
207742330 | 01/05/23 | Live | Midea Electric Trading | C&H | Singlezone Ducted, Compact Ducted | 207742330 |  | HRCU-A-CB | CH-HPR12-230VO | Mini-Splits | CH-M12DTUI | 13 | 21.5 | 11.5 | 11.7 | 19.5 | 10 | TRUE | TRUE | TRUE | 12000 | 10600 | 2.51 | 12600 | 1.95
207742327 | 01/05/23 | Live | Midea Electric Trading | C&H | Singlezone Non-Ducted, Ceiling Placement | 207742327 |  | HRCU-A-CB-O | CH-HPR09-230VO | Mini-Splits | CH-09MSPHCT-230VI | 13 | 20.5 | 10.8 | 13 | 20.5 | 10.3 | TRUE | TRUE | TRUE | 9000 | 9000 | 1.91 | 11000 | 1.69
207699077 | 01/05/23 | Live | Midea Electric Trading | KANIONco | Singlezone Non-Ducted, Wall Placement | 207699077 |  | HRCU-A-CB-O | KWSM-09IR410AHS24MVL | Mini-Splits | KWSM-09IR410AHS24MVL | 14 | 24 | 11.2 | 14 | 24 | 9.6 | TRUE | FALSE | TRUE | 9000 | 6000 | 2.79 | 8448 | 2.27
207683531 | 04/20/23 | Live | Lennox Industries | LENNOX | Singlezone Non-Ducted, Ceiling Placement | 207683531 |  | HRCU-A-CB-O | MLB009S4S-1P | Mini-Splits | M22A009S4-2P | 13 | 20.5 | 10.8 | 13 | 20.5 | 10.2 | TRUE | TRUE | TRUE | 9000 | 9000 | 3.52 | 11000 | 1.69
213479384 | 10/30/23 | Live | Midea Electric Trading | TEMP SHIFT | Singlezone Non-Ducted, Wall Placement | 213479384 |  | HRCU-A-CB-O | TSMOE30U48HFN1M[X](GA) | Mini-Splits | TSMCD148HRFN1M(GA) | 8.3 | 16.5 | 10.7 | 8.3 | 16.8 | 10.7 | FALSE | FALSE | FALSE | 48000 | 35000 | 2.59 | 46000 | 2.32
207683277 | 04/27/23 | Live | Midea Electric Trading | MIDEA | Singlezone Non-Ducted, Wall Placement | 207683277 |  | HRCU-A-CB-O | MOD31-36HFN1-MP0W | Mini-Splits | MSABF-36HRFNX-MQ0W | 8.5 | 17.5 | 12 | 8.5 | 17.5 | 8.7 | FALSE | FALSE | FALSE | 36000 | 24000 | 2 | 24160 | 1.98
207683233 | 01/05/23 | Live | Midea Electric Trading | NAPOLEON | Singlezone Non-Ducted, Wall Placement | 207683233 |  | HRCU-A-CB-O | NDHAS26-09-O | Mini-Splits | NDHAS26-09-I | 16.2 | 28.1 | 13 | 16.2 | 28.1 | 11.5 | TRUE | TRUE | TRUE | 9000 | 9500 | 2.53 | 12371 | 2.04
207671413 | 04/27/23 | Live | Midea Electric Trading | YONAN | Singlezone Non-Ducted, Wall Placement | 207671413 |  | HRCU-A-CB-O | YSA19-36HRN1 | Mini-Splits | YSA19-36HRN1 | 8.5 | 17.5 | 12 | 8.5 | 17.5 | 8.7 | FALSE | FALSE | FALSE | 36000 | 24000 | 2 | 24160 | 1.98
207658982 | 02/01/23 | Live | Midea Electric Trading | COMFORTSTAR | Multizone All Non-Ducted | 207658982 |  | HMSR-A-CB-O | CVH-36-4SH | Non-Ducted Indoor Units |  | 13.6 | 21.8 | 11 | 13.6 | 22.2 | 10.3 | TRUE | TRUE | TRUE | 36000 | 33000 | 2.4 | 35200 | 1.88
207658951 | 01/05/23 | Live | Midea Electric Trading | COMFORTSTAR | Singlezone Non-Ducted, Ceiling Placement | 207658951 |  | HRCU-A-CB-O | CHF18CD(O) | Mini-Splits | TPA-18 | 12.5 | 20 | 10.3 | 12.5 | 20 | 9.5 | TRUE | TRUE | TRUE | 16000 | 15600 | 2.24 | 20000 | 1.78
207658949 | 01/05/23 | Live | Midea Electric Trading | COMFORTSTAR | Singlezone Non-Ducted, Ceiling Placement | 207658949 |  | HRCU-A-CB-O | CHF09CD(O) | Mini-Splits | TPA-09 | 13 | 20.5 | 10.8 | 13 | 20.5 | 10.3 | TRUE | TRUE | TRUE | 9000 | 9000 | 1.91 | 11000 | 1.69
207658942 | 01/05/23 | Live | Midea Electric Trading | COMFORTSTAR | Singlezone Ducted, Compact Ducted | 207658942 |  | HRCU-A-CB | CHF48CD(O) | Mini-Splits | CPA-48C | 8.7 | 16 | 11.1 | 8.2 | 14.3 | 10.3 | FALSE | FALSE | FALSE | 48000 | 39500 | 2.39 | 51000 | 2.33
207657626 | 01/05/23 | Live | Midea Electric Trading | SENVILLE | Singlezone Non-Ducted, Wall Placement | 207657626 |  | HRCU-A-CB-O | SENL/36CD/OY | Mini-Splits | SENL/36CD/IY | 8.5 | 17.5 | 12 | 8.5 | 17.5 | 8.7 | FALSE | FALSE | FALSE | 36000 | 24000 | 2 | 24160 | 1.98
207657618 | 01/27/23 | Live | Midea Electric Trading | COMFORT-AIRE | Multizone All Ducted | 207657618 |  | HMSV-A-CB | A-VMH48PV-1 | Ducted Indoor Units |  | 11.4 | 20.2 | 10.5 | 11.7 | 20.9 | 8.9 | TRUE | TRUE | TRUE | 47000 | 36000 | 2.3 | 45000 | 2.2
207657611 | 10/27/22 | Live | Midea Electric Trading | COMFORT-AIRE | Multizone Mix of Ducted and Non-Ducted | 207657611 |  | HMSV-A-CB | A-VMH18DV-1 | Mixed Ducted and Non-Ducted Indoor Units |  | 12 | 20.5 | 10 | 12.25 | 20.5 | 9.55 | TRUE | TRUE | TRUE | 19000 | 15500 | 2.55 | 19000 | 2.23
207657608 | 10/27/22 | Live | Midea Electric Trading | KERR | Multizone Mix of Ducted and Non-Ducted | 207657608 |  | HMSV-A-CB | A-KMH48PV-1 | Mixed Ducted and Non-Ducted Indoor Units |  | 11.5 | 20.85 | 10.75 | 11.7 | 21.35 | 9.35 | TRUE | TRUE | TRUE | 47500 | 36000 | 2.3 | 45000 | 2.2
207657598 | 01/27/23 | Live | Midea Electric Trading | KERR | Multizone All Ducted | 207657598 |  | HMSV-A-CB | A-KMH18DV-1 | Ducted Indoor Units |  | 11.5 | 19 | 9.8 | 12 | 19 | 9.3 | TRUE | TRUE | TRUE | 19000 | 16000 | 2.61 | 19000 | 2.23
207657344 | 01/27/23 | Live | Midea Electric Trading | PERFECTAIRE | Multizone All Non-Ducted | 207657344 |  | HMSR-A-CB-O | 3PAMS48-HH-MZO5 | Non-Ducted Indoor Units |  | 11 | 21 | 11.5 | 11 | 21.2 | 10 | FALSE | FALSE | TRUE | 48000 | 39000 | 2.5 | 45000 | 2.2
207641341 | 01/05/23 | Live | Midea Electric Trading | SENVILLE | Singlezone Non-Ducted, Ceiling Placement | 207641341 |  | HRCU-A-CB-O | SENA/09HF/OQ | Mini-Splits | SENA/09HF/ICZ | 13 | 20.5 | 10.8 | 13 | 20.5 | 10.3 | TRUE | TRUE | TRUE | 9000 | 9000 | 1.91 | 11000 | 1.69
207641299 | 10/27/22 | Live | Midea Electric Trading | BLUERIDGE | Multizone Mix of Ducted and Non-Ducted | 207641299 |  | HMSV-A-CB | BMM36HHC | Mixed Ducted and Non-Ducted Indoor Units |  | 11.9 | 19.5 | 10.9 | 12.1 | 19.5 | 9.85 | TRUE | TRUE | TRUE | 36000 | 35000 | 2.43 | 35200 | 1.88
207641257 | 10/27/22 | Live | Midea Electric Trading | MDV | Multizone Mix of Ducted and Non-Ducted | 207641257 |  | HMSV-A-CB | M2OI-18HFN1-M* | Mixed Ducted and Non-Ducted Indoor Units |  | 12 | 19.75 | 9.75 | 12.25 | 19.75 | 9.15 | TRUE | TRUE | TRUE | 19000 | 14700 | 2.55 | 19000 | 2.23
207641238 | 10/27/22 | Live | Midea Electric Trading | MDV | Multizone All Non-Ducted | 207641238 |  | HMSR-A-CB-O | M5OG-48HFN1-M-[X]-20* | Non-Ducted Indoor Units |  | 11 | 21 | 11.5 | 11 | 21.2 | 10 | FALSE | FALSE | TRUE | 48000 | 39000 | 2.5 | 45000 | 2.2
207641228 | 10/27/22 | Live | Midea Electric Trading | MDV | Multizone All Non-Ducted | 207641228 |  | HMSR-A-CB-O | M4OI-36HFN1-M | Non-Ducted Indoor Units |  | 13.6 | 21.8 | 11 | 13.6 | 22.2 | 10.3 | TRUE | TRUE | TRUE | 36000 | 33000 | 2.4 | 35200 | 1.88
207614047 | 04/29/22 | Live | Midea Electric Trading | MDV | Singlezone Non-Ducted, Ceiling Placement | 207614047 |  | HRCU-A-CB-O | MOX430-18HFN1-MU0W | Mini-Splits | MCA3U-18HRFN1-M(C) | 12.5 | 20.5 | 11 | 12.5 | 20.5 | 10.5 | TRUE | FALSE | TRUE | 16000 | 12000 | 2.51 | 13600 | 2.24
207590853 | 01/27/23 | Live | Midea Electric Trading | CONVECTAIR | Multizone All Ducted | 207590853 |  | HMSV-A-CB | 8522-C48-O | Ducted Indoor Units |  | 11.4 | 20.2 | 10.5 | 11.7 | 20.9 | 8.9 | FALSE | FALSE | TRUE | 47000 | 36000 | 2.3 | 45000 | 2.2
207590847 | 01/27/23 | Live | Midea Electric Trading | CONVECTAIR | Multizone All Ducted | 207590847 |  | HMSV-A-CB | 8222-C18-O | Ducted Indoor Units |  | 11.5 | 19 | 9.8 | 12 | 19 | 9.3 | FALSE | FALSE | TRUE | 19000 | 16000 | 2.61 | 19000 | 2.23
207571387 | 01/05/23 | Live | Midea Electric Trading | BLUERIDGE | Singlezone Ducted, Compact Ducted | 207571387 |  | HRCU-A-CB | BMY12HH26C | Mini-Splits | BM12MCD | 13 | 21.5 | 11.5 | 11.7 | 19.5 | 10 | TRUE | TRUE | TRUE | 12000 | 10600 | 2.51 | 12600 | 1.95
207506897 | 04/27/23 | Live | Midea Electric Trading | Olimpia Splendid | Singlezone Non-Ducted, Wall Placement | 207506897 |  | HRCU-A-CB-O | OS-CENIH36EI | Mini-Splits | OS-SENIH36EI | 8.5 | 17.5 | 12 | 8.5 | 17.5 | 8.7 | FALSE | FALSE | FALSE | 36000 | 24000 | 2 | 24160 | 1.98
207338213 | 11/12/21 | Live | Midea Electric Trading | MDV | Singlezone Non-Ducted, Wall Placement | 207338213 |  | HRCU-A-CB-O | MOE30U-36HFN1-M(GA) | Mini-Splits | MCD1-36HRFN1-M(GA) | 9.5 | 19 | 10.3 | 9.5 | 19.4 | 10.5 | TRUE | TRUE | TRUE | 36000 | 33000 | 2.4 | 40500 | 1.93
206900434 | 01/05/23 | Live | Midea Electric Trading | FRANKLIN | Singlezone Non-Ducted, Ceiling Placement | 206900434 |  | HRCU-A-CB-O | MSH183E23MCAA | Mini-Splits | MST183E20ACAA | 12.5 | 20 | 10.3 | 12.5 | 20 | 9.5 | FALSE | FALSE | TRUE | 16000 | 15600 | 2.24 | 20000 | 1.78
206900428 | 01/05/23 | Live | Midea Electric Trading | FRANKLIN | Singlezone Ducted, Compact Ducted | 206900428 |  | HRCU-A-CB | MSH123E23MCAA | Mini-Splits | MST123E21ADAA | 13 | 21.5 | 11.5 | 11.7 | 19.5 | 10 | FALSE | FALSE | TRUE | 12000 | 10600 | 2.51 | 12600 | 1.95
206900420 | 01/05/23 | Live | Midea Electric Trading | GOODMAN | Singlezone Ducted, Compact Ducted | 206900420 |  | HRCU-A-CB | MSH123E23MCAA | Mini-Splits | MST123E21ADAA | 13 | 21.5 | 11.5 | 11.7 | 19.5 | 10 | FALSE | FALSE | TRUE | 12000 | 10600 | 2.51 | 12600 | 1.95
206350464 | 03/07/24 | Live | CARRIER | TEMPSTAR | Singlezone Non-Ducted, Ceiling Placement | 206350464 |  | HRCU-A-CB-O | DLCSRBH18AAK | Mini-Splits | DLFSCAH18XAK | 12.5 | 20 | 10.3 | 12.5 | 20 | 9.5 | TRUE | TRUE | TRUE | 16000 | 15600 | 2.24 | 20000 | 1.78
206350431 | 03/07/24 | Live | CARRIER | KEEPRITE | Singlezone Non-Ducted, Ceiling Placement | 206350431 |  | HRCU-A-CB-O | DLCSRBH18AAK | Mini-Splits | DLFSCAH18XAK | 12.5 | 20 | 10.3 | 12.5 | 20 | 9.5 | TRUE | TRUE | TRUE | 16000 | 15600 | 2.24 | 20000 | 1.78
206347321 | 01/05/23 | Live | Midea Electric Trading | KERR | Singlezone Ducted, Compact Ducted | 206347321 |  | HRCU-A-CB | A-KMH24SU-1A | Mini-Splits | B-KMH24DU-1 | 12.5 | 20.6 | 12.6 | 12 | 19.2 | 10.5 | TRUE | TRUE | TRUE | 24000 | 21000 | 2.64 | 24000 | 2.4
206330127 | 10/27/22 | Live | Midea Electric Trading | MDV | Singlezone Ducted, Compact Ducted | 206330127 |  | HRCU-A-CB | MOX330-12HFN1-MW5W | Mini-Splits | MTIU-12HWFN1-M | 13 | 21.5 | 11.5 | 11.7 | 19.5 | 10 | TRUE | TRUE | TRUE | 12000 | 10600 | 2.51 | 12600 | 1.95
205967237 | 09/07/22 | Live | LG | LG | Multizone All Non-Ducted | 205967237 |  | HMSR-A-CB-O | ARUM036GSS5 | Non-Ducted Indoor Units |  | 15.5 | 23 | 12 | 15.5 | 23 | 10.6 | TRUE | TRUE | TRUE | 36000 | 33400 | 2.3 | 42000 | 2.78
205782161 | 04/20/23 | Live | Lennox Industries | LENNOX | Singlezone Ducted, Compact Ducted | 205782161 |  | HRCU-A-CB | MLB048S4S-1P | Mini-Splits | MMDB048S4-2P | 8.7 | 16 | 11.1 | 8.2 | 14.3 | 10.3 | FALSE | FALSE | FALSE | 48000 | 39500 | 3.28 | 54440 | 2.37
204032226 | 01/06/21 | Live | RBL A/C INC. | HAXXAIR | Multizone Mix of Ducted and Non-Ducted | 204032226 |  | HMSR-A-CB-O | HVHM-24T2D | Mixed Ducted and Non-Ducted Indoor Units |  | 12.3 | 21.5 | 10.5 | 12.3 | 21.5 | 8.83 | TRUE | TRUE | TRUE | 24000 | 14800 | 2.4 | 25800 | 1.98
203446790 | 03/03/23 | Live | Hisense | HISENSE | Multizone All Ducted | 203446790 |  | HMSV-A-CB | AMW3-24U3SAA | Ducted Indoor Units |  | 12.1 | 21 | 10 | 12.1 | 21 | 8.6 | TRUE | TRUE | TRUE | 24000 | 14600 | 2.28 | 25932 | 1.95
203377929 | 10/31/22 | Live | Hisense | HISENSE | Singlezone Non-Ducted, Wall Placement | 203377929 |  | HRCU-A-CB-O | AST-09UW3SVE01 | Mini-Splits | AST-09UW3SVE**01 | 13.7 | 22.5 | 10.7 | 13.7 | 22 | 9 | TRUE | TRUE | FALSE | 9000 | 5000 | 2.44 | 7800 | 2.04
203377293 | 10/31/22 | Live | Hisense | HISENSE | Singlezone Non-Ducted, Wall Placement | 203377293 |  | HRCU-A-CB-O | AS-09UW1SVE00 | Mini-Splits | AS-09UW1SVE**00 | 12.8 | 19.5 | 10 | 12.8 | 18.5 | 9 | TRUE | TRUE | FALSE | 9000 | 5000 | 2.44 | 8000 | 2.09
202443312 | 08/07/19 | Live | Nortek Global | AIRTEMP | Singlezone Non-Ducted, Wall Placement | 202443312 |  | HRCU-A-CB-O | GXH24(7.0)LSK4DH | Mini-Splits | GHH24(7.0)LUK4DH | 12.5 | 20 | 10 | 12.5 | 20 | 8.5 | FALSE | FALSE | FALSE | 22000 | 14300 | 2.65 | 23450 | 1.9
201754547 | 05/13/23 | Live | Mitsubishi Electric Trane | MITSUBISHI ELECTRIC | Singlezone Ducted, Centrally Ducted | 201754547 |  | HRCU-A-CB | PUZ-A36NKA7*** | Mini-Splits | PVA-A36AA* | 9.8 | 19.3 | 9.5 | 11 | 19.8 | 8.7 | FALSE | FALSE | FALSE | 36000 | 24000 | 2.35 | 27800 | 2.66
201754475 | 05/13/23 | Live | Mitsubishi Electric Trane | MITSUBISHI ELECTRIC | Singlezone Ducted, Compact Ducted | 201754475 |  | HRCU-A-CB | PUZ-A36NKA7*** | Mini-Splits | PEAD-A36AA* | 12 | 19.1 | 9.9 | 12.1 | 18.7 | 8.6 | TRUE | FALSE | FALSE | 36400 | 20400 | 2.54 | 24200 | 2.96
201754470 | 05/13/23 | Live | Mitsubishi Electric Trane | MITSUBISHI ELECTRIC | Singlezone Non-Ducted, Ceiling Placement | 201754470 |  | HRCU-A-CB-O | PUZ-A30NHA7*** | Mini-Splits | PLA-A30EA* | 11.8 | 22.8 | 11.6 | 11.8 | 23.4 | 9.5 | TRUE | FALSE | FALSE | 30000 | 18100 | 2.82 | 20800 | 3.06
201754468 | 05/13/23 | Live | Mitsubishi Electric Trane | MITSUBISHI ELECTRIC | Singlezone Ducted, Compact Ducted | 201754468 |  | HRCU-A-CB | PUZ-A30NHA7*** | Mini-Splits | PEAD-A30AA* | 10 | 19.1 | 10.8 | 10 | 18.5 | 9.1 | FALSE | FALSE | FALSE | 30400 | 18800 | 2.78 | 21200 | 2.96
201754463 | 02/02/22 | Live | Mitsubishi Electric Trane | MITSUBISHI ELECTRIC | Singlezone Ducted, Centrally Ducted | 201754463 |  | HRCU-A-CB | PUZ-A24NHA7*** | Mini-Splits | PVA-A24AA* | 12.2 | 20.5 | 9.3 | 12.1 | 20.5 | 8.3 | TRUE | FALSE | FALSE | 24000 | 15000 | 2.5 | 17500 | 2.8
201754461 | 02/02/22 | Live | Mitsubishi Electric Trane | MITSUBISHI ELECTRIC | Singlezone Ducted, Compact Ducted | 201754461 |  | HRCU-A-CB | PUZ-A24NHA7*** | Mini-Splits | PEAD-A24AA* | 11.7 | 19.6 | 10.8 | 12 | 19.2 | 9.1 | TRUE | FALSE | FALSE | 24400 | 15400 | 2.77 | 17200 | 2.97
201754460 | 02/02/22 | Live | Mitsubishi Electric Trane | MITSUBISHI ELECTRIC | Singlezone Non-Ducted, Ceiling Placement | 201754460 |  | HRCU-A-CB-O | PUZ-A24NHA7*** | Mini-Splits | PCA-A24KA* | 12.2 | 21.2 | 10.8 | 12.2 | 21 | 9.2 | TRUE | FALSE | FALSE | 24000 | 15400 | 2.65 | 17900 | 2.96
201754318 | 01/01/11 | Live | Mitsubishi Electric Trane | MITSUBISHI ELECTRIC | Singlezone Non-Ducted, Ceiling Placement | 201754318 |  | HRCU-A-CB-O | PUZ-A24NHA7*** | Mini-Splits | PLA-A24EA* | 14.3 | 24.2 | 11.2 | 14.3 | 24.7 | 9.3 | TRUE | FALSE | FALSE | 24000 | 14900 | 2.73 | 16600 | 2.56
10070563 | 02/05/24 | Live | LG | LG | Multizone All Ducted | 10070563 |  | HMSV-A-CB | ARUN024GSS4 | Ducted Indoor Units |  | 12.2 | 15.8 | 8.6 | 14.8 | 18.15 | 10.2 | TRUE | TRUE | TRUE | 24000 | 18900 | 2.55 | 47442 | 4.47
214432059 | 03/25/24 | Live | Midea Electric Trading | MULTI MFG | Singlezone Non-Ducted, Wall Placement | 214432059 |  | HRCU-A-CB-O | MSH-09HD-A | Mini-Splits | 9HWMS0-C-M-A | 16.2 | 28.1 | 13 | 16.2 | 28.1 | 11.5 | FALSE | FALSE | TRUE | 9000 | 9500 | 2.53 | 12371 | 2.04
214421467 | 03/25/24 | Live | Midea Electric Trading | WELLS | Singlezone Non-Ducted, Wall Placement | 214421467 |  | HRCU-A-CB-O | WSB-36HFMO | Mini-Splits | WSB-36HFMI | 8.5 | 17.5 | 12 | 8.5 | 17.5 | 8.7 | FALSE | FALSE | FALSE | 36000 | 24000 | 2 | 24160 | 1.98
214389522 | 03/25/24 | Live | Midea Electric Trading | ICONIC AIR SOLUTION | Multizone All Ducted | 214389522 |  | HMSV-A-CB | ICMZ18BK | Ducted Indoor Units |  | 11.5 | 19 | 9.8 | 12 | 19 | 9.3 | FALSE | FALSE | TRUE | 19000 | 16000 | 2.61 | 19000 | 2.23
214383440 | 03/25/24 | Live | Midea Electric Trading | FRANKLIN | Multizone All Ducted | 214383440 |  | HMSV-A-CB | MST183F25MHAA | Ducted Indoor Units |  | 11.5 | 19 | 9.8 | 12 | 19 | 9.3 | FALSE | FALSE | TRUE | 19000 | 16000 | 2.61 | 19000 | 2.23
214383433 | 03/25/24 | Live | Midea Electric Trading | FRANKLIN | Singlezone Non-Ducted, Wall Placement | 214383433 |  | HRCU-A-CB-O | MSH093F25MCAA | Mini-Splits | MSH093F25AXAA | 16.2 | 28.1 | 13 | 16.2 | 28.1 | 11.5 | FALSE | FALSE | TRUE | 9000 | 9500 | 2.53 | 12371 | 2.04
214377789 | 03/25/24 | Live | Midea Electric Trading | KEPLER | Multizone All Ducted | 214377789 |  | HMSV-A-CB | ODUM5OG-48HFN1-M-[X] | Ducted Indoor Units |  | 11.4 | 20.2 | 10.5 | 11.7 | 20.9 | 8.9 | TRUE | TRUE | TRUE | 47000 | 36000 | 2.3 | 45000 | 2.2
214377782 | 03/25/24 | Live | Midea Electric Trading | KEPLER | Multizone All Non-Ducted | 214377782 |  | HMSR-A-CB-O | ODUM4OI-36HFN1-M | Non-Ducted Indoor Units |  | 13.6 | 21.8 | 11 | 13.6 | 22.2 | 10.3 | TRUE | TRUE | TRUE | 36000 | 33000 | 2.4 | 35200 | 1.88
214377771 | 03/25/24 | Live | Midea Electric Trading | KEPLER | Singlezone Non-Ducted, Ceiling Placement | 214377771 |  | HRCU-A-CB-O | ODUMOX330-09HFN1MY5W | Mini-Splits | IDUCCA3U-09HRFN1-M(C) | 13 | 20.5 | 10.8 | 13 | 20.5 | 10.3 | TRUE | TRUE | TRUE | 9000 | 9000 | 1.91 | 11000 | 1.69
214312551 | 03/12/24 | Live | Midea Electric Trading | BLADEX | Singlezone Non-Ducted, Wall Placement | 214312551 |  | HRCU-A-CB-O | BS25-09HFN1-ODU | Mini-Splits | BWM-EPB-09HWIU | 16.2 | 28.1 | 13 | 16.2 | 28.1 | 11.5 | FALSE | FALSE | TRUE | 9000 | 9500 | 2.53 | 12371 | 2.04
214232440 | 03/12/24 | Live | Midea Electric Trading | MULTI MFG | Multizone Mix of Ducted and Non-Ducted | 214232440 |  | HMSV-A-CB | 36MPC4-HH-A | Mixed Ducted and Non-Ducted Indoor Units |  | 12.45 | 20.4 | 11 | 12.65 | 20.6 | 10.15 | FALSE | FALSE | TRUE | 36000 | 34000 | 2.45 | 35200 | 1.88
214232422 | 03/12/24 | Live | Midea Electric Trading | BLADEX | Multizone Mix of Ducted and Non-Ducted | 214232422 |  | HMSV-A-CB | B40I-36SPHP1* | Mixed Ducted and Non-Ducted Indoor Units |  | 12.45 | 20.4 | 11 | 12.65 | 20.6 | 10.15 | FALSE | FALSE | TRUE | 36000 | 34000 | 2.45 | 35200 | 1.88
213927637 | 01/15/24 | Live | Midea Electric Trading | AI AIR CONDITIONING | Singlezone Non-Ducted, Wall Placement | 213927637 |  | HRCU-A-CB-O | AO25-09N1-B1H | Mini-Splits | AW25-09N1-B1 | 13.8 | 23 | 11 | 13.8 | 23 | 9.8 | TRUE | FALSE | TRUE | 9000 | 5900 | 2.93 | 9018 | 2.4
213927624 | 01/15/24 | Live | Midea Electric Trading | MAXI AIR | Multizone Mix of Ducted and Non-Ducted | 213927624 |  | HMSV-A-CB | NE-T53-MULTI36E | Mixed Ducted and Non-Ducted Indoor Units |  | 12.45 | 20.4 | 11 | 12.65 | 20.6 | 10.15 | FALSE | FALSE | TRUE | 36000 | 34000 | 2.45 | 35200 | 1.88
213927616 | 01/15/24 | Live | Midea Electric Trading | QUEBEC VAIR | Multizone All Non-Ducted | 213927616 |  | HMSR-A-CB-O | NE-T53-MULTI36E | Non-Ducted Indoor Units |  | 13.6 | 21.8 | 11 | 13.6 | 22.2 | 10.3 | FALSE | FALSE | TRUE | 36000 | 33000 | 2.4 | 35200 | 1.88
213785828 | 12/21/23 | Live | Midea Electric Trading | KARDA | Singlezone Non-Ducted, Ceiling Placement | 213785828 |  | HRCU-A-CB-O | 3KARDA18SZO | Mini-Splits | 2KARDA18UVC | 12.5 | 20 | 10.3 | 12.5 | 20 | 9.5 | TRUE | TRUE | TRUE | 16000 | 15600 | 2.24 | 20000 | 1.78
213769961 | 01/15/24 | Live | Midea Electric Trading | AI AIR CONDITIONING | Multizone All Non-Ducted | 213769961 |  | HMSR-A-CB-O | A5MO22-48N1-M1H | Non-Ducted Indoor Units |  | 11 | 21 | 11.5 | 11 | 21.2 | 10 | FALSE | FALSE | TRUE | 48000 | 39000 | 2.5 | 45000 | 2.2
213769935 | 01/15/24 | Live | Midea Electric Trading | AI AIR CONDITIONING | Singlezone Non-Ducted, Wall Placement | 213769935 |  | HRCU-A-CB-O | AO21-36N1-M1 | Mini-Splits | AW21-36N1-M1 | 8.5 | 17.5 | 12 | 8.5 | 17.5 | 8.7 | FALSE | FALSE | FALSE | 36000 | 24000 | 2 | 24160 | 1.98
213617766 | 01/30/24 | Live | GENERALLUX | GENERALLUX STAR | Singlezone Non-Ducted, Wall Placement | 213617766 |  | HRCU-A-CB-O | GNS-12HCH22TO1 | Mini-Splits | GNS-12HCH22TI1 | 13 | 22 | 10.5 | 13 | 21 | 9.5 | FALSE | FALSE | TRUE | 12000 | 7500 | 2.71 | 10990 | 2.12
213479412 | 10/30/23 | Live | Midea Electric Trading | CANAIR | Multizone Mix of Ducted and Non-Ducted | 213479412 |  | HMSV-A-CB | C28MC218H22 | Mixed Ducted and Non-Ducted Indoor Units |  | 12 | 20.5 | 10 | 12.25 | 20.5 | 9.55 | TRUE | TRUE | TRUE | 19000 | 15500 | 2.55 | 19000 | 2.23
213479409 | 10/30/23 | Live | Midea Electric Trading | CANAIR | Multizone Mix of Ducted and Non-Ducted | 213479409 |  | HMSV-A-CB | C28MC436H22 | Mixed Ducted and Non-Ducted Indoor Units |  | 12.45 | 20.4 | 11 | 12.65 | 20.6 | 10.15 | TRUE | TRUE | TRUE | 36000 | 34000 | 2.45 | 35200 | 1.88
213479383 | 10/30/23 | Live | Midea Electric Trading | TEMP SHIFT | Singlezone Non-Ducted, Wall Placement | 213479383 |  | HRCU-A-CB-O | TSMOE30U36HFN1M(GA) | Mini-Splits | TSMCD136HRFN1M(GA) | 9.5 | 19 | 10.3 | 9.5 | 19.4 | 10.5 | FALSE | FALSE | TRUE | 36000 | 33000 | 2.4 | 40500 | 1.93
213479381 | 10/30/23 | Live | Midea Electric Trading | TEMP SHIFT | Singlezone Non-Ducted, Ceiling Placement | 213479381 |  | HRCU-A-CB-O | TSMOX43017HFN1MT0W | Mini-Splits | TSCCA3U18HRFN1M(C) | 12.5 | 20 | 10.3 | 12.5 | 20 | 9.5 | FALSE | FALSE | TRUE | 16000 | 15600 | 2.24 | 20000 | 1.78
213286777 | 10/31/23 | Live | Midea Electric Trading | WELLS | Multizone Mix of Ducted and Non-Ducted | 213286777 |  | HMSV-A-CB | WMCA-18HFMO | Mixed Ducted and Non-Ducted Indoor Units |  | 12 | 19.75 | 9.75 | 12.25 | 19.75 | 9.15 | TRUE | TRUE | TRUE | 19000 | 14700 | 2.55 | 19000 | 2.23
213279893 | 10/31/23 | Live | Midea Electric Trading | STAR AIR KONTROL | Singlezone Non-Ducted, Ceiling Placement | 213279893 |  | HRCU-A-CB-O | SAK-18-CC/220V | Mini-Splits | SAK-18-CC/220V | 12.5 | 20.5 | 11 | 12.5 | 20.5 | 10.5 | TRUE | FALSE | TRUE | 16000 | 12000 | 2.51 | 13600 | 2.24
213265579 | 10/31/23 | Live | Midea Electric Trading | COOPER&HUNTER | Singlezone Ducted, Compact Ducted | 213265579 |  | HRCU-A-CB | CH-HPR24-230VO | Mini-Splits | CH-24MDT-W | 12.5 | 20.6 | 12.6 | 12 | 19.2 | 10.5 | TRUE | TRUE | TRUE | 24000 | 21000 | 2.64 | 24000 | 2.4
213265575 | 10/31/23 | Live | Midea Electric Trading | COOPER&HUNTER | Singlezone Ducted, Compact Ducted | 213265575 |  | HRCU-A-CB | CH-HPR12-230VO | Mini-Splits | CH-12MDT-W | 13 | 21.5 | 11.5 | 11.7 | 19.5 | 10 | TRUE | TRUE | TRUE | 12000 | 10600 | 2.51 | 12600 | 1.95
213160461 | 07/30/23 | Live | Midea Electric Trading | KANIONCO | Singlezone Non-Ducted, Wall Placement | 213160461 |  | HRCU-A-CB-O | KWSM-09IR410AHS28.1ODU | Mini-Splits | KWSM-09IR410AHS28.1IDU | 16.2 | 28.1 | 13 | 16.2 | 28.1 | 11.5 | TRUE | TRUE | TRUE | 9000 | 9500 | 2.53 | 12371 | 2.04
213088007 | 07/30/23 | Live | Midea Electric Trading | ECO AC | Multizone All Ducted | 213088007 |  | HMSV-A-CB | EMH-5O48BBH | Ducted Indoor Units |  | 11.4 | 20.2 | 10.5 | 11.7 | 20.9 | 8.9 | TRUE | TRUE | TRUE | 47000 | 36000 | 2.3 | 45000 | 2.2
213088006 | 07/30/23 | Live | Midea Electric Trading | ECO AC | Multizone All Non-Ducted | 213088006 |  | HMSR-A-CB-O | EMH-5O48BBH | Non-Ducted Indoor Units |  | 11 | 21 | 11.5 | 11 | 21.2 | 10 | FALSE | FALSE | TRUE | 48000 | 39000 | 2.5 | 45000 | 2.2
212365414 | 07/13/23 | Live | Midea Electric Trading | CUSTOM COMFORT | Singlezone Non-Ducted, Wall Placement | 212365414 |  | HRCU-A-CB-O | CCOXHASZ48CHP | Mini-Splits | CCOXHA4C48 | 8.3 | 16.5 | 10.7 | 8.3 | 16.8 | 10.7 | TRUE | TRUE | FALSE | 48000 | 35000 | 2.59 | 46000 | 2.32
212920681 | 07/26/23 | Live | Midea Electric Trading | NOVAIR | Multizone Mix of Ducted and Non-Ducted | 212920681 |  | HMSV-A-CB | LEA20MZ-2P-35SK-O* | Mixed Ducted and Non-Ducted Indoor Units |  | 12 | 20.5 | 10 | 12.25 | 20.5 | 9.55 | FALSE | FALSE | TRUE | 19000 | 15500 | 2.55 | 19000 | 2.23
212920657 | 07/26/23 | Live | Midea Electric Trading | BLADEX | Multizone All Ducted | 212920657 |  | HMSV-A-CB | B50G-48SPHP1 | Ducted Indoor Units |  | 11.4 | 20.2 | 10.5 | 11.7 | 20.9 | 8.9 | FALSE | FALSE | TRUE | 47000 | 36000 | 2.3 | 45000 | 2.2
212920650 | 07/26/23 | Live | Midea Electric Trading | BLADEX | Multizone Mix of Ducted and Non-Ducted | 212920650 |  | HMSV-A-CB | B20I-18SPHP1 | Mixed Ducted and Non-Ducted Indoor Units |  | 12 | 19.75 | 9.75 | 12.25 | 19.75 | 9.15 | FALSE | FALSE | TRUE | 19000 | 14700 | 2.55 | 19000 | 2.23
212615049 | 07/26/23 | Live | Midea Electric Trading | KANIONCO | Singlezone Ducted, Compact Ducted | 212615049 |  | HRCU-A-CB | KD-12IR410AHSODU | Mini-Splits | KD-12IR410AHSIDU | 13 | 21.5 | 11.5 | 11.7 | 19.5 | 10 | TRUE | TRUE | TRUE | 12000 | 10600 | 2.51 | 12600 | 1.95
212615021 | 07/26/23 | Live | Midea Electric Trading | RELIEF SCIENCES | Multizone Mix of Ducted and Non-Ducted | 212615021 |  | HMSV-A-CB | LANG36OD35-4 | Mixed Ducted and Non-Ducted Indoor Units |  | 11.9 | 19.5 | 10.9 | 12.1 | 19.5 | 9.85 | FALSE | FALSE | TRUE | 36000 | 35000 | 2.43 | 35200 | 1.88
212510995 | 05/23/23 | Live | RBL A/C INC. | HAXXAIR | Multizone All Ducted | 212510995 |  | HMSV-A-CB | HVHM-42T2D | Ducted Indoor Units |  | 10 | 18 | 9.5 | 10 | 18 | 8.8 | FALSE | FALSE | TRUE | 41000 | 28400 | 2.96 | 39887 | 1.88
211644027 | 04/27/23 | Live | Midea Electric Trading | Alsetria | Singlezone Ducted, Compact Ducted | 211644027 |  | HRCU-A-CB | MOD33-24HFN1-MT0W | Mini-Splits | MTIU-24HWFN1-M | 12.6 | 21.5 | 11.2 | 12.5 | 19 | 11.2 | TRUE | TRUE | TRUE | 23000 | 20000 | 2.61 | 22600 | 2.41
212365434 | 07/13/23 | Live | Midea Electric Trading | CUSTOM COMFORT | Multizone All Ducted | 212365434 |  | HMSV-A-CB | CCOXHAMZ218HP | Ducted Indoor Units |  | 11.5 | 19 | 9.8 | 12 | 19 | 9.3 | TRUE | TRUE | TRUE | 19000 | 16000 | 2.61 | 19000 | 2.23
212365418 | 07/13/23 | Live | Midea Electric Trading | CUSTOM COMFORT | Singlezone Ducted, Compact Ducted | 212365418 |  | HRCU-A-CB | CCOXHASZ24HP | Mini-Splits | CCOXHASD24 | 12.5 | 20.6 | 12.6 | 12 | 19.2 | 10.5 | TRUE | TRUE | TRUE | 24000 | 21000 | 2.64 | 24000 | 2.4
212365413 | 07/13/23 | Live | Midea Electric Trading | CUSTOM COMFORT | Singlezone Non-Ducted, Wall Placement | 212365413 |  | HRCU-A-CB-O | CCOXHASZ36CHP | Mini-Splits | CCOXHA4C36 | 9.5 | 19 | 10.3 | 9.5 | 19.4 | 10.5 | TRUE | TRUE | TRUE | 36000 | 33000 | 2.4 | 40500 | 1.93
212316192 | 04/27/23 | Live | Midea Electric Trading | STEALTH | Singlezone Ducted, Compact Ducted | 212316192 |  | HRCU-A-CB | ACIQ-48ZPL-HP230B | Mini-Splits | ACIQ-48CD-HH-MB | 8.7 | 16 | 11.1 | 8.2 | 14.3 | 10.3 | FALSE | FALSE | FALSE | 48000 | 39500 | 2.39 | 51000 | 2.33
212316189 | 04/27/23 | Live | Midea Electric Trading | STEALTH | Singlezone Non-Ducted, Wall Placement | 212316189 |  | HRCU-A-CB-O | ACIQ-36ZPL-HP230B | Mini-Splits | ACIQ-36CC-HH-MB | 9.5 | 19 | 10.3 | 9.5 | 19.4 | 10.5 | TRUE | TRUE | TRUE | 36000 | 33000 | 2.4 | 40500 | 1.93
212316179 | 04/27/23 | Live | Midea Electric Trading | STEALTH | Multizone Mix of Ducted and Non-Ducted | 212316179 |  | HMSV-A-CB | ACIQ-36Z-HH-M4B | Mixed Ducted and Non-Ducted Indoor Units |  | 12.45 | 20.4 | 11 | 12.65 | 20.6 | 10.15 | TRUE | TRUE | TRUE | 36000 | 34000 | 2.45 | 35200 | 1.88
212316177 | 04/27/23 | Live | Midea Electric Trading | STEALTH | Multizone All Non-Ducted | 212316177 |  | HMSR-A-CB-O | ACIQ-36Z-HH-M4B | Non-Ducted Indoor Units |  | 13.6 | 21.8 | 11 | 13.6 | 22.2 | 10.3 | TRUE | TRUE | TRUE | 36000 | 33000 | 2.4 | 35200 | 1.88
212316172 | 04/27/23 | Live | Midea Electric Trading | STEALTH | Multizone All Ducted | 212316172 |  | HMSV-A-CB | ACIQ-18Z-HH-M2B | Ducted Indoor Units |  | 11.5 | 19 | 9.8 | 12 | 19 | 9.3 | TRUE | TRUE | TRUE | 19000 | 16000 | 2.61 | 19000 | 2.23
212316157 | 04/27/23 | Live | Midea Electric Trading | STEALTH | Singlezone Non-Ducted, Wall Placement | 212316157 |  | HRCU-A-CB-O | ACIQ-09ZPL-HP230B | Mini-Splits | ACIQ-09W-HH-MB | 16.2 | 28.1 | 13 | 16.2 | 28.1 | 11.5 | TRUE | TRUE | TRUE | 9000 | 9500 | 2.53 | 12371 | 2.04
212316096 | 04/27/23 | Live | Midea Electric Trading | POLARWAVE | Multizone Mix of Ducted and Non-Ducted | 212316096 |  | HMSV-A-CB | ACIQ-48Z-HH-M5B | Mixed Ducted and Non-Ducted Indoor Units |  | 11.5 | 20.85 | 10.75 | 11.7 | 21.35 | 9.35 | TRUE | TRUE | TRUE | 47500 | 36000 | 2.3 | 45000 | 2.2
212316081 | 04/27/23 | Live | Midea Electric Trading | PolarWave | Singlezone Ducted, Compact Ducted | 212316081 |  | HRCU-A-CB | ACIQ-24ZPL-HP230B | Mini-Splits | ACIQ-24CD-HH-MB | 12.5 | 20.6 | 12.6 | 12 | 19.2 | 10.5 | TRUE | TRUE | TRUE | 24000 | 21000 | 2.64 | 24000 | 2.4
212316070 | 04/27/23 | Live | Midea Electric Trading | PolarWave | Singlezone Non-Ducted, Wall Placement | 212316070 |  | HRCU-A-CB-O | ACIQ-36Z-HP230B | Mini-Splits | ACIQ-36W-HP230B | 8.5 | 17.5 | 12 | 8.5 | 17.5 | 8.7 | FALSE | FALSE | FALSE | 36000 | 24000 | 2 | 24160 | 1.98
211793575 | 04/27/23 | Live | Midea Electric Trading | KADEN | Singlezone Non-Ducted, Ceiling Placement | 211793575 |  | HRCU-A-CB-O | KO-PSX18HP-2AAMA | Mini-Splits | KI-PSX18CT-2AAMA | 12.5 | 20.5 | 11 | 12.5 | 20.5 | 10.5 | FALSE | FALSE | TRUE | 16000 | 12000 | 2.51 | 13600 | 2.24
211497115 | 08/06/20 | Live | Mitsubishi Electric Trane | TRANE / MITSUBISHI ELECTRIC | Singlezone Ducted, Centrally Ducted | 211497115 | 204795701 | HRCU-A-CB | TRUZA0361KA70** | Mini-Splits | TPVA0A0361AA*** | 9.8 | 19.3 | 9.5 | 11 | 19.8 | 8.7 | FALSE | FALSE | FALSE | 36000 | 24000 | 2.31 | 27800 | 2.66
211497109 | 08/06/20 | Live | Mitsubishi Electric Trane | TRANE / MITSUBISHI ELECTRIC | Singlezone Non-Ducted, Ceiling Placement | 211497109 | 204795669 | HRCU-A-CB-O | TRUZA0421KA70** | Mini-Splits | TPCA0A0421KA*** | 10.2 | 17.6 | 10.2 | 10 | 17.7 | 9.4 | FALSE | FALSE | FALSE | 42000 | 28200 | 2.6 | 35000 | 3.23
211497106 | 08/06/20 | Live | Mitsubishi Electric Trane | TRANE / MITSUBISHI ELECTRIC | Singlezone Non-Ducted, Ceiling Placement | 211497106 | 204795667 | HRCU-A-CB-O | TRUZA0361KA70** | Mini-Splits | TPCA0A0361KA*** | 11 | 19.1 | 10.2 | 11 | 19.5 | 8.9 | FALSE | FALSE | FALSE | 36000 | 21200 | 2.5 | 24400 | 2.87
211497105 | 08/06/20 | Live | Mitsubishi Electric Trane | TRANE / MITSUBISHI ELECTRIC | Singlezone Non-Ducted, Ceiling Placement | 211497105 | 204795691 | HRCU-A-CB-O | TRUZA0301HA70** | Mini-Splits | TPLA0A0301EA*** | 11.8 | 22.8 | 11.6 | 11.8 | 23.4 | 9.5 | TRUE | FALSE | FALSE | 30000 | 18100 | 2.82 | 20800 | 3.06
211497100 | 08/06/20 | Live | Mitsubishi Electric Trane | TRANE / MITSUBISHI ELECTRIC | Singlezone Non-Ducted, Ceiling Placement | 211497100 | 204795663 | HRCU-A-CB-O | TRUZA0241HA70** | Mini-Splits | TPCA0A0241KA*** | 12.2 | 21.2 | 10.8 | 12.2 | 21 | 9.2 | TRUE | FALSE | FALSE | 24000 | 15400 | 2.65 | 17900 | 2.96
211644070 | 04/27/23 | Live | Midea Electric Trading | ECO-AIR | Singlezone Non-Ducted, Ceiling Placement | 211644070 |  | HRCU-A-CB-O | MOX430-17HFN1-MT0W | Mini-Splits | CCA3U-18HRFN1-M(C) | 12.5 | 20 | 10.3 | 12.5 | 20 | 9.5 | TRUE | TRUE | TRUE | 16000 | 15600 | 2.24 | 20000 | 1.78
211644066 | 04/27/23 | Live | Midea Electric Trading | ECO-AIR | Singlezone Ducted, Compact Ducted | 211644066 |  | HRCU-A-CB | MOE30U-36HFN1-M(GA) | Mini-Splits | MTI-36HWFN1-M | 9 | 17.5 | 11.5 | 9 | 16.5 | 11 | TRUE | TRUE | FALSE | 36000 | 34000 | 2.49 | 43000 | 2.23
211504111 | 04/27/23 | Live | Midea Electric Trading | Star Air Kontrol | Singlezone Non-Ducted, Wall Placement | 211504111 |  | HRCU-A-CB-O | SAK-36MS/220V | Mini-Splits | SAK-36MS/220V | 8.5 | 17.5 | 12 | 8.5 | 17.5 | 8.7 | FALSE | FALSE | FALSE | 36000 | 24000 | 2 | 24160 | 1.98
211497043 | 12/06/23 | Live | Mitsubishi Electric Trane | TRANE / MITSUBISHI ELECTRIC | Singlezone Ducted, Compact Ducted | 211497043 |  | HRCU-A-CB | TRUZH0421KA10** | Mini-Splits | TPEADA0421AA*** | 10.7 | 15 | 9.8 | 10.4 | 15.5 | 8.9 | TRUE | TRUE | TRUE | 42000 | 39500 | 2.27 | 48000 | 2.1
211306407 | 04/27/23 | Live | Midea Electric Trading | Mitsutomo | Multizone All Non-Ducted | 211306407 |  | HMSR-A-CB-O | HO-MQ36-AB-Q | Non-Ducted Indoor Units |  | 12.5 | 20 | 10.8 | 12.5 | 20 | 9.7 | FALSE | FALSE | TRUE | 36000 | 35000 | 2.35 | 35200 | 1.88
211306403 | 06/07/23 | Live | Midea Electric Trading | MITSUTOMO | Multizone Mix of Ducted and Non-Ducted | 211306403 |  | HMSV-A-CB | HO-MD18-AB-Q | Mixed Ducted and Non-Ducted Indoor Units |  | 12 | 19.75 | 9.75 | 12.25 | 19.75 | 9.15 | FALSE | FALSE | TRUE | 19000 | 14700 | 2.55 | 19000 | 2.23
211306402 | 04/27/23 | Live | Midea Electric Trading | Mitsutomo | Multizone All Ducted | 211306402 |  | HMSV-A-CB | HO-MD18-AB-Q | Ducted Indoor Units |  | 11.5 | 19 | 9.8 | 12 | 19 | 9.3 | FALSE | FALSE | TRUE | 19000 | 16000 | 2.61 | 19000 | 2.23
211306391 | 04/27/23 | Live | Midea Electric Trading | Mitsutomo | Singlezone Non-Ducted, Wall Placement | 211306391 |  | HRCU-A-CB-O | RO-SZ36-AB-Q | Mini-Splits | RW-SZ36-AB-Q | 8.5 | 17.5 | 12 | 8.5 | 17.5 | 8.7 | FALSE | FALSE | FALSE | 36000 | 24000 | 2 | 24160 | 1.98
211277595 | 04/27/23 | Live | Midea Electric Trading | Breeze33 | Singlezone Non-Ducted, Floor Placement | 211277595 |  | HRCU-A-CB-O | HSZ24H424ZMO | Mini-Splits | FC24H424ZMI | 11.5 | 20.2 | 11.6 | 11.7 | 20.5 | 11 | TRUE | TRUE | TRUE | 24000 | 19000 | 2.64 | 28000 | 2.1
211034460 | 04/20/23 | Live | Lennox Industries | LENNOX | Singlezone Non-Ducted, Ceiling Placement | 211034460 |  | HRCU-A-CB-O | MLB048S4S-2P | Mini-Splits | M33C048S4-*P | 8.3 | 16.5 | 10.7 | 8.3 | 16.8 | 10.7 | TRUE | TRUE | FALSE | 48000 | 35000 | 2.6 | 53094 | 2.23
211016455 | 07/26/23 | Live | Mitsubishi Electric Trane | Mitsubishi Electric | Multizone All Non-Ducted | 211016455 |  | HMSR-A-CB-O | MXZ-SM48NAM2 | Non-Ducted Indoor Units |  | 13.1 | 23 | 12 | 13.1 | 23 | 10.4 | FALSE | FALSE | TRUE | 48000 | 31400 | 2.7 | 43000 | 2.5
210857340 | 01/05/23 | Live | Midea Electric Trading | DIYCOOL | Singlezone Non-Ducted, Wall Placement | 210857340 |  | HRCU-A-CB-O | ACIQ-48ZPL-HP230B | Mini-Splits | ACIQ-48CC-HH-MB | 8.3 | 16.5 | 10.7 | 8.3 | 16.8 | 10.7 | TRUE | TRUE | FALSE | 48000 | 35000 | 2.59 | 46000 | 2.32
210799589 | 01/05/23 | Live | Midea Electric Trading | Cooper&Hunter | Singlezone Ducted, Compact Ducted | 210799589 |  | HRCU-A-CB | CH-ES24-230VO | Mini-Splits | CH-M24DTUI | 12.6 | 21.5 | 11.2 | 12.5 | 19 | 11.2 | TRUE | TRUE | TRUE | 23000 | 20000 | 2.61 | 22600 | 2.41
211150925 | 04/13/23 | Live | Mitsubishi Electric Trane | TRANE / MITSUBISHI ELECTRIC | Singlezone Ducted, Centrally Ducted | 211150925 |  | HRCU-A-C | TRUZA0421KA70** | Mini-Splits | PAA-A42BA* | 9.5 | 15.5 | 9.5 | 9.5 | 14.4 | 9.3 | FALSE | FALSE | FALSE | 42000 | 32800 | 2.39 | 32400 | 2.36
211150923 | 04/13/23 | Live | Mitsubishi Electric Trane | TRANE / MITSUBISHI ELECTRIC | Singlezone Ducted, Centrally Ducted | 211150923 |  | HRCU-A-C | TRUZA0361KA70** | Mini-Splits | PAA-A36BA* | 10 | 16.5 | 9.5 | 11 | 17.5 | 9.2 | FALSE | FALSE | TRUE | 36000 | 29400 | 2.71 | 29000 | 2.67
211133301 | 06/07/23 | Live | Midea Electric Trading | NOVAIR | Multizone Mix of Ducted and Non-Ducted | 211133301 |  | HMSV-A-CB | LEA36MZ-4P-35SK-O | Mixed Ducted and Non-Ducted Indoor Units |  | 11.9 | 19.5 | 10.9 | 12.1 | 19.5 | 9.85 | FALSE | FALSE | TRUE | 36000 | 35000 | 2.43 | 35200 | 1.88
211133300 | 02/13/23 | Live | Midea Electric Trading | NOVAIR | Multizone All Non-Ducted | 211133300 |  | HMSR-A-CB-O | LEA36MZ-4P-35SK-O | Non-Ducted Indoor Units |  | 12.5 | 20 | 10.8 | 12.5 | 20 | 9.7 | FALSE | FALSE | TRUE | 36000 | 35000 | 2.35 | 35200 | 1.88
211034587 | 04/20/23 | Live | Lennox Industries | DUCANE | Singlezone Non-Ducted, Ceiling Placement | 211034587 |  | HRCU-A-CB-O | 4DHP2S18S-1P | Mini-Splits | D22C118S4-*P | 12.5 | 20.5 | 11 | 12.5 | 20.5 | 10.4 | TRUE | FALSE | TRUE | 16000 | 12000 | 2.51 | 14200 | 2.17
211034556 | 04/20/23 | Live | Lennox Industries | CONCORD | Singlezone Ducted, Compact Ducted | 211034556 |  | HRCU-A-CB | 4DHP2S24S-1P | Mini-Splits | DMD224S4-*P | 12.6 | 21.5 | 11.2 | 12.3 | 19 | 11 | TRUE | TRUE | TRUE | 23000 | 20000 | 3.71 | 22600 | 2.63
211034545 | 04/20/23 | Live | Lennox Industries | CONCORD | Singlezone Non-Ducted, Wall Placement | 211034545 |  | HRCU-A-CB-O | 4DHP2S12S-1L | Mini-Splits | DWM212S4-*L | 13 | 23 | 11.6 | 12.8 | 23.5 | 10 | TRUE | FALSE | TRUE | 12000 | 8400 | 3.04 | 9250 | 2.56
211034536 | 04/20/23 | Live | Lennox Industries | Armstrong Air | Singlezone Non-Ducted, Ceiling Placement | 211034536 |  | HRCU-A-CB-O | 4DHP2S24S-1P | Mini-Splits | D33C224S4-*P | 12.5 | 20.7 | 10 | 12.3 | 21.5 | 9.6 | TRUE | TRUE | TRUE | 23600 | 19000 | 3.48 | 18680 | 2.28
211034449 | 04/20/23 | Live | Lennox Industries | LENNOX | Singlezone Ducted, Compact Ducted | 211034449 |  | HRCU-A-CB | MLB048S4S-2P | Mini-Splits | MMDB048S4-*P | 8.7 | 16 | 11.1 | 8.1 | 14.3 | 10.2 | FALSE | FALSE | FALSE | 48000 | 39500 | 3.28 | 54445 | 2.37
211034437 | 04/20/23 | Live | Lennox Industries | LENNOX | Singlezone Non-Ducted, Ceiling Placement | 211034437 |  | HRCU-A-CB-O | MPC024S4S-1P | Mini-Splits | M33C024S4-*P | 12.5 | 20.7 | 10 | 12.3 | 21.5 | 9.6 | TRUE | TRUE | TRUE | 23600 | 19000 | 3.48 | 18680 | 2.28
211034415 | 04/20/23 | Live | Lennox Industries | LENNOX | Singlezone Non-Ducted, Wall Placement | 211034415 |  | HRCU-A-CB-O | MPC012S4S-1L | Mini-Splits | MWMC012S4-*L | 13 | 23 | 11.6 | 12.8 | 23.5 | 10 | TRUE | FALSE | TRUE | 12000 | 8400 | 3.04 | 9250 | 2.56
210857319 | 01/05/23 | Live | Midea Electric Trading | ACIQ | Singlezone Non-Ducted, Wall Placement | 210857319 |  | HRCU-A-CB-O | ACIQ-36ZPL-HP230B | Mini-Splits | ACIQ-36CC-HH-MB | 9.5 | 19 | 10.3 | 9.5 | 19.4 | 10.5 | TRUE | TRUE | TRUE | 36000 | 33000 | 2.4 | 40500 | 1.93
210857315 | 01/05/23 | Live | Midea Electric Trading | ACIQ | Singlezone Non-Ducted, Wall Placement | 210857315 |  | HRCU-A-CB-O | ACIQ-09ZPL-HP230B | Mini-Splits | ACIQ-09W-HH-MC | 16.2 | 28.1 | 13 | 16.2 | 28.1 | 11.5 | TRUE | TRUE | TRUE | 9000 | 9500 | 2.53 | 12371 | 2.04
210857302 | 01/05/23 | Live | Midea Electric Trading | 1HVAC | Singlezone Ducted, Compact Ducted | 210857302 |  | HRCU-A-CB | ACIQ-48ZPL-HP230B | Mini-Splits | ACIQ-48CD-HH-MB | 8.7 | 16 | 11.1 | 8.2 | 14.3 | 10.3 | FALSE | FALSE | FALSE | 48000 | 39500 | 2.39 | 51000 | 2.33
210857301 | 01/05/23 | Live | Midea Electric Trading | 1HVAC | Singlezone Ducted, Compact Ducted | 210857301 |  | HRCU-A-CB | ACIQ-36ZPL-HP230B | Mini-Splits | ACIQ-36CD-HH-MB | 9 | 17.5 | 11.5 | 9 | 16.5 | 11 | TRUE | TRUE | FALSE | 36000 | 34000 | 2.49 | 43000 | 2.23
208128275 | 01/05/23 | Live | Midea Electric Trading | SEA BREEZE+ | Singlezone Non-Ducted, Wall Placement | 208128275 |  | HRCU-A-CB-O | CSZ48H424ZMO | Mini-Splits | CA48H424ZMI | 8.3 | 16.5 | 10.7 | 8.3 | 16.8 | 10.7 | FALSE | FALSE | FALSE | 48000 | 35000 | 2.59 | 46000 | 2.32
210799639 | 06/07/23 | Live | Midea Electric Trading | COOPER&HUNTER | Multizone Mix of Ducted and Non-Ducted | 210799639 |  | HMSV-A-CB | CH-HPR36M-230VO | Mixed Ducted and Non-Ducted Indoor Units |  | 12.45 | 20.4 | 11 | 12.65 | 20.6 | 10.15 | TRUE | TRUE | TRUE | 36000 | 34000 | 2.45 | 35200 | 1.88
210799637 | 01/27/23 | Live | Midea Electric Trading | COOPER&HUNTER | Multizone All Ducted | 210799637 |  | HMSV-A-CB | CH-HPR48M-230VO | Ducted Indoor Units |  | 11.4 | 20.2 | 10.5 | 11.7 | 20.9 | 8.9 | TRUE | TRUE | TRUE | 47000 | 36000 | 2.3 | 45000 | 2.2
210799634 | 02/01/23 | Live | Midea Electric Trading | COOPER&HUNTER | Multizone All Non-Ducted | 210799634 |  | HMSR-A-CB-O | CH-HPR36M-230VO | Non-Ducted Indoor Units |  | 13.6 | 21.8 | 11 | 13.6 | 22.2 | 10.3 | TRUE | TRUE | TRUE | 36000 | 33000 | 2.4 | 35200 | 1.88
210799615 | 01/05/23 | Live | Midea Electric Trading | Cooper&Hunter | Singlezone Non-Ducted, Wall Placement | 210799615 |  | HRCU-A-CB-O | CH-NHPR48LCU-230VO | Mini-Splits | CH-48LCFC/I | 8.2 | 17 | 10.8 | 8.2 | 17 | 9.8 | FALSE | FALSE | FALSE | 48000 | 35000 | 2.34 | 52000 | 2.1
210799601 | 01/05/23 | Live | Midea Electric Trading | Cooper&Hunter | Singlezone Non-Ducted, Floor Placement | 210799601 |  | HRCU-A-CB-O | CH-HPR24-230VO | Mini-Splits | CH-24MSPHFC-230VI | 11.5 | 20.2 | 11.6 | 11.7 | 20.5 | 11 | TRUE | TRUE | TRUE | 24000 | 19000 | 2.64 | 28000 | 2.1
210799596 | 01/05/23 | Live | Midea Electric Trading | Cooper&Hunter | Singlezone Non-Ducted, Ceiling Placement | 210799596 |  | HRCU-A-CB-O | CH-HPR18-230VO | Mini-Splits | CH-18MSPHCT-230VI | 12.5 | 20 | 10.3 | 12.5 | 20 | 9.5 | TRUE | TRUE | TRUE | 16000 | 15600 | 2.24 | 20000 | 1.78
210799594 | 01/05/23 | Live | Midea Electric Trading | Cooper&Hunter | Singlezone Ducted, Compact Ducted | 210799594 |  | HRCU-A-CB | CH-HPR12-230VO | Mini-Splits | CH-M12DTUI | 13 | 21.5 | 11.5 | 11.7 | 19.5 | 10 | TRUE | TRUE | TRUE | 12000 | 10600 | 2.51 | 12600 | 1.95
207743759 | 01/05/23 | Live | Midea Electric Trading | DIRECT AIR | Singlezone Ducted, Compact Ducted | 207743759 |  | HRCU-A-CB | DIRM-24DA25-1Z | Mini-Splits | DIRM-24HP-DU | 12.6 | 21.5 | 11.2 | 12.5 | 19 | 11.2 | TRUE | TRUE | TRUE | 23000 | 20000 | 2.61 | 22600 | 2.41
210799577 | 01/05/23 | Live | Midea Electric Trading | Cooper&Hunter | Singlezone Non-Ducted, Wall Placement | 210799577 |  | HRCU-A-CB-O | CH-EL36-230VO | Mini-Splits | CH-36ELSPHWM-230VI | 8.5 | 17.5 | 12 | 8.5 | 17.5 | 8.7 | FALSE | FALSE | FALSE | 36000 | 24000 | 2 | 24160 | 1.98
207702840 | 08/06/20 | Live | Mitsubishi Electric Trane | TRANE / MITSUBISHI ELECTRIC | Singlezone Ducted, Centrally Ducted | 207702840 | 204795679 | HRCU-A-CB | TRUZA0421KA70** | Mini-Splits | TPEADA0421AA*** | 10.7 | 16.1 | 10 | 10.7 | 18.4 | 9 | FALSE | FALSE | TRUE | 42000 | 26600 | 2.6 | 33700 | 3.21
207702834 | 08/06/20 | Live | Mitsubishi Electric Trane | TRANE / MITSUBISHI ELECTRIC | Singlezone Ducted, Compact Ducted | 207702834 | 204795675 | HRCU-A-CB | TRUZA0301HA70** | Mini-Splits | TPEADA0301AA*** | 10 | 19.1 | 10.8 | 10 | 18.5 | 9.1 | FALSE | FALSE | FALSE | 30400 | 18800 | 2.71 | 21200 | 2.96
207699116 | 04/20/23 | Live | Lennox Industries | LENNOX | Multizone All Non-Ducted | 207699116 |  | HMSV-A-CB | MPC024S4M-1P | Non-Ducted Indoor Units |  | 13 | 24.1 | 11 | 13.4 | 24.6 | 10 | TRUE | TRUE | TRUE | 24000 | 15000 | 2.87 | 21321 | 2.23
210737940 | 04/18/23 | Live | Lennox Industries | ARMSTRONG AIR | Singlezone Ducted, Centrally Ducted | 210737940 |  | HRCU-A-CB | 4SHP18LX136P | Ducted Indoor Units | BCE5E36M*4X |  |  |  | 11 | 17.1 | 8.5 | FALSE | FALSE | TRUE | 33600 | 22600 | 2.11 | 22600 | 2.11
207658933 | 01/05/23 | Live | Midea Electric Trading | COMFORTSTAR | Singlezone Ducted, Compact Ducted | 207658933 |  | HRCU-A-CB | CZP24CD(O) | Mini-Splits | CPA-24B | 12.6 | 21.5 | 11.2 | 12.5 | 19 | 11.2 | TRUE | TRUE | TRUE | 23000 | 20000 | 2.61 | 22600 | 2.41
207583108 | 12/22/22 | Live | Hisense | DIRECT AIR | Singlezone Non-Ducted, Wall Placement | 207583108 |  | HRCU-A-CB-O | DIRH-18HP23-DKO | Mini-Splits | DIRH-18HP23-DKI | 13 | 23.3 | 11.6 | 13 | 22.5 | 8.6 | TRUE | FALSE | FALSE | 18000 | 11600 | 2.7 | 14960 | 2.28
207583107 | 12/22/22 | Live | Hisense | DIRECT AIR | Singlezone Non-Ducted, Wall Placement | 207583107 |  | HRCU-A-CB-O | DIRH-12HP23-DKO | Mini-Splits | DIRH-12HP23-DKI | 13 | 22 | 10.5 | 13 | 21 | 9.5 | FALSE | FALSE | TRUE | 12000 | 7500 | 2.71 | 10990 | 2.12
207506890 | 03/14/23 | Live | Fujitsu General America, Inc. | WESTINGHOUSE | Singlezone Ducted, Centrally Ducted | 207506890 |  | HRCU-A-CB | WHM36SZA21S | Mini-Splits | WHM36DMA21S | 9.55 | 18 | 11 | 9.55 | 18 | 9 | FALSE | FALSE | FALSE | 36000 | 24000 | 2.5 | 34520 | 2.38
210605811 | 01/27/23 | Live | Midea Electric Trading | CONFORTO | Multizone All Ducted | 210605811 |  | HMSV-A-CB | MHMZ218DA | Ducted Indoor Units |  | 11.5 | 19 | 9.8 | 12 | 19 | 9.3 | FALSE | FALSE | TRUE | 19000 | 16000 | 2.61 | 19000 | 2.23
210568244 | 01/05/23 | Live | Midea Electric Trading | COMFORT-AIRE | Singlezone Non-Ducted, Floor Placement | 210568244 |  | HRCU-A-CB-O | A-VMH24SV-1 | Mini-Splits | B-VMH24UU-1 | 11.5 | 20.2 | 11.6 | 11.7 | 20.5 | 11 | TRUE | TRUE | TRUE | 24000 | 19000 | 2.64 | 28000 | 2.1
210568238 | 01/05/23 | Live | Midea Electric Trading | COMFORT-AIRE | Singlezone Non-Ducted, Ceiling Placement | 210568238 |  | HRCU-A-CB-O | A-VMH18SV-1 | Mini-Splits | B-VMH18CU-1 | 12.5 | 20 | 10.3 | 12.5 | 20 | 9.5 | TRUE | TRUE | TRUE | 16000 | 15600 | 2.24 | 20000 | 1.78
207237543 | 03/14/23 | Live | Fujitsu General America, Inc. | WESTINGHOUSE | Singlezone Ducted, Compact Ducted | 207237543 |  | HRCU-A-CB | WHU24SZA21S | Mini-Splits | WHU24DHA21S | 10.5 | 18 | 11 | 10.45 | 18 | 9.5 | FALSE | FALSE | FALSE | 24000 | 19300 | 2.4 | 22325 | 2.18
207237542 | 03/14/23 | Live | Fujitsu General America, Inc. | WESTINGHOUSE | Singlezone Ducted, Compact Ducted | 207237542 |  | HRCU-A-CB | WHU18SZA21S | Mini-Splits | WHU18DHA21S | 11.8 | 19.5 | 10 | 11.4 | 19 | 9.5 | FALSE | FALSE | FALSE | 18000 | 13000 | 2.65 | 17900 | 2.3
207237537 | 03/14/23 | Live | Fujitsu General America, Inc. | WESTINGHOUSE | Singlezone Non-Ducted, Ceiling Placement | 207237537 |  | HRCU-A-CB-O | WHU18SZA21S | Mini-Splits | WHU18CTA21S | 12.65 | 22 | 11 | 12.5 | 20.5 | 10 | TRUE | TRUE | TRUE | 18000 | 12000 | 2.64 | 18000 | 2.6
210568221 | 05/10/23 | Live | Midea Electric Trading | Durastar | Multizone All Ducted | 210568221 |  | HMSV-A-CB | DRA5H48M1A | Ducted Indoor Units |  | 11.4 | 20.2 | 10.5 | 11.7 | 20.9 | 8.9 | TRUE | TRUE | TRUE | 47000 | 36000 | 2.3 | 45000 | 2.2
206902027 | 01/05/23 | Live | Midea Electric Trading | ECO AC | Singlezone Ducted, Compact Ducted | 206902027 |  | HRCU-A-CB | EHH-O24BA | Mini-Splits | EHH-D24BA | 12.6 | 21.5 | 11.2 | 12.5 | 19 | 11.2 | TRUE | TRUE | TRUE | 23000 | 20000 | 2.61 | 22600 | 2.41
210436266 | 06/07/23 | Live | Samsung Electronics | SAMSUNG | Singlezone Non-Ducted, Wall Placement | 210436266 |  | HRCU-A-CB-O | AR18CSDACWKX | Mini-Splits | AR18CSDABWKN | 13 | 21 | 10 | 13 | 21 | 8.5 | TRUE | TRUE | FALSE | 18000 | 22400 | 4.53 | 22400 | 1.9
210404027 | 03/02/23 | Live | GE Appliances, a Haier Company | HAIER | Multizone All Non-Ducted | 210404027 |  | HMSR-A-CB-O | 5U42MS2HD** | Non-Ducted Indoor Units |  | 7.8 | 16 | 10 | 7.8 | 18 | 8.8 | FALSE | FALSE | FALSE | 41000 | 24000 | 2.4 | 35000 | 1.94
210265865 | 10/31/22 | Live | Midea Electric Trading | MRCOOL | Multizone Mix of Ducted and Non-Ducted | 210265865 |  | HMSV-A-CB | DIY-MULTI4-36HP230C | Mixed Ducted and Non-Ducted Indoor Units |  | 10.6 | 19.75 | 10.65 | 10.5 | 19.75 | 8.9 | FALSE | FALSE | TRUE | 36000 | 24400 | 2.42 | 29600 | 2.09
209862171 | 04/27/23 | Live | Midea Electric Trading | KLIMAIRE | Singlezone Ducted, Compact Ducted | 209862171 |  | HRCU-A-CB | KSIH012-H222-O-2 | Mini-Splits | KDIP12-H2 | 13 | 21.5 | 11.5 | 11.7 | 19.5 | 10 | FALSE | FALSE | TRUE | 12000 | 10600 | 2.51 | 12600 | 1.95
209862159 | 04/27/23 | Live | Midea Electric Trading | KLIMAIRE | Singlezone Non-Ducted, Ceiling Placement | 209862159 |  | HRCU-A-CB-O | KSIE018-H220-O-2 | Mini-Splits | KTIR18-H2 | 12.5 | 20.5 | 11 | 12.5 | 20.5 | 10.5 | FALSE | FALSE | TRUE | 16000 | 12000 | 2.51 | 13600 | 2.24
209862146 | 04/27/23 | Live | Midea Electric Trading | KLIMAIRE | Singlezone Non-Ducted, Wall Placement | 209862146 |  | HRCU-A-CB-O | KSIR036-H215-O-2 | Mini-Splits | KSIR036-H215-IW-2 | 8.5 | 17.5 | 12 | 8.5 | 17.5 | 8.7 | FALSE | FALSE | FALSE | 36000 | 24000 | 2 | 24160 | 1.98
209843079 | 01/05/23 | Live | Midea Electric Trading | CTMorley | Singlezone Ducted, Compact Ducted | 209843079 |  | HRCU-A-CB | MOU-A48LH-2 | Mini-Splits | MIU-A48LD-2 | 8.7 | 16 | 11.1 | 8.2 | 14.3 | 10.3 | FALSE | FALSE | FALSE | 48000 | 39500 | 2.39 | 51000 | 2.33
209843066 | 01/05/23 | Live | Midea Electric Trading | CTMorley | Singlezone Non-Ducted, Floor Placement | 209843066 |  | HRCU-A-CB-O | MOU-A24H-2 | Mini-Splits | MIU-A24F-2 | 11.5 | 20.2 | 11.6 | 11.7 | 20.5 | 11 | FALSE | FALSE | TRUE | 24000 | 19000 | 2.64 | 28000 | 2.1
209843065 | 01/05/23 | Live | Midea Electric Trading | CTMorley | Singlezone Ducted, Compact Ducted | 209843065 |  | HRCU-A-CB | MOU-A24H-2 | Mini-Splits | MIU-A24D-2 | 12.5 | 20.6 | 12.6 | 12 | 19.2 | 10.5 | FALSE | FALSE | TRUE | 24000 | 21000 | 2.64 | 24000 | 2.4
209843013 | 04/27/23 | Live | Midea Electric Trading | TGM | Singlezone Non-Ducted, Ceiling Placement | 209843013 |  | HRCU-A-CB-O | MRSVHT18AS | Mini-Splits | MC4VHT18S | 12.5 | 20.5 | 11 | 12.5 | 20.5 | 10.5 | TRUE | FALSE | TRUE | 16000 | 12000 | 2.51 | 13600 | 2.24
209549013 | 04/27/23 | Live | Midea Electric Trading | THERMOCORE SYSTEMS | Singlezone Non-Ducted, Ceiling Placement | 209549013 |  | HRCU-A-CB-O | T5HH22S-H218-C | Mini-Splits | T3-OS218-EC | 12.5 | 20.5 | 11 | 12.5 | 20.5 | 10.5 | FALSE | FALSE | TRUE | 16000 | 12000 | 2.51 | 13600 | 2.24
209447987 | 05/13/23 | Live | Mitsubishi Electric Trane | MITSUBISHI ELECTRIC | Singlezone Ducted, Centrally Ducted | 209447987 |  | HRCU-A-C | PUZ-A42NKA7*** | Mini-Splits | PAA-A42CA1 | 9.5 | 15.5 | 9.5 | 9.5 | 14.4 | 9.3 | FALSE | FALSE | FALSE | 42000 | 32800 | 2.39 | 32400 | 2.36
209447979 | 05/13/23 | Live | Mitsubishi Electric Trane | MITSUBISHI ELECTRIC | Singlezone Ducted, Centrally Ducted | 209447979 |  | HRCU-A-C | PUZ-A24NHA7*** | Mini-Splits | PAA-A18BA1 | 12.5 | 16.5 | 9.5 | 12.5 | 18.9 | 9 | TRUE | FALSE | TRUE | 18000 | 13800 | 2.25 | 13800 | 2.25
209416886 | 10/19/22 | Live | Midea Electric Trading | NOVAIR | Multizone Mix of Ducted and Non-Ducted | 209416886 |  | HMSV-A-CB | LEA20MZ-2P-35SK-O | Mixed Ducted and Non-Ducted Indoor Units |  | 12 | 19.75 | 9.75 | 12.25 | 19.75 | 9.15 | FALSE | FALSE | TRUE | 19000 | 14700 | 2.55 | 19000 | 2.23
209319640 | 10/10/22 | Live | Midea Electric Trading | ECO AIR | Multizone Mix of Ducted and Non-Ducted | 209319640 |  | HMSV-A-CB | M2OI-18HFN1-M | Mixed Ducted and Non-Ducted Indoor Units |  | 12 | 20.5 | 10 | 12.25 | 20.5 | 9.55 | TRUE | TRUE | TRUE | 19000 | 15500 | 2.55 | 19000 | 2.23
209319639 | 01/27/23 | Live | Midea Electric Trading | ECO AIR | Multizone All Ducted | 209319639 |  | HMSV-A-CB | M2OI-18HFN1-M | Ducted Indoor Units |  | 11.5 | 19 | 9.8 | 12 | 19 | 9.3 | TRUE | TRUE | TRUE | 19000 | 16000 | 2.61 | 19000 | 2.23
205013614 | 10/31/22 | Live | Hisense | HISENSE | Singlezone Ducted, Compact Ducted | 205013614 |  | HRCU-A-CB | AUW-18U3SF | Mini-Splits | ADT-18UX3SCL | 11.8 | 19.5 | 10 | 11.4 | 19 | 9.5 | FALSE | FALSE | FALSE | 18000 | 13000 | 2.65 | 17900 | 2.3
208959771 | 02/01/23 | Live | Midea Electric Trading | MRCOOL | Multizone All Ducted | 208959771 |  | HMSV-A-CB | DIY-MULTI4-36HP230C | Ducted Indoor Units |  | 10.7 | 18 | 10.3 | 10.5 | 18 | 9 | FALSE | FALSE | TRUE | 36000 | 23000 | 2.43 | 29600 | 2.09
208954547 | 07/30/23 | Live | Midea Electric Trading | MDV | Multizone All Ducted | 208954547 |  | HMSV-A-CB | M4OH-36HFN1-MQ1 | Ducted Indoor Units |  | 10.7 | 18 | 10.3 | 10.5 | 18 | 9 | FALSE | FALSE | TRUE | 36000 | 23000 | 2.43 | 29600 | 2.09
208816933 | 01/05/23 | Live | Midea Electric Trading | TRUST AIR CONDITIONERS | Singlezone Ducted, Compact Ducted | 208816933 |  | HRCU-A-CB | OAH24H/O4S4P | Mini-Splits | IUMDL24H/I43P | 12.5 | 20.6 | 12.6 | 12 | 19.2 | 10.5 | FALSE | FALSE | TRUE | 24000 | 21000 | 2.64 | 24000 | 2.4
208816924 | 01/05/23 | Live | Midea Electric Trading | TRUST AIR CONDITIONERS | Singlezone Non-Ducted, Ceiling Placement | 208816924 |  | HRCU-A-CB-O | OAH18H/O4S4P | Mini-Splits | IUMC418H/I41P | 12.5 | 20 | 10.3 | 12.5 | 20 | 9.5 | FALSE | FALSE | TRUE | 16000 | 15600 | 2.24 | 20000 | 1.78
208816920 | 01/05/23 | Live | Midea Electric Trading | TRUST AIR CONDITIONERS | Singlezone Non-Ducted, Ceiling Placement | 208816920 |  | HRCU-A-CB-O | OUS18H/O4S4P | Mini-Splits | IUMC418H/I41P | 12.5 | 20.5 | 11 | 12.5 | 20.5 | 10.5 | FALSE | FALSE | TRUE | 16000 | 12000 | 2.51 | 13600 | 2.24
208816894 | 06/07/23 | Live | Midea Electric Trading | SEA BREEZE+ | Multizone Mix of Ducted and Non-Ducted | 208816894 |  | HMSV-A-CB | HMZ18H424ZMO | Mixed Ducted and Non-Ducted Indoor Units |  | 12 | 19.75 | 9.75 | 12.25 | 19.75 | 9.15 | FALSE | FALSE | TRUE | 19000 | 14700 | 2.55 | 19000 | 2.23
208650713 | 02/16/23 | Live | Bosch | BOSCH | Singlezone Non-Ducted, Wall Placement | 208650713 |  | HRCU-A-CB-O | BMS500-AAS024-1CSXRC | Mini-Splits | BMS500-AAU024-1AHWXB | 12.5 | 22 | 10 | 11.7 | 21.5 | 8.5 | TRUE | FALSE | FALSE | 21600 | 14200 | 2.1 | 18000 | 1.89
208447933 | 01/05/23 | Live | Midea Electric Trading | SLIMAIR | Singlezone Non-Ducted, Wall Placement | 208447933 |  | HRCU-A-CB-O | SHC36VB2AB | Mini-Splits | SHM36VB2AB | 8.5 | 17.5 | 12 | 8.5 | 17.5 | 8.7 | FALSE | FALSE | FALSE | 36000 | 24000 | 2 | 24160 | 1.98
201981254 | 10/31/22 | Live | Hisense | HISENSE | Singlezone Non-Ducted, Wall Placement | 201981254 |  | HRCU-A-CB-O | AS-12UW3SXA00 | Mini-Splits | AS-12UW3SXA**00 | 15.4 | 25 | 12 | 15.4 | 23.5 | 9.8 | TRUE | TRUE | TRUE | 12000 | 8000 | 3.17 | 13160 | 2.41
208447681 | 03/07/24 | Live | CARRIER | SMART COMFORT | Singlezone Non-Ducted, Wall Placement | 208447681 |  | HRCU-A-CB-O | DLCSRBH09AAK | Mini-Splits | DLFSHCH09XAK | 16.2 | 28.1 | 13 | 16.2 | 28.1 | 11.5 | TRUE | TRUE | TRUE | 9000 | 9500 | 2.53 | 12371 | 2.04
208447649 | 03/07/24 | Live | CARRIER | KEEPRITE | Singlezone Non-Ducted, Wall Placement | 208447649 |  | HRCU-A-CB-O | DLCSRBH09AAK | Mini-Splits | DLFSHCH09XAK | 16.2 | 28.1 | 13 | 16.2 | 28.1 | 11.5 | TRUE | TRUE | TRUE | 9000 | 9500 | 2.53 | 12371 | 2.04
208447633 | 03/07/24 | Live | CARRIER | DAY & NIGHT | Singlezone Non-Ducted, Wall Placement | 208447633 |  | HRCU-A-CB-O | DLCSRBH09AAK | Mini-Splits | DLFSHCH09XAK | 16.2 | 28.1 | 13 | 16.2 | 28.1 | 11.5 | TRUE | TRUE | TRUE | 9000 | 9500 | 2.53 | 12371 | 2.04
208284495 | 01/27/23 | Live | Midea Electric Trading | TRUST AIR CONDITIONERS | Multizone All Ducted | 208284495 |  | HMSV-A-CB | M5H48H/O4S4P | Ducted Indoor Units |  | 11.4 | 20.2 | 10.5 | 11.7 | 20.9 | 8.9 | FALSE | FALSE | TRUE | 47000 | 36000 | 2.3 | 45000 | 2.2
208284491 | 02/01/23 | Live | Midea Electric Trading | TRUST AIR CONDITIONERS | Multizone All Non-Ducted | 208284491 |  | HMSR-A-CB-O | M4H36H/O4S4P | Non-Ducted Indoor Units |  | 13.6 | 21.8 | 11 | 13.6 | 22.2 | 10.3 | FALSE | FALSE | TRUE | 36000 | 33000 | 2.4 | 35200 | 1.88
208157119 | 02/16/23 | Live | Bosch | BOSCH | Singlezone Non-Ducted, Wall Placement | 208157119 |  | HRCU-A-CB-O | BMS500-AAS024-1CSXHC | Mini-Splits | BMS500-AAU024-1AHWXB | 13 | 21 | 12 | 11.7 | 18.9 | 10.4 | TRUE | TRUE | TRUE | 21600 | 19400 | 2.62 | 22036 | 1.78
208130831 | 01/05/23 | Live | Midea Electric Trading | LBG Products | Singlezone Non-Ducted, Ceiling Placement | 208130831 |  | HRCU-A-CB-O | LBHB09DVWO | Mini-Splits | LMHB09DSI | 13 | 20.5 | 10.8 | 13 | 20.5 | 10.3 | TRUE | TRUE | TRUE | 9000 | 9000 | 1.91 | 11000 | 1.69
208128297 | 02/01/23 | Live | Midea Electric Trading | SEA BREEZE+ | Multizone All Non-Ducted | 208128297 |  | HMSR-A-CB-O | HMZ36H424ZMO | Non-Ducted Indoor Units |  | 12.5 | 20 | 10.8 | 12.5 | 20 | 9.7 | FALSE | FALSE | TRUE | 36000 | 35000 | 2.35 | 35200 | 1.88
208128272 | 01/05/23 | Live | Midea Electric Trading | SEA BREEZE+ | Singlezone Non-Ducted, Ceiling Placement | 208128272 |  | HRCU-A-CB-O | SZ18H424ZMO | Mini-Splits | CA18H424ZMI | 12.5 | 20.5 | 11 | 12.5 | 20.5 | 10.5 | FALSE | FALSE | TRUE | 16000 | 12000 | 2.51 | 13600 | 2.24
208121934 | 10/27/22 | Live | Midea Electric Trading | EMI | Multizone Mix of Ducted and Non-Ducted | 208121934 |  | HMSV-A-CB | MHMZ218DA | Mixed Ducted and Non-Ducted Indoor Units |  | 12 | 20.5 | 10 | 12.25 | 20.5 | 9.55 | FALSE | FALSE | TRUE | 19000 | 15500 | 2.55 | 19000 | 2.23
208121928 | 01/05/23 | Live | Midea Electric Trading | EMI | Singlezone Non-Ducted, Ceiling Placement | 208121928 |  | HRCU-A-CB-O | MHSZ109DA | Mini-Splits | MHCAS09DA | 13 | 20.5 | 10.8 | 13 | 20.5 | 10.3 | TRUE | TRUE | TRUE | 9000 | 9000 | 1.91 | 11000 | 1.69
208121924 | 01/05/23 | Live | Midea Electric Trading | EMI | Singlezone Non-Ducted, Wall Placement | 208121924 |  | HRCU-A-CB-O | MHSZ109DA | Mini-Splits | MHWAL09DA | 16.2 | 28.1 | 13 | 16.2 | 28.1 | 11.5 | TRUE | TRUE | TRUE | 9000 | 9500 | 2.53 | 12371 | 2.04
207862108 | 01/27/23 | Live | Midea Electric Trading | BREEZE33 | Multizone All Ducted | 207862108 |  | HMSV-A-CB | BZ33-HYP485Z2-G2-P | Ducted Indoor Units |  | 11.4 | 20.2 | 10.5 | 11.7 | 20.9 | 8.9 | TRUE | TRUE | TRUE | 47000 | 36000 | 2.3 | 45000 | 2.2
207862104 | 02/01/23 | Live | Midea Electric Trading | CANAIR | Multizone All Non-Ducted | 207862104 |  | HMSR-A-CB-O | BZ33-HYP364Z2-G2-P | Non-Ducted Indoor Units |  | 13.6 | 21.8 | 11 | 13.6 | 22.2 | 10.3 | TRUE | TRUE | TRUE | 36000 | 33000 | 2.4 | 35200 | 1.88
207862084 | 01/05/23 | Live | Midea Electric Trading | Breeze33 | Singlezone Non-Ducted, Floor Placement | 207862084 |  | HRCU-A-CB-O | BZ33-HYP24OUT2-G2-P | Mini-Splits | BZ33-IFMU24-G2-P | 11.5 | 20.2 | 11.6 | 11.7 | 20.5 | 11 | TRUE | TRUE | TRUE | 24000 | 19000 | 2.64 | 28000 | 2.1
207862076 | 01/05/23 | Live | Midea Electric Trading | Breeze33 | Singlezone Non-Ducted, Ceiling Placement | 207862076 |  | HRCU-A-CB-O | BZ33-HYP09OUT2-G2-P | Mini-Splits | BZ33-CASS09-P | 13 | 20.5 | 10.8 | 13 | 20.5 | 10.3 | TRUE | TRUE | TRUE | 9000 | 9000 | 1.91 | 11000 | 1.69
207827155 | 01/05/23 | Live | Midea Electric Trading | AC PRO.COM | Singlezone Ducted, Compact Ducted | 207827155 |  | HRCU-A-CB | AOX330-12HFN1-MW5W | Mini-Splits | ATIU-12HWFN1-M | 13 | 21.5 | 11.5 | 11.7 | 19.5 | 10 | TRUE | TRUE | TRUE | 12000 | 10600 | 2.51 | 12600 | 1.95
207827153 | 01/05/23 | Live | Midea Electric Trading | AC PRO.COM | Singlezone Non-Ducted, Ceiling Placement | 207827153 |  | HRCU-A-CB-O | AOX430-17HFN1-MT0W | Mini-Splits | ACCA3U-18HRFN1-M | 12.5 | 20.5 | 11 | 12.5 | 20.5 | 10.5 | TRUE | FALSE | TRUE | 16000 | 12000 | 2.51 | 13600 | 2.24
207825599 | 10/27/22 | Live | Midea Electric Trading | DIYCOOL | Multizone Mix of Ducted and Non-Ducted | 207825599 |  | HMSV-A-CB | ACIQ-48Z-HH-M5B | Mixed Ducted and Non-Ducted Indoor Units |  | 11.5 | 20.85 | 10.75 | 11.7 | 21.35 | 9.35 | TRUE | TRUE | TRUE | 47500 | 36000 | 2.3 | 45000 | 2.2
207825590 | 10/27/22 | Live | Midea Electric Trading | DIYCOOL | Multizone Mix of Ducted and Non-Ducted | 207825590 |  | HMSV-A-CB | ACIQ-18Z-HH-M2B | Mixed Ducted and Non-Ducted Indoor Units |  | 12 | 20.5 | 10 | 12.25 | 20.5 | 9.55 | TRUE | TRUE | TRUE | 19000 | 15500 | 2.55 | 19000 | 2.23
207825584 | 10/27/22 | Live | Midea Electric Trading | ACIQ | Multizone Mix of Ducted and Non-Ducted | 207825584 |  | HMSV-A-CB | ACIQ-36Z-HH-M4B | Mixed Ducted and Non-Ducted Indoor Units |  | 12.45 | 20.4 | 11 | 12.65 | 20.6 | 10.15 | TRUE | TRUE | TRUE | 36000 | 34000 | 2.45 | 35200 | 1.88
207825572 | 10/27/22 | Live | Midea Electric Trading | 1HVAC | Multizone Mix of Ducted and Non-Ducted | 207825572 |  | HMSV-A-CB | ACIQ-36Z-HH-M4B | Mixed Ducted and Non-Ducted Indoor Units |  | 12.45 | 20.4 | 11 | 12.65 | 20.6 | 10.15 | TRUE | TRUE | TRUE | 36000 | 34000 | 2.45 | 35200 | 1.88
207825565 | 01/27/23 | Live | Midea Electric Trading | 1HVAC | Multizone All Ducted | 207825565 |  | HMSV-A-CB | ACIQ-18Z-HH-M2B | Ducted Indoor Units |  | 11.5 | 19 | 9.8 | 12 | 19 | 9.3 | TRUE | TRUE | TRUE | 19000 | 16000 | 2.61 | 19000 | 2.23
207825563 | 01/05/23 | Live | Midea Electric Trading | DIYCOOL | Singlezone Non-Ducted, Floor Placement | 207825563 |  | HRCU-A-CB-O | ACIQ-24ZPL-HP230B | Mini-Splits | ACIQ-24FM-HH-MB | 11.5 | 20.2 | 11.6 | 11.7 | 20.5 | 11 | TRUE | TRUE | TRUE | 24000 | 19000 | 2.64 | 28000 | 2.1
207825554 | 01/05/23 | Live | Midea Electric Trading | DIYCOOL | Singlezone Non-Ducted, Ceiling Placement | 207825554 |  | HRCU-A-CB-O | ACIQ-09ZPL-HP230B | Mini-Splits | ACIQ-09CC-HH-MB | 13 | 20.5 | 10.8 | 13 | 20.5 | 10.3 | TRUE | TRUE | TRUE | 9000 | 9000 | 1.91 | 11000 | 1.69
207825539 | 01/05/23 | Live | Midea Electric Trading | ACIQ | Singlezone Ducted, Compact Ducted | 207825539 |  | HRCU-A-CB | ACIQ-12ZPL-HP230B | Mini-Splits | ACIQ-12CD-HH-MB | 13 | 21.5 | 11.5 | 11.7 | 19.5 | 10 | TRUE | TRUE | TRUE | 12000 | 10600 | 2.51 | 12600 | 1.95
207825512 | 01/05/23 | Live | Midea Electric Trading | 1HVAC | Singlezone Non-Ducted, Wall Placement | 207825512 |  | HRCU-A-CB-O | ACIQ-09ZPL-HP230B | Mini-Splits | ACIQ-09W-HH-MB | 16.2 | 28.1 | 13 | 16.2 | 28.1 | 11.5 | TRUE | TRUE | TRUE | 9000 | 9500 | 2.53 | 12371 | 2.04
207821950 | 03/22/24 | Live | INNOVAIR | INNOVAIR | Multizone All Ducted | 207821950 |  | HMSV-A-CB | VOM24H7R3P7 | Ducted Indoor Units |  | 12.1 | 21 | 10 | 12.1 | 21 | 8.6 | TRUE | TRUE | TRUE | 24000 | 14600 | 2.28 | 25932 | 1.95
207796644 | 01/05/23 | Live | Midea Electric Trading | KARDA | Singlezone Ducted, Compact Ducted | 207796644 |  | HRCU-A-CB | 3KARDA24SZO | Mini-Splits | 3KARDA24UVD | 12.5 | 20.6 | 12.6 | 12 | 19.2 | 10.5 | TRUE | TRUE | TRUE | 24000 | 21000 | 2.64 | 24000 | 2.4
207796641 | 01/05/23 | Live | Midea Electric Trading | KARDA | Singlezone Non-Ducted, Ceiling Placement | 207796641 |  | HRCU-A-CB-O | 3KARDA18SZO | Mini-Splits | 3KARDA18UVC | 12.5 | 20 | 10.3 | 12.5 | 20 | 9.5 | TRUE | TRUE | TRUE | 16000 | 15600 | 2.24 | 20000 | 1.78
207787140 | 05/10/23 | Live | Midea Electric Trading | Durastar | Singlezone Non-Ducted, Ceiling Placement | 207787140 |  | HRCU-A-CB-O | DRA1U18S1B | Mini-Splits | DRAC18F1A | 12.5 | 20.5 | 11 | 12.5 | 20.5 | 10.5 | TRUE | FALSE | TRUE | 16000 | 12000 | 2.51 | 13600 | 2.24
207765977 | 01/05/23 | Live | Midea Electric Trading | C&H | Singlezone Non-Ducted, Wall Placement | 207765977 |  | HRCU-A-CB-O | CH-ES09-115VO | Mini-Splits | CH-09OLVWM-115VI | 13.8 | 23 | 11 | 13.8 | 23 | 9.8 | TRUE | FALSE | TRUE | 9000 | 5900 | 2.93 | 9018 | 2.4
207743753 | 01/05/23 | Live | Midea Electric Trading | DIRECT AIR | Singlezone Ducted, Compact Ducted | 207743753 |  | HRCU-A-CB | DIRM-12HXPRO28-1Z | Mini-Splits | DIRM-12HP-DUH | 13 | 21.5 | 11.5 | 11.7 | 19.5 | 10 | TRUE | TRUE | TRUE | 12000 | 10600 | 2.51 | 12600 | 1.95
207742547 | 02/01/23 | Live | Midea Electric Trading | MOOVAIR | Multizone All Non-Ducted | 207742547 |  | HMSV-A-CB | DMA36HOM25230X3 | Non-Ducted Indoor Units |  | 13.6 | 21.8 | 11 | 13.6 | 22.2 | 10.3 | TRUE | TRUE | TRUE | 36000 | 33000 | 2.4 | 35200 | 1.88
207742542 | 01/27/23 | Live | Midea Electric Trading | MOOVAIR | Multizone All Ducted | 207742542 |  | HMSV-A-CB | DMA18HOM25230X3 | Ducted Indoor Units |  | 11.5 | 19 | 9.8 | 12 | 19 | 9.3 | TRUE | TRUE | TRUE | 19000 | 16000 | 2.61 | 19000 | 2.23
207742526 | 01/05/23 | Live | Midea Electric Trading | MOOVAIR | Singlezone Ducted, Compact Ducted | 207742526 |  | HRCU-A-CB | DMA48HOS28230E8 | Mini-Splits | DUA48HIDU230X5 | 8.7 | 16 | 11.1 | 8.2 | 14.3 | 10.3 | FALSE | FALSE | FALSE | 48000 | 39500 | 2.39 | 51000 | 2.33
207742524 | 01/05/23 | Live | Midea Electric Trading | MOOVAIR | Singlezone Ducted, Compact Ducted | 207742524 |  | HRCU-A-CB | DMA24HOS28230E8 | Mini-Splits | DUA24HIDU230X5 | 12.5 | 20.6 | 12.6 | 12 | 19.2 | 10.5 | TRUE | TRUE | TRUE | 24000 | 21000 | 2.64 | 24000 | 2.4
207742512 | 01/05/23 | Live | Midea Electric Trading | MOOVAIR | Singlezone Non-Ducted, Wall Placement | 207742512 |  | HRCU-A-CB-O | DMA36HOS28230E8 | Mini-Splits | DUA36HICU230X5 | 9.5 | 19 | 10.3 | 9.5 | 19.4 | 10.5 | TRUE | TRUE | TRUE | 36000 | 33000 | 2.4 | 40500 | 1.93
207742508 | 01/05/23 | Live | Midea Electric Trading | MOOVAIR | Singlezone Non-Ducted, Ceiling Placement | 207742508 |  | HRCU-A-CB-O | DMA09HOS28230E8 | Mini-Splits | DUA09HICU230X5 | 13 | 20.5 | 10.8 | 13 | 20.5 | 10.3 | TRUE | TRUE | TRUE | 9000 | 9000 | 1.91 | 11000 | 1.69
207742504 | 01/05/23 | Live | Midea Electric Trading | MOOVAIR | Singlezone Non-Ducted, Ceiling Placement | 207742504 |  | HRCU-A-CB-O | DMA18HOS25230E8 | Mini-Splits | DUA18HICU230X5 | 12.5 | 20.5 | 11 | 12.5 | 20.5 | 10.5 | TRUE | FALSE | TRUE | 16000 | 12000 | 2.51 | 13600 | 2.24
207742495 | 01/05/23 | Live | Midea Electric Trading | MOOVAIR | Singlezone Non-Ducted, Wall Placement | 207742495 |  | HRCU-A-CB-O | DMA09HOS28230E8 | Mini-Splits | DMA09HIW25230E8 | 16.2 | 28.1 | 13 | 16.2 | 28.1 | 11.5 | TRUE | TRUE | TRUE | 9000 | 9500 | 2.53 | 12371 | 2.04
207742471 | 10/27/22 | Live | Midea Electric Trading | ELIOS | Multizone Mix of Ducted and Non-Ducted | 207742471 |  | HMSV-A-CB | DEA48HOM25230X3 | Mixed Ducted and Non-Ducted Indoor Units |  | 11.5 | 20.85 | 10.75 | 11.7 | 21.35 | 9.35 | TRUE | TRUE | TRUE | 47500 | 36000 | 2.3 | 45000 | 2.2
207742462 | 10/27/22 | Live | Midea Electric Trading | ELIOS | Multizone Mix of Ducted and Non-Ducted | 207742462 |  | HMSV-A-CB | DEA18HOM25230X3 | Mixed Ducted and Non-Ducted Indoor Units |  | 12 | 20.5 | 10 | 12.25 | 20.5 | 9.55 | TRUE | TRUE | TRUE | 19000 | 15500 | 2.55 | 19000 | 2.23
207742461 | 01/27/23 | Live | Midea Electric Trading | ELIOS | Multizone All Ducted | 207742461 |  | HMSV-A-CB | DEA18HOM25230X3 | Ducted Indoor Units |  | 11.5 | 19 | 9.8 | 12 | 19 | 9.3 | TRUE | TRUE | TRUE | 19000 | 16000 | 2.61 | 19000 | 2.23
207742455 | 01/05/23 | Live | Midea Electric Trading | ELIOS | Singlezone Ducted, Compact Ducted | 207742455 |  | HRCU-A-CB | DEA24HOS28230E8 | Mini-Splits | DUA24HIDU230X5 | 12.5 | 20.6 | 12.6 | 12 | 19.2 | 10.5 | TRUE | TRUE | TRUE | 24000 | 21000 | 2.64 | 24000 | 2.4
207742435 | 01/05/23 | Live | Midea Electric Trading | ELIOS | Singlezone Non-Ducted, Ceiling Placement | 207742435 |  | HRCU-A-CB-O | DEA18HOS25230E8 | Mini-Splits | DUA18HICU230X5 | 12.5 | 20.5 | 11 | 12.5 | 20.5 | 10.5 | TRUE | FALSE | TRUE | 16000 | 12000 | 2.51 | 13600 | 2.24
207742423 | 01/05/23 | Live | Midea Electric Trading | ELIOS | Singlezone Non-Ducted, Wall Placement | 207742423 |  | HRCU-A-CB-O | DEA36HOS21230S1 | Mini-Splits | DEA36HIW21230S1 | 8.5 | 17.5 | 12 | 8.5 | 17.5 | 8.7 | FALSE | FALSE | FALSE | 36000 | 24000 | 2 | 24160 | 1.98
207742351 | 01/05/23 | Live | Midea Electric Trading | C&H | Singlezone Non-Ducted, Wall Placement | 207742351 |  | HRCU-A-CB-O | CH-NHPR48LCU-230VO | Mini-Splits | CH-48LCFC/I | 8.2 | 17 | 10.8 | 8.2 | 17 | 9.8 | FALSE | FALSE | FALSE | 48000 | 35000 | 2.34 | 52000 | 2.1
207699108 | 04/20/23 | Live | Lennox Industries | LENNOX | Singlezone Ducted, Compact Ducted | 207699108 |  | HMSV-A-CB | MLB048S4M-2P | Ducted Indoor Units | MMDB009S4-2P | 11.4 | 20.2 | 10.5 | 11.7 | 20.9 | 8.9 | TRUE | TRUE | TRUE | 47000 | 36000 | 3.26 | 48500 | 2.23
207683527 | 04/20/23 | Live | Lennox Industries | LENNOX | Singlezone Ducted, Compact Ducted | 207683527 |  | HRCU-A-CB | MLB024S4S-1P | Mini-Splits | MMDB024S4-2P | 12.5 | 20.6 | 12.6 | 12 | 19.2 | 10.5 | TRUE | TRUE | TRUE | 24000 | 21000 | 3.29 | 27091 | 2.41
207683272 | 01/27/23 | Live | Midea Electric Trading | CANAIR | Multizone All Ducted | 207683272 |  | HMSV-A-CB | C28MC548H21 | Ducted Indoor Units |  | 11.4 | 20.2 | 10.5 | 11.7 | 20.9 | 8.9 | TRUE | TRUE | TRUE | 47000 | 36000 | 2.3 | 45000 | 2.2
207683256 | 01/05/23 | Live | Midea Electric Trading | CanAir | Singlezone Non-Ducted, Wall Placement | 207683256 |  | HRCU-A-CB-O | C28SCH09H21 | Mini-Splits | C28SEH09H21 | 16.2 | 28.1 | 13 | 16.2 | 28.1 | 11.5 | TRUE | TRUE | TRUE | 9000 | 9500 | 2.53 | 12371 | 2.04
207683243 | 10/27/22 | Live | Midea Electric Trading | NAPOLEON | Multizone Mix of Ducted and Non-Ducted | 207683243 |  | HMSV-A-CB | NDHAM-36-O | Mixed Ducted and Non-Ducted Indoor Units |  | 11.9 | 19.5 | 10.9 | 12.1 | 19.5 | 9.85 | TRUE | TRUE | TRUE | 36000 | 35000 | 2.43 | 35200 | 1.88
207671402 | 04/27/23 | Live | Midea Electric Trading | YONAN | Singlezone Non-Ducted, Wall Placement | 207671402 |  | HRCU-A-CB-O | YSA21-09HRN1B | Mini-Splits | YSA21-09HRN1B | 14 | 24 | 11.2 | 14 | 24 | 9.6 | FALSE | FALSE | TRUE | 9000 | 6000 | 2.79 | 8448 | 2.27
207658987 | 10/27/22 | Live | Midea Electric Trading | COMFORTSTAR | Multizone Mix of Ducted and Non-Ducted | 207658987 |  | HMSV-A-CB | CVH-36-4SH | Mixed Ducted and Non-Ducted Indoor Units |  | 12.45 | 20.4 | 11 | 12.65 | 20.6 | 10.15 | TRUE | TRUE | TRUE | 36000 | 34000 | 2.45 | 35200 | 1.88
207658961 | 01/05/23 | Live | Midea Electric Trading | COMFORTSTAR | Singlezone Non-Ducted, Floor Placement | 207658961 |  | HRCU-A-CB-O | CHF24CD(O) | Mini-Splits | FPA-24 | 11.5 | 20.2 | 11.6 | 11.7 | 20.5 | 11 | FALSE | FALSE | TRUE | 24000 | 19000 | 2.64 | 28000 | 2.1
207658945 | 01/05/23 | Live | Midea Electric Trading | COMFORTSTAR | Singlezone Non-Ducted, Ceiling Placement | 207658945 |  | HRCU-A-CB-O | CZP18CD(O) | Mini-Splits | TPA-18C | 12.5 | 20.5 | 11 | 12.5 | 20.5 | 10.5 | TRUE | FALSE | TRUE | 16000 | 12000 | 2.51 | 13600 | 2.24
207658941 | 01/05/23 | Live | Midea Electric Trading | COMFORTSTAR | Singlezone Ducted, Compact Ducted | 207658941 |  | HRCU-A-CB | CHF36CD(O) | Mini-Splits | CPA-36C | 9 | 17.5 | 11.5 | 9 | 16.5 | 11 | TRUE | TRUE | FALSE | 36000 | 34000 | 2.49 | 43000 | 2.23
207658938 | 01/05/23 | Live | Midea Electric Trading | COMFORTSTAR | Singlezone Ducted, Compact Ducted | 207658938 |  | HRCU-A-CB | CHF12CD(O) | Mini-Splits | CPA-12C | 13 | 21.5 | 11.5 | 11.7 | 19.5 | 10 | TRUE | TRUE | TRUE | 12000 | 10600 | 2.51 | 12600 | 1.95
207657622 | 02/01/23 | Live | Midea Electric Trading | CONVECTAIR | Multizone All Non-Ducted | 207657622 |  | HMSR-A-CB-O | 8422-C36-O | Non-Ducted Indoor Units |  | 13.6 | 21.8 | 11 | 13.6 | 22.2 | 10.3 | FALSE | FALSE | TRUE | 36000 | 33000 | 2.4 | 35200 | 1.88
207657609 | 01/27/23 | Live | Midea Electric Trading | COMFORT-AIRE | Multizone All Ducted | 207657609 |  | HMSV-A-CB | A-VMH18DV-1 | Ducted Indoor Units |  | 11.5 | 19 | 9.8 | 12 | 19 | 9.3 | TRUE | TRUE | TRUE | 19000 | 16000 | 2.61 | 19000 | 2.23
207657336 | 01/27/23 | Live | Midea Electric Trading | PERFECTAIRE | Multizone All Ducted | 207657336 |  | HMSV-A-CB | 3PAMS18-HH-MZO2 | Ducted Indoor Units |  | 11.5 | 19 | 9.8 | 12 | 19 | 9.3 | TRUE | TRUE | TRUE | 19000 | 16000 | 2.61 | 19000 | 2.23
207641343 | 01/05/23 | Live | Midea Electric Trading | SENVILLE | Singlezone Non-Ducted, Ceiling Placement | 207641343 |  | HRCU-A-CB-O | SENA/18HF/OQ | Mini-Splits | SENA/18HF/ICZ | 12.5 | 20 | 10.3 | 12.5 | 20 | 9.5 | TRUE | TRUE | TRUE | 16000 | 15600 | 2.24 | 20000 | 1.78
207641297 | 02/01/23 | Live | Midea Electric Trading | BLUERIDGE | Multizone All Non-Ducted | 207641297 |  | HMSR-A-CB-O | BMM36HHC | Non-Ducted Indoor Units |  | 12.5 | 20 | 10.8 | 12.5 | 20 | 9.7 | TRUE | TRUE | TRUE | 36000 | 35000 | 2.35 | 35200 | 1.88
207641293 | 10/27/22 | Live | Midea Electric Trading | BLUERIDGE | Multizone Mix of Ducted and Non-Ducted | 207641293 |  | HMSV-A-CB | BMM18HHC | Mixed Ducted and Non-Ducted Indoor Units |  | 12 | 19.75 | 9.75 | 12.25 | 19.75 | 9.15 | TRUE | TRUE | TRUE | 19000 | 14700 | 2.55 | 19000 | 2.23
207641256 | 10/27/22 | Live | Midea Electric Trading | MDV | Multizone All Ducted | 207641256 |  | HMSV-A-CB | M2OI-18HFN1-M* | Ducted Indoor Units |  | 11.5 | 19 | 9.8 | 12 | 19 | 9.3 | TRUE | TRUE | TRUE | 19000 | 16000 | 2.61 | 19000 | 2.23
207591139 | 10/27/22 | Live | Midea Electric Trading | MDV | Singlezone Non-Ducted, Wall Placement | 207591139 |  | HRCU-A-CB-O | MOX230-09HFN1-BW0W | Mini-Splits | MSABB-09HRFN1-BW0W | 14 | 24 | 11.2 | 14 | 24 | 9.6 | TRUE | FALSE | TRUE | 9000 | 6000 | 2.79 | 8448 | 2.27
207571393 | 01/05/23 | Live | Midea Electric Trading | BLUERIDGE | Singlezone Ducted, Compact Ducted | 207571393 |  | HRCU-A-CB | BMY24HH22C | Mini-Splits | BM24MCD | 12.5 | 20.6 | 12.6 | 12 | 19.2 | 10.5 | TRUE | TRUE | TRUE | 24000 | 21000 | 2.64 | 24000 | 2.4
207571386 | 01/05/23 | Live | Midea Electric Trading | BLUERIDGE | Singlezone Non-Ducted, Ceiling Placement | 207571386 |  | HRCU-A-CB-O | BMY9HH28C | Mini-Splits | BM09MCC | 13 | 20.5 | 10.8 | 13 | 20.5 | 10.3 | TRUE | TRUE | TRUE | 9000 | 9000 | 1.91 | 11000 | 1.69
211726522 | 04/27/23 | Live | Midea Electric Trading | Star Air Kontrol | Singlezone Ducted, Compact Ducted | 211726522 |  | HRCU-A-CB | SAK-24-DTMS/220V | Mini-Splits | SAK-24-DTMS/220V | 12.6 | 21.5 | 11.2 | 12.5 | 19 | 11.2 | TRUE | TRUE | TRUE | 23000 | 20000 | 2.61 | 22600 | 2.41
207338214 | 10/27/22 | Live | Midea Electric Trading | MDV | Singlezone Ducted, Compact Ducted | 207338214 |  | HRCU-A-CB | MOE30U-36HFN1-M(GA) | Mini-Splits | MTI-36HWFN1-M | 9 | 17.5 | 11.5 | 9 | 16.5 | 11 | TRUE | TRUE | FALSE | 36000 | 34000 | 2.49 | 43000 | 2.23
207251119 | 01/05/23 | Live | Midea Electric Trading | LBG Products | Singlezone Non-Ducted, Wall Placement | 207251119 |  | HRCU-A-CB-O | LBH36DTO | Mini-Splits | LBH36DTI | 8.5 | 17.5 | 12 | 8.5 | 17.5 | 8.7 | FALSE | FALSE | FALSE | 36000 | 24000 | 2 | 24160 | 1.98
206900430 | 01/05/23 | Live | Midea Electric Trading | FRANKLIN | Singlezone Ducted, Compact Ducted | 206900430 |  | HRCU-A-CB | MSH243E23MCAA | Mini-Splits | MST243E21ADAA | 12.5 | 20.6 | 12.6 | 12 | 19.2 | 10.5 | FALSE | FALSE | TRUE | 24000 | 21000 | 2.64 | 24000 | 2.4
206900426 | 01/05/23 | Live | Midea Electric Trading | GOODMAN | Singlezone Non-Ducted, Ceiling Placement | 206900426 |  | HRCU-A-CB-O | MSH183E23MCAA | Mini-Splits | MST183E20ACAA | 12.5 | 20 | 10.3 | 12.5 | 20 | 9.5 | FALSE | FALSE | TRUE | 16000 | 15600 | 2.24 | 20000 | 1.78
206900424 | 01/05/23 | Live | Midea Electric Trading | GOODMAN | Singlezone Non-Ducted, Ceiling Placement | 206900424 |  | HRCU-A-CB-O | MSH093E23MCAA | Mini-Splits | MST093E20ACAA | 13 | 20.5 | 10.8 | 13 | 20.5 | 10.3 | FALSE | FALSE | TRUE | 9000 | 9000 | 1.91 | 11000 | 1.69
210857300 | 01/05/23 | Live | Midea Electric Trading | 1HVAC | Singlezone Non-Ducted, Wall Placement | 210857300 |  | HRCU-A-CB-O | ACIQ-48ZPL-HP230B | Mini-Splits | ACIQ-48CC-HH-MB | 8.3 | 16.5 | 10.7 | 8.3 | 16.8 | 10.7 | TRUE | TRUE | FALSE | 48000 | 35000 | 2.59 | 46000 | 2.32
206714985 | 10/27/22 | Live | Midea Electric Trading | MDV | Multizone All Ducted | 206714985 |  | HMSV-A-CB | M5OG-48HFN1-M-[X]-20 | Ducted Indoor Units |  | 11.4 | 20.2 | 10.5 | 11.7 | 20.9 | 8.9 | TRUE | TRUE | TRUE | 47000 | 36000 | 2.3 | 45000 | 2.2
206401449 | 01/05/23 | Live | Midea Electric Trading | ELIOS | Singlezone Ducted, Compact Ducted | 206401449 |  | HRCU-A-CB | DE24HOS25230E3A | Mini-Splits | DM24HIDU230X5 | 12.5 | 20.6 | 12.6 | 12 | 19.2 | 10.5 | TRUE | TRUE | TRUE | 24000 | 21000 | 2.64 | 24000 | 2.4
206350475 | 03/07/24 | Live | CARRIER | SMART COMFORT | Singlezone Non-Ducted, Ceiling Placement | 206350475 |  | HRCU-A-CB-O | DLCSRBH18AAK | Mini-Splits | DLFSCAH18XAK | 12.5 | 20 | 10.3 | 12.5 | 20 | 9.5 | TRUE | TRUE | TRUE | 16000 | 15600 | 2.24 | 20000 | 1.78
206350387 | 03/07/24 | Live | CARRIER | ARCOAIRE | Singlezone Non-Ducted, Ceiling Placement | 206350387 |  | HRCU-A-CB-O | DLCSRBH18AAK | Mini-Splits | DLFSCAH18XAK | 12.5 | 20 | 10.3 | 12.5 | 20 | 9.5 | TRUE | TRUE | TRUE | 16000 | 15600 | 2.24 | 20000 | 1.78
206348127 | 01/05/23 | Live | Midea Electric Trading | PERFECTAIRE | Singlezone Ducted, Compact Ducted | 206348127 |  | HRCU-A-CB | 1KARDA24SZO20.5 | Mini-Splits | 2PAMSDH24 | 12.5 | 20.6 | 12.6 | 12 | 19.2 | 10.5 | TRUE | TRUE | TRUE | 24000 | 21000 | 2.64 | 24000 | 2.4
206330122 | 04/29/22 | Live | Midea Electric Trading | MDV | Singlezone Non-Ducted, Ceiling Placement | 206330122 |  | HRCU-A-CB-O | MOX330-09HFN1-MY5W | Mini-Splits | MCA3U-09HRFN1-M(C) | 13 | 20.5 | 10.8 | 13 | 20.5 | 10.3 | TRUE | TRUE | TRUE | 9000 | 9000 | 1.91 | 11000 | 1.69
205967240 | 04/27/22 | Live | LG | LG | Multizone Mix of Ducted and Non-Ducted | 205967240 |  | HMSR-A-CB | ARUM036GSS5 | Mixed Ducted and Non-Ducted Indoor Units |  | 14.25 | 20.65 | 11.7 | 14.5 | 20 | 10.35 | TRUE | FALSE | TRUE | 36000 | 30600 | 2.11 | 42000 | 2.78
205967236 | 03/02/23 | Live | LG | LG | Multizone All Ducted | 205967236 |  | HMSR-A-CB | ARUM048GSS5 | Ducted Indoor Units |  | 13 | 17.5 | 11 | 12.2 | 17 | 10 | TRUE | TRUE | TRUE | 48000 | 36400 | 1.95 | 54000 | 2.79
204835479 | 10/31/22 | Live | Hisense | HISENSE | Singlezone Ducted, Compact Ducted | 204835479 |  | HRCU-A-CB | AUW-09U3SS | Mini-Splits | ADT-09UX3SBL | 12 | 20 | 10 | 12 | 18 | 9 | TRUE | FALSE | TRUE | 9000 | 6500 | 2.65 | 8150 | 2.46
203991172 | 04/18/23 | Live | Bosch | BOSCH | Multizone All Non-Ducted | 203991172 |  | HMSV-A-CB | BMS500-AAM018-1CSXRA | Non-Ducted Indoor Units |  | 12.5 | 22.5 | 10.3 | 12 | 22.4 | 9.1 | TRUE | FALSE | FALSE | 18000 | 11800 | 2.74 | 13047 | 2.32
201754481 | 05/13/23 | Live | Mitsubishi Electric Trane | MITSUBISHI ELECTRIC | Singlezone Ducted, Compact Ducted | 201754481 |  | HRCU-A-CB | PUZ-A42NKA7*** | Mini-Splits | PEAD-A42AA* | 10.7 | 16.1 | 10 | 10.7 | 18.4 | 9 | FALSE | FALSE | TRUE | 42000 | 26600 | 2.56 | 33700 | 3.21
201754474 | 05/13/23 | Live | Mitsubishi Electric Trane | MITSUBISHI ELECTRIC | Singlezone Non-Ducted, Ceiling Placement | 201754474 |  | HRCU-A-CB-O | PUZ-A36NKA7*** | Mini-Splits | PCA-A36KA* | 11 | 19.1 | 10.2 | 11 | 19.5 | 8.9 | FALSE | FALSE | FALSE | 36000 | 21200 | 2.5 | 24400 | 2.87
201754462 | 02/02/22 | Live | Mitsubishi Electric Trane | MITSUBISHI ELECTRIC | Singlezone Non-Ducted, Wall Placement | 201754462 |  | HRCU-A-CB-O | PUZ-A24NHA7*** | Mini-Splits | PKA-A24KA* | 12.2 | 21.4 | 11 | 12.2 | 21.3 | 9.3 | TRUE | FALSE | FALSE | 24000 | 15700 | 2.63 | 18300 | 2.95
10516995 | 01/28/21 | Live | LG | LG | Multizone Mix of Ducted and Non-Ducted | 10516995 |  | HMSV-A-CB | ARUN060GSS4 | Mixed Ducted and Non-Ducted Indoor Units |  | 10 | 17.7 | 10.45 | 11.5 | 19.6 | 9.55 | FALSE | FALSE | TRUE | 60000 | 42500 | 1.72 | 85961 | 3.44
10514710 | 09/07/22 | Live | LG | LG | Multizone All Non-Ducted | 10514710 |  | HMSR-A-CB-O | ARUN060GSS4 | Non-Ducted Indoor Units |  | 10 | 18.9 | 10.9 | 13 | 23 | 10 | TRUE | TRUE | TRUE | 60000 | 42500 | 1.72 | 85961 | 3.44
10271659 | 06/10/22 | Live | LG | LG | Multizone Mix of Ducted and Non-Ducted | 10271659 |  | HMSR-A-CB | ARUB060GSS4 | Mixed Ducted and Non-Ducted Indoor Units |  | 10 | 17.7 | 10.45 | 11.5 | 19.6 | 9.55 | FALSE | FALSE | TRUE | 60000 | 42500 | 1.72 | 85961 | 3.44
8717931 | 08/03/23 | Live | LG | LG | Multizone All Non-Ducted | 8717931 |  | HMSR-A-CB-O | ARUN038GSS4 | Non-Ducted Indoor Units |  | 11.5 | 17 | 9 | 14 | 20.1 | 10.6 | FALSE | FALSE | TRUE | 38000 | 33000 |  | 58636 | 3.11
211726524 | 04/27/23 | Live | Midea Electric Trading | Star Air Kontrol | Singlezone Non-Ducted, Ceiling Placement | 211726524 |  | HRCU-A-CB-O | SAK-18-CC(OD)/220VOLT | Mini-Splits | SAK-18-20CC/220(IN) | 12.5 | 20.5 | 11 | 12.5 | 20.5 | 10.5 | TRUE | FALSE | TRUE | 16000 | 12000 | 2.51 | 13600 | 2.24
210288149 | 01/27/23 | Live | Midea Electric Trading | CTMORLEY | Multizone All Non-Ducted | 210288149 |  | HMSR-A-CB-O | MOU-5A48H-2 | Non-Ducted Indoor Units |  | 11 | 21 | 11.5 | 11 | 21.2 | 10 | FALSE | FALSE | TRUE | 48000 | 39000 | 2.5 | 45000 | 2.2
209843081 | 01/05/23 | Live | Midea Electric Trading | CTMorley | Singlezone Non-Ducted, Ceiling Placement | 209843081 |  | HRCU-A-CB-O | MOU-A09H-2 | Mini-Splits | MIU-A09C-2 | 13 | 20.5 | 10.8 | 13 | 20.5 | 10.3 | FALSE | FALSE | TRUE | 9000 | 9000 | 1.91 | 11000 | 1.69
208121940 | 10/27/22 | Live | Midea Electric Trading | EMI | Multizone Mix of Ducted and Non-Ducted | 208121940 |  | HMSV-A-CB | MHMZ436DA | Mixed Ducted and Non-Ducted Indoor Units |  | 12.45 | 20.4 | 11 | 12.65 | 20.6 | 10.15 | TRUE | TRUE | TRUE | 36000 | 34000 | 2.45 | 35200 | 1.88
208121930 | 01/05/23 | Live | Midea Electric Trading | EMI | Singlezone Non-Ducted, Ceiling Placement | 208121930 |  | HRCU-A-CB-O | MHSZ118DA | Mini-Splits | MHCAS18DA | 12.5 | 20 | 10.3 | 12.5 | 20 | 9.5 | TRUE | TRUE | TRUE | 16000 | 15600 | 2.24 | 20000 | 1.78
207825511 | 01/05/23 | Live | Midea Electric Trading | 1HVAC | Singlezone Non-Ducted, Wall Placement | 207825511 |  | HRCU-A-CB-O | ACIQ-36Z-HP230B | Mini-Splits | ACIQ-36W-HP230B | 8.5 | 17.5 | 12 | 8.5 | 17.5 | 8.7 | FALSE | FALSE | FALSE | 36000 | 24000 | 2 | 24160 | 1.98
206350453 | 03/07/24 | Live | CARRIER | MIDEA | Singlezone Non-Ducted, Ceiling Placement | 206350453 |  | HRCU-A-CB-O | DLCSRBH18AAK | Mini-Splits | DLFSCAH18XAK | 12.5 | 20 | 10.3 | 12.5 | 20 | 9.5 | TRUE | TRUE | TRUE | 16000 | 15600 | 2.24 | 20000 | 1.78
205993845 | 10/27/22 | Live | Midea Electric Trading | MDV | Singlezone Non-Ducted, Wall Placement | 205993845 |  | HRCU-A-CB-O | MOX330-09HFN1-MY5W | Mini-Splits | MSEPB-09HRFN1-MY5W(GA) | 16.2 | 28.1 | 13 | 16.2 | 28.1 | 11.5 | TRUE | TRUE | TRUE | 9000 | 9500 | 2.53 | 12371 | 2.04
214432057 | 03/25/24 | Live | Midea Electric Trading | MULTI MFG | Singlezone Ducted, Compact Ducted | 214432057 |  | HRCU-A-CB | MSH-36HD-A | Mini-Splits | 36HCHP0-C-M-A | 9 | 17.5 | 11.5 | 9 | 16.5 | 11 | FALSE | FALSE | FALSE | 36000 | 34000 | 2.49 | 43000 | 2.23
214389546 | 03/25/24 | Live | Midea Electric Trading | ICONIC AIR SOLUTION | Singlezone Non-Ducted, Ceiling Placement | 214389546 |  | HRCU-A-CB-O | ICOO18AK | Mini-Splits | IFOC18IK | 12.5 | 20.5 | 11 | 12.5 | 20.5 | 10.5 | FALSE | FALSE | TRUE | 16000 | 12000 | 2.51 | 13600 | 2.24
214389492 | 03/25/24 | Live | Midea Electric Trading | ICONIC AIR SOLUTION | Singlezone Non-Ducted, Wall Placement | 214389492 |  | HRCU-A-CB-O | ICAO36AK | Mini-Splits | IFAH36IK | 8.5 | 17.5 | 12 | 8.5 | 17.5 | 8.7 | FALSE | FALSE | FALSE | 36000 | 24000 | 2 | 24160 | 1.98
214377790 | 03/25/24 | Live | Midea Electric Trading | KEPLER | Multizone Mix of Ducted and Non-Ducted | 214377790 |  | HMSV-A-CB | ODUM5OG-48HFN1-M-[X] | Mixed Ducted and Non-Ducted Indoor Units |  | 11.5 | 20.85 | 10.75 | 11.7 | 21.35 | 9.35 | TRUE | TRUE | TRUE | 47500 | 36000 | 2.3 | 45000 | 2.2
214377784 | 03/25/24 | Live | Midea Electric Trading | KEPLER | Multizone Mix of Ducted and Non-Ducted | 214377784 |  | HMSV-A-CB | ODUM4OI-36HFN1-M | Mixed Ducted and Non-Ducted Indoor Units |  | 12.45 | 20.4 | 11 | 12.65 | 20.6 | 10.15 | TRUE | TRUE | TRUE | 36000 | 34000 | 2.45 | 35200 | 1.88
214377778 | 03/25/24 | Live | Midea Electric Trading | KEPLER | Multizone Mix of Ducted and Non-Ducted | 214377778 |  | HMSV-A-CB | ODUM2OI-18HFN1-M | Mixed Ducted and Non-Ducted Indoor Units |  | 12 | 20.5 | 10 | 12.25 | 20.5 | 9.55 | TRUE | TRUE | TRUE | 19000 | 15500 | 2.55 | 19000 | 2.23
214377770 | 03/25/24 | Live | Midea Electric Trading | KEPLER | Singlezone Ducted, Compact Ducted | 214377770 |  | HRCU-A-CB | ODUMOD30-24HFN1MU0W | Mini-Splits | IDUMTIU-24HWFN1-M | 12.5 | 20.6 | 12.6 | 12 | 19.2 | 10.5 | TRUE | TRUE | TRUE | 24000 | 21000 | 2.64 | 24000 | 2.4
213088032 | 09/07/23 | Live | Hisense | J-KU | Singlezone Non-Ducted, Wall Placement | 213088032 |  | HRCU-A-CB-O | JKS24HP230V1XC | Mini-Splits | JKS24HP230V1XE | 12.5 | 21 | 10.5 | 12.2 | 20.5 | 8.6 | TRUE | TRUE | FALSE | 23000 | 14500 | 2.47 | 20250 | 2.12
214232445 | 03/12/24 | Live | Midea Electric Trading | MULTI MFG | Singlezone Non-Ducted, Ceiling Placement | 214232445 |  | HRCU-A-CB-O | MSH-18HD-A | Mini-Splits | 18CCHP0-C-M-A | 12.5 | 20 | 10.3 | 12.5 | 20 | 9.5 | FALSE | FALSE | TRUE | 16000 | 15600 | 2.24 | 20000 | 1.78
214232413 | 03/12/24 | Live | Midea Electric Trading | BLADEX | Multizone Mix of Ducted and Non-Ducted | 214232413 |  | HMSV-A-CB | B20I-18SPHP1* | Mixed Ducted and Non-Ducted Indoor Units |  | 12 | 20.5 | 10 | 12.25 | 20.5 | 9.55 | FALSE | FALSE | TRUE | 19000 | 15500 | 2.55 | 19000 | 2.23
214056574 | 02/01/24 | Live | Midea Electric Trading | MITSUTOMO | Singlezone Non-Ducted, Wall Placement | 214056574 |  | HRCU-A-CB-O | HO-SZ36-BB-Q | Mini-Splits | HC-UZ36-BB-Q | 9.5 | 19 | 10.3 | 9.5 | 19.4 | 10.5 | FALSE | FALSE | TRUE | 36000 | 33000 | 2.4 | 40500 | 1.93
213927622 | 01/15/24 | Live | Midea Electric Trading | MAXI AIR | Multizone All Non-Ducted | 213927622 |  | HMSR-A-CB-O | NE-T53-MULTI36E | Non-Ducted Indoor Units |  | 13.6 | 21.8 | 11 | 13.6 | 22.2 | 10.3 | FALSE | FALSE | TRUE | 36000 | 33000 | 2.4 | 35200 | 1.88
213886047 | 01/10/24 | Live | Midea Electric Trading | SLIMAIR | Multizone All Non-Ducted | 213886047 |  | HMSR-A-CB-O | SHC5Z48VE2AG | Non-Ducted Indoor Units |  | 11 | 21 | 11.5 | 11 | 21.2 | 10 | FALSE | FALSE | TRUE | 48000 | 39000 | 2.5 | 45000 | 2.2
213886040 | 01/10/24 | Live | Midea Electric Trading | SLIMAIR | Multizone Mix of Ducted and Non-Ducted | 213886040 |  | HMSV-A-CB | SHC2Z18VE2AG | Mixed Ducted and Non-Ducted Indoor Units |  | 12 | 19.75 | 9.75 | 12.25 | 19.75 | 9.15 | FALSE | FALSE | TRUE | 19000 | 14700 | 2.55 | 19000 | 2.23
213732669 | 11/15/23 | Live | Midea Electric Trading | ZERO | Multizone All Ducted | 213732669 |  | HMSV-A-CB | Z5SOV-48HDM-US | Ducted Indoor Units |  | 11.4 | 20.2 | 10.5 | 11.7 | 20.9 | 8.9 | TRUE | TRUE | TRUE | 47000 | 36000 | 2.3 | 45000 | 2.2
213732668 | 11/15/23 | Live | Midea Electric Trading | ZERO | Multizone All Non-Ducted | 213732668 |  | HMSR-A-CB-O | Z5SOV-48HDM-US | Non-Ducted Indoor Units |  | 11 | 21 | 11.5 | 11 | 21.2 | 10 | FALSE | FALSE | TRUE | 48000 | 39000 | 2.5 | 45000 | 2.2
213732652 | 11/15/23 | Live | Midea Electric Trading | SENVILLE | Multizone Mix of Ducted and Non-Ducted | 213732652 |  | HMSV-A-CB | SENA-18HF-MOB | Mixed Ducted and Non-Ducted Indoor Units |  | 12 | 20.5 | 10 | 12.25 | 20.5 | 9.55 | TRUE | TRUE | TRUE | 19000 | 15500 | 2.55 | 19000 | 2.23
213732651 | 11/15/23 | Live | Midea Electric Trading | SENVILLE | Multizone All Ducted | 213732651 |  | HMSV-A-CB | SENA-18HF-MOB | Ducted Indoor Units |  | 11.5 | 19 | 9.8 | 12 | 19 | 9.3 | TRUE | TRUE | TRUE | 19000 | 16000 | 2.61 | 19000 | 2.23
213479399 | 10/30/23 | Live | Midea Electric Trading | TEMP SHIFT | Multizone All Ducted | 213479399 |  | HMSV-A-CB | TSM5OG48HFN1M[X] | Ducted Indoor Units |  | 11.4 | 20.2 | 10.5 | 11.7 | 20.9 | 8.9 | FALSE | FALSE | TRUE | 47000 | 36000 | 2.3 | 45000 | 2.2
213479379 | 10/30/23 | Live | Midea Electric Trading | TEMP SHIFT | Singlezone Non-Ducted, Ceiling Placement | 213479379 |  | HRCU-A-CB-O | TSMOX33009HFN1MY5W | Mini-Splits | TSCCA3U09HRFN1M(C) | 13 | 20.5 | 10.8 | 13 | 20.5 | 10.3 | FALSE | FALSE | TRUE | 9000 | 9000 | 1.91 | 11000 | 1.69
213349750 | 10/31/23 | Live | Midea Electric Trading | COMFORTSTAR | Singlezone Non-Ducted, Wall Placement | 213349750 |  | HRCU-A-CB-O | CWI36CD(O) | Mini-Splits | CWI36CD(I) | 8.5 | 17.5 | 12 | 8.5 | 17.5 | 8.7 | FALSE | FALSE | FALSE | 36000 | 24000 | 2 | 24160 | 1.98
213286782 | 10/31/23 | Live | Midea Electric Trading | WELLS | Multizone All Ducted | 213286782 |  | HMSV-A-CB | WMCA-48HFMO | Ducted Indoor Units |  | 11.4 | 20.2 | 10.5 | 11.7 | 20.9 | 8.9 | TRUE | TRUE | TRUE | 47000 | 36000 | 2.3 | 45000 | 2.2
213265569 | 10/31/23 | Live | Midea Electric Trading | COOPER&HUNTER | Singlezone Non-Ducted, Wall Placement | 213265569 |  | HRCU-A-CB-O | CH-NHPR36LCU-230VO | Mini-Splits | CH-36LCCT-W | 9.5 | 19 | 10.3 | 9.5 | 19.4 | 10.5 | TRUE | TRUE | TRUE | 36000 | 33000 | 2.4 | 40500 | 1.93
212316104 | 04/27/23 | Live | Midea Electric Trading | PolarWave | Singlezone Non-Ducted, Wall Placement | 212316104 |  | HRCU-A-CB-O | ACIQ-48ZPL-HP230B | Mini-Splits | ACIQ-48CC-HH-MB | 8.3 | 16.5 | 10.7 | 8.3 | 16.8 | 10.7 | TRUE | TRUE | FALSE | 48000 | 35000 | 2.59 | 46000 | 2.32
212941749 | 09/06/23 | Live | Midea Electric Trading | NUTECH | Singlezone Ducted, Compact Ducted | 212941749 |  | HRCU-A-CB | NOX330-12HFN1-MW5W | Mini-Splits | NTIU-12HWFN1-M | 13 | 21.5 | 11.5 | 11.7 | 19.5 | 10 | FALSE | FALSE | TRUE | 12000 | 10600 | 2.51 | 12600 | 1.95
212940814 | 07/26/23 | Live | Midea Electric Trading | CENTURY | Singlezone Non-Ducted, Wall Placement | 212940814 |  | HRCU-A-CB-O | A-VMH09SV-1 | Mini-Splits | B-VMH09SV-1 | 16.2 | 28.1 | 13 | 16.2 | 28.1 | 11.5 | TRUE | TRUE | TRUE | 9000 | 9500 | 2.53 | 12371 | 2.04
212920684 | 07/26/23 | Live | Midea Electric Trading | NOVAIR | Multizone Mix of Ducted and Non-Ducted | 212920684 |  | HMSV-A-CB | LEA36MZ-4P-35SK-O* | Mixed Ducted and Non-Ducted Indoor Units |  | 12.45 | 20.4 | 11 | 12.65 | 20.6 | 10.15 | FALSE | FALSE | TRUE | 36000 | 34000 | 2.45 | 35200 | 1.88
212920680 | 07/26/23 | Live | Midea Electric Trading | NOVAIR | Multizone All Ducted | 212920680 |  | HMSV-A-CB | LEA20MZ-2P-35SK-O* | Ducted Indoor Units |  | 11.5 | 19 | 9.8 | 12 | 19 | 9.3 | FALSE | FALSE | TRUE | 19000 | 16000 | 2.61 | 19000 | 2.23
212920536 | 07/30/23 | Live | Midea Electric Trading | ORIENT CARE | Multizone All Non-Ducted | 212920536 |  | HMSR-A-CB-O | OUM48M410AGH30 | Non-Ducted Indoor Units |  | 11 | 21 | 11.5 | 11 | 21.2 | 10 | FALSE | FALSE | FALSE | 48000 | 39000 | 2.5 | 45000 | 2.2
212920535 | 07/30/23 | Live | Midea Electric Trading | ORIENT CARE | Multizone Mix of Ducted and Non-Ducted | 212920535 |  | HMSV-A-CB | OUM36M410AGH30 | Mixed Ducted and Non-Ducted Indoor Units |  | 11.9 | 19.5 | 10.9 | 12.1 | 19.5 | 9.85 | FALSE | FALSE | FALSE | 36000 | 35000 | 2.43 | 35200 | 1.88
212615048 | 07/26/23 | Live | Midea Electric Trading | KANIONCO | Singlezone Ducted, Compact Ducted | 212615048 |  | HRCU-A-CB | KD-24IR410AHSODU | Mini-Splits | KD-24IR410AHSIDU | 12.5 | 20.6 | 12.6 | 12 | 19.2 | 10.5 | TRUE | TRUE | TRUE | 24000 | 21000 | 2.64 | 24000 | 2.4
212615020 | 07/26/23 | Live | Midea Electric Trading | RELIEF SCIENCES | Multizone Mix of Ducted and Non-Ducted | 212615020 |  | HMSV-A-CB | LANG18OD35-2 | Mixed Ducted and Non-Ducted Indoor Units |  | 12 | 19.75 | 9.75 | 12.25 | 19.75 | 9.15 | FALSE | FALSE | TRUE | 19000 | 14700 | 2.55 | 19000 | 2.23
212615019 | 07/26/23 | Live | Midea Electric Trading | RELIEF SCIENCES | Multizone All Ducted | 212615019 |  | HMSV-A-CB | LANG18OD35-2 | Ducted Indoor Units |  | 11.5 | 19 | 9.8 | 12 | 19 | 9.3 | FALSE | FALSE | TRUE | 19000 | 16000 | 2.61 | 19000 | 2.23
212595655 | 07/26/23 | Live | Midea Electric Trading | SEA BREEZE+ | Singlezone Ducted, Compact Ducted | 212595655 |  | HRCU-A-CB | HSZ24H424ZMO | Mini-Splits | D24H424ZMI | 12.5 | 20.6 | 12.6 | 12 | 19.2 | 10.5 | FALSE | FALSE | TRUE | 24000 | 21000 | 2.64 | 24000 | 2.4
212396481 | 05/10/23 | Live | RBL A/C INC. | HAXXAIR | Multizone Mix of Ducted and Non-Ducted | 212396481 |  | HMSV-A-CB | HVHM-42T2D | Mixed Ducted and Non-Ducted Indoor Units |  | 10.25 | 19 | 9.75 | 10.25 | 19 | 8.88 | FALSE | FALSE | TRUE | 41500 | 27600 | 2.85 | 40031 | 1.88
212365436 | 07/13/23 | Live | Midea Electric Trading | CUSTOM COMFORT | Multizone All Non-Ducted | 212365436 |  | HMSR-A-CB-O | CCOXHAMZ436HP | Non-Ducted Indoor Units |  | 13.6 | 21.8 | 11 | 13.6 | 22.2 | 10.3 | TRUE | TRUE | TRUE | 36000 | 33000 | 2.4 | 35200 | 1.88
212365427 | 07/13/23 | Live | Midea Electric Trading | CUSTOM COMFORT | Singlezone Non-Ducted, Wall Placement | 212365427 |  | HRCU-A-CB-O | CCOXHASZ48CHP | Mini-Splits | CCOXHAFC48 | 8.2 | 17 | 10.8 | 8.2 | 17 | 9.8 | TRUE | TRUE | FALSE | 48000 | 35000 | 2.34 | 52000 | 2.1
212316195 | 04/27/23 | Live | Midea Electric Trading | STEALTH | Singlezone Non-Ducted, Wall Placement | 212316195 |  | HRCU-A-CB-O | ACIQ-48ZPL-HP230B | Mini-Splits | ACIQ-48FM-HH-MB | 8.2 | 17 | 10.8 | 8.2 | 17 | 9.8 | TRUE | TRUE | FALSE | 48000 | 35000 | 2.34 | 52000 | 2.1
212316191 | 04/27/23 | Live | Midea Electric Trading | STEALTH | Singlezone Ducted, Compact Ducted | 212316191 |  | HRCU-A-CB | ACIQ-36ZPL-HP230B | Mini-Splits | ACIQ-36CD-HH-MB | 9 | 17.5 | 11.5 | 9 | 16.5 | 11 | TRUE | TRUE | FALSE | 36000 | 34000 | 2.49 | 43000 | 2.23
212316181 | 04/27/23 | Live | Midea Electric Trading | STEALTH | Multizone All Ducted | 212316181 |  | HMSV-A-CB | ACIQ-48Z-HH-M5B | Ducted Indoor Units |  | 11.4 | 20.2 | 10.5 | 11.7 | 20.9 | 8.9 | TRUE | TRUE | TRUE | 47000 | 36000 | 2.3 | 45000 | 2.2
212316170 | 04/27/23 | Live | Midea Electric Trading | STEALTH | Singlezone Non-Ducted, Floor Placement | 212316170 |  | HRCU-A-CB-O | ACIQ-24ZPL-HP230B | Mini-Splits | ACIQ-24FM-HH-MB | 11.5 | 20.2 | 11.6 | 11.7 | 20.5 | 11 | TRUE | TRUE | TRUE | 24000 | 19000 | 2.64 | 28000 | 2.1
212316161 | 04/27/23 | Live | Midea Electric Trading | STEALTH | Singlezone Non-Ducted, Ceiling Placement | 212316161 |  | HRCU-A-CB-O | ACIQ-09ZPL-HP230B | Mini-Splits | ACIQ-09CC-HH-MB | 13 | 20.5 | 10.8 | 13 | 20.5 | 10.3 | TRUE | TRUE | TRUE | 9000 | 9000 | 1.91 | 11000 | 1.69
212316156 | 04/27/23 | Live | Midea Electric Trading | STEALTH | Singlezone Non-Ducted, Wall Placement | 212316156 |  | HRCU-A-CB-O | ACIQ-36Z-HP230B | Mini-Splits | ACIQ-36W-HP230B | 8.5 | 17.5 | 12 | 8.5 | 17.5 | 8.7 | FALSE | FALSE | FALSE | 36000 | 24000 | 2 | 24160 | 1.98
212316106 | 04/27/23 | Live | Midea Electric Trading | PolarWave | Singlezone Ducted, Compact Ducted | 212316106 |  | HRCU-A-CB | ACIQ-48ZPL-HP230B | Mini-Splits | ACIQ-48CD-HH-MB | 8.7 | 16 | 11.1 | 8.2 | 14.3 | 10.3 | FALSE | FALSE | FALSE | 48000 | 39500 | 2.39 | 51000 | 2.33
212316105 | 04/27/23 | Live | Midea Electric Trading | PolarWave | Singlezone Ducted, Compact Ducted | 212316105 |  | HRCU-A-CB | ACIQ-36ZPL-HP230B | Mini-Splits | ACIQ-36CD-HH-MB | 9 | 17.5 | 11.5 | 9 | 16.5 | 11 | TRUE | TRUE | FALSE | 36000 | 34000 | 2.49 | 43000 | 2.23
212316103 | 04/27/23 | Live | Midea Electric Trading | PolarWave | Singlezone Non-Ducted, Wall Placement | 212316103 |  | HRCU-A-CB-O | ACIQ-36ZPL-HP230B | Mini-Splits | ACIQ-36CC-HH-MB | 9.5 | 19 | 10.3 | 9.5 | 19.4 | 10.5 | TRUE | TRUE | TRUE | 36000 | 33000 | 2.4 | 40500 | 1.93
212316075 | 04/27/23 | Live | Midea Electric Trading | PolarWave | Singlezone Non-Ducted, Ceiling Placement | 212316075 |  | HRCU-A-CB-O | ACIQ-09ZPL-HP230B | Mini-Splits | ACIQ-09CC-HH-MB | 13 | 20.5 | 10.8 | 13 | 20.5 | 10.3 | TRUE | TRUE | TRUE | 9000 | 9000 | 1.91 | 11000 | 1.69
211756602 | 03/07/24 | Live | CARRIER | LPS LEGACY | Singlezone Non-Ducted, Wall Placement | 211756602 |  | HRCU-A-CB-O | DLCSRBH09AAK | Mini-Splits | DLFSHCH09XAK | 16.2 | 28.1 | 13 | 16.2 | 28.1 | 11.5 | TRUE | TRUE | TRUE | 9000 | 9500 | 2.53 | 12371 | 2.04
211756572 | 03/07/24 | Live | CARRIER | LPS LEGACY | Singlezone Non-Ducted, Ceiling Placement | 211756572 |  | HRCU-A-CB-O | DLCSRBH18AAK | Mini-Splits | DLFSCAH18XAK | 12.5 | 20 | 10.3 | 12.5 | 20 | 9.5 | TRUE | TRUE | TRUE | 16000 | 15600 | 2.24 | 20000 | 1.78
211709682 | 04/27/23 | Live | Midea Electric Trading | NOVAIR | Singlezone Non-Ducted, Wall Placement | 211709682 |  | HRCU-A-CB-O | LEA09SZ35SK-O | Mini-Splits | 2LEA09UUSK-I | 16.2 | 28.1 | 13 | 16.2 | 28.1 | 11.5 | FALSE | FALSE | TRUE | 9000 | 9500 | 2.53 | 12371 | 2.04
211644067 | 04/27/23 | Live | Midea Electric Trading | ECO-AIR | Singlezone Ducted, Compact Ducted | 211644067 |  | HRCU-A-CB | MOE30U-48HFN1-M-[X](GA) | Mini-Splits | MTI-48HWFN1-M | 8.7 | 16 | 11.1 | 8.2 | 14.3 | 10.3 | FALSE | FALSE | FALSE | 48000 | 39500 | 2.39 | 51000 | 2.33
211644058 | 04/27/23 | Live | Midea Electric Trading | ECO-AIR | Singlezone Non-Ducted, Ceiling Placement | 211644058 |  | HRCU-A-CB-O | MOX430-18HFN1-MU0W | Mini-Splits | CCA3U-18HRFN1-M(C) | 12.5 | 20.5 | 11 | 12.5 | 20.5 | 10.5 | TRUE | FALSE | TRUE | 16000 | 12000 | 2.51 | 13600 | 2.24
211644041 | 04/27/23 | Live | Midea Electric Trading | Alsetria | Singlezone Ducted, Compact Ducted | 211644041 |  | HRCU-A-CB | MOE30U-36HFN1-M(GA) | Mini-Splits | MTI-36HWFN1-M | 9 | 17.5 | 11.5 | 9 | 16.5 | 11 | TRUE | TRUE | FALSE | 36000 | 34000 | 2.49 | 43000 | 2.23
211644038 | 04/27/23 | Live | Midea Electric Trading | Alsetria | Singlezone Ducted, Compact Ducted | 211644038 |  | HRCU-A-CB | MOX330-12HFN1-MW5W | Mini-Splits | MTIU-12HWFN1-M | 13 | 21.5 | 11.5 | 11.7 | 19.5 | 10 | TRUE | TRUE | TRUE | 12000 | 10600 | 2.51 | 12600 | 1.95
211497101 | 08/06/20 | Live | Mitsubishi Electric Trane | TRANE / MITSUBISHI ELECTRIC | Singlezone Non-Ducted, Wall Placement | 211497101 | 204795685 | HRCU-A-CB-O | TRUZA0241HA70** | Mini-Splits | TPKA0A0241KA*** | 12.2 | 21.4 | 11 | 12.2 | 21.3 | 9.3 | TRUE | FALSE | FALSE | 24000 | 15700 | 2.63 | 18300 | 2.95
211497113 | 08/06/20 | Live | Mitsubishi Electric Trane | TRANE / MITSUBISHI ELECTRIC | Singlezone Ducted, Centrally Ducted | 211497113 | 204795697 | HRCU-A-CB | TRUZA0241HA70** | Mini-Splits | TPVA0A0241AA*** | 12.2 | 20.5 | 9.3 | 12.1 | 20.5 | 8.3 | TRUE | FALSE | FALSE | 24000 | 15000 | 2.5 | 17500 | 2.8
211497102 | 12/06/23 | Live | Mitsubishi Electric Trane | TRANE / MITSUBISHI ELECTRIC | Singlezone Non-Ducted, Ceiling Placement | 211497102 |  | HRCU-A-CB-O | TRUZA0241HA70** | Mini-Splits | TPLA0A0241EA*** | 14.3 | 24.2 | 11.2 | 14.3 | 24.7 | 9.3 | TRUE | FALSE | FALSE | 24000 | 14900 | 2.73 | 16600 | 2.56
211277588 | 04/27/23 | Live | Midea Electric Trading | Breeze33 | Singlezone Non-Ducted, Ceiling Placement | 211277588 |  | HRCU-A-CB-O | HSZ18H424ZMO | Mini-Splits | CA18H424ZMI | 12.5 | 20 | 10.3 | 12.5 | 20 | 9.5 | TRUE | TRUE | TRUE | 16000 | 15600 | 2.24 | 20000 | 1.78
211016457 | 07/26/23 | Live | Mitsubishi Electric Trane | Mitsubishi Electric | Multizone Mix of Ducted and Non-Ducted | 211016457 |  | HMSV-A-CB | MXZ-SM48NAM2 | Mixed Ducted and Non-Ducted Indoor Units |  | 12.2 | 19.8 | 11.5 | 11.8 | 19.5 | 9.65 | TRUE | TRUE | TRUE | 48000 | 33200 | 2.54 | 43000 | 2.34
210540181 | 07/26/23 | Live | Mitsubishi Electric Trane | Mitsubishi Electric | Multizone All Non-Ducted | 210540181 |  | HMSR-A-CB-O | MXZ-SM36NAM2 | Non-Ducted Indoor Units |  | 15 | 23 | 12.5 | 15 | 23 | 11 | FALSE | FALSE | TRUE | 36000 | 26400 | 2.79 | 36000 | 2.5
211150920 | 04/13/23 | Live | Mitsubishi Electric Trane | TRANE / MITSUBISHI ELECTRIC | Singlezone Ducted, Centrally Ducted | 211150920 |  | HRCU-A-C | TRUZA0241HA70** | Mini-Splits | PAA-A24BA* | 12.5 | 16.5 | 9.5 | 12 | 17.1 | 8.9 | TRUE | FALSE | FALSE | 24000 | 15600 | 2.47 | 15400 | 2.44
211150919 | 04/13/23 | Live | Mitsubishi Electric Trane | TRANE / MITSUBISHI ELECTRIC | Singlezone Ducted, Centrally Ducted | 211150919 |  | HRCU-A-C | TRUZA0241HA70** | Mini-Splits | PAA-A24AA* | 12.5 | 16.5 | 9.5 | 12 | 17.1 | 8.9 | TRUE | FALSE | FALSE | 24000 | 15600 | 2.47 | 15400 | 2.44
211034561 | 04/20/23 | Live | Lennox Industries | CONCORD | Singlezone Non-Ducted, Ceiling Placement | 211034561 |  | HRCU-A-CB-O | 4DHP2S18S-1P | Mini-Splits | D22C118S4-*P | 12.5 | 20.5 | 11 | 12.5 | 20.5 | 10.4 | TRUE | FALSE | TRUE | 16000 | 12000 | 2.51 | 14200 | 2.17
211034535 | 04/20/23 | Live | Lennox Industries | Armstrong Air | Singlezone Non-Ducted, Ceiling Placement | 211034535 |  | HRCU-A-CB-O | 4DHP2S18S-1P | Mini-Splits | D22C118S4-*P | 12.5 | 20.5 | 11 | 12.5 | 20.5 | 10.4 | TRUE | FALSE | TRUE | 16000 | 12000 | 2.51 | 14200 | 2.17
211034530 | 04/20/23 | Live | Lennox Industries | Armstrong Air | Singlezone Ducted, Compact Ducted | 211034530 |  | HRCU-A-CB | 4DHP2S24S-1P | Mini-Splits | DMD224S4-*P | 12.6 | 21.5 | 11.2 | 12.3 | 19 | 11 | TRUE | TRUE | TRUE | 23000 | 20000 | 3.71 | 22600 | 2.63
211034519 | 04/20/23 | Live | Lennox Industries | Armstrong Air | Singlezone Non-Ducted, Wall Placement | 211034519 |  | HRCU-A-CB-O | 4DHP2S12S-1L | Mini-Splits | DWM212S4-*L | 13 | 23 | 11.6 | 12.8 | 23.5 | 10 | TRUE | FALSE | TRUE | 12000 | 8400 | 3.04 | 9250 | 2.56
211034509 | 04/20/23 | Live | Lennox Industries | Allied | Singlezone Non-Ducted, Ceiling Placement | 211034509 |  | HRCU-A-CB-O | 4DHP2S18S-1P | Mini-Splits | D22C118S4-*P | 12.5 | 20.5 | 11 | 12.5 | 20.5 | 10.4 | TRUE | FALSE | TRUE | 16000 | 12000 | 2.51 | 14200 | 2.17
211034493 | 04/20/23 | Live | Lennox Industries | Allied | Singlezone Non-Ducted, Wall Placement | 211034493 |  | HRCU-A-CB-O | 4DHP2S12S-1L | Mini-Splits | DWM212S4-*L | 13 | 23 | 11.6 | 12.8 | 23.5 | 10 | TRUE | FALSE | TRUE | 12000 | 8400 | 3.04 | 9250 | 2.56
211034452 | 04/20/23 | Live | Lennox Industries | LENNOX | Singlezone Non-Ducted, Floor Placement | 211034452 |  | HRCU-A-CB-O | MLB024S4S-1P | Mini-Splits | MCFA024S4-*P | 11.5 | 20.2 | 11.6 | 11.7 | 20.5 | 11 | TRUE | TRUE | TRUE | 24000 | 19000 | 2.98 | 28000 | 2.06
211034447 | 04/20/23 | Live | Lennox Industries | LENNOX | Singlezone Ducted, Compact Ducted | 211034447 |  | HRCU-A-CB | MLB024S4S-1P | Mini-Splits | MMDB024S4-*P | 12.5 | 20.6 | 12.6 | 12 | 19.2 | 10.5 | TRUE | TRUE | TRUE | 23800 | 21000 | 3.29 | 27091 | 2.41
211034445 | 04/20/23 | Live | Lennox Industries | LENNOX | Singlezone Ducted, Compact Ducted | 211034445 |  | HRCU-A-CB | MLB012S4S-1P | Mini-Splits | MMDB012S4-*P | 13 | 21.5 | 11.5 | 11.7 | 19.5 | 10 | TRUE | TRUE | TRUE | 11800 | 10600 | 3.49 | 13340 | 2.1
211034440 | 04/20/23 | Live | Lennox Industries | LENNOX | Singlezone Non-Ducted, Wall Placement | 211034440 |  | HRCU-A-CB-O | MLB009S4S-1P | Mini-Splits | MWMC009S4-*P | 16.2 | 28.1 | 12.5 | 16.2 | 28.1 | 11.5 | TRUE | TRUE | TRUE | 9000 | 9500 | 3.81 | 12371 | 2.04
210857305 | 01/05/23 | Live | Midea Electric Trading | 1HVAC | Singlezone Non-Ducted, Wall Placement | 210857305 |  | HRCU-A-CB-O | ACIQ-48ZPL-HP230B | Mini-Splits | ACIQ-48FM-HH-MB | 8.2 | 17 | 10.8 | 8.2 | 17 | 9.8 | TRUE | TRUE | FALSE | 48000 | 35000 | 2.34 | 52000 | 2.1
210799630 | 06/07/23 | Live | Midea Electric Trading | COOPER&HUNTER | Multizone Mix of Ducted and Non-Ducted | 210799630 |  | HMSV-A-CB | CH-HPR19M-230VO | Mixed Ducted and Non-Ducted Indoor Units |  | 12 | 20.5 | 10 | 12.25 | 20.5 | 9.55 | TRUE | TRUE | TRUE | 19000 | 15500 | 2.55 | 19000 | 2.23
210799611 | 01/05/23 | Live | Midea Electric Trading | Cooper&Hunter | Singlezone Ducted, Compact Ducted | 210799611 |  | HRCU-A-CB | CH-NHPR36LCU-230VO | Mini-Splits | CH-36LCDTU/I | 9 | 17.5 | 11.5 | 9 | 16.5 | 11 | TRUE | TRUE | FALSE | 36000 | 34000 | 2.49 | 43000 | 2.23
210799610 | 01/05/23 | Live | Midea Electric Trading | Cooper&Hunter | Singlezone Non-Ducted, Wall Placement | 210799610 |  | HRCU-A-CB-O | CH-NHPR36LCU-230VO | Mini-Splits | CH-N36LCCT-230VI | 9.5 | 19 | 10.3 | 9.5 | 19.4 | 10.5 | TRUE | TRUE | TRUE | 36000 | 33000 | 2.4 | 40500 | 1.93
210799600 | 01/05/23 | Live | Midea Electric Trading | Cooper&Hunter | Singlezone Ducted, Compact Ducted | 210799600 |  | HRCU-A-CB | CH-HPR24-230VO | Mini-Splits | CH-M24DTUI | 12.5 | 20.6 | 12.6 | 12 | 19.2 | 10.5 | TRUE | TRUE | TRUE | 24000 | 21000 | 2.64 | 24000 | 2.4
210799591 | 01/05/23 | Live | Midea Electric Trading | Cooper&Hunter | Singlezone Non-Ducted, Ceiling Placement | 210799591 |  | HRCU-A-CB-O | CH-HPR09-230VO | Mini-Splits | CH-09MSPHCT-230VI | 13 | 20.5 | 10.8 | 13 | 20.5 | 10.3 | TRUE | TRUE | TRUE | 9000 | 9000 | 1.91 | 11000 | 1.69
210799585 | 01/05/23 | Live | Midea Electric Trading | Cooper&Hunter | Singlezone Non-Ducted, Ceiling Placement | 210799585 |  | HRCU-A-CB-O | CH-ES18-230VO | Mini-Splits | CH-18MSPHCT-230VI | 12.5 | 20.5 | 11 | 12.5 | 20.5 | 10.5 | TRUE | FALSE | TRUE | 16000 | 12000 | 2.51 | 13600 | 2.24
210799548 | 01/05/23 | Live | Midea Electric Trading | Cooper&Hunter | Singlezone Non-Ducted, Wall Placement | 210799548 |  | HRCU-A-CB-O | CH-HPR09-230VO | Mini-Splits | CH-09MASTWM-230VI | 16.2 | 28.1 | 13 | 16.2 | 28.1 | 11.5 | TRUE | TRUE | TRUE | 9000 | 9500 | 2.53 | 12371 | 2.04
210739644 | 04/18/23 | Live | Lennox Industries | ARMSTRONG AIR | Singlezone Ducted, Centrally Ducted | 210739644 |  | HRCU-A-CB | 4SHP18LX136P | Ducted Indoor Units | BCE5C36M*4X |  |  |  | 11 | 15.5 | 8.5 | FALSE | FALSE | TRUE | 34400 | 20800 | 2.15 | 20800 | 2.15
210737952 | 04/18/23 | Live | Lennox Industries | ARMSTRONG AIR | Singlezone Ducted, Centrally Ducted | 210737952 |  | HRCU-A-CB | 4SHP18LX136P | Ducted Indoor Units | BCE5V42M*4X |  |  |  | 11.7 | 17.5 | 8.5 | TRUE | FALSE | TRUE | 34800 | 22200 | 2.18 | 22200 | 2.18
210737936 | 04/18/23 | Live | Lennox Industries | ARMSTRONG AIR | Singlezone Ducted, Centrally Ducted | 210737936 |  | HRCU-A-CB | 4SHP18LX136P | Ducted Indoor Units | BCE5C36M*1P+TXV |  |  |  | 11 | 15.5 | 8.5 | FALSE | FALSE | TRUE | 34400 | 20800 | 2.15 | 20800 | 2.15
210665985 | 01/05/23 | Live | Midea Electric Trading | C&H | Singlezone Non-Ducted, Wall Placement | 210665985 |  | HRCU-A-CB-O | CH-ES09-115VO | Mini-Splits | CH-B09OLVWM-115VI | 13.8 | 23 | 11 | 13.8 | 23 | 9.8 | TRUE | FALSE | TRUE | 9000 | 5900 | 2.93 | 9018 | 2.4
208404158 | 03/14/23 | Live | Fujitsu General America, Inc. | WESTINGHOUSE | Multizone All Ducted | 208404158 |  | HMSR-A-CB-O | WHP36M4A21S | Ducted Indoor Units |  | 12 | 19.5 | 10.8 | 12 | 19.5 | 8.9 | TRUE | TRUE | TRUE | 32000 | 23000 | 2.51 | 39859 | 1.88
210605820 | 01/27/23 | Live | Midea Electric Trading | CONFORTO | Multizone All Ducted | 210605820 |  | HMSV-A-CB | MHMZ548DA | Ducted Indoor Units |  | 11.4 | 20.2 | 10.5 | 11.7 | 20.9 | 8.9 | TRUE | TRUE | TRUE | 47000 | 36000 | 2.3 | 45000 | 2.2
210605812 | 06/07/23 | Live | Midea Electric Trading | CONFORTO | Multizone Mix of Ducted and Non-Ducted | 210605812 |  | HMSV-A-CB | MHMZ218DA | Mixed Ducted and Non-Ducted Indoor Units |  | 12 | 20.5 | 10 | 12.25 | 20.5 | 9.55 | FALSE | FALSE | TRUE | 19000 | 15500 | 2.55 | 19000 | 2.23
210605808 | 01/05/23 | Live | Midea Electric Trading | Conforto | Singlezone Non-Ducted, Ceiling Placement | 210605808 |  | HRCU-A-CB-O | MHSZ118DA | Mini-Splits | MHCAS18DA | 12.5 | 20 | 10.3 | 12.5 | 20 | 9.5 | TRUE | TRUE | TRUE | 16000 | 15600 | 2.24 | 20000 | 1.78
210605806 | 01/05/23 | Live | Midea Electric Trading | Conforto | Singlezone Non-Ducted, Ceiling Placement | 210605806 |  | HRCU-A-CB-O | MHSZ109DA | Mini-Splits | MHCAS09DA | 13 | 20.5 | 10.8 | 13 | 20.5 | 10.3 | TRUE | TRUE | TRUE | 9000 | 9000 | 1.91 | 11000 | 1.69
210605800 | 01/05/23 | Live | Midea Electric Trading | Conforto | Singlezone Non-Ducted, Wall Placement | 210605800 |  | HRCU-A-CB-O | ADSZ136DA | Mini-Splits | ADWAL36DA | 8.5 | 17.5 | 12 | 8.5 | 17.5 | 8.7 | FALSE | FALSE | FALSE | 36000 | 24000 | 2 | 24160 | 1.98
210586159 | 06/07/23 | Live | Midea Electric Trading | ECO AC | Multizone Mix of Ducted and Non-Ducted | 210586159 |  | HMSV-A-CB | EMH-4O36BBH | Mixed Ducted and Non-Ducted Indoor Units |  | 11.9 | 19.5 | 10.9 | 12.1 | 19.5 | 9.85 | TRUE | TRUE | TRUE | 36000 | 35000 | 2.43 | 35200 | 1.88
208128279 | 01/05/23 | Live | Midea Electric Trading | SEA BREEZE+ | Singlezone Ducted, Compact Ducted | 208128279 |  | HRCU-A-CB | SZ24H424ZMO | Mini-Splits | D24H424ZMI | 12.6 | 21.5 | 11.2 | 12.5 | 19 | 11.2 | FALSE | FALSE | TRUE | 23000 | 20000 | 2.61 | 22600 | 2.41
210586157 | 02/01/23 | Live | Midea Electric Trading | ECO AC | Multizone All Non-Ducted | 210586157 |  | HMSR-A-CB-O | EMH-4O36BBH | Non-Ducted Indoor Units |  | 12.5 | 20 | 10.8 | 12.5 | 20 | 9.7 | TRUE | TRUE | TRUE | 36000 | 35000 | 2.35 | 35200 | 1.88
210568252 | 01/05/23 | Live | Midea Electric Trading | KERR | Singlezone Non-Ducted, Floor Placement | 210568252 |  | HRCU-A-CB-O | A-KMH24SV-1 | Mini-Splits | B-KMH24UU-1 | 11.5 | 20.2 | 11.6 | 11.7 | 20.5 | 11 | TRUE | TRUE | TRUE | 24000 | 19000 | 2.64 | 28000 | 2.1
210568249 | 01/05/23 | Live | Midea Electric Trading | KERR | Singlezone Non-Ducted, Ceiling Placement | 210568249 |  | HRCU-A-CB-O | A-KMH09SV-1 | Mini-Splits | B-KMH09CU-1 | 13 | 20.5 | 10.8 | 13 | 20.5 | 10.3 | TRUE | TRUE | TRUE | 9000 | 9000 | 1.91 | 11000 | 1.69
210568247 | 01/05/23 | Live | Midea Electric Trading | KERR | Singlezone Ducted, Compact Ducted | 210568247 |  | HRCU-A-CB | A-KMH24SV-1 | Mini-Splits | B-KMH24DU-1 | 12.5 | 20.6 | 12.6 | 12 | 19.2 | 10.5 | TRUE | TRUE | TRUE | 24000 | 21000 | 2.64 | 24000 | 2.4
210568246 | 01/05/23 | Live | Midea Electric Trading | COMFORT-AIRE | Singlezone Ducted, Compact Ducted | 210568246 |  | HRCU-A-CB | A-VMH12SV-1 | Mini-Splits | B-VMH12DU-1 | 13 | 21.5 | 11.5 | 11.7 | 19.5 | 10 | TRUE | TRUE | TRUE | 12000 | 10600 | 2.51 | 12600 | 1.95
210568241 | 01/05/23 | Live | Midea Electric Trading | COMFORT-AIRE | Singlezone Non-Ducted, Ceiling Placement | 210568241 |  | HRCU-A-CB-O | A-VMH09SV-1 | Mini-Splits | B-VMH09CU-1 | 13 | 20.5 | 10.8 | 13 | 20.5 | 10.3 | TRUE | TRUE | TRUE | 9000 | 9000 | 1.91 | 11000 | 1.69
210568217 | 05/10/23 | Live | Midea Electric Trading | Durastar | Multizone All Non-Ducted | 210568217 |  | HMSR-A-CB-O | DRA4H36M1A | Non-Ducted Indoor Units |  | 12.5 | 20 | 10.8 | 12.5 | 20 | 9.7 | TRUE | TRUE | TRUE | 36000 | 35000 | 2.35 | 35200 | 1.88
210568212 | 05/10/23 | Live | Midea Electric Trading | Durastar | Multizone All Ducted | 210568212 |  | HMSV-A-CB | DRA2H18M1A | Ducted Indoor Units |  | 11.5 | 19 | 9.8 | 12 | 19 | 9.3 | TRUE | TRUE | TRUE | 19000 | 16000 | 2.61 | 19000 | 2.23
210568120 | 05/10/23 | Live | Midea Electric Trading | Durastar | Singlezone Non-Ducted, Floor Placement | 210568120 |  | HRCU-A-CB-O | DRA1H24S1A | Mini-Splits | DRAF24F1A | 11.5 | 20.2 | 11.6 | 11.7 | 20.5 | 11 | TRUE | TRUE | TRUE | 24000 | 19000 | 2.64 | 28000 | 2.1
210568116 | 05/10/23 | Live | Midea Electric Trading | Durastar | Singlezone Ducted, Compact Ducted | 210568116 |  | HRCU-A-CB | DRA1H12S1A | Mini-Splits | DRAD12F1A | 13 | 21.5 | 11.5 | 11.7 | 19.5 | 10 | TRUE | TRUE | TRUE | 12000 | 10600 | 2.51 | 12600 | 1.95
207825497 | 01/05/23 | Live | Midea Electric Trading | ECO AC | Singlezone Ducted, Compact Ducted | 207825497 |  | HRCU-A-CB | EHH-O24BB | Mini-Splits | EHH-D24BA | 12.6 | 21.5 | 11.2 | 12.5 | 19 | 11.2 | TRUE | TRUE | TRUE | 23000 | 20000 | 2.61 | 22600 | 2.41
207787145 | 05/10/23 | Live | Midea Electric Trading | Durastar | Singlezone Ducted, Compact Ducted | 207787145 |  | HRCU-A-CB | DRA1U24S1B | Mini-Splits | DRAD24F1A | 12.6 | 21.5 | 11.2 | 12.5 | 19 | 11.2 | TRUE | TRUE | TRUE | 23000 | 20000 | 2.61 | 22600 | 2.41
207742517 | 01/05/23 | Live | Midea Electric Trading | MOOVAIR | Singlezone Ducted, Compact Ducted | 207742517 |  | HRCU-A-CB | DMA24HOS25230E8 | Mini-Splits | DUA24HIDU230X5 | 12.6 | 21.5 | 11.2 | 12.5 | 19 | 11.2 | TRUE | TRUE | TRUE | 23000 | 20000 | 2.61 | 22600 | 2.41
207742444 | 01/05/23 | Live | Midea Electric Trading | ELIOS | Singlezone Non-Ducted, Wall Placement | 207742444 |  | HRCU-A-CB-O | DEA48HOS28230E8 | Mini-Splits | DUA48HICU230X5 | 8.3 | 16.5 | 10.7 | 8.3 | 16.8 | 10.7 | TRUE | TRUE | FALSE | 48000 | 35000 | 2.59 | 46000 | 2.32
207658954 | 01/05/23 | Live | Midea Electric Trading | COMFORTSTAR | Singlezone Non-Ducted, Wall Placement | 207658954 |  | HRCU-A-CB-O | CHF48CD(O) | Mini-Splits | TIP-48 | 8.3 | 16.5 | 10.7 | 8.3 | 16.8 | 10.7 | TRUE | TRUE | FALSE | 48000 | 35000 | 2.59 | 46000 | 2.32
207506889 | 03/14/23 | Live | Fujitsu General America, Inc. | WESTINGHOUSE | Singlezone Ducted, Centrally Ducted | 207506889 |  | HRCU-A-CB | WHM24SZA21S | Mini-Splits | WHM24DMA21S | 10.9 | 18 | 10 | 9.8 | 17 | 8.3 | FALSE | FALSE | FALSE | 24000 | 15000 | 2.25 | 18000 | 1.99
207338216 | 10/27/22 | Live | Midea Electric Trading | MDV | Singlezone Non-Ducted, Wall Placement | 207338216 |  | HRCU-A-CB-O | MOE30U-48HFN1-M-[X](GA) | Mini-Splits | MCD1-48HRFN1-M(GA) | 8.3 | 16.5 | 10.7 | 8.3 | 16.8 | 10.7 | TRUE | TRUE | FALSE | 48000 | 35000 | 2.59 | 46000 | 2.32
207237540 | 03/14/23 | Live | Fujitsu General America, Inc. | WESTINGHOUSE | Singlezone Ducted, Compact Ducted | 207237540 |  | HRCU-A-CB | WHU09SZA21S | Mini-Splits | WHU09DHA21S | 12 | 20 | 10 | 12 | 18 | 9 | TRUE | FALSE | TRUE | 9000 | 6500 | 2.65 | 8150 | 2.46
210436268 | 06/07/23 | Live | Samsung Electronics | SAMSUNG | Singlezone Non-Ducted, Wall Placement | 210436268 |  | HRCU-A-CB-O | AR24CSDACWKX | Mini-Splits | AR24CSDABWKN | 12.5 | 20 | 10 | 12.5 | 20 | 9.2 | TRUE | TRUE | FALSE | 21000 | 28000 | 3.91 | 28000 | 2
210288150 | 01/27/23 | Live | Midea Electric Trading | CTMORLEY | Multizone All Ducted | 210288150 |  | HMSV-A-CB | MOU-5A48H-2 | Ducted Indoor Units |  | 11.4 | 20.2 | 10.5 | 11.7 | 20.9 | 8.9 | FALSE | FALSE | TRUE | 47000 | 36000 | 2.3 | 45000 | 2.2
210288146 | 02/01/23 | Live | Midea Electric Trading | CTMORLEY | Multizone All Non-Ducted | 210288146 |  | HMSR-A-CB-O | MOU-4A36H-2 | Non-Ducted Indoor Units |  | 12.5 | 20 | 10.8 | 12.5 | 20 | 9.7 | FALSE | FALSE | TRUE | 36000 | 35000 | 2.35 | 35200 | 1.88
209862174 | 04/27/23 | Live | Midea Electric Trading | KLIMAIRE | Singlezone Non-Ducted, Floor Placement | 209862174 |  | HRCU-A-CB-O | KSIH024-H220-O-2 | Mini-Splits | KUIR24-H2 | 11.5 | 20.2 | 11.6 | 11.7 | 20.5 | 11 | FALSE | FALSE | TRUE | 24000 | 19000 | 2.64 | 28000 | 2.1
209862147 | 04/27/23 | Live | Midea Electric Trading | KLIMAIRE | Singlezone Non-Ducted, Wall Placement | 209862147 |  | HRCU-A-CB-O | KSIE009-H121-O-2 | Mini-Splits | KSIE009-H121-IW-2 | 14 | 24 | 11.2 | 14 | 24 | 9.6 | FALSE | FALSE | TRUE | 9000 | 6000 | 2.79 | 8448 | 2.27
209843076 | 01/05/23 | Live | Midea Electric Trading | CTMorley | Singlezone Ducted, Compact Ducted | 209843076 |  | HRCU-A-CB | MOU-A36LH-2 | Mini-Splits | MIU-A36LD-2 | 9 | 17.5 | 11.5 | 9 | 16.5 | 11 | FALSE | FALSE | FALSE | 36000 | 34000 | 2.49 | 43000 | 2.23
209694744 | 01/05/23 | Live | Midea Electric Trading | CTMorley | Singlezone Non-Ducted, Wall Placement | 209694744 |  | HRCU-A-CB-O | MOU-A36G-2 | Mini-Splits | MIU-A36W-2 | 8.5 | 17.5 | 12 | 8.5 | 17.5 | 8.7 | FALSE | FALSE | FALSE | 36000 | 24000 | 2 | 24160 | 1.98
209447983 | 05/13/23 | Live | Mitsubishi Electric Trane | MITSUBISHI ELECTRIC | Singlezone Ducted, Centrally Ducted | 209447983 |  | HRCU-A-C | PUZ-A30NHA7*** | Mini-Splits | PAA-A30BA1 | 10 | 16 | 10 | 9.5 | 15.2 | 8.8 | FALSE | FALSE | FALSE | 30000 | 21000 | 2.6 | 20800 | 2.57
209319648 | 01/27/23 | Live | Midea Electric Trading | ECO AIR | Multizone All Ducted | 209319648 |  | HMSV-A-CB | M5OG-48HFN1-M-[X] | Ducted Indoor Units |  | 11.4 | 20.2 | 10.5 | 11.7 | 20.9 | 8.9 | TRUE | TRUE | TRUE | 47000 | 36000 | 2.3 | 45000 | 2.2
209319646 | 10/10/22 | Live | Midea Electric Trading | ECO AIR | Multizone Mix of Ducted and Non-Ducted | 209319646 |  | HMSV-A-CB | M4OI-36HFN1-M | Mixed Ducted and Non-Ducted Indoor Units |  | 12.45 | 20.4 | 11 | 12.65 | 20.6 | 10.15 | TRUE | TRUE | TRUE | 36000 | 34000 | 2.45 | 35200 | 1.88
208816922 | 01/05/23 | Live | Midea Electric Trading | TRUST AIR CONDITIONERS | Singlezone Non-Ducted, Ceiling Placement | 208816922 |  | HRCU-A-CB-O | OAH09H/O4S4P | Mini-Splits | IUMC409H/I41P | 13 | 20.5 | 10.8 | 13 | 20.5 | 10.3 | FALSE | FALSE | TRUE | 9000 | 9000 | 1.91 | 11000 | 1.69
208816914 | 01/05/23 | Live | Midea Electric Trading | TRUST AIR CONDITIONERS | Singlezone Non-Ducted, Wall Placement | 208816914 |  | HRCU-A-CB-O | OAH09H/O4S4P | Mini-Splits | IUMW109H/I41P | 16.2 | 28.1 | 13 | 16.2 | 28.1 | 11.5 | FALSE | FALSE | TRUE | 9000 | 9500 | 2.53 | 12371 | 2.04
208816893 | 01/27/23 | Live | Midea Electric Trading | SEA BREEZE+ | Multizone All Ducted | 208816893 |  | HMSV-A-CB | HMZ18H424ZMO | Ducted Indoor Units |  | 11.5 | 19 | 9.8 | 12 | 19 | 9.3 | FALSE | FALSE | TRUE | 19000 | 16000 | 2.61 | 19000 | 2.23
208650723 | 07/14/22 | Live | RBL A/C INC. | HAXXAIR | Multizone All Ducted | 208650723 |  | HRCU-A-CB | HVHM-18T2D | Ducted Indoor Units |  | 11.5 | 19 | 9.6 | 11.5 | 19 | 9.4 | FALSE | FALSE | TRUE | 18000 | 12700 | 2.5 | 19831 | 1.98
208650625 | 01/05/23 | Live | Midea Electric Trading | BLUERIDGE | Singlezone Ducted, Compact Ducted | 208650625 |  | HRCU-A-CB | BMY36HHUC | Mini-Splits | BM36MCD | 9 | 17.5 | 11.5 | 9 | 16.5 | 11 | TRUE | TRUE | FALSE | 36000 | 34000 | 2.49 | 43000 | 2.23
208552819 | 01/05/23 | Live | Midea Electric Trading | MRCOOL | Singlezone Non-Ducted, Wall Placement | 208552819 |  | HRCU-A-CB-O | O-HH-09-HP-C-230B | Mini-Splits | O-09-HP-WMAH-230B | 16.2 | 28.1 | 13 | 16.2 | 28.1 | 11.5 | TRUE | TRUE | TRUE | 9000 | 9500 | 2.53 | 12371 | 2.04
208447665 | 03/07/24 | Live | CARRIER | MIDEA | Singlezone Non-Ducted, Wall Placement | 208447665 |  | HRCU-A-CB-O | DLCSRBH09AAK | Mini-Splits | DLFSHCH09XAK | 16.2 | 28.1 | 13 | 16.2 | 28.1 | 11.5 | TRUE | TRUE | TRUE | 9000 | 9500 | 2.53 | 12371 | 2.04
208447657 | 03/07/24 | Live | CARRIER | KENMORE | Singlezone Non-Ducted, Wall Placement | 208447657 |  | HRCU-A-CB-O | DLCSRBH09AAK | Mini-Splits | DLFSHCH09XAK | 16.2 | 28.1 | 13 | 16.2 | 28.1 | 11.5 | TRUE | TRUE | TRUE | 9000 | 9500 | 2.53 | 12371 | 2.04
208447617 | 03/07/24 | Live | CARRIER | ARCOAIRE | Singlezone Non-Ducted, Wall Placement | 208447617 |  | HRCU-A-CB-O | DLCSRBH09AAK | Mini-Splits | DLFSHCH09XAK | 16.2 | 28.1 | 13 | 16.2 | 28.1 | 11.5 | TRUE | TRUE | TRUE | 9000 | 9500 | 2.53 | 12371 | 2.04
208284487 | 10/27/22 | Live | Midea Electric Trading | TRUST AIR CONDITIONERS | Multizone Mix of Ducted and Non-Ducted | 208284487 |  | HMSV-A-CB | M2H18H/O4S4P | Mixed Ducted and Non-Ducted Indoor Units |  | 12 | 20.5 | 10 | 12.25 | 20.5 | 9.55 | FALSE | FALSE | TRUE | 19000 | 15500 | 2.55 | 19000 | 2.23
208280127 | 01/05/23 | Live | Midea Electric Trading | TRUST AIR CONDITIONERS | Singlezone Ducted, Compact Ducted | 208280127 |  | HRCU-A-CB | OAH48H/O4S41P | Mini-Splits | IUMDL48H/I43P | 8.7 | 16 | 11.1 | 8.2 | 14.3 | 10.3 | FALSE | FALSE | FALSE | 48000 | 39500 | 2.39 | 51000 | 2.33
208280125 | 01/05/23 | Live | Midea Electric Trading | TRUST AIR CONDITIONERS | Singlezone Ducted, Compact Ducted | 208280125 |  | HRCU-A-CB | OAH36H/O4S41P | Mini-Splits | IUMDL36H/I43P | 9 | 17.5 | 11.5 | 9 | 16.5 | 11 | FALSE | FALSE | FALSE | 36000 | 34000 | 2.49 | 43000 | 2.23
208130847 | 01/05/23 | Live | Midea Electric Trading | LBG Products | Singlezone Non-Ducted, Wall Placement | 208130847 |  | HRCU-A-CB-O | LUUHB48DO | Mini-Splits | LUHB48DZDI | 8.2 | 17 | 10.8 | 8.2 | 17 | 9.8 | FALSE | FALSE | FALSE | 48000 | 35000 | 2.34 | 52000 | 2.1
208130845 | 01/05/23 | Live | Midea Electric Trading | LBG Products | Singlezone Non-Ducted, Floor Placement | 208130845 |  | HRCU-A-CB-O | LBHB24DVWO | Mini-Splits | LMHB24DZDI | 11.5 | 20.2 | 11.6 | 11.7 | 20.5 | 11 | TRUE | TRUE | TRUE | 24000 | 19000 | 2.64 | 28000 | 2.1
208130838 | 01/05/23 | Live | Midea Electric Trading | LBG Products | Singlezone Ducted, Compact Ducted | 208130838 |  | HRCU-A-CB | LBHB12DVWO | Mini-Splits | LMHB12DFI | 13 | 21.5 | 11.5 | 11.7 | 19.5 | 10 | TRUE | TRUE | TRUE | 12000 | 10600 | 2.51 | 12600 | 1.95
208128269 | 01/05/23 | Live | Midea Electric Trading | SEA BREEZE+ | Singlezone Ducted, Compact Ducted | 208128269 |  | HRCU-A-CB | HSZ12H424ZMO | Mini-Splits | D12H424ZMI | 13 | 21.5 | 11.5 | 11.7 | 19.5 | 10 | FALSE | FALSE | TRUE | 12000 | 10600 | 2.51 | 12600 | 1.95
208121942 | 01/27/23 | Live | Midea Electric Trading | EMI | Multizone All Ducted | 208121942 |  | HMSV-A-CB | MHMZ548DA | Ducted Indoor Units |  | 11.4 | 20.2 | 10.5 | 11.7 | 20.9 | 8.9 | TRUE | TRUE | TRUE | 47000 | 36000 | 2.3 | 45000 | 2.2
208121938 | 02/01/23 | Live | Midea Electric Trading | EMI | Multizone All Non-Ducted | 208121938 |  | HMSR-A-CB-O | MHMZ436DA | Non-Ducted Indoor Units |  | 13.6 | 21.8 | 11 | 13.6 | 22.2 | 10.3 | TRUE | TRUE | TRUE | 36000 | 33000 | 2.4 | 35200 | 1.88
208121901 | 01/05/23 | Live | Midea Electric Trading | Alsetria | Singlezone Non-Ducted, Wall Placement | 208121901 |  | HRCU-A-CB-O | MOX330-09HFN1-MY5W | Mini-Splits | MSEPB-09HRFN1-MY5W(GA) | 16.2 | 28.1 | 13 | 16.2 | 28.1 | 11.5 | TRUE | TRUE | TRUE | 9000 | 9500 | 2.53 | 12371 | 2.04
208121864 | 01/05/23 | Live | Midea Electric Trading | ECO-AIR | Singlezone Non-Ducted, Wall Placement | 208121864 |  | HRCU-A-CB-O | MOX330-09HFN1-MY5W | Mini-Splits | MSEPB-09HRFN1-MY5W(GA) | 16.2 | 28.1 | 13 | 16.2 | 28.1 | 11.5 | TRUE | TRUE | TRUE | 9000 | 9500 | 2.53 | 12371 | 2.04
208106976 | 04/27/23 | Live | Midea Electric Trading | YONAN | Singlezone Non-Ducted, Ceiling Placement | 208106976 |  | HRCU-A-CB-O | YOX-18HFN1 | Mini-Splits | YCA-18HRFN1 | 12.5 | 20.5 | 11 | 12.5 | 20.5 | 10.5 | FALSE | FALSE | TRUE | 16000 | 12000 | 2.51 | 13600 | 2.24
208101252 | 01/05/23 | Live | Midea Electric Trading | PIONEER | Singlezone Non-Ducted, Wall Placement | 208101252 |  | HRCU-A-CB-O | YN036GMFI20RPD | Mini-Splits | WS036GMFI20HLD | 8.5 | 17.5 | 12 | 8.5 | 17.5 | 8.7 | FALSE | FALSE | FALSE | 36000 | 24000 | 2 | 24160 | 1.98
207862109 | 10/27/22 | Live | Midea Electric Trading | BREEZE33 | Multizone Mix of Ducted and Non-Ducted | 207862109 |  | HMSV-A-CB | BZ33-HYP485Z2-G2-P | Mixed Ducted and Non-Ducted Indoor Units |  | 11.5 | 20.85 | 10.75 | 11.7 | 21.35 | 9.35 | TRUE | TRUE | TRUE | 47500 | 36000 | 2.3 | 45000 | 2.2
207862106 | 10/27/22 | Live | Midea Electric Trading | BREEZE33 | Multizone Mix of Ducted and Non-Ducted | 207862106 |  | HMSV-A-CB | BZ33-HYP364Z2-G2-P | Mixed Ducted and Non-Ducted Indoor Units |  | 12.45 | 20.4 | 11 | 12.65 | 20.6 | 10.15 | TRUE | TRUE | TRUE | 36000 | 34000 | 2.45 | 35200 | 1.88
207862100 | 10/27/22 | Live | Midea Electric Trading | BREEZE33 | Multizone Mix of Ducted and Non-Ducted | 207862100 |  | HMSV-A-CB | BZ33-HYP182Z2-G2-P | Mixed Ducted and Non-Ducted Indoor Units |  | 12 | 20.5 | 10 | 12.25 | 20.5 | 9.55 | TRUE | TRUE | TRUE | 19000 | 15500 | 2.55 | 19000 | 2.23
207862099 | 01/27/23 | Live | Midea Electric Trading | BREEZE33 | Multizone All Ducted | 207862099 |  | HMSV-A-CB | BZ33-HYP182Z2-G2-P | Ducted Indoor Units |  | 11.5 | 19 | 9.8 | 12 | 19 | 9.3 | TRUE | TRUE | TRUE | 19000 | 16000 | 2.61 | 19000 | 2.23
207827144 | 01/05/23 | Live | Midea Electric Trading | AC PRO.COM | Singlezone Non-Ducted, Wall Placement | 207827144 |  | HRCU-A-CB-O | AOD31-36HFN1-MP0W | Mini-Splits | ASABF-36HRFNX-MQ0W | 8.5 | 17.5 | 12 | 8.5 | 17.5 | 8.7 | FALSE | FALSE | FALSE | 36000 | 24000 | 2 | 24160 | 1.98
207825598 | 01/27/23 | Live | Midea Electric Trading | DIYCOOL | Multizone All Ducted | 207825598 |  | HMSV-A-CB | ACIQ-48Z-HH-M5B | Ducted Indoor Units |  | 11.4 | 20.2 | 10.5 | 11.7 | 20.9 | 8.9 | TRUE | TRUE | TRUE | 47000 | 36000 | 2.3 | 45000 | 2.2
207825577 | 01/27/23 | Live | Midea Electric Trading | ACIQ | Multizone All Ducted | 207825577 |  | HMSV-A-CB | ACIQ-18Z-HH-M2B | Ducted Indoor Units |  | 11.5 | 19 | 9.8 | 12 | 19 | 9.3 | TRUE | TRUE | TRUE | 19000 | 16000 | 2.61 | 19000 | 2.23
207825570 | 02/01/23 | Live | Midea Electric Trading | 1HVAC | Multizone All Non-Ducted | 207825570 |  | HMSR-A-CB-O | ACIQ-36Z-HH-M4B | Non-Ducted Indoor Units |  | 13.6 | 21.8 | 11 | 13.6 | 22.2 | 10.3 | TRUE | TRUE | TRUE | 36000 | 33000 | 2.4 | 35200 | 1.88
207825566 | 10/27/22 | Live | Midea Electric Trading | 1HVAC | Multizone Mix of Ducted and Non-Ducted | 207825566 |  | HMSV-A-CB | ACIQ-18Z-HH-M2B | Mixed Ducted and Non-Ducted Indoor Units |  | 12 | 20.5 | 10 | 12.25 | 20.5 | 9.55 | TRUE | TRUE | TRUE | 19000 | 15500 | 2.55 | 19000 | 2.23
207825549 | 01/05/23 | Live | Midea Electric Trading | DIYCOOL | Singlezone Non-Ducted, Wall Placement | 207825549 |  | HRCU-A-CB-O | ACIQ-36Z-HP230B | Mini-Splits | ACIQ-36W-HP230B | 8.5 | 17.5 | 12 | 8.5 | 17.5 | 8.7 | FALSE | FALSE | FALSE | 36000 | 24000 | 2 | 24160 | 1.98
207825544 | 01/05/23 | Live | Midea Electric Trading | ACIQ | Singlezone Non-Ducted, Floor Placement | 207825544 |  | HRCU-A-CB-O | ACIQ-24ZPL-HP230B | Mini-Splits | ACIQ-24FM-HH-MB | 11.5 | 20.2 | 11.6 | 11.7 | 20.5 | 11 | TRUE | TRUE | TRUE | 24000 | 19000 | 2.64 | 28000 | 2.1
207825531 | 01/05/23 | Live | Midea Electric Trading | ACIQ | Singlezone Non-Ducted, Wall Placement | 207825531 |  | HRCU-A-CB-O | ACIQ-09ZPL-HP230B | Mini-Splits | ACIQ-09W-HH-MB | 16.2 | 28.1 | 13 | 16.2 | 28.1 | 11.5 | TRUE | TRUE | TRUE | 9000 | 9500 | 2.53 | 12371 | 2.04
207825516 | 01/05/23 | Live | Midea Electric Trading | 1HVAC | Singlezone Non-Ducted, Ceiling Placement | 207825516 |  | HRCU-A-CB-O | ACIQ-09ZPL-HP230B | Mini-Splits | ACIQ-09CC-HH-MB | 13 | 20.5 | 10.8 | 13 | 20.5 | 10.3 | TRUE | TRUE | TRUE | 9000 | 9000 | 1.91 | 11000 | 1.69
207821957 | 04/15/22 | Live | INNOVAIR | INNOVAIR | Multizone All Non-Ducted | 207821957 |  | HMSR-A-CB-O | VOM42H7R5P7 | Non-Ducted Indoor Units |  | 10.5 | 20 | 10 | 10.5 | 20 | 8.95 | FALSE | FALSE | FALSE | 42000 | 27000 | 2.76 | 40000 | 2.02
207821955 | 03/22/24 | Live | INNOVAIR | INNOVAIR | Multizone Mix of Ducted and Non-Ducted | 207821955 |  | HMSR-A-CB-O | VOM36H7R4P7 | Mixed Ducted and Non-Ducted Indoor Units |  | 12.25 | 20.25 | 10.9 | 12.25 | 20.25 | 8.95 | TRUE | TRUE | TRUE | 32000 | 22600 | 2.51 | 40035 | 1.96
207821952 | 03/22/24 | Live | INNOVAIR | INNOVAIR | Multizone Mix of Ducted and Non-Ducted | 207821952 |  | HMSR-A-CB-O | VOM24H7R3P7 | Mixed Ducted and Non-Ducted Indoor Units |  | 12.3 | 21.5 | 10.5 | 12.3 | 21.5 | 8.83 | TRUE | TRUE | TRUE | 24000 | 14800 | 2.4 | 25800 | 1.98
207821929 | 04/27/23 | Live | Midea Electric Trading | MIDEA | Singlezone Non-Ducted, Wall Placement | 207821929 |  | HRCU-A-CB-O | MOX230-09HFN1-BW0W | Mini-Splits | MSAG11B-09HRFN1-BU5W | 13.8 | 23 | 11 | 13.8 | 23 | 9.8 | FALSE | FALSE | TRUE | 9000 | 5900 | 2.93 | 9018 | 2.4
207765975 | 01/05/23 | Live | Midea Electric Trading | COMFORTSTAR | Singlezone Non-Ducted, Ceiling Placement | 207765975 |  | HRCU-A-CB-O | CZP18CD(O) | Mini-Splits | TPA-18 | 12.5 | 20.5 | 11 | 12.5 | 20.5 | 10.5 | TRUE | FALSE | TRUE | 16000 | 12000 | 2.51 | 13600 | 2.24
207765966 | 01/05/23 | Live | Midea Electric Trading | COMFORTSTAR | Singlezone Ducted, Compact Ducted | 207765966 |  | HRCU-A-CB | CHF48CD(O) | Mini-Splits | CPA-48DUB | 8.7 | 16 | 11.1 | 8.2 | 14.3 | 10.3 | FALSE | FALSE | FALSE | 48000 | 39500 | 2.39 | 51000 | 2.33
207765965 | 01/05/23 | Live | Midea Electric Trading | COMFORTSTAR | Singlezone Ducted, Compact Ducted | 207765965 |  | HRCU-A-CB | CHF36CD(O) | Mini-Splits | CPA-36DUB | 9 | 17.5 | 11.5 | 9 | 16.5 | 11 | TRUE | TRUE | FALSE | 36000 | 34000 | 2.49 | 43000 | 2.23
207760044 | 06/07/23 | Live | Bosch | BOSCH | Multizone Mix of Ducted and Non-Ducted | 207760044 |  | HMSV-A-CB | BMS500-AAM048-1CSXHC | Mixed Ducted and Non-Ducted Indoor Units |  | 11.5 | 20.85 | 10.75 | 11.7 | 21.35 | 9.35 | TRUE | TRUE | TRUE | 47500 | 36000 | 2.72 | 48500 | 2.23
207760039 | 06/07/23 | Live | Bosch | BOSCH | Multizone All Non-Ducted | 207760039 |  | HMSV-A-CB | BMS500-AAM036-1CSXHC | Non-Ducted Indoor Units |  | 13.6 | 21.8 | 11 | 13.6 | 22.2 | 10.3 | TRUE | TRUE | TRUE | 36000 | 33000 | 2.78 | 31000 | 1.95
207760034 | 04/18/23 | Live | Bosch | BOSCH | Multizone All Ducted | 207760034 |  | HMSV-A-CB | BMS500-AAM018-1CSXHC | Ducted Indoor Units |  | 11.5 | 19 | 9.8 | 12 | 19 | 9.3 | TRUE | TRUE | TRUE | 19000 | 16000 | 3.78 | 20500 | 2.44
207760016 | 04/18/23 | Live | Bosch | BOSCH | Singlezone Non-Ducted, Ceiling Placement | 207760016 |  | HRCU-A-CB-O | BMS500-AAS018-1CSXHC | Mini-Splits | BMS500-AAU018-1AHCXB | 12.5 | 20 | 10.3 | 12.5 | 20 | 9.5 | TRUE | TRUE | TRUE | 16000 | 15600 | 1.7 | 20000 | 1.78
207760013 | 04/18/23 | Live | Bosch | BOSCH | Singlezone Non-Ducted, Ceiling Placement | 207760013 |  | HRCU-A-CB-O | BMS500-AAS009-1CSXHC | Mini-Splits | BMS500-AAU009-1AHCXB | 13 | 20.5 | 10.8 | 13 | 20.5 | 10.3 | TRUE | TRUE | TRUE | 9000 | 9000 | 3.52 | 11000 | 1.69
207760003 | 04/18/23 | Live | Bosch | BOSCH | Singlezone Ducted, Compact Ducted | 207760003 |  | HRCU-A-CB | BMS500-AAS012-1CSXHC | Mini-Splits | BMS500-AAU012-1AHDXB | 13 | 21.5 | 11.5 | 11.7 | 19.5 | 10 | TRUE | TRUE | TRUE | 12000 | 10600 | 3.53 | 13340 | 2.1
207743742 | 01/05/23 | Live | Midea Electric Trading | DIRECT AIR | Singlezone Non-Ducted, Ceiling Placement | 207743742 |  | HRCU-A-CB-O | DIRM-18HXPRO28-1Z | Mini-Splits | DIRM-18HP-CA | 12.5 | 20 | 10.3 | 12.5 | 20 | 9.5 | TRUE | TRUE | TRUE | 16000 | 15600 | 2.24 | 20000 | 1.78
207743724 | 01/05/23 | Live | Midea Electric Trading | DIRECT AIR | Singlezone Non-Ducted, Wall Placement | 207743724 |  | HRCU-A-CB-O | DIRM-09HXPRO28-1Z | Mini-Splits | DIRM-09HP-WM | 16.2 | 28.1 | 13 | 16.2 | 28.1 | 11.5 | TRUE | TRUE | TRUE | 9000 | 9500 | 2.53 | 12371 | 2.04
207742552 | 10/27/22 | Live | Midea Electric Trading | MOOVAIR | Multizone Mix of Ducted and Non-Ducted | 207742552 |  | HMSV-A-CB | DMA48HOM25230X3 | Mixed Ducted and Non-Ducted Indoor Units |  | 11.5 | 20.85 | 10.75 | 11.7 | 21.35 | 9.35 | TRUE | TRUE | TRUE | 47500 | 36000 | 2.3 | 45000 | 2.2
207742510 | 01/05/23 | Live | Midea Electric Trading | MOOVAIR | Singlezone Non-Ducted, Ceiling Placement | 207742510 |  | HRCU-A-CB-O | DMA18HOS28230E8 | Mini-Splits | DUA18HICU230X5 | 12.5 | 20 | 10.3 | 12.5 | 20 | 9.5 | TRUE | TRUE | TRUE | 16000 | 15600 | 2.24 | 20000 | 1.78
207742489 | 01/05/23 | Live | Midea Electric Trading | MOOVAIR | Singlezone Non-Ducted, Wall Placement | 207742489 |  | HRCU-A-CB-O | DMA36HOS21230S1 | Mini-Splits | DMA36HIW21230S1 | 8.5 | 17.5 | 12 | 8.5 | 17.5 | 8.7 | FALSE | FALSE | FALSE | 36000 | 24000 | 2 | 24160 | 1.98
207742384 | 10/27/22 | Live | Midea Electric Trading | C&H | Multizone Mix of Ducted and Non-Ducted | 207742384 |  | HMSV-A-CB | CH-HPR36M-230VO | Mixed Ducted and Non-Ducted Indoor Units |  | 12.45 | 20.4 | 11 | 12.65 | 20.6 | 10.15 | TRUE | TRUE | TRUE | 36000 | 34000 | 2.45 | 35200 | 1.88
207742383 | 10/27/22 | Live | Midea Electric Trading | C&H | Multizone Mix of Ducted and Non-Ducted | 207742383 |  | HMSV-A-CB | CH-HPR48M-230VO | Mixed Ducted and Non-Ducted Indoor Units |  | 11.5 | 20.85 | 10.75 | 11.7 | 21.35 | 9.35 | TRUE | TRUE | TRUE | 47500 | 36000 | 2.3 | 45000 | 2.2
207742375 | 10/27/22 | Live | Midea Electric Trading | C&H | Multizone Mix of Ducted and Non-Ducted | 207742375 |  | HMSV-A-CB | CH-HPR19M-230VO | Mixed Ducted and Non-Ducted Indoor Units |  | 12 | 20.5 | 10 | 12.25 | 20.5 | 9.55 | TRUE | TRUE | TRUE | 19000 | 15500 | 2.55 | 19000 | 2.23
207742347 | 01/05/23 | Live | Midea Electric Trading | C&H | Singlezone Ducted, Compact Ducted | 207742347 |  | HRCU-A-CB | CH-NHPR36LCU-230VO | Mini-Splits | CH-36LCDTU/I | 9 | 17.5 | 11.5 | 9 | 16.5 | 11 | TRUE | TRUE | FALSE | 36000 | 34000 | 2.49 | 43000 | 2.23
207742337 | 01/05/23 | Live | Midea Electric Trading | C&H | Singlezone Non-Ducted, Floor Placement | 207742337 |  | HRCU-A-CB-O | CH-HPR24-230VO | Mini-Splits | CH-24MSPHFC-230VI | 11.5 | 20.2 | 11.6 | 11.7 | 20.5 | 11 | TRUE | TRUE | TRUE | 24000 | 19000 | 2.64 | 28000 | 2.1
207742332 | 01/05/23 | Live | Midea Electric Trading | C&H | Singlezone Non-Ducted, Ceiling Placement | 207742332 |  | HRCU-A-CB-O | CH-HPR18-230VO | Mini-Splits | CH-18MSPHCT-230VI | 12.5 | 20 | 10.3 | 12.5 | 20 | 9.5 | TRUE | TRUE | TRUE | 16000 | 15600 | 2.24 | 20000 | 1.78
207742321 | 01/05/23 | Live | Midea Electric Trading | C&H | Singlezone Non-Ducted, Ceiling Placement | 207742321 |  | HRCU-A-CB-O | CH-ES18-230VO | Mini-Splits | CH-18MSPHCT-230VI | 12.5 | 20.5 | 11 | 12.5 | 20.5 | 10.5 | TRUE | FALSE | TRUE | 16000 | 12000 | 2.51 | 13600 | 2.24
207740530 | 01/05/23 | Live | Midea Electric Trading | C&H | Singlezone Non-Ducted, Wall Placement | 207740530 |  | HRCU-A-CB-O | CH-EL36-230VO | Mini-Splits | CH-36ELSPHWM-230VI | 8.5 | 17.5 | 12 | 8.5 | 17.5 | 8.7 | FALSE | FALSE | FALSE | 36000 | 24000 | 2 | 24160 | 1.98
207698997 | 04/29/22 | Live | GE Appliances, a Haier Company | GE APPLIANCES | Multizone All Non-Ducted | 207698997 |  | HMSR-A-CB-O | ASH218JCDD** | Non-Ducted Indoor Units |  | 12.5 | 20 | 11 | 12.7 | 21 | 10 | TRUE | FALSE | FALSE | 18000 | 11000 | 2.44 | 15200 | 2.62
207683530 | 04/20/23 | Live | Lennox Industries | LENNOX | Singlezone Non-Ducted, Floor Placement | 207683530 |  | HRCU-A-CB-O | MLB024S4S-1P | Mini-Splits | MCFA024S4-2P | 11.5 | 20.2 | 11.6 | 11.7 | 20.5 | 11 | TRUE | TRUE | TRUE | 24000 | 19000 | 2.98 | 28000 | 2.06
207683520 | 04/20/23 | Live | Lennox Industries | LENNOX | Singlezone Non-Ducted, Wall Placement | 207683520 |  | HRCU-A-CB-O | MLB009S4S-1P | Mini-Splits | MWMC009S4-1P | 16.2 | 28.1 | 12.5 | 16.2 | 28.1 | 11.5 | TRUE | TRUE | TRUE | 9000 | 9500 | 3.81 | 12371 | 2.04
207683273 | 10/27/22 | Live | Midea Electric Trading | CANAIR | Multizone Mix of Ducted and Non-Ducted | 207683273 |  | HMSV-A-CB | C28MC548H21 | Mixed Ducted and Non-Ducted Indoor Units |  | 11.5 | 20.85 | 10.75 | 11.7 | 21.35 | 9.35 | TRUE | TRUE | TRUE | 47500 | 36000 | 2.3 | 45000 | 2.2
207683241 | 02/01/23 | Live | Midea Electric Trading | NAPOLEON | Multizone All Non-Ducted | 207683241 |  | HMSR-A-CB-O | NDHAM-36-O | Non-Ducted Indoor Units |  | 12.5 | 20 | 10.8 | 12.5 | 20 | 9.7 | TRUE | TRUE | TRUE | 36000 | 35000 | 2.35 | 35200 | 1.88
207659305 | 01/05/23 | Live | Midea Electric Trading | INNOVAIR | Singlezone Non-Ducted, Wall Placement | 207659305 |  | HRCU-A-CB-O | VIN1439H2V32(O) | Mini-Splits | VIN1439H2V32(I) | 8.5 | 17.5 | 12 | 8.5 | 17.5 | 8.7 | FALSE | FALSE | FALSE | 36000 | 24000 | 2 | 24160 | 1.98
207659295 | 04/27/23 | Live | Midea Electric Trading | TEMPBLUE | Singlezone Non-Ducted, Wall Placement | 207659295 |  | HRCU-A-CB-O | TBG43VX036PH3N1H | Mini-Splits | TBH43VX036-H3N1H | 8.5 | 17.5 | 12 | 8.5 | 17.5 | 8.7 | FALSE | FALSE | FALSE | 36000 | 24000 | 2 | 24160 | 1.98
207659289 | 04/27/23 | Live | Midea Electric Trading | PREMIUM LEVELLA | Singlezone Non-Ducted, Wall Placement | 207659289 |  | HRCU-A-CB-O | PIAW362800B | Mini-Splits | PIAW362790A | 8.5 | 17.5 | 12 | 8.5 | 17.5 | 8.7 | FALSE | FALSE | FALSE | 36000 | 24000 | 2 | 24160 | 1.98
207658986 | 10/27/22 | Live | Midea Electric Trading | COMFORTSTAR | Multizone Mix of Ducted and Non-Ducted | 207658986 |  | HMSV-A-CB | CVH-48-5SH | Mixed Ducted and Non-Ducted Indoor Units |  | 11.5 | 20.85 | 10.75 | 11.7 | 21.35 | 9.35 | TRUE | TRUE | TRUE | 47500 | 36000 | 2.3 | 45000 | 2.2
207658963 | 01/05/23 | Live | Midea Electric Trading | COMFORTSTAR | Singlezone Non-Ducted, Wall Placement | 207658963 |  | HRCU-A-CB-O | CHF48CD(O) | Mini-Splits | FPA-48DU | 8.2 | 17 | 10.8 | 8.2 | 17 | 9.8 | TRUE | TRUE | FALSE | 48000 | 35000 | 2.34 | 52000 | 2.1
207658926 | 01/05/23 | Live | Midea Electric Trading | COMFORTSTAR | Singlezone Non-Ducted, Wall Placement | 207658926 |  | HRCU-A-CB-O | CHF09CD(O) | Mini-Splits | CHF09CD(I) | 16.2 | 28.1 | 13 | 16.2 | 28.1 | 11.5 | TRUE | TRUE | TRUE | 9000 | 9500 | 2.53 | 12371 | 2.04
207657627 | 01/05/23 | Live | Midea Electric Trading | SENVILLE | Singlezone Non-Ducted, Wall Placement | 207657627 |  | HRCU-A-CB-O | SENA/09HF/OQ | Mini-Splits | SENA/09HF/IQ | 16.2 | 28.1 | 13 | 16.2 | 28.1 | 11.5 | TRUE | TRUE | TRUE | 9000 | 9500 | 2.53 | 12371 | 2.04
207657621 | 10/27/22 | Live | Midea Electric Trading | KERR | Multizone Mix of Ducted and Non-Ducted | 207657621 |  | HMSV-A-CB | A-KMH36QV-1 | Mixed Ducted and Non-Ducted Indoor Units |  | 12.45 | 20.4 | 11 | 12.65 | 20.6 | 10.15 | TRUE | TRUE | TRUE | 36000 | 34000 | 2.45 | 35200 | 1.88
207657607 | 01/27/23 | Live | Midea Electric Trading | KERR | Multizone All Ducted | 207657607 |  | HMSV-A-CB | A-KMH48PV-1 | Ducted Indoor Units |  | 11.4 | 20.2 | 10.5 | 11.7 | 20.9 | 8.9 | TRUE | TRUE | TRUE | 47000 | 36000 | 2.3 | 45000 | 2.2
207657600 | 10/27/22 | Live | Midea Electric Trading | KERR | Multizone Mix of Ducted and Non-Ducted | 207657600 |  | HMSV-A-CB | A-KMH18DV-1 | Mixed Ducted and Non-Ducted Indoor Units |  | 12 | 20.5 | 10 | 12.25 | 20.5 | 9.55 | TRUE | TRUE | TRUE | 19000 | 15500 | 2.55 | 19000 | 2.23
207657394 | 01/05/23 | Live | Midea Electric Trading | KERR | Singlezone Non-Ducted, Wall Placement | 207657394 |  | HRCU-A-CB-O | A-KMH09SV-1 | Mini-Splits | B-KMH09SV-1 | 16.2 | 28.1 | 13 | 16.2 | 28.1 | 11.5 | TRUE | TRUE | TRUE | 9000 | 9500 | 2.53 | 12371 | 2.04
207657386 | 01/05/23 | Live | Midea Electric Trading | COMFORT-AIRE | Singlezone Non-Ducted, Wall Placement | 207657386 |  | HRCU-A-CB-O | A-VMH09SV-1 | Mini-Splits | B-VMH09SV-1 | 16.2 | 28.1 | 13 | 16.2 | 28.1 | 11.5 | TRUE | TRUE | TRUE | 9000 | 9500 | 2.53 | 12371 | 2.04
207641351 | 01/05/23 | Live | Midea Electric Trading | SENVILLE | Singlezone Non-Ducted, Floor Placement | 207641351 |  | HRCU-A-CB-O | SENA/24HF/OQ | Mini-Splits | SENA/24HF/IF | 11.5 | 20.2 | 11.6 | 11.7 | 20.5 | 11 | TRUE | TRUE | TRUE | 24000 | 19000 | 2.64 | 28000 | 2.1
207641346 | 01/05/23 | Live | Midea Electric Trading | SENVILLE | Singlezone Ducted, Compact Ducted | 207641346 |  | HRCU-A-CB | SENA/12HF/OQ | Mini-Splits | SENA/12HF/ID | 13 | 21.5 | 11.5 | 11.7 | 19.5 | 10 | TRUE | TRUE | TRUE | 12000 | 10600 | 2.51 | 12600 | 1.95
207641324 | 10/27/22 | Live | Midea Electric Trading | LBG PRODUCTS | Multizone Mix of Ducted and Non-Ducted | 207641324 |  | HMSV-A-CB | LMUHB36DO | Mixed Ducted and Non-Ducted Indoor Units |  | 11.9 | 19.5 | 10.9 | 12.1 | 19.5 | 9.85 | TRUE | TRUE | TRUE | 36000 | 35000 | 2.43 | 35200 | 1.88
207641322 | 02/01/23 | Live | Midea Electric Trading | LBG PRODUCTS | Multizone All Non-Ducted | 207641322 |  | HMSR-A-CB-O | LMUHB36DO | Non-Ducted Indoor Units |  | 12.5 | 20 | 10.8 | 12.5 | 20 | 9.7 | TRUE | TRUE | TRUE | 36000 | 35000 | 2.35 | 35200 | 1.88
207641318 | 10/27/22 | Live | Midea Electric Trading | LBG PRODUCTS | Multizone Mix of Ducted and Non-Ducted | 207641318 |  | HMSV-A-CB | LMUHB18DO | Mixed Ducted and Non-Ducted Indoor Units |  | 12 | 19.75 | 9.75 | 12.25 | 19.75 | 9.15 | TRUE | TRUE | TRUE | 19000 | 14700 | 2.55 | 19000 | 2.23
207641292 | 01/27/23 | Live | Midea Electric Trading | BLUERIDGE | Multizone All Ducted | 207641292 |  | HMSV-A-CB | BMM18HHC | Ducted Indoor Units |  | 11.5 | 19 | 9.8 | 12 | 19 | 9.3 | TRUE | TRUE | TRUE | 19000 | 16000 | 2.61 | 19000 | 2.23
207641250 | 10/27/22 | Live | Midea Electric Trading | MDV | Multizone All Ducted | 207641250 |  | HMSV-A-CB | M5OG-48HFN1-M-[X]-20* | Ducted Indoor Units |  | 11.4 | 20.2 | 10.5 | 11.7 | 20.9 | 8.9 | TRUE | TRUE | TRUE | 47000 | 36000 | 2.3 | 45000 | 2.2
207641237 | 10/27/22 | Live | Midea Electric Trading | MDV | Multizone All Non-Ducted | 207641237 |  | HMSR-A-CB-O | M4OI-36HFN1-M* | Non-Ducted Indoor Units |  | 12.5 | 20 | 10.8 | 12.5 | 20 | 9.7 | TRUE | TRUE | TRUE | 36000 | 35000 | 2.35 | 35200 | 1.88
207590854 | 10/27/22 | Live | Midea Electric Trading | CONVECTAIR | Multizone Mix of Ducted and Non-Ducted | 207590854 |  | HMSV-A-CB | 8522-C48-O | Mixed Ducted and Non-Ducted Indoor Units |  | 11.5 | 20.85 | 10.75 | 11.7 | 21.35 | 9.35 | FALSE | FALSE | TRUE | 47500 | 36000 | 2.3 | 45000 | 2.2
207571391 | 01/05/23 | Live | Midea Electric Trading | BLUERIDGE | Singlezone Non-Ducted, Ceiling Placement | 207571391 |  | HRCU-A-CB-O | BMY18HH22C | Mini-Splits | BM18MCC | 12.5 | 20 | 10.3 | 12.5 | 20 | 9.5 | TRUE | TRUE | TRUE | 16000 | 15600 | 2.24 | 20000 | 1.78
205782160 | 04/20/23 | Live | Lennox Industries | LENNOX | Singlezone Ducted, Compact Ducted | 205782160 |  | HRCU-A-CB | MLB036S4S-1P | Mini-Splits | MMDB036S4-2P | 9 | 17.5 | 11.5 | 9 | 16.5 | 11 | TRUE | TRUE | FALSE | 36000 | 34000 | 3.34 | 47870 | 2.24
205417838 | 03/14/23 | Live | Fujitsu General America, Inc. | WESTINGHOUSE | Singlezone Non-Ducted, Wall Placement | 205417838 |  | HRCU-A-CB-O | WHP24SZA21S | Mini-Splits | WHP24WMA21S | 12.5 | 21 | 10.5 | 12.2 | 20.5 | 8.6 | TRUE | TRUE | FALSE | 23000 | 14500 | 2.47 | 20250 | 2.12
205417836 | 03/14/23 | Live | Fujitsu General America, Inc. | WESTINGHOUSE | Singlezone Non-Ducted, Wall Placement | 205417836 |  | HRCU-A-CB-O | WHP18SZA21S | Mini-Splits | WHP18WMA21S | 13 | 23.3 | 11.6 | 13 | 22.5 | 8.6 | TRUE | TRUE | FALSE | 18000 | 11600 | 2.7 | 14960 | 2.28
205417832 | 03/14/23 | Live | Fujitsu General America, Inc. | WESTINGHOUSE | Singlezone Non-Ducted, Wall Placement | 205417832 |  | HRCU-A-CB-O | WHP09SZA21S | Mini-Splits | WHP09WMA21S | 13.7 | 22.5 | 10.7 | 13.7 | 22 | 9 | TRUE | TRUE | FALSE | 9000 | 5000 | 2.44 | 9300 | 2.43
204976869 | 10/31/22 | Live | Hisense | HISENSE | Singlezone Ducted, Compact Ducted | 204976869 |  | HRCU-A-CB | AUW-24U3SA | Mini-Splits | ADT-24UX3SLM | 10.5 | 18 | 11 | 10.45 | 18 | 9.5 | FALSE | FALSE | FALSE | 24000 | 19300 | 2.4 | 22325 | 2.18
204631576 | 05/01/23 | Live | Lennox Industries | LENNOX | Multizone Mix of Ducted and Non-Ducted | 204631576 |  | HMSV-A-CB | VPB048H4M-3P | Mixed Ducted and Non-Ducted Indoor Units |  | 10.7 | 18.4 | 10.8 | 10.3 | 18.05 | 9.15 | FALSE | FALSE | FALSE | 48000 | 34000 | 2.07 | 42000 | 2.4
204631575 | 05/01/23 | Live | Lennox Industries | LENNOX | Multizone Mix of Ducted and Non-Ducted | 204631575 |  | HMSV-A-CB | VPB036H4M-3P | Mixed Ducted and Non-Ducted Indoor Units |  | 12 | 18.5 | 10.9 | 11.9 | 18.1 | 9.35 | FALSE | FALSE | TRUE | 36000 | 28000 | 2.14 | 38500 | 2.12
204631571 | 05/01/23 | Live | Lennox Industries | LENNOX | Multizone All Ducted | 204631571 |  | HMSV-A-CB | VPB048H4M-3P | Ducted Indoor Units |  | 10.4 | 17.8 | 10.6 | 9.8 | 17.3 | 9 | FALSE | FALSE | FALSE | 48000 | 34000 | 2.05 | 41000 | 2.32
204631569 | 01/05/23 | Live | Lennox Industries | LENNOX | Multizone All Ducted | 204631569 |  | HMSV-A-CB | VPB036H4M-3P | Ducted Indoor Units |  | 11.9 | 17.8 | 10.4 | 11.7 | 17 | 9.2 | FALSE | FALSE | TRUE | 36000 | 28000 | 2.08 | 37400 | 2.03
203978168 | 03/03/23 | Live | Hisense | HISENSE | Multizone Mix of Ducted and Non-Ducted | 203978168 |  | HMSR-A-CB-O | AMW4-36U3STA | Mixed Ducted and Non-Ducted Indoor Units |  | 12.25 | 20.25 | 10.9 | 12.25 | 20.25 | 8.95 | TRUE | TRUE | TRUE | 32000 | 22600 | 2.51 | 40035 | 1.96
10528568 | 04/20/23 | Live | Lennox Industries | LENNOX | Singlezone Ducted, Compact Ducted | 10528568 |  | HRCU-A-CB | MPB048S4S-1P | Mini-Splits | MMDB048S4-1P | 9.2 | 17.4 | 10.3 | 8.5 | 15.1 | 9.3 | FALSE | FALSE | FALSE | 48000 | 34000 | 2.75 | 43977 | 2.46
10062010 | 04/20/23 | Live | Lennox Industries | LENNOX | Multizone All Non-Ducted | 10062010 |  | HMSV-A-CB | MPB018S4M-1P | Non-Ducted Indoor Units |  | 12.5 | 22.5 | 10.3 | 12 | 22.4 | 9.1 | TRUE | FALSE | FALSE | 18000 | 11800 | 2.74 | 16234 | 2.21
207339161 | 01/05/23 | Live | Midea Electric Trading | MRCOOL | Singlezone Non-Ducted, Wall Placement | 207339161 |  | HRCU-A-CB-O | O-HH-09-HP-C-230A | Mini-Splits | O-09-HP-WMAH-230B | 16.2 | 28.1 | 13 | 16.2 | 28.1 | 11.5 | TRUE | TRUE | TRUE | 9000 | 9500 | 2.53 | 12371 | 2.04
207192291 | 01/05/23 | Live | Midea Electric Trading | PERFECTAIRE | Singlezone Ducted, Compact Ducted | 207192291 |  | HRCU-A-CB | 1PAMSHH24-SZW-20.5 | Mini-Splits | 2PAMSDH24 | 12.5 | 20.6 | 12.6 | 12 | 19.2 | 10.5 | TRUE | TRUE | TRUE | 24000 | 21000 | 2.64 | 24000 | 2.4
206909896 | 07/30/23 | Live | Midea Electric Trading | MDV | Singlezone Non-Ducted, Wall Placement | 206909896 |  | HRCU-A-CB-O | MOX230-12HFN1-BW0W-9K | Mini-Splits | MSAG11B-12HRFN1-BU5W-9K | 13.8 | 23 | 11 | 13.8 | 23 | 9.8 | TRUE | FALSE | TRUE | 9000 | 5900 | 2.93 | 9018 | 2.4
206900422 | 01/05/23 | Live | Midea Electric Trading | GOODMAN | Singlezone Ducted, Compact Ducted | 206900422 |  | HRCU-A-CB | MSH243E23MCAA | Mini-Splits | MST243E21ADAA | 12.5 | 20.6 | 12.6 | 12 | 19.2 | 10.5 | FALSE | FALSE | TRUE | 24000 | 21000 | 2.64 | 24000 | 2.4
206764069 | 01/27/23 | Live | Midea Electric Trading | FRANKLIN | Multizone All Ducted | 206764069 |  | HMSV-A-CB | MST183E23MHAA | Ducted Indoor Units |  | 11.5 | 19 | 9.8 | 12 | 19 | 9.3 | FALSE | FALSE | TRUE | 19000 | 16000 | 2.61 | 19000 | 2.23
206716988 | 10/27/22 | Live | Midea Electric Trading | MDV | Multizone Mix of Ducted and Non-Ducted | 206716988 |  | HMSV-A-CB | M2OI-18HFN1-M | Mixed Ducted and Non-Ducted Indoor Units |  | 12 | 20.5 | 10 | 12.25 | 20.5 | 9.55 | TRUE | TRUE | TRUE | 19000 | 15500 | 2.55 | 19000 | 2.23
206401443 | 01/05/23 | Live | Midea Electric Trading | MOOVAIR | Singlezone Ducted, Compact Ducted | 206401443 |  | HRCU-A-CB | DM24HOS25230E3A | Mini-Splits | DM24HIDU230X5 | 12.5 | 20.6 | 12.6 | 12 | 19.2 | 10.5 | TRUE | TRUE | TRUE | 24000 | 21000 | 2.64 | 24000 | 2.4
206350420 | 03/07/24 | Live | CARRIER | HEIL | Singlezone Non-Ducted, Ceiling Placement | 206350420 |  | HRCU-A-CB-O | DLCSRBH18AAK | Mini-Splits | DLFSCAH18XAK | 12.5 | 20 | 10.3 | 12.5 | 20 | 9.5 | TRUE | TRUE | TRUE | 16000 | 15600 | 2.24 | 20000 | 1.78
206350409 | 03/07/24 | Live | CARRIER | DAY & NIGHT | Singlezone Non-Ducted, Ceiling Placement | 206350409 |  | HRCU-A-CB-O | DLCSRBH18AAK | Mini-Splits | DLFSCAH18XAK | 12.5 | 20 | 10.3 | 12.5 | 20 | 9.5 | TRUE | TRUE | TRUE | 16000 | 15600 | 2.24 | 20000 | 1.78
206347317 | 01/05/23 | Live | Midea Electric Trading | KERR | Singlezone Non-Ducted, Ceiling Placement | 206347317 |  | HRCU-A-CB-O | A-KMH18SU-1A | Mini-Splits | B-KMH18CU-1 | 12.5 | 20 | 10.3 | 12.5 | 20 | 9.5 | TRUE | TRUE | TRUE | 16000 | 15600 | 2.24 | 20000 | 1.78
205967238 | 04/27/22 | Live | LG | LG | Multizone All Ducted | 205967238 |  | HMSR-A-CB | ARUM036GSS5 | Ducted Indoor Units |  | 13 | 18.3 | 11.4 | 13.5 | 17 | 10.1 | TRUE | TRUE | TRUE | 36000 | 28000 | 1.93 | 42000 | 2.78
205967235 | 03/02/23 | Live | LG | LG | Multizone All Non-Ducted | 205967235 |  | HMSR-A-CB-O | ARUM048GSS5 | Non-Ducted Indoor Units |  | 13.5 | 23.3 | 12 | 13.5 | 23.3 | 10.3 | TRUE | TRUE | TRUE | 48000 | 38500 | 2.01 | 54000 | 2.87
205788773 | 09/01/20 | Live | LG | LG | Singlezone Ducted, Centrally Ducted | 205788773 |  | HRCU-A-CB | LUU360HHV | Mini-Splits | LVN361HV4 | 12.5 | 17.8 | 10.7 | 11.95 | 16.4 | 9.3 | TRUE | TRUE | TRUE | 33000 | 23800 | 2.64 | 39000 | 1.88
205123811 | 03/03/23 | Live | Hisense | HISENSE | Multizone All Ducted | 205123811 |  | HMSV-A-CB | AMW5-42U3STA | Ducted Indoor Units |  | 10 | 18 | 9.5 | 10 | 18 | 8.8 | FALSE | FALSE | TRUE | 41000 | 28400 | 2.96 | 39887 | 1.88
205013613 | 10/31/22 | Live | Hisense | HISENSE | Singlezone Non-Ducted, Ceiling Placement | 205013613 |  | HRCU-A-CB-O | AUW-18U3SF | Mini-Splits | ACT-18UR3SGB | 12.65 | 22 | 11 | 12.5 | 20.5 | 10 | TRUE | TRUE | TRUE | 18000 | 12000 | 2.64 | 18000 | 2.6
204816625 | 03/03/23 | Live | Hisense | HISENSE | Multizone All Ducted | 204816625 |  | HMSV-A-CB | AMW2-18U3SFA | Ducted Indoor Units |  | 11.5 | 19 | 9.6 | 11.5 | 19 | 9.4 | FALSE | FALSE | TRUE | 18000 | 12700 | 2.5 | 19831 | 1.98
204628475 | 05/28/20 | Live | RBL A/C INC. | HAXXAIR | Singlezone Non-Ducted, Wall Placement | 204628475 |  | HRCU-A-CB-O | HVH-12T2D | Mini-Splits | HAH-12T2D | 13 | 22 | 10.5 | 13 | 21 | 9.5 | TRUE | FALSE | TRUE | 12000 | 7500 | 2.71 | 10100 | 1.95
204032227 | 01/06/21 | Live | RBL A/C INC. | HAXXAIR | Multizone Mix of Ducted and Non-Ducted | 204032227 |  | HMSR-A-CB-O | HVHM-36T2D | Mixed Ducted and Non-Ducted Indoor Units |  | 12.25 | 20.25 | 10.9 | 12.25 | 20.25 | 8.95 | TRUE | TRUE | TRUE | 32000 | 22600 | 2.51 | 40035 | 1.96
203991164 | 04/18/23 | Live | Bosch | BOSCH | Singlezone Ducted, Compact Ducted | 203991164 |  | HRCU-A-CB | BMS500-AAS048-1CSXLB | Mini-Splits | BMS500-AAU048-1AHDXB | 9.2 | 17.4 | 10.3 | 8.5 | 15.1 | 9.3 | FALSE | FALSE | FALSE | 48000 | 34000 | 2.75 | 43977 | 2.46
203978167 | 03/03/23 | Live | Hisense | HISENSE | Multizone Mix of Ducted and Non-Ducted | 203978167 |  | HMSR-A-CB-O | AMW3-24U3SAA | Mixed Ducted and Non-Ducted Indoor Units |  | 12.3 | 21.5 | 10.5 | 12.3 | 21.5 | 8.83 | TRUE | TRUE | TRUE | 24000 | 14800 | 2.4 | 25800 | 1.98
203459336 | 03/03/23 | Live | Hisense | HISENSE | Multizone All Ducted | 203459336 |  | HMSV-A-CB | AMW4-36U3STA | Ducted Indoor Units |  | 12 | 19.5 | 10.8 | 12 | 19.5 | 8.9 | TRUE | TRUE | TRUE | 32000 | 23000 | 2.51 | 39859 | 1.88
201754545 | 05/13/23 | Live | Mitsubishi Electric Trane | MITSUBISHI ELECTRIC | Singlezone Non-Ducted, Ceiling Placement | 201754545 |  | HRCU-A-CB-O | PUZ-A30NHA7*** | Mini-Splits | PCA-A30KA* | 9.4 | 19.6 | 10 | 9.4 | 19.8 | 9.2 | FALSE | FALSE | FALSE | 30000 | 18800 | 2.69 | 21600 | 2.92
201754483 | 05/13/23 | Live | Mitsubishi Electric Trane | MITSUBISHI ELECTRIC | Singlezone Ducted, Centrally Ducted | 201754483 |  | HRCU-A-CB | PUZ-A42NKA7*** | Mini-Splits | PVA-A42AA* | 10.1 | 18 | 9.3 | 10.1 | 18.7 | 8.8 | FALSE | FALSE | TRUE | 42000 | 28400 | 2.42 | 31400 | 2.64
10514711 | 05/20/19 | Live | LG | LG | Multizone All Ducted | 10514711 |  | HMSV-A-CB | ARUN060GSS4 | Ducted Indoor Units |  | 10 | 16.5 | 10 | 10 | 16.2 | 9.1 | TRUE | TRUE | TRUE | 60000 | 42500 | 1.72 | 85961 | 3.44
10401183 | 04/16/19 | Live | LG | LG | Singlezone Ducted, Centrally Ducted | 10401183 |  | HRCU-A-CB | LUU488HV | Mini-Splits | LVN480HV | 10 | 16.5 | 9.5 | 9.8 | 16.8 | 9.2 | TRUE | TRUE | FALSE | 48000 | 37000 | 2.64 | 40000 | 2.17
10271658 | 05/20/19 | Live | LG | LG | Multizone Mix of Ducted and Non-Ducted | 10271658 |  | HMSV-A-CB | ARUN024GSS4 | Mixed Ducted and Non-Ducted Indoor Units |  | 11.45 | 16.4 | 9.3 | 14.8 | 18.15 | 10.2 | TRUE | FALSE | TRUE | 24000 | 18900 | 1.89 | 47442 | 4.47
10070562 | 09/07/22 | Live | LG | LG | Multizone All Non-Ducted | 10070562 |  | HMSR-A-CB-O | ARUN024GSS4 | Non-Ducted Indoor Units |  | 10.7 | 17 | 10 | 14.8 | 18.15 | 10.2 | FALSE | FALSE | TRUE | 24000 | 18900 | 1.89 | 47442 | 4.47
10070561 | 03/02/23 | Live | LG | LG | Multizone All Non-Ducted | 10070561 |  | HMSR-A-CB-O | ARUB060GSS4 | Non-Ducted Indoor Units |  | 10 | 18.9 | 10.9 | 13 | 23 | 10 | TRUE | TRUE | TRUE | 60000 | 42500 | 1.72 | 85961 | 3.44
8717934 | 05/20/19 | Live | LG | LG | Multizone Mix of Ducted and Non-Ducted | 8717934 |  | HMSV-A-CB | ARUN048GSS4 | Mixed Ducted and Non-Ducted Indoor Units |  | 10.5 | 17 | 9.5 | 13.2 | 20 | 10.2 | TRUE | FALSE | TRUE | 48000 | 36000 | 1.73 | 60465 | 3.57
8717932 | 08/03/23 | Live | LG | LG | Multizone All Ducted | 8717932 |  | HMSV-A-CB | ARUN038GSS4 | Ducted Indoor Units |  | 11.5 | 17 | 9 | 14 | 20.1 | 10.6 | FALSE | FALSE | TRUE | 38000 | 33000 |  | 58636 | 3.11
214432058 | 03/25/24 | Live | Midea Electric Trading | MULTI MFG | Singlezone Ducted, Compact Ducted | 214432058 |  | HRCU-A-CB | MSH-48HD-A | Mini-Splits | 48HCHP0-C-M-A | 8.7 | 16 | 11.1 | 8.2 | 14.3 | 10.3 | FALSE | FALSE | FALSE | 48000 | 39500 | 2.39 | 51000 | 2.33
214389534 | 03/25/24 | Live | Midea Electric Trading | ICONIC AIR SOLUTION | Multizone All Ducted | 214389534 |  | HMSV-A-CB | ICMZ48EK | Ducted Indoor Units |  | 11.4 | 20.2 | 10.5 | 11.7 | 20.9 | 8.9 | FALSE | FALSE | TRUE | 47000 | 36000 | 2.3 | 45000 | 2.2
214389494 | 03/25/24 | Live | Midea Electric Trading | ICONIC AIR SOLUTION | Singlezone Non-Ducted, Wall Placement | 214389494 |  | HRCU-A-CB-O | ICOO09AJ | Mini-Splits | IFOH09IJ | 13.8 | 23 | 11 | 13.8 | 23 | 9.8 | FALSE | FALSE | TRUE | 9000 | 5900 | 2.93 | 9018 | 2.4
214383450 | 03/25/24 | Live | Midea Electric Trading | FRANKLIN | Multizone Mix of Ducted and Non-Ducted | 214383450 |  | HMSV-A-CB | MST483F25MHAA | Mixed Ducted and Non-Ducted Indoor Units |  | 11.5 | 20.85 | 10.75 | 11.7 | 21.35 | 9.35 | FALSE | FALSE | TRUE | 47500 | 36000 | 2.3 | 45000 | 2.2
214383449 | 03/25/24 | Live | Midea Electric Trading | FRANKLIN | Multizone All Ducted | 214383449 |  | HMSV-A-CB | MST483F25MHAA | Ducted Indoor Units |  | 11.4 | 20.2 | 10.5 | 11.7 | 20.9 | 8.9 | FALSE | FALSE | TRUE | 47000 | 36000 | 2.3 | 45000 | 2.2
214383441 | 03/25/24 | Live | Midea Electric Trading | FRANKLIN | Multizone Mix of Ducted and Non-Ducted | 214383441 |  | HMSV-A-CB | MST183F25MHAA | Mixed Ducted and Non-Ducted Indoor Units |  | 12 | 20.5 | 10 | 12.25 | 20.5 | 9.55 | FALSE | FALSE | TRUE | 19000 | 15500 | 2.55 | 19000 | 2.23
214377777 | 03/25/24 | Live | Midea Electric Trading | KEPLER | Multizone All Ducted | 214377777 |  | HMSV-A-CB | ODUM2OI-18HFN1-M | Ducted Indoor Units |  | 11.5 | 19 | 9.8 | 12 | 19 | 9.3 | TRUE | TRUE | TRUE | 19000 | 16000 | 2.61 | 19000 | 2.23
214232442 | 03/12/24 | Live | Midea Electric Trading | MULTI MFG | Multizone All Ducted | 214232442 |  | HMSV-A-CB | 48MPC5-HH-A | Ducted Indoor Units |  | 11.4 | 20.2 | 10.5 | 11.7 | 20.9 | 8.9 | FALSE | FALSE | TRUE | 47000 | 36000 | 2.3 | 45000 | 2.2
213304202 | 10/31/23 | Live | Midea Electric Trading | TECH CLIMATE | Singlezone Ducted, Compact Ducted | 213304202 |  | HRCU-A-CB | ODD2400 | Mini-Splits | DD2400 | 12.6 | 21.5 | 11.2 | 12.5 | 19 | 11.2 | FALSE | FALSE | FALSE | 23000 | 20000 | 2.61 | 22600 | 2.41
214056577 | 02/01/24 | Live | Midea Electric Trading | MITSUTOMO | Singlezone Ducted, Compact Ducted | 214056577 |  | HRCU-A-CB | HO-SZ48-BB-Q | Mini-Splits | HD-UZ48-BB-Q | 8.7 | 16 | 11.1 | 8.2 | 14.3 | 10.3 | FALSE | FALSE | FALSE | 48000 | 39500 | 2.39 | 51000 | 2.33
214056576 | 02/01/24 | Live | Midea Electric Trading | MITSUTOMO | Singlezone Ducted, Compact Ducted | 214056576 |  | HRCU-A-CB | HO-SZ36-BB-Q | Mini-Splits | HD-UZ36-BB-Q | 9 | 17.5 | 11.5 | 9 | 16.5 | 11 | FALSE | FALSE | FALSE | 36000 | 34000 | 2.49 | 43000 | 2.23
214056573 | 02/01/24 | Live | Midea Electric Trading | MITSUTOMO | Singlezone Non-Ducted, Floor Placement | 214056573 |  | HRCU-A-CB-O | HO-SZ24-AB-Q | Mini-Splits | HF-UZ24-AB-Q | 11.5 | 20.2 | 11.6 | 11.7 | 20.5 | 11 | FALSE | FALSE | TRUE | 24000 | 19000 | 2.64 | 28000 | 2.1
214056562 | 02/01/24 | Live | Midea Electric Trading | MITSUTOMO | Singlezone Non-Ducted, Ceiling Placement | 214056562 |  | HRCU-A-CB-O | HO-SZ09-AB-Q | Mini-Splits | HC-UZ09-AB-Q | 13 | 20.5 | 10.8 | 13 | 20.5 | 10.3 | FALSE | FALSE | TRUE | 9000 | 9000 | 1.91 | 11000 | 1.69
213886048 | 01/10/24 | Live | Midea Electric Trading | SLIMAIR | Multizone All Ducted | 213886048 |  | HMSV-A-CB | SHC5Z48VE2AG | Ducted Indoor Units |  | 11.4 | 20.2 | 10.5 | 11.7 | 20.9 | 8.9 | FALSE | FALSE | TRUE | 47000 | 36000 | 2.3 | 45000 | 2.2
213886046 | 01/10/24 | Live | Midea Electric Trading | SLIMAIR | Multizone Mix of Ducted and Non-Ducted | 213886046 |  | HMSV-A-CB | SHC4Z36VE2AG | Mixed Ducted and Non-Ducted Indoor Units |  | 11.9 | 19.5 | 10.9 | 12.1 | 19.5 | 9.85 | FALSE | FALSE | TRUE | 36000 | 35000 | 2.43 | 35200 | 1.88
213265571 | 10/31/23 | Live | Midea Electric Trading | COOPER&HUNTER | Singlezone Non-Ducted, Wall Placement | 213265571 |  | HRCU-A-CB-O | CH-NHPR48LCU-230VO | Mini-Splits | CH-48LCCT-W | 8.3 | 16.5 | 10.7 | 8.3 | 16.8 | 10.7 | FALSE | FALSE | FALSE | 48000 | 35000 | 2.59 | 46000 | 2.32
212940828 | 07/26/23 | Live | Midea Electric Trading | CENTURY | Multizone Mix of Ducted and Non-Ducted | 212940828 |  | HMSV-A-CB | A-VMH36QV-1 | Mixed Ducted and Non-Ducted Indoor Units |  | 12.45 | 20.4 | 11 | 12.65 | 20.6 | 10.15 | FALSE | FALSE | TRUE | 36000 | 34000 | 2.45 | 35200 | 1.88
212928560 | 07/26/23 | Live | Midea Electric Trading | ZERO | Singlezone Ducted, Compact Ducted | 212928560 |  | HRCU-A-CB | ZSOV-24HDM-US | Mini-Splits | ZDV-24HDM-US | 12.6 | 21.5 | 11.2 | 12.5 | 19 | 11.2 | TRUE | TRUE | TRUE | 23000 | 20000 | 2.61 | 22600 | 2.41
212920682 | 07/26/23 | Live | Midea Electric Trading | NOVAIR | Multizone All Non-Ducted | 212920682 |  | HMSR-A-CB-O | LEA36MZ-4P-35SK-O* | Non-Ducted Indoor Units |  | 13.6 | 21.8 | 11 | 13.6 | 22.2 | 10.3 | FALSE | FALSE | TRUE | 36000 | 33000 | 2.4 | 35200 | 1.88
212920656 | 07/26/23 | Live | Midea Electric Trading | BLADEX | Multizone All Non-Ducted | 212920656 |  | HMSR-A-CB-O | B50G-48SPHP1 | Non-Ducted Indoor Units |  | 11 | 21 | 11.5 | 11 | 21.2 | 10 | FALSE | FALSE | TRUE | 48000 | 39000 | 2.5 | 45000 | 2.2
212920649 | 07/26/23 | Live | Midea Electric Trading | BLADEX | Multizone All Ducted | 212920649 |  | HMSV-A-CB | B20I-18SPHP1 | Ducted Indoor Units |  | 11.5 | 19 | 9.8 | 12 | 19 | 9.3 | FALSE | FALSE | TRUE | 19000 | 16000 | 2.61 | 19000 | 2.23
212920537 | 07/30/23 | Live | Midea Electric Trading | ORIENT CARE | Multizone All Ducted | 212920537 |  | HMSV-A-CB | OUM48M410AGH30 | Ducted Indoor Units |  | 11.4 | 20.2 | 10.5 | 11.7 | 20.9 | 8.9 | FALSE | FALSE | FALSE | 47000 | 36000 | 2.3 | 45000 | 2.2
212920525 | 07/30/23 | Live | Midea Electric Trading | ORIENT CARE | Multizone All Ducted | 212920525 |  | HMSV-A-CB | OUM18M410AGH30 | Ducted Indoor Units |  | 11.5 | 19 | 9.8 | 12 | 19 | 9.3 | FALSE | FALSE | FALSE | 19000 | 16000 | 2.61 | 19000 | 2.23
212595649 | 07/26/23 | Live | Midea Electric Trading | SEA BREEZE+ | Singlezone Non-Ducted, Ceiling Placement | 212595649 |  | HRCU-A-CB-O | HSZ18H424ZMO | Mini-Splits | CA18H424ZMI | 12.5 | 20 | 10.3 | 12.5 | 20 | 9.5 | FALSE | FALSE | TRUE | 16000 | 15600 | 2.24 | 20000 | 1.78
212528005 | 07/26/23 | Live | Midea Electric Trading | TK'S | Singlezone Non-Ducted, Wall Placement | 212528005 |  | HRCU-A-CB-O | TWS-36HRDN1 | Mini-Splits | TWS-36HRDN1 | 8.5 | 17.5 | 12 | 8.5 | 17.5 | 8.7 | FALSE | FALSE | FALSE | 36000 | 24000 | 2 | 24160 | 1.98
212365438 | 06/07/23 | Live | Midea Electric Trading | CUSTOM COMFORT | Multizone Mix of Ducted and Non-Ducted | 212365438 |  | HMSV-A-CB | CCOXHAMZ436HP | Mixed Ducted and Non-Ducted Indoor Units |  | 12.45 | 20.4 | 11 | 12.65 | 20.6 | 10.15 | TRUE | TRUE | TRUE | 36000 | 34000 | 2.45 | 35200 | 1.88
212365435 | 06/07/23 | Live | Midea Electric Trading | CUSTOM COMFORT | Multizone Mix of Ducted and Non-Ducted | 212365435 |  | HMSV-A-CB | CCOXHAMZ218HP | Mixed Ducted and Non-Ducted Indoor Units |  | 12 | 20.5 | 10 | 12.25 | 20.5 | 9.55 | TRUE | TRUE | TRUE | 19000 | 15500 | 2.55 | 19000 | 2.23
212365420 | 07/13/23 | Live | Midea Electric Trading | CUSTOM COMFORT | Singlezone Ducted, Compact Ducted | 212365420 |  | HRCU-A-CB | CCOXHASZ48CHP | Mini-Splits | CCOXHASD48 | 8.7 | 16 | 11.1 | 8.2 | 14.3 | 10.3 | FALSE | FALSE | FALSE | 48000 | 39500 | 2.39 | 51000 | 2.33
212365416 | 07/13/23 | Live | Midea Electric Trading | CUSTOM COMFORT | Singlezone Ducted, Compact Ducted | 212365416 |  | HRCU-A-CB | CCOXHASZ12HP | Mini-Splits | CCOXHASD12 | 13 | 21.5 | 11.5 | 11.7 | 19.5 | 10 | TRUE | TRUE | TRUE | 12000 | 10600 | 2.51 | 12600 | 1.95
212365411 | 07/13/23 | Live | Midea Electric Trading | CUSTOM COMFORT | Singlezone Non-Ducted, Ceiling Placement | 212365411 |  | HRCU-A-CB-O | CCOXHASZ17HP | Mini-Splits | CCOXHA4C18 | 12.5 | 20 | 10.3 | 12.5 | 20 | 9.5 | TRUE | TRUE | TRUE | 16000 | 15600 | 2.24 | 20000 | 1.78
212365409 | 07/13/23 | Live | Midea Electric Trading | CUSTOM COMFORT | Singlezone Non-Ducted, Ceiling Placement | 212365409 |  | HRCU-A-CB-O | CCOXHASZ09HP | Mini-Splits | CCOXHA4C09 | 13 | 20.5 | 10.8 | 13 | 20.5 | 10.3 | TRUE | TRUE | TRUE | 9000 | 9000 | 1.91 | 11000 | 1.69
212365404 | 07/13/23 | Live | Midea Electric Trading | CUSTOM COMFORT | Singlezone Non-Ducted, Wall Placement | 212365404 |  | HRCU-A-CB-O | CCOXHASZ09HP | Mini-Splits | CCOXHAWM09 | 16.2 | 28.1 | 13 | 16.2 | 28.1 | 11.5 | TRUE | TRUE | TRUE | 9000 | 9500 | 2.53 | 12371 | 2.04
212316190 | 04/27/23 | Live | Midea Electric Trading | STEALTH | Singlezone Non-Ducted, Wall Placement | 212316190 |  | HRCU-A-CB-O | ACIQ-48ZPL-HP230B | Mini-Splits | ACIQ-48CC-HH-MB | 8.3 | 16.5 | 10.7 | 8.3 | 16.8 | 10.7 | TRUE | TRUE | FALSE | 48000 | 35000 | 2.59 | 46000 | 2.32
212316185 | 04/27/23 | Live | Midea Electric Trading | STEALTH | Singlezone Non-Ducted, Wall Placement | 212316185 |  | HRCU-A-CB-O | ACIQ-09ZPL-HP230B | Mini-Splits | ACIQ-09W-HH-MC | 16.2 | 28.1 | 13 | 16.2 | 28.1 | 11.5 | TRUE | TRUE | TRUE | 9000 | 9500 | 2.53 | 12371 | 2.04
212316182 | 04/27/23 | Live | Midea Electric Trading | STEALTH | Multizone Mix of Ducted and Non-Ducted | 212316182 |  | HMSV-A-CB | ACIQ-48Z-HH-M5B | Mixed Ducted and Non-Ducted Indoor Units |  | 11.5 | 20.85 | 10.75 | 11.7 | 21.35 | 9.35 | TRUE | TRUE | TRUE | 47500 | 36000 | 2.3 | 45000 | 2.2
212316173 | 04/27/23 | Live | Midea Electric Trading | STEALTH | Multizone Mix of Ducted and Non-Ducted | 212316173 |  | HMSV-A-CB | ACIQ-18Z-HH-M2B | Mixed Ducted and Non-Ducted Indoor Units |  | 12 | 20.5 | 10 | 12.25 | 20.5 | 9.55 | TRUE | TRUE | TRUE | 19000 | 15500 | 2.55 | 19000 | 2.23
212316163 | 04/27/23 | Live | Midea Electric Trading | STEALTH | Singlezone Non-Ducted, Ceiling Placement | 212316163 |  | HRCU-A-CB-O | ACIQ-18ZPL-HP230B | Mini-Splits | ACIQ-18CC-HH-MB | 12.5 | 20 | 10.3 | 12.5 | 20 | 9.5 | TRUE | TRUE | TRUE | 16000 | 15600 | 2.24 | 20000 | 1.78
212316099 | 04/27/23 | Live | Midea Electric Trading | PolarWave | Singlezone Non-Ducted, Wall Placement | 212316099 |  | HRCU-A-CB-O | ACIQ-09ZPL-HP230B | Mini-Splits | ACIQ-09W-HH-MC | 16.2 | 28.1 | 13 | 16.2 | 28.1 | 11.5 | TRUE | TRUE | TRUE | 9000 | 9500 | 2.53 | 12371 | 2.04
212316095 | 04/27/23 | Live | Midea Electric Trading | PolarWave | Multizone All Ducted | 212316095 |  | HMSV-A-CB | ACIQ-48Z-HH-M5B | Ducted Indoor Units |  | 11.4 | 20.2 | 10.5 | 11.7 | 20.9 | 8.9 | TRUE | TRUE | TRUE | 47000 | 36000 | 2.3 | 45000 | 2.2
212316091 | 04/27/23 | Live | Midea Electric Trading | PolarWave | Multizone All Non-Ducted | 212316091 |  | HMSR-A-CB-O | ACIQ-36Z-HH-M4B | Non-Ducted Indoor Units |  | 13.6 | 21.8 | 11 | 13.6 | 22.2 | 10.3 | TRUE | TRUE | TRUE | 36000 | 33000 | 2.4 | 35200 | 1.88
212316087 | 04/27/23 | Live | Midea Electric Trading | POLARWAVE | Multizone Mix of Ducted and Non-Ducted | 212316087 |  | HMSV-A-CB | ACIQ-18Z-HH-M2B | Mixed Ducted and Non-Ducted Indoor Units |  | 12 | 20.5 | 10 | 12.25 | 20.5 | 9.55 | TRUE | TRUE | TRUE | 19000 | 15500 | 2.55 | 19000 | 2.23
212316079 | 04/27/23 | Live | Midea Electric Trading | PolarWave | Singlezone Ducted, Compact Ducted | 212316079 |  | HRCU-A-CB | ACIQ-12ZPL-HP230B | Mini-Splits | ACIQ-12CD-HH-MB | 13 | 21.5 | 11.5 | 11.7 | 19.5 | 10 | TRUE | TRUE | TRUE | 12000 | 10600 | 2.51 | 12600 | 1.95
212316077 | 04/27/23 | Live | Midea Electric Trading | PolarWave | Singlezone Non-Ducted, Ceiling Placement | 212316077 |  | HRCU-A-CB-O | ACIQ-18ZPL-HP230B | Mini-Splits | ACIQ-18CC-HH-MB | 12.5 | 20 | 10.3 | 12.5 | 20 | 9.5 | TRUE | TRUE | TRUE | 16000 | 15600 | 2.24 | 20000 | 1.78
211911409 | 04/27/23 | Live | Midea Electric Trading | Journey Comfort | Singlezone Non-Ducted, Wall Placement | 211911409 |  | HRCU-A-CB-O | CC230ODU36 | Mini-Splits | CC230HWU36 | 8.5 | 17.5 | 12 | 8.5 | 17.5 | 8.7 | FALSE | FALSE | FALSE | 36000 | 24000 | 2 | 24160 | 1.98
211717256 | 03/20/23 | Live | Hisense | HISENSE | Singlezone Non-Ducted, Wall Placement | 211717256 |  | HRCU-A-CB-O | AST-12UW3SXE**01 | Mini-Splits | AST-12UW3SXE**01 | 13 | 22 | 10.5 | 13 | 21 | 9.5 | TRUE | FALSE | TRUE | 12000 | 7500 | 2.71 | 10990 | 2.12
211717253 | 03/20/23 | Live | Hisense | HISENSE | Singlezone Non-Ducted, Wall Placement | 211717253 |  | HRCU-A-CB-O | AS-12UW3SXA**00 | Mini-Splits | AS-12UW3SXA**00 | 15.4 | 25 | 12 | 15.4 | 23.5 | 9.8 | TRUE | TRUE | TRUE | 12000 | 7000 | 2.77 | 13160 | 2.41
211644072 | 04/27/23 | Live | Midea Electric Trading | ECO-AIR | Singlezone Non-Ducted, Wall Placement | 211644072 |  | HRCU-A-CB-O | MOE30U-36HFN1-M(GA) | Mini-Splits | MCD1-36HRFN1-M(GA) | 9.5 | 19 | 10.3 | 9.5 | 19.4 | 10.5 | TRUE | TRUE | TRUE | 36000 | 33000 | 2.4 | 40500 | 1.93
211644068 | 04/27/23 | Live | Midea Electric Trading | ECO-AIR | Singlezone Non-Ducted, Ceiling Placement | 211644068 |  | HRCU-A-CB-O | MOX330-09HFN1-MY5W | Mini-Splits | CCA3U-09HRFN1-M(C) | 13 | 20.5 | 10.8 | 13 | 20.5 | 10.3 | TRUE | TRUE | TRUE | 9000 | 9000 | 1.91 | 11000 | 1.69
211644065 | 04/27/23 | Live | Midea Electric Trading | ECO-AIR | Singlezone Ducted, Compact Ducted | 211644065 |  | HRCU-A-CB | MOD30-24HFN1-MU0W | Mini-Splits | MTIU-24HWFN1-M | 12.5 | 20.6 | 12.6 | 12 | 19.2 | 10.5 | TRUE | TRUE | TRUE | 24000 | 21000 | 2.64 | 24000 | 2.4
211644063 | 04/27/23 | Live | Midea Electric Trading | ECO-AIR | Singlezone Ducted, Compact Ducted | 211644063 |  | HRCU-A-CB | MOX330-12HFN1-MW5W | Mini-Splits | MTIU-12HWFN1-M | 13 | 21.5 | 11.5 | 11.7 | 19.5 | 10 | TRUE | TRUE | TRUE | 12000 | 10600 | 2.51 | 12600 | 1.95
211644052 | 04/27/23 | Live | Midea Electric Trading | ECO-AIR | Singlezone Ducted, Compact Ducted | 211644052 |  | HRCU-A-CB | MOD33-24HFN1-MT0W | Mini-Splits | MTIU-24HWFN1-M | 12.6 | 21.5 | 11.2 | 12.5 | 19 | 11.2 | TRUE | TRUE | TRUE | 23000 | 20000 | 2.61 | 22600 | 2.41
211644048 | 04/27/23 | Live | Midea Electric Trading | Alsetria | Singlezone Non-Ducted, Wall Placement | 211644048 |  | HRCU-A-CB-O | MOE30U-48HFN1-M-[X](GA) | Mini-Splits | MCD1-48HRFN1-M(GA) | 8.3 | 16.5 | 10.7 | 8.3 | 16.8 | 10.7 | TRUE | TRUE | FALSE | 48000 | 35000 | 2.59 | 46000 | 2.32
211644043 | 04/27/23 | Live | Midea Electric Trading | Alsetria | Singlezone Non-Ducted, Ceiling Placement | 211644043 |  | HRCU-A-CB-O | MOX330-09HFN1-MY5W | Mini-Splits | CCA3U-09HRFN1-M(C) | 13 | 20.5 | 10.8 | 13 | 20.5 | 10.3 | TRUE | TRUE | TRUE | 9000 | 9000 | 1.91 | 11000 | 1.69
211644033 | 04/27/23 | Live | Midea Electric Trading | Alsetria | Singlezone Non-Ducted, Ceiling Placement | 211644033 |  | HRCU-A-CB-O | MOX430-18HFN1-MU0W | Mini-Splits | CCA3U-18HRFN1-M(C) | 12.5 | 20.5 | 11 | 12.5 | 20.5 | 10.5 | TRUE | FALSE | TRUE | 16000 | 12000 | 2.51 | 13600 | 2.24
211583739 | 04/26/23 | Live | Hisense | J-KU | Singlezone Non-Ducted, Wall Placement | 211583739 |  | HRCU-A-CB-O | JKS09HP230V1XC |  | JKS09HP230V1XE | 16.1 | 28 | 12.5 | 15.5 | 27.5 | 10.5 | TRUE | TRUE | TRUE | 9000 | 6000 | 2.88 | 11089 | 2.75
211497103 | 12/06/23 | Live | Mitsubishi Electric Trane | TRANE / MITSUBISHI ELECTRIC | Singlezone Non-Ducted, Ceiling Placement | 211497103 |  | HRCU-A-CB-O | TRUZA0301HA70** | Mini-Splits | TPCA0A0301KA*** | 9.4 | 19.6 | 10 | 9.4 | 19.8 | 9.2 | FALSE | FALSE | FALSE | 30000 | 18800 | 2.69 | 21600 | 2.92
211277594 | 04/27/23 | Live | Midea Electric Trading | Breeze33 | Singlezone Ducted, Compact Ducted | 211277594 |  | HRCU-A-CB | HSZ24H424ZMO | Mini-Splits | D24H424ZMI | 12.5 | 20.6 | 12.6 | 12 | 19.2 | 10.5 | TRUE | TRUE | TRUE | 24000 | 21000 | 2.64 | 24000 | 2.4
211034562 | 04/20/23 | Live | Lennox Industries | CONCORD | Singlezone Non-Ducted, Ceiling Placement | 211034562 |  | HRCU-A-CB-O | 4DHP2S24S-1P | Mini-Splits | D33C224S4-*P | 12.5 | 20.7 | 10 | 12.3 | 21.5 | 9.6 | TRUE | TRUE | TRUE | 23600 | 19000 | 3.48 | 18680 | 2.28
211034484 | 04/20/23 | Live | Lennox Industries | AirEase | Singlezone Non-Ducted, Ceiling Placement | 211034484 |  | HRCU-A-CB-O | 4DHP2S24S-1P | Mini-Splits | D33C224S4-*P | 12.5 | 20.7 | 10 | 12.3 | 21.5 | 9.6 | TRUE | TRUE | TRUE | 23600 | 19000 | 3.48 | 18680 | 2.28
211034478 | 04/20/23 | Live | Lennox Industries | AirEase | Singlezone Ducted, Compact Ducted | 211034478 |  | HRCU-A-CB | 4DHP2S24S-1P | Mini-Splits | DMD224S4-*P | 12.6 | 21.5 | 11.2 | 12.3 | 19 | 11 | TRUE | TRUE | TRUE | 23000 | 20000 | 3.71 | 22600 | 2.63
211034457 | 04/20/23 | Live | Lennox Industries | LENNOX | Singlezone Non-Ducted, Ceiling Placement | 211034457 |  | HRCU-A-CB-O | MLB018S4S-1P | Mini-Splits | M22A018S4-*P | 12.5 | 20 | 10.3 | 12.5 | 20 | 9.5 | TRUE | TRUE | TRUE | 15700 | 15600 | 2.24 | 20000 | 1.78
211034448 | 04/20/23 | Live | Lennox Industries | LENNOX | Singlezone Ducted, Compact Ducted | 211034448 |  | HRCU-A-CB | MLB036S4S-2P | Mini-Splits | MMDB036S4-*P | 9 | 17.5 | 11.5 | 9 | 16.5 | 11 | TRUE | TRUE | FALSE | 36000 | 33400 | 3.28 | 47870 | 2.23
211034436 | 04/20/23 | Live | Lennox Industries | LENNOX | Singlezone Non-Ducted, Ceiling Placement | 211034436 |  | HRCU-A-CB-O | MPC018S4S-1P | Mini-Splits | M22A018S4-*P | 12.5 | 20.5 | 11 | 12.5 | 20.5 | 10.4 | TRUE | FALSE | TRUE | 16000 | 12000 | 2.51 | 14200 | 2.17
211034426 | 04/20/23 | Live | Lennox Industries | LENNOX | Singlezone Ducted, Compact Ducted | 211034426 |  | HRCU-A-CB | MPC024S4S-1P | Mini-Splits | MMDB024S4-*P | 12.6 | 21.5 | 11.2 | 12.3 | 19 | 11 | TRUE | TRUE | TRUE | 23000 | 20000 | 3.71 | 22600 | 2.63
211016627 | 07/26/23 | Live | Mitsubishi Electric Trane | Trane / Mitsubishi Electric | Multizone Mix of Ducted and Non-Ducted | 211016627 |  | HMSV-A-CB | NTXMSM48A182B* | Mixed Ducted and Non-Ducted Indoor Units |  | 12.2 | 19.8 | 11.5 | 11.8 | 19.5 | 9.65 | TRUE | TRUE | TRUE | 48000 | 33200 | 2.54 | 43000 | 2.34
211016626 | 07/26/23 | Live | Mitsubishi Electric Trane | Trane / Mitsubishi Electric | Multizone All Non-Ducted | 211016626 |  | HMSR-A-CB-O | NTXMSM48A182B* | Non-Ducted Indoor Units |  | 13.1 | 23 | 12 | 13.1 | 23 | 10.4 | FALSE | FALSE | TRUE | 48000 | 31400 | 2.7 | 43000 | 2.5
211016464 | 07/26/23 | Live | Mitsubishi Electric Trane | Trane / Mitsubishi Electric | Multizone All Non-Ducted | 211016464 |  | HMSR-A-CB-O | NTXMSM36A142B* | Non-Ducted Indoor Units |  | 15 | 23 | 12.5 | 15 | 23 | 11 | FALSE | FALSE | TRUE | 36000 | 26400 | 2.79 | 36000 | 2.5
210857477 | 01/05/23 | Live | Midea Electric Trading | SLIMAIR | Singlezone Non-Ducted, Ceiling Placement | 210857477 |  | HRCU-A-CB-O | SHC18VE2AG | Mini-Splits | SHLZ18VC2AG | 12.5 | 20.5 | 11 | 12.5 | 20.5 | 10.5 | TRUE | FALSE | TRUE | 16000 | 12000 | 2.51 | 13600 | 2.24
210857345 | 01/05/23 | Live | Midea Electric Trading | DIYCOOL | Singlezone Non-Ducted, Wall Placement | 210857345 |  | HRCU-A-CB-O | ACIQ-48ZPL-HP230B | Mini-Splits | ACIQ-48FM-HH-MB | 8.2 | 17 | 10.8 | 8.2 | 17 | 9.8 | TRUE | TRUE | FALSE | 48000 | 35000 | 2.34 | 52000 | 2.1
210857342 | 01/05/23 | Live | Midea Electric Trading | DIYCOOL | Singlezone Ducted, Compact Ducted | 210857342 |  | HRCU-A-CB | ACIQ-48ZPL-HP230B | Mini-Splits | ACIQ-48CD-HH-MB | 8.7 | 16 | 11.1 | 8.2 | 14.3 | 10.3 | FALSE | FALSE | FALSE | 48000 | 39500 | 2.39 | 51000 | 2.33
210857325 | 01/05/23 | Live | Midea Electric Trading | ACIQ | Singlezone Non-Ducted, Wall Placement | 210857325 |  | HRCU-A-CB-O | ACIQ-48ZPL-HP230B | Mini-Splits | ACIQ-48FM-HH-MB | 8.2 | 17 | 10.8 | 8.2 | 17 | 9.8 | TRUE | TRUE | FALSE | 48000 | 35000 | 2.34 | 52000 | 2.1
210857321 | 01/05/23 | Live | Midea Electric Trading | ACIQ | Singlezone Ducted, Compact Ducted | 210857321 |  | HRCU-A-CB | ACIQ-36ZPL-HP230B | Mini-Splits | ACIQ-36CD-HH-MB | 9 | 17.5 | 11.5 | 9 | 16.5 | 11 | TRUE | TRUE | FALSE | 36000 | 34000 | 2.49 | 43000 | 2.23
210857320 | 01/05/23 | Live | Midea Electric Trading | ACIQ | Singlezone Non-Ducted, Wall Placement | 210857320 |  | HRCU-A-CB-O | ACIQ-48ZPL-HP230B | Mini-Splits | ACIQ-48CC-HH-MB | 8.3 | 16.5 | 10.7 | 8.3 | 16.8 | 10.7 | TRUE | TRUE | FALSE | 48000 | 35000 | 2.59 | 46000 | 2.32
210857299 | 01/05/23 | Live | Midea Electric Trading | 1HVAC | Singlezone Non-Ducted, Wall Placement | 210857299 |  | HRCU-A-CB-O | ACIQ-36ZPL-HP230B | Mini-Splits | ACIQ-36CC-HH-MB | 9.5 | 19 | 10.3 | 9.5 | 19.4 | 10.5 | TRUE | TRUE | TRUE | 36000 | 33000 | 2.4 | 40500 | 1.93
210857271 | 01/05/23 | Live | Midea Electric Trading | DIAMONDAIR | Singlezone Non-Ducted, Ceiling Placement | 210857271 |  | HRCU-A-CB-O | D2018SHO2 | Mini-Splits | DF2018CI | 12.5 | 20 | 10.3 | 12.5 | 20 | 9.5 | FALSE | FALSE | TRUE | 16000 | 15600 | 2.24 | 20000 | 1.78
210857269 | 01/05/23 | Live | Midea Electric Trading | DIAMONDAIR | Singlezone Non-Ducted, Ceiling Placement | 210857269 |  | HRCU-A-CB-O | D2009SHO2 | Mini-Splits | DF2009CI | 13 | 20.5 | 10.8 | 13 | 20.5 | 10.3 | FALSE | FALSE | TRUE | 9000 | 9000 | 1.91 | 11000 | 1.69
210799684 | 01/05/23 | Live | Midea Electric Trading | Cooper&Hunter | Singlezone Non-Ducted, Wall Placement | 210799684 |  | HRCU-A-CB-O | CH-ES09-115VO | Mini-Splits | CH-B09OLVWM-115VI | 13.8 | 23 | 11 | 13.8 | 23 | 9.8 | TRUE | FALSE | TRUE | 9000 | 5900 | 2.93 | 9018 | 2.4
210799640 | 01/05/23 | Live | Midea Electric Trading | Cooper&Hunter | Singlezone Non-Ducted, Wall Placement | 210799640 |  | HRCU-A-CB-O | CH-ES09-115VO | Mini-Splits | CH-09OLVWM-115VI | 13.8 | 23 | 11 | 13.8 | 23 | 9.8 | TRUE | FALSE | TRUE | 9000 | 5900 | 2.93 | 9018 | 2.4
210799638 | 06/07/23 | Live | Midea Electric Trading | COOPER&HUNTER | Multizone Mix of Ducted and Non-Ducted | 210799638 |  | HMSV-A-CB | CH-HPR48M-230VO | Mixed Ducted and Non-Ducted Indoor Units |  | 11.5 | 20.85 | 10.75 | 11.7 | 21.35 | 9.35 | TRUE | TRUE | TRUE | 47500 | 36000 | 2.3 | 45000 | 2.2
210799629 | 01/27/23 | Live | Midea Electric Trading | COOPER&HUNTER | Multizone All Ducted | 210799629 |  | HMSV-A-CB | CH-HPR19M-230VO | Ducted Indoor Units |  | 11.5 | 19 | 9.8 | 12 | 19 | 9.3 | TRUE | TRUE | TRUE | 19000 | 16000 | 2.61 | 19000 | 2.23
210799613 | 01/05/23 | Live | Midea Electric Trading | Cooper&Hunter | Singlezone Non-Ducted, Wall Placement | 210799613 |  | HRCU-A-CB-O | CH-NHPR48LCU-230VO | Mini-Splits | CH-N48LCCT-230VI | 8.3 | 16.5 | 10.7 | 8.3 | 16.8 | 10.7 | FALSE | FALSE | FALSE | 48000 | 35000 | 2.59 | 46000 | 2.32
210737964 | 04/18/23 | Live | Lennox Industries | ARMSTRONG AIR | Singlezone Ducted, Centrally Ducted | 210737964 |  | HRCU-A-CB | 4SHP18LX136P | Ducted Indoor Units | BCE7S42M*4X |  |  |  | 11 | 18 | 8.5 | FALSE | FALSE | TRUE | 35200 | 23000 | 2.18 | 23000 | 2.18
210737945 | 04/18/23 | Live | Lennox Industries | ARMSTRONG AIR | Singlezone Ducted, Centrally Ducted | 210737945 |  | HRCU-A-CB | 4SHP18LX136P | Ducted Indoor Units | BCE5E42M*4X |  |  |  | 11.5 | 18 | 8.5 | FALSE | FALSE | TRUE | 34400 | 22200 | 2.15 | 22200 | 2.15
210737934 | 04/18/23 | Live | Lennox Industries | ARMSTRONG AIR | Singlezone Ducted, Centrally Ducted | 210737934 |  | HRCU-A-CB | 4SHP18LX136P | Ducted Indoor Units | BCE7S36 |  |  |  | 11.7 | 19 | 8.5 | FALSE | FALSE | TRUE | 33600 | 22600 | 2.48 | 22600 | 2.48
210605821 | 06/07/23 | Live | Midea Electric Trading | CONFORTO | Multizone Mix of Ducted and Non-Ducted | 210605821 |  | HMSV-A-CB | MHMZ548DA | Mixed Ducted and Non-Ducted Indoor Units |  | 11.5 | 20.85 | 10.75 | 11.7 | 21.35 | 9.35 | TRUE | TRUE | TRUE | 47500 | 36000 | 2.3 | 45000 | 2.2
210605818 | 06/07/23 | Live | Midea Electric Trading | CONFORTO | Multizone Mix of Ducted and Non-Ducted | 210605818 |  | HMSV-A-CB | MHMZ436DA | Mixed Ducted and Non-Ducted Indoor Units |  | 12.45 | 20.4 | 11 | 12.65 | 20.6 | 10.15 | TRUE | TRUE | TRUE | 36000 | 34000 | 2.45 | 35200 | 1.88
210568118 | 05/10/23 | Live | Midea Electric Trading | Durastar | Singlezone Ducted, Compact Ducted | 210568118 |  | HRCU-A-CB | DRA1H24S1A | Mini-Splits | DRAD24F1A | 12.5 | 20.6 | 12.6 | 12 | 19.2 | 10.5 | TRUE | TRUE | TRUE | 24000 | 21000 | 2.64 | 24000 | 2.4
210568111 | 05/10/23 | Live | Midea Electric Trading | Durastar | Singlezone Non-Ducted, Ceiling Placement | 210568111 |  | HRCU-A-CB-O | DRA1H09S1A | Mini-Splits | DRAC09F1A | 13 | 20.5 | 10.8 | 13 | 20.5 | 10.3 | TRUE | TRUE | TRUE | 9000 | 9000 | 1.91 | 11000 | 1.69
210445766 | 06/07/23 | Live | Samsung Electronics | SAMSUNG | Singlezone Non-Ducted, Wall Placement | 210445766 |  | HRCU-A-CB-O | AR24CSDABWKX | Mini-Splits | AR24CSDABWKN | 12.5 | 20 | 10 | 12.5 | 20 | 9.2 | TRUE | TRUE | FALSE | 21000 | 28000 | 3.91 | 28000 | 2
209948203 | 04/27/23 | Live | Midea Electric Trading | AIRDACH | Singlezone Non-Ducted, Wall Placement | 209948203 |  | HRCU-A-CB-O | ACSH3618VM2-D | Mini-Splits | AIWH3600VM2-D | 8.5 | 17.5 | 12 | 8.5 | 17.5 | 8.7 | FALSE | FALSE | FALSE | 36000 | 24000 | 2 | 24160 | 1.98
209862169 | 04/27/23 | Live | Midea Electric Trading | KLIMAIRE | Singlezone Ducted, Compact Ducted | 209862169 |  | HRCU-A-CB | KSIH024-H220-O-2 | Mini-Splits | KDIP24-H2 | 12.5 | 20.6 | 12.6 | 12 | 19.2 | 10.5 | FALSE | FALSE | TRUE | 24000 | 21000 | 2.64 | 24000 | 2.4
209862163 | 04/27/23 | Live | Midea Electric Trading | KLIMAIRE | Singlezone Ducted, Compact Ducted | 209862163 |  | HRCU-A-CB | KSIE024-H220-O-2 | Mini-Splits | KDIP24-H2 | 12.6 | 21.5 | 11.2 | 12.5 | 19 | 11.2 | FALSE | FALSE | TRUE | 23000 | 20000 | 2.61 | 22600 | 2.41
209843080 | 01/05/23 | Live | Midea Electric Trading | CTMorley | Singlezone Non-Ducted, Wall Placement | 209843080 |  | HRCU-A-CB-O | MOU-A48LH-2 | Mini-Splits | MIU-A48LF-2 | 8.2 | 17 | 10.8 | 8.2 | 17 | 9.8 | FALSE | FALSE | FALSE | 48000 | 35000 | 2.34 | 52000 | 2.1
209843078 | 01/05/23 | Live | Midea Electric Trading | CTMorley | Singlezone Non-Ducted, Wall Placement | 209843078 |  | HRCU-A-CB-O | MOU-A48LH-2 | Mini-Splits | MIU-A48LC-2 | 8.3 | 16.5 | 10.7 | 8.3 | 16.8 | 10.7 | FALSE | FALSE | FALSE | 48000 | 35000 | 2.59 | 46000 | 2.32
209843075 | 01/05/23 | Live | Midea Electric Trading | CTMorley | Singlezone Non-Ducted, Wall Placement | 209843075 |  | HRCU-A-CB-O | MOU-A36LH-2 | Mini-Splits | MIU-A36LC-2 | 9.5 | 19 | 10.3 | 9.5 | 19.4 | 10.5 | FALSE | FALSE | TRUE | 36000 | 33000 | 2.4 | 40500 | 1.93
209843061 | 01/05/23 | Live | Midea Electric Trading | CTMorley | Singlezone Non-Ducted, Ceiling Placement | 209843061 |  | HRCU-A-CB-O | MOU-A18H-2 | Mini-Splits | MIU-A18C-2 | 12.5 | 20 | 10.3 | 12.5 | 20 | 9.5 | FALSE | FALSE | TRUE | 16000 | 15600 | 2.24 | 20000 | 1.78
209843059 | 01/05/23 | Live | Midea Electric Trading | CTMorley | Singlezone Ducted, Compact Ducted | 209843059 |  | HRCU-A-CB | MOU-A12H-2 | Mini-Splits | MIU-A12D-2 | 13 | 21.5 | 11.5 | 11.7 | 19.5 | 10 | FALSE | FALSE | TRUE | 12000 | 10600 | 2.51 | 12600 | 1.95
209842997 | 04/27/23 | Live | Midea Electric Trading | CLASSIC | Singlezone Non-Ducted, Ceiling Placement | 209842997 |  | HRCU-A-CB-O | MRSVHC18AS | Mini-Splits | MC4VHC18S | 12.5 | 20.5 | 11 | 12.5 | 20.5 | 10.5 | TRUE | FALSE | TRUE | 16000 | 12000 | 2.51 | 13600 | 2.24
209549015 | 04/27/23 | Live | Midea Electric Trading | THERMOCORE SYSTEMS | Singlezone Non-Ducted, Ceiling Placement | 209549015 |  | HRCU-A-CB-O | T5HH28S-H209-C | Mini-Splits | T3-OS209-EC | 13 | 20.5 | 10.8 | 13 | 20.5 | 10.3 | FALSE | FALSE | TRUE | 9000 | 9000 | 1.91 | 11000 | 1.69
209549007 | 04/27/23 | Live | Midea Electric Trading | THERMOCORE SYSTEMS | Singlezone Non-Ducted, Wall Placement | 209549007 |  | HRCU-A-CB-O | T5HH28S-H209-C | Mini-Splits | T5HH28S-H209-E | 16.2 | 28.1 | 13 | 16.2 | 28.1 | 11.5 | FALSE | FALSE | TRUE | 9000 | 9500 | 2.53 | 12371 | 2.04
209447986 | 05/13/23 | Live | Mitsubishi Electric Trane | MITSUBISHI ELECTRIC | Singlezone Ducted, Centrally Ducted | 209447986 |  | HRCU-A-C | PUZ-A42NKA7*** | Mini-Splits | PAA-A42BA1 | 9.5 | 15.5 | 9.5 | 9.5 | 14.4 | 9.3 | FALSE | FALSE | FALSE | 42000 | 32800 | 2.39 | 32400 | 2.36
209447982 | 05/13/23 | Live | Mitsubishi Electric Trane | MITSUBISHI ELECTRIC | Singlezone Ducted, Centrally Ducted | 209447982 |  | HRCU-A-C | PUZ-A30NHA7*** | Mini-Splits | PAA-A30AA1 | 10 | 16 | 10 | 9.5 | 15.2 | 8.8 | FALSE | FALSE | FALSE | 30000 | 21000 | 2.6 | 20800 | 2.57
209447981 | 01/25/23 | Live | Mitsubishi Electric Trane | MITSUBISHI ELECTRIC | Singlezone Ducted, Centrally Ducted | 209447981 |  | HRCU-A-C | PUZ-A24NHA7*** | Mini-Splits | PAA-A24BA1 | 12.5 | 16.5 | 9.5 | 12 | 17.1 | 8.9 | TRUE | FALSE | FALSE | 24000 | 15600 | 2.47 | 15400 | 2.44
209424845 | 05/14/23 | Live | TCL AIR CONDITIONER (ZHONGSHAN) CO.,LTD. | TCL | Multizone All Non-Ducted | 209424845 |  | HMSR-A-CB-O | TUM-36HA2/I2I21-21ES | Non-Ducted Indoor Units |  | 12.5 | 21.5 | 10 | 12 | 21.5 | 9 | TRUE | FALSE | FALSE | 33000 | 21200 | 2.64 | 23500 | 2.22
209416885 | 01/27/23 | Live | Midea Electric Trading | NOVAIR | Multizone All Ducted | 209416885 |  | HMSV-A-CB | LEA20MZ-2P-35SK-O | Ducted Indoor Units |  | 11.5 | 19 | 9.8 | 12 | 19 | 9.3 | FALSE | FALSE | TRUE | 19000 | 16000 | 2.61 | 19000 | 2.23
209319649 | 10/10/22 | Live | Midea Electric Trading | ECO AIR | Multizone Mix of Ducted and Non-Ducted | 209319649 |  | HMSV-A-CB | M5OG-48HFN1-M-[X] | Mixed Ducted and Non-Ducted Indoor Units |  | 11.5 | 20.85 | 10.75 | 11.7 | 21.35 | 9.35 | TRUE | TRUE | TRUE | 47500 | 36000 | 2.3 | 45000 | 2.2
209319644 | 02/01/23 | Live | Midea Electric Trading | ECO AIR | Multizone All Non-Ducted | 209319644 |  | HMSR-A-CB-O | M4OI-36HFN1-M | Non-Ducted Indoor Units |  | 13.6 | 21.8 | 11 | 13.6 | 22.2 | 10.3 | TRUE | TRUE | TRUE | 36000 | 33000 | 2.4 | 35200 | 1.88
209157088 | 04/27/23 | Live | Midea Electric Trading | ApooDr | Singlezone Non-Ducted, Wall Placement | 209157088 |  | HRCU-A-CB-O | AAG21-36H1B | Mini-Splits | AAG21-36H1A | 8.5 | 17.5 | 12 | 8.5 | 17.5 | 8.7 | FALSE | FALSE | FALSE | 36000 | 24000 | 2 | 24160 | 1.98
208816929 | 01/05/23 | Live | Midea Electric Trading | TRUST AIR CONDITIONERS | Singlezone Ducted, Compact Ducted | 208816929 |  | HRCU-A-CB | OUS24H/O4S4P | Mini-Splits | IUMDL24H/I43P | 12.6 | 21.5 | 11.2 | 12.5 | 19 | 11.2 | FALSE | FALSE | TRUE | 23000 | 20000 | 2.61 | 22600 | 2.41
208650725 | 07/14/22 | Live | RBL A/C INC. | HAXXAIR | Multizone Mix of Ducted and Non-Ducted | 208650725 |  | HRCU-A-CB | HVHM-18T2D | Mixed Ducted and Non-Ducted Indoor Units |  | 12 | 20.5 | 10.3 | 12.25 | 20 | 9.45 | TRUE | TRUE | TRUE | 18000 | 12700 | 2.6 | 19708 | 1.92
208650627 | 01/05/23 | Live | Midea Electric Trading | BLUERIDGE | Singlezone Non-Ducted, Wall Placement | 208650627 |  | HRCU-A-CB-O | BMY48HHUC | Mini-Splits | BM48MFCC | 8.2 | 17 | 10.8 | 8.2 | 17 | 9.8 | TRUE | TRUE | FALSE | 48000 | 35000 | 2.34 | 52000 | 2.1
208568357 | 04/27/23 | Live | Midea Electric Trading | MIDEA | Singlezone Non-Ducted, Ceiling Placement | 208568357 |  | HRCU-A-CB-O | MOX430-18HFN1-MU0W | Mini-Splits | CCA3U-18HRFN1-M(C) | 12.5 | 20.5 | 11 | 12.5 | 20.5 | 10.5 | FALSE | FALSE | TRUE | 16000 | 12000 | 2.51 | 13600 | 2.24
208447689 | 03/07/24 | Live | CARRIER | AIRQUEST | Singlezone Non-Ducted, Wall Placement | 208447689 |  | HRCU-A-CB-O | DLCSRBH09AAK | Mini-Splits | DLFSHCH09XAK | 16.2 | 28.1 | 13 | 16.2 | 28.1 | 11.5 | TRUE | TRUE | TRUE | 9000 | 9500 | 2.53 | 12371 | 2.04
208447641 | 03/07/24 | Live | CARRIER | HEIL | Singlezone Non-Ducted, Wall Placement | 208447641 |  | HRCU-A-CB-O | DLCSRBH09AAK | Mini-Splits | DLFSHCH09XAK | 16.2 | 28.1 | 13 | 16.2 | 28.1 | 11.5 | TRUE | TRUE | TRUE | 9000 | 9500 | 2.53 | 12371 | 2.04
208447625 | 03/07/24 | Live | CARRIER | COMFORTMAKER | Singlezone Non-Ducted, Wall Placement | 208447625 |  | HRCU-A-CB-O | DLCSRBH09AAK | Mini-Splits | DLFSHCH09XAK | 16.2 | 28.1 | 13 | 16.2 | 28.1 | 11.5 | TRUE | TRUE | TRUE | 9000 | 9500 | 2.53 | 12371 | 2.04
208447613 | 04/27/23 | Live | Midea Electric Trading | SUNCHILLERS | Singlezone Ducted, Compact Ducted | 208447613 |  | HRCU-A-CB | 24WODU-UL | Mini-Splits | 24DIDU-UL | 12.6 | 21.5 | 11.2 | 12.5 | 19 | 11.2 | FALSE | FALSE | TRUE | 23000 | 20000 | 2.61 | 22600 | 2.41
208404160 | 03/14/23 | Live | Fujitsu General America, Inc. | WESTINGHOUSE | Multizone All Ducted | 208404160 |  | HMSV-A-CB | WHP42M5A21S | Ducted Indoor Units |  | 10 | 18 | 9.5 | 10 | 18 | 8.8 | FALSE | FALSE | TRUE | 41000 | 28400 | 2.96 | 39887 | 1.88
208404159 | 03/14/23 | Live | Fujitsu General America, Inc. | WESTINGHOUSE | Multizone Mix of Ducted and Non-Ducted | 208404159 |  | HRCU-A-CB-O | WHP36M4A21S | Mixed Ducted and Non-Ducted Indoor Units |  | 12.25 | 20.25 | 10.9 | 12.25 | 20.25 | 8.95 | FALSE | FALSE | TRUE | 32000 | 22600 | 2.51 | 40035 | 1.96
208284496 | 10/27/22 | Live | Midea Electric Trading | TRUST AIR CONDITIONERS | Multizone Mix of Ducted and Non-Ducted | 208284496 |  | HMSV-A-CB | M5H48H/O4S4P | Mixed Ducted and Non-Ducted Indoor Units |  | 11.5 | 20.85 | 10.75 | 11.7 | 21.35 | 9.35 | FALSE | FALSE | TRUE | 47500 | 36000 | 2.3 | 45000 | 2.2
208284486 | 01/27/23 | Live | Midea Electric Trading | TRUST AIR CONDITIONERS | Multizone All Ducted | 208284486 |  | HMSV-A-CB | M2H18H/O4S4P | Ducted Indoor Units |  | 11.5 | 19 | 9.8 | 12 | 19 | 9.3 | FALSE | FALSE | TRUE | 19000 | 16000 | 2.61 | 19000 | 2.23
208280095 | 01/05/23 | Live | Midea Electric Trading | TRUST AIR CONDITIONERS | Singlezone Non-Ducted, Wall Placement | 208280095 |  | HRCU-A-CB-O | OAH48H/O4S41P | Mini-Splits | IUMC448H/I41P | 8.3 | 16.5 | 10.7 | 8.3 | 16.8 | 10.7 | FALSE | FALSE | FALSE | 48000 | 35000 | 2.59 | 46000 | 2.32
208191863 | 01/05/23 | Live | Midea Electric Trading | PIONEER | Singlezone Non-Ducted, Ceiling Placement | 208191863 |  | HRCU-A-CB-O | YN018GMFI22RPE | Mini-Splits | CB018GMFILCFHD | 12.5 | 20.5 | 11 | 12.5 | 20.5 | 10.5 | TRUE | FALSE | TRUE | 16000 | 12000 | 2.51 | 13600 | 2.24
208130842 | 01/05/23 | Live | Midea Electric Trading | LBG Products | Singlezone Ducted, Compact Ducted | 208130842 |  | HRCU-A-CB | LUUHB48DO | Mini-Splits | LUHB48DFI | 8.7 | 16 | 11.1 | 8.2 | 14.3 | 10.3 | FALSE | FALSE | FALSE | 48000 | 39500 | 2.39 | 51000 | 2.33
208130840 | 01/05/23 | Live | Midea Electric Trading | LBG Products | Singlezone Ducted, Compact Ducted | 208130840 |  | HRCU-A-CB | LBHB24DVWO | Mini-Splits | LMHB24DFI | 12.5 | 20.6 | 12.6 | 12 | 19.2 | 10.5 | TRUE | TRUE | TRUE | 24000 | 21000 | 2.64 | 24000 | 2.4
208130809 | 01/05/23 | Live | Midea Electric Trading | LBG Products | Singlezone Non-Ducted, Ceiling Placement | 208130809 |  | HRCU-A-CB-O | LBHB18DUWO | Mini-Splits | LMHB18DSI | 12.5 | 20.5 | 11 | 12.5 | 20.5 | 10.5 | TRUE | FALSE | TRUE | 16000 | 12000 | 2.51 | 13600 | 2.24
208121933 | 01/27/23 | Live | Midea Electric Trading | EMI | Multizone All Ducted | 208121933 |  | HMSV-A-CB | MHMZ218DA | Ducted Indoor Units |  | 11.5 | 19 | 9.8 | 12 | 19 | 9.3 | FALSE | FALSE | TRUE | 19000 | 16000 | 2.61 | 19000 | 2.23
208121922 | 01/05/23 | Live | Midea Electric Trading | EMI | Singlezone Non-Ducted, Wall Placement | 208121922 |  | HRCU-A-CB-O | ADSZ136DA | Mini-Splits | ADWAL36DA | 8.5 | 17.5 | 12 | 8.5 | 17.5 | 8.7 | FALSE | FALSE | FALSE | 36000 | 24000 | 2 | 24160 | 1.98
208119668 | 01/05/23 | Live | Midea Electric Trading | Airlux | Singlezone Ducted, Compact Ducted | 208119668 |  | HRCU-A-CB | ASZ24O/2022 | Mini-Splits | AMD24I | 12.6 | 21.5 | 11.2 | 12.5 | 19 | 11.2 | FALSE | FALSE | TRUE | 23000 | 20000 | 2.61 | 22600 | 2.41
207862085 | 01/05/23 | Live | Midea Electric Trading | Breeze33 | Singlezone Non-Ducted, Ceiling Placement | 207862085 |  | HRCU-A-CB-O | BZ33-HYP18OUT2-G2-P | Mini-Splits | BZ33-CASS18-P | 12.5 | 20 | 10.3 | 12.5 | 20 | 9.5 | TRUE | TRUE | TRUE | 16000 | 15600 | 2.24 | 20000 | 1.78
207862070 | 01/05/23 | Live | Midea Electric Trading | Breeze33 | Singlezone Non-Ducted, Wall Placement | 207862070 |  | HRCU-A-CB-O | BZ33-HYP09OUT2-G2-P | Mini-Splits | BZ33-HYP09WALL2-G2-P | 16.2 | 28.1 | 13 | 16.2 | 28.1 | 11.5 | TRUE | TRUE | TRUE | 9000 | 9500 | 2.53 | 12371 | 2.04
207827157 | 01/05/23 | Live | Midea Electric Trading | AC PRO.COM | Singlezone Ducted, Compact Ducted | 207827157 |  | HRCU-A-CB | AOD32-24HFN1-MT0W | Mini-Splits | ATIU-24HWFN1-M | 12.6 | 21.5 | 11.2 | 12.5 | 19 | 11.2 | TRUE | TRUE | TRUE | 23000 | 20000 | 2.61 | 22600 | 2.41
207827151 | 01/05/23 | Live | Midea Electric Trading | AC PRO.COM | Singlezone Non-Ducted, Ceiling Placement | 207827151 |  | HRCU-A-CB-O | AOX330-09HFN1-MY5W | Mini-Splits | ACCA3U-09HRFN1-M | 13 | 20.5 | 10.8 | 13 | 20.5 | 10.3 | TRUE | TRUE | TRUE | 9000 | 9000 | 1.91 | 11000 | 1.69
207825594 | 02/01/23 | Live | Midea Electric Trading | DIYCOOL | Multizone All Non-Ducted | 207825594 |  | HMSR-A-CB-O | ACIQ-36Z-HH-M4B | Non-Ducted Indoor Units |  | 13.6 | 21.8 | 11 | 13.6 | 22.2 | 10.3 | TRUE | TRUE | TRUE | 36000 | 33000 | 2.4 | 35200 | 1.88
207825582 | 02/01/23 | Live | Midea Electric Trading | ACIQ | Multizone All Non-Ducted | 207825582 |  | HMSR-A-CB-O | ACIQ-36Z-HH-M4B | Non-Ducted Indoor Units |  | 13.6 | 21.8 | 11 | 13.6 | 22.2 | 10.3 | TRUE | TRUE | TRUE | 36000 | 33000 | 2.4 | 35200 | 1.88
207825578 | 10/27/22 | Live | Midea Electric Trading | ACIQ | Multizone Mix of Ducted and Non-Ducted | 207825578 |  | HMSV-A-CB | ACIQ-18Z-HH-M2B | Mixed Ducted and Non-Ducted Indoor Units |  | 12 | 20.5 | 10 | 12.25 | 20.5 | 9.55 | TRUE | TRUE | TRUE | 19000 | 15500 | 2.55 | 19000 | 2.23
207825575 | 10/27/22 | Live | Midea Electric Trading | 1HVAC | Multizone Mix of Ducted and Non-Ducted | 207825575 |  | HMSV-A-CB | ACIQ-48Z-HH-M5B | Mixed Ducted and Non-Ducted Indoor Units |  | 11.5 | 20.85 | 10.75 | 11.7 | 21.35 | 9.35 | TRUE | TRUE | TRUE | 47500 | 36000 | 2.3 | 45000 | 2.2
207825574 | 01/27/23 | Live | Midea Electric Trading | 1HVAC | Multizone All Ducted | 207825574 |  | HMSV-A-CB | ACIQ-48Z-HH-M5B | Ducted Indoor Units |  | 11.4 | 20.2 | 10.5 | 11.7 | 20.9 | 8.9 | TRUE | TRUE | TRUE | 47000 | 36000 | 2.3 | 45000 | 2.2
207825560 | 01/05/23 | Live | Midea Electric Trading | DIYCOOL | Singlezone Ducted, Compact Ducted | 207825560 |  | HRCU-A-CB | ACIQ-24ZPL-HP230B | Mini-Splits | ACIQ-24CD-HH-MB | 12.5 | 20.6 | 12.6 | 12 | 19.2 | 10.5 | TRUE | TRUE | TRUE | 24000 | 21000 | 2.64 | 24000 | 2.4
207825558 | 01/05/23 | Live | Midea Electric Trading | DIYCOOL | Singlezone Ducted, Compact Ducted | 207825558 |  | HRCU-A-CB | ACIQ-12ZPL-HP230B | Mini-Splits | ACIQ-12CD-HH-MB | 13 | 21.5 | 11.5 | 11.7 | 19.5 | 10 | TRUE | TRUE | TRUE | 12000 | 10600 | 2.51 | 12600 | 1.95
207825556 | 01/05/23 | Live | Midea Electric Trading | DIYCOOL | Singlezone Non-Ducted, Ceiling Placement | 207825556 |  | HRCU-A-CB-O | ACIQ-18ZPL-HP230B | Mini-Splits | ACIQ-18CC-HH-MB | 12.5 | 20 | 10.3 | 12.5 | 20 | 9.5 | TRUE | TRUE | TRUE | 16000 | 15600 | 2.24 | 20000 | 1.78
207825550 | 01/05/23 | Live | Midea Electric Trading | DIYCOOL | Singlezone Non-Ducted, Wall Placement | 207825550 |  | HRCU-A-CB-O | ACIQ-09ZPL-HP230B | Mini-Splits | ACIQ-09W-HH-MB | 16.2 | 28.1 | 13 | 16.2 | 28.1 | 11.5 | TRUE | TRUE | TRUE | 9000 | 9500 | 2.53 | 12371 | 2.04
207825541 | 01/05/23 | Live | Midea Electric Trading | ACIQ | Singlezone Ducted, Compact Ducted | 207825541 |  | HRCU-A-CB | ACIQ-24ZPL-HP230B | Mini-Splits | ACIQ-24CD-HH-MB | 12.5 | 20.6 | 12.6 | 12 | 19.2 | 10.5 | TRUE | TRUE | TRUE | 24000 | 21000 | 2.64 | 24000 | 2.4
207825537 | 01/05/23 | Live | Midea Electric Trading | ACIQ | Singlezone Non-Ducted, Ceiling Placement | 207825537 |  | HRCU-A-CB-O | ACIQ-18ZPL-HP230B | Mini-Splits | ACIQ-18CC-HH-MB | 12.5 | 20 | 10.3 | 12.5 | 20 | 9.5 | TRUE | TRUE | TRUE | 16000 | 15600 | 2.24 | 20000 | 1.78
207825535 | 01/05/23 | Live | Midea Electric Trading | ACIQ | Singlezone Non-Ducted, Ceiling Placement | 207825535 |  | HRCU-A-CB-O | ACIQ-09ZPL-HP230B | Mini-Splits | ACIQ-09CC-HH-MB | 13 | 20.5 | 10.8 | 13 | 20.5 | 10.3 | TRUE | TRUE | TRUE | 9000 | 9000 | 1.91 | 11000 | 1.69
207825530 | 01/05/23 | Live | Midea Electric Trading | ACIQ | Singlezone Non-Ducted, Wall Placement | 207825530 |  | HRCU-A-CB-O | ACIQ-36Z-HP230B | Mini-Splits | ACIQ-36W-HP230B | 8.5 | 17.5 | 12 | 8.5 | 17.5 | 8.7 | FALSE | FALSE | FALSE | 36000 | 24000 | 2 | 24160 | 1.98
207825525 | 01/05/23 | Live | Midea Electric Trading | 1HVAC | Singlezone Non-Ducted, Floor Placement | 207825525 |  | HRCU-A-CB-O | ACIQ-24ZPL-HP230B | Mini-Splits | ACIQ-24FM-HH-MB | 11.5 | 20.2 | 11.6 | 11.7 | 20.5 | 11 | TRUE | TRUE | TRUE | 24000 | 19000 | 2.64 | 28000 | 2.1
207825520 | 01/05/23 | Live | Midea Electric Trading | 1HVAC | Singlezone Ducted, Compact Ducted | 207825520 |  | HRCU-A-CB | ACIQ-12ZPL-HP230B | Mini-Splits | ACIQ-12CD-HH-MB | 13 | 21.5 | 11.5 | 11.7 | 19.5 | 10 | TRUE | TRUE | TRUE | 12000 | 10600 | 2.51 | 12600 | 1.95
207825518 | 01/05/23 | Live | Midea Electric Trading | 1HVAC | Singlezone Non-Ducted, Ceiling Placement | 207825518 |  | HRCU-A-CB-O | ACIQ-18ZPL-HP230B | Mini-Splits | ACIQ-18CC-HH-MB | 12.5 | 20 | 10.3 | 12.5 | 20 | 9.5 | TRUE | TRUE | TRUE | 16000 | 15600 | 2.24 | 20000 | 1.78
207821953 | 03/22/24 | Live | INNOVAIR | INNOVAIR | Multizone All Ducted | 207821953 |  | HMSV-A-CB | VOM36H7R4P7 | Ducted Indoor Units |  | 12 | 19.5 | 10.8 | 12 | 19.5 | 8.9 | TRUE | TRUE | TRUE | 32000 | 23000 | 2.51 | 39859 | 1.88
207821949 | 03/22/24 | Live | INNOVAIR | INNOVAIR | Multizone Mix of Ducted and Non-Ducted | 207821949 |  | HMSR-A-CB-O | VOM18H7R2P7 | Mixed Ducted and Non-Ducted Indoor Units |  | 12 | 20.5 | 10.3 | 12.25 | 20 | 9.45 | TRUE | TRUE | TRUE | 18000 | 12700 | 2.6 | 19708 | 1.92
207821947 | 03/22/24 | Live | INNOVAIR | INNOVAIR | Multizone All Ducted | 207821947 |  | HMSV-A-CB | VOM18H7R2P7 | Ducted Indoor Units |  | 11.5 | 19 | 9.6 | 11.5 | 19 | 9.4 | FALSE | FALSE | TRUE | 18000 | 12700 | 2.5 | 19831 | 1.98
207796636 | 01/05/23 | Live | Midea Electric Trading | PERFECTAIRE | Singlezone Ducted, Compact Ducted | 207796636 |  | HRCU-A-CB | 3PAMSHH24-SZO | Mini-Splits | 3PAMSDH24 | 12.5 | 20.6 | 12.6 | 12 | 19.2 | 10.5 | TRUE | TRUE | TRUE | 24000 | 21000 | 2.64 | 24000 | 2.4
213769954 | 01/15/24 | Live | Midea Electric Trading | AI AIR CONDITIONING | Multizone Mix of Ducted and Non-Ducted | 213769954 |  | HMSV-A-CB | A2MO22-18N1-M1H | Mixed Ducted and Non-Ducted Indoor Units |  | 12 | 19.75 | 9.75 | 12.25 | 19.75 | 9.15 | TRUE | TRUE | TRUE | 19000 | 14700 | 2.55 | 19000 | 2.23
213769936 | 01/15/24 | Live | Midea Electric Trading | AI AIR CONDITIONING | Singlezone Non-Ducted, Wall Placement | 213769936 |  | HRCU-A-CB-O | AO24-09N1-B1H | Mini-Splits | AW24-09N1-B1 | 13.8 | 23 | 11 | 13.8 | 23 | 9.8 | TRUE | FALSE | TRUE | 9000 | 5900 | 2.93 | 9018 | 2.4
207760043 | 04/18/23 | Live | Bosch | BOSCH | Multizone All Ducted | 207760043 |  | HMSV-A-CB | BMS500-AAM048-1CSXHC | Ducted Indoor Units |  | 11.4 | 20.2 | 10.5 | 11.7 | 20.9 | 8.9 | TRUE | TRUE | TRUE | 47000 | 36000 | 3.26 | 49400 | 2.47
207760008 | 04/18/23 | Live | Bosch | BOSCH | Singlezone Ducted, Compact Ducted | 207760008 |  | HRCU-A-CB | BMS500-AAS024-1CSXHC | Mini-Splits | BMS500-AAU024-1AHDXB | 12.5 | 20.6 | 12.6 | 12 | 19.2 | 10.5 | TRUE | TRUE | TRUE | 24000 | 21000 | 3.29 | 27091 | 2.41
207760006 | 04/18/23 | Live | Bosch | BOSCH | Singlezone Ducted, Compact Ducted | 207760006 |  | HRCU-A-CB | BMS500-AAS024-1CSXRC | Mini-Splits | BMS500-AAU024-1AHDXB | 12.6 | 21.5 | 11.2 | 12.5 | 19 | 11.2 | TRUE | TRUE | TRUE | 23000 | 20000 | 3.83 | 22600 | 2.63
207743795 | 01/27/23 | Live | Midea Electric Trading | DIRECT AIR | Multizone All Ducted | 207743795 |  | HMSV-A-CB | DIRM-48HXPRO28-5Z | Ducted Indoor Units |  | 11.4 | 20.2 | 10.5 | 11.7 | 20.9 | 8.9 | TRUE | TRUE | TRUE | 47000 | 36000 | 2.3 | 45000 | 2.2
207743793 | 10/27/22 | Live | Midea Electric Trading | DIRECT AIR | Multizone Mix of Ducted and Non-Ducted | 207743793 |  | HMSV-A-CB | DIRM-36HXPRO28-4Z | Mixed Ducted and Non-Ducted Indoor Units |  | 12.45 | 20.4 | 11 | 12.65 | 20.6 | 10.15 | TRUE | TRUE | TRUE | 36000 | 34000 | 2.45 | 35200 | 1.88
207743791 | 02/01/23 | Live | Midea Electric Trading | DIRECT AIR | Multizone All Non-Ducted | 207743791 |  | HMSR-A-CB-O | DIRM-36HXPRO28-4Z | Non-Ducted Indoor Units |  | 13.6 | 21.8 | 11 | 13.6 | 22.2 | 10.3 | TRUE | TRUE | TRUE | 36000 | 33000 | 2.4 | 35200 | 1.88
207743787 | 10/27/22 | Live | Midea Electric Trading | DIRECT AIR | Multizone Mix of Ducted and Non-Ducted | 207743787 |  | HMSV-A-CB | DIRM-18HXPRO28-2Z | Mixed Ducted and Non-Ducted Indoor Units |  | 12 | 20.5 | 10 | 12.25 | 20.5 | 9.55 | TRUE | TRUE | TRUE | 19000 | 15500 | 2.55 | 19000 | 2.23
207743760 | 01/05/23 | Live | Midea Electric Trading | DIRECT AIR | Singlezone Ducted, Compact Ducted | 207743760 |  | HRCU-A-CB | DIRM-24HXPRO28-1Z | Mini-Splits | DIRM-24HP-DU | 12.5 | 20.6 | 12.6 | 12 | 19.2 | 10.5 | TRUE | TRUE | TRUE | 24000 | 21000 | 2.64 | 24000 | 2.4
207743741 | 01/05/23 | Live | Midea Electric Trading | DIRECT AIR | Singlezone Non-Ducted, Ceiling Placement | 207743741 |  | HRCU-A-CB-O | DIRM-18DA25-1Z | Mini-Splits | DIRM-18HP-CA | 12.5 | 20.5 | 11 | 12.5 | 20.5 | 10.5 | TRUE | FALSE | TRUE | 16000 | 12000 | 2.51 | 13600 | 2.24
207743733 | 01/05/23 | Live | Midea Electric Trading | DIRECT AIR | Singlezone Non-Ducted, Floor Placement | 207743733 |  | HRCU-A-CB-O | DIRM-24HXPRO28-1Z | Mini-Splits | DIRM-24HP-CF | 11.5 | 20.2 | 11.6 | 11.7 | 20.5 | 11 | TRUE | TRUE | TRUE | 24000 | 19000 | 2.64 | 28000 | 2.1
207742549 | 10/27/22 | Live | Midea Electric Trading | MOOVAIR | Multizone Mix of Ducted and Non-Ducted | 207742549 |  | HMSV-A-CB | DMA36HOM25230X3 | Mixed Ducted and Non-Ducted Indoor Units |  | 12.45 | 20.4 | 11 | 12.65 | 20.6 | 10.15 | TRUE | TRUE | TRUE | 36000 | 34000 | 2.45 | 35200 | 1.88
207742525 | 01/05/23 | Live | Midea Electric Trading | MOOVAIR | Singlezone Ducted, Compact Ducted | 207742525 |  | HRCU-A-CB | DMA36HOS28230E8 | Mini-Splits | DUA36HIDU230X5 | 9 | 17.5 | 11.5 | 9 | 16.5 | 11 | TRUE | TRUE | FALSE | 36000 | 34000 | 2.49 | 43000 | 2.23
207742470 | 01/27/23 | Live | Midea Electric Trading | ELIOS | Multizone All Ducted | 207742470 |  | HMSV-A-CB | DEA48HOM25230X3 | Ducted Indoor Units |  | 11.4 | 20.2 | 10.5 | 11.7 | 20.9 | 8.9 | TRUE | TRUE | TRUE | 47000 | 36000 | 2.3 | 45000 | 2.2
207742466 | 02/01/23 | Live | Midea Electric Trading | ELIOS | Multizone All Non-Ducted | 207742466 |  | HMSR-A-CB-O | DEA36HOM25230X3 | Non-Ducted Indoor Units |  | 13.6 | 21.8 | 11 | 13.6 | 22.2 | 10.3 | TRUE | TRUE | TRUE | 36000 | 33000 | 2.4 | 35200 | 1.88
207742457 | 01/05/23 | Live | Midea Electric Trading | ELIOS | Singlezone Ducted, Compact Ducted | 207742457 |  | HRCU-A-CB | DEA48HOS28230E8 | Mini-Splits | DUA48HIDU230X5 | 8.7 | 16 | 11.1 | 8.2 | 14.3 | 10.3 | FALSE | FALSE | FALSE | 48000 | 39500 | 2.39 | 51000 | 2.33
207742456 | 01/05/23 | Live | Midea Electric Trading | ELIOS | Singlezone Ducted, Compact Ducted | 207742456 |  | HRCU-A-CB | DEA36HOS28230E8 | Mini-Splits | DUA36HIDU230X5 | 9 | 17.5 | 11.5 | 9 | 16.5 | 11 | TRUE | TRUE | FALSE | 36000 | 34000 | 2.49 | 43000 | 2.23
207742453 | 01/05/23 | Live | Midea Electric Trading | ELIOS | Singlezone Ducted, Compact Ducted | 207742453 |  | HRCU-A-CB | DEA12HOS28230E8 | Mini-Splits | DUA12HIDU230X5 | 13 | 21.5 | 11.5 | 11.7 | 19.5 | 10 | TRUE | TRUE | TRUE | 12000 | 10600 | 2.51 | 12600 | 1.95
207742448 | 01/05/23 | Live | Midea Electric Trading | ELIOS | Singlezone Ducted, Compact Ducted | 207742448 |  | HRCU-A-CB | DEA24HOS25230E8 | Mini-Splits | DUA24HIDU230X5 | 12.6 | 21.5 | 11.2 | 12.5 | 19 | 11.2 | TRUE | TRUE | TRUE | 23000 | 20000 | 2.61 | 22600 | 2.41
207742443 | 01/05/23 | Live | Midea Electric Trading | ELIOS | Singlezone Non-Ducted, Wall Placement | 207742443 |  | HRCU-A-CB-O | DEA36HOS28230E8 | Mini-Splits | DUA36HICU230X5 | 9.5 | 19 | 10.3 | 9.5 | 19.4 | 10.5 | TRUE | TRUE | TRUE | 36000 | 33000 | 2.4 | 40500 | 1.93
207742441 | 01/05/23 | Live | Midea Electric Trading | ELIOS | Singlezone Non-Ducted, Ceiling Placement | 207742441 |  | HRCU-A-CB-O | DEA18HOS28230E8 | Mini-Splits | DUA18HICU230X5 | 12.5 | 20 | 10.3 | 12.5 | 20 | 9.5 | TRUE | TRUE | TRUE | 16000 | 15600 | 2.24 | 20000 | 1.78
207742382 | 01/27/23 | Live | Midea Electric Trading | C&H | Multizone All Ducted | 207742382 |  | HMSV-A-CB | CH-HPR48M-230VO | Ducted Indoor Units |  | 11.4 | 20.2 | 10.5 | 11.7 | 20.9 | 8.9 | TRUE | TRUE | TRUE | 47000 | 36000 | 2.3 | 45000 | 2.2
207742379 | 02/01/23 | Live | Midea Electric Trading | C&H | Multizone All Non-Ducted | 207742379 |  | HMSR-A-CB-O | CH-HPR36M-230VO | Non-Ducted Indoor Units |  | 13.6 | 21.8 | 11 | 13.6 | 22.2 | 10.3 | TRUE | TRUE | TRUE | 36000 | 33000 | 2.4 | 35200 | 1.88
207742374 | 01/27/23 | Live | Midea Electric Trading | C&H | Multizone All Ducted | 207742374 |  | HMSV-A-CB | CH-HPR19M-230VO | Ducted Indoor Units |  | 11.5 | 19 | 9.8 | 12 | 19 | 9.3 | TRUE | TRUE | TRUE | 19000 | 16000 | 2.61 | 19000 | 2.23
207742350 | 01/05/23 | Live | Midea Electric Trading | C&H | Singlezone Ducted, Compact Ducted | 207742350 |  | HRCU-A-CB | CH-NHPR48LCU-230VO | Mini-Splits | CH-48LCDTU/I | 8.7 | 16 | 11.1 | 8.2 | 14.3 | 10.3 | FALSE | FALSE | FALSE | 48000 | 39500 | 2.39 | 51000 | 2.33
207742349 | 01/05/23 | Live | Midea Electric Trading | C&H | Singlezone Non-Ducted, Wall Placement | 207742349 |  | HRCU-A-CB-O | CH-NHPR48LCU-230VO | Mini-Splits | CH-N48LCCT-230VI | 8.3 | 16.5 | 10.7 | 8.3 | 16.8 | 10.7 | FALSE | FALSE | FALSE | 48000 | 35000 | 2.59 | 46000 | 2.32
207742336 | 01/05/23 | Live | Midea Electric Trading | C&H | Singlezone Ducted, Compact Ducted | 207742336 |  | HRCU-A-CB | CH-HPR24-230VO | Mini-Splits | CH-M24DTUI | 12.5 | 20.6 | 12.6 | 12 | 19.2 | 10.5 | TRUE | TRUE | TRUE | 24000 | 21000 | 2.64 | 24000 | 2.4
207740501 | 01/05/23 | Live | Midea Electric Trading | C&H | Singlezone Non-Ducted, Wall Placement | 207740501 |  | HRCU-A-CB-O | CH-HPR09-230VO | Mini-Splits | CH-09MASTWM-230VI | 16.2 | 28.1 | 13 | 16.2 | 28.1 | 11.5 | TRUE | TRUE | TRUE | 9000 | 9500 | 2.53 | 12371 | 2.04
207709204 | 01/05/23 | Live | Midea Electric Trading | Convectair | Singlezone Non-Ducted, Wall Placement | 207709204 |  | HRCU-A-CB-O | 8028-C09-O | Mini-Splits | 8028-C09-I | 16.2 | 28.1 | 13 | 16.2 | 28.1 | 11.5 | FALSE | FALSE | TRUE | 9000 | 9500 | 2.53 | 12371 | 2.04
207702832 | 08/06/20 | Live | Mitsubishi Electric Trane | TRANE / MITSUBISHI ELECTRIC | Singlezone Ducted, Compact Ducted | 207702832 | 204795673 | HRCU-A-CB | TRUZA0241HA70** | Mini-Splits | TPEADA0241AA*** | 11.7 | 19.6 | 10.8 | 12 | 19.2 | 9.1 | TRUE | FALSE | FALSE | 24400 | 15400 | 2.51 | 15400 | 2.51
213732660 | 11/15/23 | Live | Midea Electric Trading | SENVILLE | Multizone All Ducted | 213732660 |  | HMSV-A-CB | SENA-48HF-MOB | Ducted Indoor Units |  | 11.4 | 20.2 | 10.5 | 11.7 | 20.9 | 8.9 | FALSE | FALSE | TRUE | 47000 | 36000 | 2.3 | 45000 | 2.2
207683525 | 04/20/23 | Live | Lennox Industries | LENNOX | Singlezone Ducted, Compact Ducted | 207683525 |  | HRCU-A-CB | MLB012S4S-1P | Mini-Splits | MMDB012S4-2P | 13 | 21.5 | 11.5 | 11.7 | 19.5 | 10 | TRUE | TRUE | TRUE | 11800 | 10600 | 3.49 | 13340 | 2.1
207659297 | 04/27/23 | Live | Midea Electric Trading | CIAC | Singlezone Non-Ducted, Wall Placement | 207659297 |  | HRCU-A-CB-O | CG43VX036PH3N1H | Mini-Splits | CH43VX036-H3N1H | 8.5 | 17.5 | 12 | 8.5 | 17.5 | 8.7 | FALSE | FALSE | FALSE | 36000 | 24000 | 2 | 24160 | 1.98
207658985 | 01/27/23 | Live | Midea Electric Trading | COMFORTSTAR | Multizone All Ducted | 207658985 |  | HMSV-A-CB | CVH-48-5SH | Ducted Indoor Units |  | 11.4 | 20.2 | 10.5 | 11.7 | 20.9 | 8.9 | TRUE | TRUE | TRUE | 47000 | 36000 | 2.3 | 45000 | 2.2
207658978 | 10/27/22 | Live | Midea Electric Trading | COMFORTSTAR | Multizone Mix of Ducted and Non-Ducted | 207658978 |  | HMSV-A-CB | CVH-18-2SH | Mixed Ducted and Non-Ducted Indoor Units |  | 12 | 20.5 | 10 | 12.25 | 20.5 | 9.55 | TRUE | TRUE | TRUE | 19000 | 15500 | 2.55 | 19000 | 2.23
207658977 | 01/27/23 | Live | Midea Electric Trading | COMFORTSTAR | Multizone All Ducted | 207658977 |  | HMSV-A-CB | CVH-18-2SH | Ducted Indoor Units |  | 11.5 | 19 | 9.8 | 12 | 19 | 9.3 | FALSE | FALSE | TRUE | 19000 | 16000 | 2.61 | 19000 | 2.23
207658953 | 01/05/23 | Live | Midea Electric Trading | COMFORTSTAR | Singlezone Non-Ducted, Wall Placement | 207658953 |  | HRCU-A-CB-O | CHF36CD(O) | Mini-Splits | TIP-36 | 9.5 | 19 | 10.3 | 9.5 | 19.4 | 10.5 | TRUE | TRUE | TRUE | 36000 | 33000 | 2.4 | 40500 | 1.93
207658940 | 01/05/23 | Live | Midea Electric Trading | COMFORTSTAR | Singlezone Ducted, Compact Ducted | 207658940 |  | HRCU-A-CB | CHF24CD(O) | Mini-Splits | CPA-24C | 12.5 | 20.6 | 12.6 | 12 | 19.2 | 10.5 | TRUE | TRUE | TRUE | 24000 | 21000 | 2.64 | 24000 | 2.4
207657624 | 10/27/22 | Live | Midea Electric Trading | CONVECTAIR | Multizone Mix of Ducted and Non-Ducted | 207657624 |  | HMSV-A-CB | 8422-C36-O | Mixed Ducted and Non-Ducted Indoor Units |  | 12.45 | 20.4 | 11 | 12.65 | 20.6 | 10.15 | FALSE | FALSE | TRUE | 36000 | 34000 | 2.45 | 35200 | 1.88
207657620 | 10/27/22 | Live | Midea Electric Trading | COMFORT-AIRE | Multizone Mix of Ducted and Non-Ducted | 207657620 |  | HMSV-A-CB | A-VMH36QV-1 | Mixed Ducted and Non-Ducted Indoor Units |  | 12.45 | 20.4 | 11 | 12.65 | 20.6 | 10.15 | TRUE | TRUE | TRUE | 36000 | 34000 | 2.45 | 35200 | 1.88
207657619 | 10/27/22 | Live | Midea Electric Trading | COMFORT-AIRE | Multizone Mix of Ducted and Non-Ducted | 207657619 |  | HMSV-A-CB | A-VMH48PV-1 | Mixed Ducted and Non-Ducted Indoor Units |  | 11.5 | 20.85 | 10.75 | 11.7 | 21.35 | 9.35 | TRUE | TRUE | TRUE | 47500 | 36000 | 2.3 | 45000 | 2.2
207657615 | 02/01/23 | Live | Midea Electric Trading | COMFORT-AIRE | Multizone All Non-Ducted | 207657615 |  | HMSR-A-CB-O | A-VMH36QV-1 | Non-Ducted Indoor Units |  | 13.6 | 21.8 | 11 | 13.6 | 22.2 | 10.3 | TRUE | TRUE | TRUE | 36000 | 33000 | 2.4 | 35200 | 1.88
207657604 | 02/01/23 | Live | Midea Electric Trading | KERR | Multizone All Non-Ducted | 207657604 |  | HMSR-A-CB-O | A-KMH36QV-1 | Non-Ducted Indoor Units |  | 13.6 | 21.8 | 11 | 13.6 | 22.2 | 10.3 | TRUE | TRUE | TRUE | 36000 | 33000 | 2.4 | 35200 | 1.88
207657345 | 01/27/23 | Live | Midea Electric Trading | PERFECTAIRE | Multizone All Ducted | 207657345 |  | HMSV-A-CB | 3PAMS48-HH-MZO5 | Ducted Indoor Units |  | 11.4 | 20.2 | 10.5 | 11.7 | 20.9 | 8.9 | TRUE | TRUE | TRUE | 47000 | 36000 | 2.3 | 45000 | 2.2
207657343 | 10/27/22 | Live | Midea Electric Trading | PERFECTAIRE | Multizone Mix of Ducted and Non-Ducted | 207657343 |  | HMSV-A-CB | 3PAMS36-HH-MZO4 | Mixed Ducted and Non-Ducted Indoor Units |  | 11.9 | 19.5 | 10.9 | 12.1 | 19.5 | 9.85 | TRUE | TRUE | TRUE | 36000 | 35000 | 2.43 | 35200 | 1.88
207657341 | 02/01/23 | Live | Midea Electric Trading | PERFECTAIRE | Multizone All Non-Ducted | 207657341 |  | HMSR-A-CB-O | 3PAMS36-HH-MZO4 | Non-Ducted Indoor Units |  | 12.5 | 20 | 10.8 | 12.5 | 20 | 9.7 | TRUE | TRUE | TRUE | 36000 | 35000 | 2.35 | 35200 | 1.88
207657337 | 10/27/22 | Live | Midea Electric Trading | PERFECTAIRE | Multizone Mix of Ducted and Non-Ducted | 207657337 |  | HMSV-A-CB | 3PAMS18-HH-MZO2 | Mixed Ducted and Non-Ducted Indoor Units |  | 12 | 19.75 | 9.75 | 12.25 | 19.75 | 9.15 | TRUE | TRUE | TRUE | 19000 | 14700 | 2.55 | 19000 | 2.23
207641348 | 01/05/23 | Live | Midea Electric Trading | SENVILLE | Singlezone Ducted, Compact Ducted | 207641348 |  | HRCU-A-CB | SENA/24HF/OQ | Mini-Splits | SENA/24HF/ID | 12.5 | 20.6 | 12.6 | 12 | 19.2 | 10.5 | TRUE | TRUE | TRUE | 24000 | 21000 | 2.64 | 24000 | 2.4
207641326 | 01/27/23 | Live | Midea Electric Trading | LBG Products | Multizone All Ducted | 207641326 |  | HMSV-A-CB | LMUHB48DO | Ducted Indoor Units |  | 11.4 | 20.2 | 10.5 | 11.7 | 20.9 | 8.9 | TRUE | TRUE | TRUE | 47000 | 36000 | 2.3 | 45000 | 2.2
207641325 | 01/27/23 | Live | Midea Electric Trading | LBG Products | Multizone All Non-Ducted | 207641325 |  | HMSR-A-CB-O | LMUHB48DO | Non-Ducted Indoor Units |  | 11 | 21 | 11.5 | 11 | 21.2 | 10 | FALSE | FALSE | TRUE | 48000 | 39000 | 2.5 | 45000 | 2.2
207641317 | 01/27/23 | Live | Midea Electric Trading | LBG Products | Multizone All Ducted | 207641317 |  | HMSV-A-CB | LMUHB18DO | Ducted Indoor Units |  | 11.5 | 19 | 9.8 | 12 | 19 | 9.3 | TRUE | TRUE | TRUE | 19000 | 16000 | 2.61 | 19000 | 2.23
207641301 | 01/27/23 | Live | Midea Electric Trading | BLUERIDGE | Multizone All Ducted | 207641301 |  | HMSV-A-CB | BMM48HHC | Ducted Indoor Units |  | 11.4 | 20.2 | 10.5 | 11.7 | 20.9 | 8.9 | TRUE | TRUE | TRUE | 47000 | 36000 | 2.3 | 45000 | 2.2
207641300 | 01/27/23 | Live | Midea Electric Trading | BLUERIDGE | Multizone All Non-Ducted | 207641300 |  | HMSR-A-CB-O | BMM48HHC | Non-Ducted Indoor Units |  | 11 | 21 | 11.5 | 11 | 21.2 | 10 | FALSE | FALSE | TRUE | 48000 | 39000 | 2.5 | 45000 | 2.2
207641249 | 10/27/22 | Live | Midea Electric Trading | MDV | Multizone Mix of Ducted and Non-Ducted | 207641249 |  | HMSV-A-CB | M4OI-36HFN1-M* | Mixed Ducted and Non-Ducted Indoor Units |  | 11.9 | 19.5 | 10.9 | 12.1 | 19.5 | 9.85 | TRUE | TRUE | TRUE | 36000 | 35000 | 2.43 | 35200 | 1.88
207641231 | 10/27/22 | Live | Midea Electric Trading | MDV | Multizone Mix of Ducted and Non-Ducted | 207641231 |  | HMSV-A-CB | M4OI-36HFN1-M | Mixed Ducted and Non-Ducted Indoor Units |  | 12.45 | 20.4 | 11 | 12.65 | 20.6 | 10.15 | TRUE | TRUE | TRUE | 36000 | 34000 | 2.45 | 35200 | 1.88
207590848 | 10/27/22 | Live | Midea Electric Trading | CONVECTAIR | Multizone Mix of Ducted and Non-Ducted | 207590848 |  | HMSV-A-CB | 8222-C18-O | Mixed Ducted and Non-Ducted Indoor Units |  | 12 | 20.5 | 10 | 12.25 | 20.5 | 9.55 | FALSE | FALSE | TRUE | 19000 | 15500 | 2.55 | 19000 | 2.23
207571394 | 01/05/23 | Live | Midea Electric Trading | BLUERIDGE | Singlezone Non-Ducted, Floor Placement | 207571394 |  | HRCU-A-CB-O | BMY24HH22C | Mini-Splits | BM24MFCC | 11.5 | 20.2 | 11.6 | 11.7 | 20.5 | 11 | TRUE | TRUE | TRUE | 24000 | 19000 | 2.64 | 28000 | 2.1
207497902 | 11/05/21 | Live | Ouellet, Group ACD | ACD | Singlezone Ducted, Centrally Ducted | 207497902 |  | HRCU-A-CB | FXD-ACD36 |  | AH236 | 10 | 18 | 10 | 10 | 16 | 9 | TRUE | TRUE | TRUE | 36000 | 24000 | 2.4 | 36000 | 1.94
207339183 | 01/05/23 | Live | Midea Electric Trading | BLUERIDGE | Singlezone Non-Ducted, Wall Placement | 207339183 |  | HRCU-A-CB-O | BMY9HH28C | Mini-Splits | BMY9HH28WM | 16.2 | 28.1 | 13 | 16.2 | 28.1 | 11.5 | TRUE | TRUE | TRUE | 9000 | 9500 | 2.53 | 12371 | 2.04
207339172 | 10/27/22 | Live | Midea Electric Trading | AURORA | Singlezone Non-Ducted, Wall Placement | 207339172 |  | HRCU-A-CB-O | AU-A36HR-2B-O | Mini-Splits | AU-A36HR-2B-I | 8.5 | 17.5 | 12 | 8.5 | 17.5 | 8.7 | FALSE | FALSE | FALSE | 36000 | 24000 | 2 | 24160 | 1.98
207338217 | 10/27/22 | Live | Midea Electric Trading | MDV | Singlezone Ducted, Compact Ducted | 207338217 |  | HRCU-A-CB | MOE30U-48HFN1-M-[X](GA) | Mini-Splits | MTI-48HWFN1-M | 8.7 | 16 | 11.1 | 8.2 | 14.3 | 10.3 | FALSE | FALSE | FALSE | 48000 | 39500 | 2.39 | 51000 | 2.33
207338215 | 10/27/22 | Live | Midea Electric Trading | MDV | Singlezone Non-Ducted, Wall Placement | 207338215 |  | HRCU-A-CB-O | MOE30U-48HFN1-M-[X](GA) | Mini-Splits | MUE-48HRFN1-M(C) | 8.2 | 17 | 10.8 | 8.2 | 17 | 9.8 | TRUE | TRUE | FALSE | 48000 | 35000 | 2.34 | 52000 | 2.1
207178626 | 01/05/23 | Live | Midea Electric Trading | DUOHOME | Singlezone Non-Ducted, Wall Placement | 207178626 |  | HRCU-A-CB-O | DOD31-36HFN1-MP0W | Mini-Splits | DSABF-36HRFNX-MQ0W | 8.5 | 17.5 | 12 | 8.5 | 17.5 | 8.7 | FALSE | FALSE | FALSE | 36000 | 24000 | 2 | 24160 | 1.98
213479407 | 10/30/23 | Live | Midea Electric Trading | CANAIR | Multizone All Non-Ducted | 213479407 |  | HMSR-A-CB-O | C28MC436H22 | Non-Ducted Indoor Units |  | 13.6 | 21.8 | 11 | 13.6 | 22.2 | 10.3 | TRUE | TRUE | TRUE | 36000 | 33000 | 2.4 | 35200 | 1.88
213479390 | 10/30/23 | Live | Midea Electric Trading | TEMP SHIFT | Multizone All Ducted | 213479390 |  | HMSV-A-CB | TSM2OI18HFN1M | Ducted Indoor Units |  | 11.5 | 19 | 9.8 | 12 | 19 | 9.3 | FALSE | FALSE | TRUE | 19000 | 16000 | 2.61 | 19000 | 2.23
213479386 | 10/30/23 | Live | Midea Electric Trading | TEMP SHIFT | Singlezone Ducted, Compact Ducted | 213479386 |  | HRCU-A-CB | TSMOX33012HFN1MW5W | Mini-Splits | TSMTIU12HWFN1M | 13 | 21.5 | 11.5 | 11.7 | 19.5 | 10 | FALSE | FALSE | TRUE | 12000 | 10600 | 2.51 | 12600 | 1.95
206909906 | 04/27/23 | Live | Midea Electric Trading | Olimpia Splendid | Singlezone Non-Ducted, Wall Placement | 206909906 |  | HRCU-A-CB-O | OS-CENIH09EI | Mini-Splits | OS-SENIH09EI | 13.8 | 23 | 11 | 13.8 | 23 | 9.8 | FALSE | FALSE | TRUE | 9000 | 5900 | 2.93 | 9018 | 2.4
209832988 | 03/22/23 | Live | Mitsubishi Electric Trane | TRANE / MITSUBISHI ELECTRIC | Singlezone Non-Ducted, Wall Placement | 209832988 |  | HRCU-A-CB-O | NTXSPB09B112A* | Mini-Splits | MSZ-FS09NA*** | 16.1 | 30.5 | 12.5 | 16.05 | 29.8 | 10 | TRUE | TRUE | TRUE | 9000 | 5900 | 2.98 | 14170 | 2.43
206900432 | 01/05/23 | Live | Midea Electric Trading | FRANKLIN | Singlezone Non-Ducted, Ceiling Placement | 206900432 |  | HRCU-A-CB-O | MSH093E23MCAA | Mini-Splits | MST093E20ACAA | 13 | 20.5 | 10.8 | 13 | 20.5 | 10.3 | FALSE | FALSE | TRUE | 9000 | 9000 | 1.91 | 11000 | 1.69
206716993 | 10/27/22 | Live | Midea Electric Trading | MDV | Multizone Mix of Ducted and Non-Ducted | 206716993 |  | HMSV-A-CB | M5OG-48HFN1-M-[X]-20 | Mixed Ducted and Non-Ducted Indoor Units |  | 11.5 | 20.85 | 10.75 | 11.7 | 21.35 | 9.35 | TRUE | TRUE | TRUE | 47500 | 36000 | 2.3 | 45000 | 2.2
206714974 | 10/27/22 | Live | Midea Electric Trading | MDV | Multizone All Ducted | 206714974 |  | HMSV-A-CB | M2OI-18HFN1-M | Ducted Indoor Units |  | 11.5 | 19 | 9.8 | 12 | 19 | 9.3 | TRUE | TRUE | TRUE | 19000 | 16000 | 2.61 | 19000 | 2.23
206517597 | 03/14/23 | Live | Fujitsu General America, Inc. | WESTINGHOUSE | Multizone All Non-Ducted | 206517597 |  | HMSR-A-CB-O | WHP42M5A21S | Non-Ducted Indoor Units |  | 10.5 | 20 | 10 | 10.5 | 20 | 8.95 | FALSE | FALSE | FALSE | 42000 | 27000 | 2.76 | 40000 | 2.02
206401447 | 01/05/23 | Live | Midea Electric Trading | ELIOS | Singlezone Non-Ducted, Ceiling Placement | 206401447 |  | HRCU-A-CB-O | DE18HOS25230E3A | Mini-Splits | DM18HICU230X5 | 12.5 | 20 | 10.3 | 12.5 | 20 | 9.5 | TRUE | TRUE | TRUE | 16000 | 15600 | 2.24 | 20000 | 1.78
206401441 | 01/05/23 | Live | Midea Electric Trading | MOOVAIR | Singlezone Non-Ducted, Ceiling Placement | 206401441 |  | HRCU-A-CB-O | DM18HOS25230E3A | Mini-Splits | DM18HICU230X5 | 12.5 | 20 | 10.3 | 12.5 | 20 | 9.5 | TRUE | TRUE | TRUE | 16000 | 15600 | 2.24 | 20000 | 1.78
206377759 | 01/05/23 | Live | Midea Electric Trading | DIRECT AIR | Singlezone Non-Ducted, Ceiling Placement | 206377759 |  | HRCU-A-CB-O | MOX430-17HFN1-MT0W | Mini-Splits | CCA3U-18HRFN1-M(C) | 12.5 | 20 | 10.3 | 12.5 | 20 | 9.5 | TRUE | TRUE | TRUE | 16000 | 15600 | 2.24 | 20000 | 1.78
206369563 | 10/27/22 | Live | Midea Electric Trading | MDV | Singlezone Non-Ducted, Wall Placement | 206369563 |  | HRCU-A-CB-O | MOD31-36HFN1-MP0W | Mini-Splits | MSABF-36HRFNX-MQ0W | 8.5 | 17.5 | 12 | 8.5 | 17.5 | 8.7 | FALSE | FALSE | FALSE | 36000 | 24000 | 2 | 24160 | 1.98
206350486 | 03/07/24 | Live | CARRIER | AIRQUEST | Singlezone Non-Ducted, Ceiling Placement | 206350486 |  | HRCU-A-CB-O | DLCSRBH18AAK | Mini-Splits | DLFSCAH18XAK | 12.5 | 20 | 10.3 | 12.5 | 20 | 9.5 | TRUE | TRUE | TRUE | 16000 | 15600 | 2.24 | 20000 | 1.78
206350442 | 03/07/24 | Live | CARRIER | KENMORE | Singlezone Non-Ducted, Ceiling Placement | 206350442 |  | HRCU-A-CB-O | DLCSRBH18AAK | Mini-Splits | DLFSCAH18XAK | 12.5 | 20 | 10.3 | 12.5 | 20 | 9.5 | TRUE | TRUE | TRUE | 16000 | 15600 | 2.24 | 20000 | 1.78
206350398 | 03/07/24 | Live | CARRIER | COMFORTMAKER | Singlezone Non-Ducted, Ceiling Placement | 206350398 |  | HRCU-A-CB-O | DLCSRBH18AAK | Mini-Splits | DLFSCAH18XAK | 12.5 | 20 | 10.3 | 12.5 | 20 | 9.5 | TRUE | TRUE | TRUE | 16000 | 15600 | 2.24 | 20000 | 1.78
206348123 | 01/05/23 | Live | Midea Electric Trading | KARDA | Singlezone Ducted, Compact Ducted | 206348123 |  | HRCU-A-CB | 1KARDA24SZO20.5 | Mini-Splits | 2PAMSDH24 | 12.5 | 20.6 | 12.6 | 12 | 19.2 | 10.5 | TRUE | TRUE | TRUE | 24000 | 21000 | 2.64 | 24000 | 2.4
206347323 | 01/05/23 | Live | Midea Electric Trading | KERR | Singlezone Non-Ducted, Floor Placement | 206347323 |  | HRCU-A-CB-O | A-KMH24SU-1A | Mini-Splits | B-KMH24UU-1 | 11.5 | 20.2 | 11.6 | 11.7 | 20.5 | 11 | TRUE | TRUE | TRUE | 24000 | 19000 | 2.64 | 28000 | 2.1
206330136 | 10/27/22 | Live | Midea Electric Trading | MDV | Singlezone Ducted, Compact Ducted | 206330136 |  | HRCU-A-CB | MOD30-24HFN1-MU0W | Mini-Splits | MTIU-24HWFN1-M | 12.5 | 20.6 | 12.6 | 12 | 19.2 | 10.5 | TRUE | TRUE | TRUE | 24000 | 21000 | 2.64 | 24000 | 2.4
206330134 | 10/27/22 | Live | Midea Electric Trading | MDV | Singlezone Non-Ducted, Floor Placement | 206330134 |  | HRCU-A-CB-O | MOD30-24HFN1-MU0W | Mini-Splits | MUEU-24HRFN1-M(C) | 11.5 | 20.2 | 11.6 | 11.7 | 20.5 | 11 | TRUE | TRUE | TRUE | 24000 | 19000 | 2.64 | 28000 | 2.1
206330131 | 04/29/22 | Live | Midea Electric Trading | MDV | Singlezone Non-Ducted, Ceiling Placement | 206330131 |  | HRCU-A-CB-O | MOX430-17HFN1-MT0W | Mini-Splits | MCA3U-18HRFN1-M(C) | 12.5 | 20 | 10.3 | 12.5 | 20 | 9.5 | TRUE | TRUE | TRUE | 16000 | 15600 | 2.24 | 20000 | 1.78
205967239 | 04/27/22 | Live | LG | LG | Multizone Mix of Ducted and Non-Ducted | 205967239 |  | HMSR-A-CB | ARUM048GSS5 | Mixed Ducted and Non-Ducted Indoor Units |  | 13.25 | 20.4 | 11.5 | 12.85 | 20.35 | 10.15 | TRUE | FALSE | TRUE | 48000 | 37400 | 2.01 | 54000 | 2.79
205417834 | 03/14/23 | Live | Fujitsu General America, Inc. | WESTINGHOUSE | Singlezone Non-Ducted, Wall Placement | 205417834 |  | HRCU-A-CB-O | WHP12SZA21S | Mini-Splits | WHP12WMA21S | 13 | 22 | 10.5 | 13 | 21 | 9.5 | FALSE | FALSE | TRUE | 12000 | 7500 | 2.71 | 10990 | 2.12
205123813 | 03/03/23 | Live | Hisense | HISENSE | Multizone Mix of Ducted and Non-Ducted | 205123813 |  | HMSR-A-CB-O | AMW5-42U3STA | Mixed Ducted and Non-Ducted Indoor Units |  | 10.25 | 19 | 9.75 | 10.25 | 19 | 8.88 | FALSE | FALSE | TRUE | 41500 | 27600 | 2.85 | 40031 | 1.88
205123812 | 03/03/23 | Live | Hisense | HISENSE | Multizone All Non-Ducted | 205123812 |  | HMSR-A-CB-O | AMW5-42U3STA | Non-Ducted Indoor Units |  | 10.5 | 20 | 10 | 10.5 | 20 | 8.95 | FALSE | FALSE | FALSE | 42000 | 27000 | 2.76 | 40000 | 2.02
204628477 | 11/02/23 | Live | RBL A/C INC. | HAXXAIR | Singlezone Non-Ducted, Wall Placement | 204628477 |  | HRCU-A-CB-O | HVH-24T2D | Mini-Splits | HAH-24T2D | 12.5 | 21 | 10.5 | 12.2 | 20.5 | 8.6 | TRUE | FALSE | FALSE | 23000 | 14500 | 2.47 | 20250 | 2.12
203999083 | 11/02/23 | Live | RBL A/C INC. | HAXXAIR | Singlezone Non-Ducted, Wall Placement | 203999083 |  | HRCU-A-CB-O | HVH-09T2D | Mini-Splits | HAH-09T2D | 13.7 | 22.5 | 10.7 | 13.7 | 22 | 9 | TRUE | FALSE | FALSE | 9000 | 5000 | 2.44 | 9300 | 2.43
203845999 | 10/31/22 | Live | Hisense | HISENSE | Singlezone Non-Ducted, Wall Placement | 203845999 |  | HRCU-A-CB-O | AST-12UW3SXE01 | Mini-Splits | AST-12UW3SXE**01 | 13 | 22 | 10.5 | 13 | 21 | 9.5 | TRUE | FALSE | TRUE | 12000 | 7500 | 2.71 | 10100 | 1.95
203383847 | 10/31/22 | Live | Hisense | HISENSE | Singlezone Non-Ducted, Wall Placement | 203383847 |  | HRCU-A-CB-O | AST-24UW3SDB01 | Mini-Splits | AST-24UW3SDB**01 | 12.5 | 21 | 10.5 | 12.2 | 20.5 | 8.6 | TRUE | TRUE | FALSE | 23000 | 14500 | 2.47 | 20250 | 2.12
203378283 | 10/31/22 | Live | Hisense | HISENSE | Singlezone Non-Ducted, Wall Placement | 203378283 |  | HRCU-A-CB-O | AST-18UW3SBB00 | Mini-Splits | AST-18UW3SBB**00 | 13 | 23.3 | 11.6 | 13 | 22.5 | 8.6 | TRUE | TRUE | FALSE | 18000 | 11600 | 2.7 | 14960 | 2.28
203377564 | 10/31/22 | Live | Hisense | HISENSE | Singlezone Non-Ducted, Wall Placement | 203377564 |  | HRCU-A-CB-O | AS-12UW1SXE00 | Mini-Splits | AS-12UW1SXE**00 | 12.5 | 22 | 10.5 | 12.5 | 21.7 | 9.5 | TRUE | FALSE | TRUE | 12000 | 7500 | 2.71 | 10500 | 2.02
203167189 | 10/31/22 | Live | Hisense | HISENSE | Singlezone Non-Ducted, Ceiling Placement | 203167189 |  | HRCU-A-CB-O | AUW-24U3SA | Mini-Splits | ACT-24UR3SGB | 12.5 | 19 | 10 | 12.5 | 18.5 | 10 | TRUE | TRUE | TRUE | 24000 | 19000 | 2.61 | 23500 | 2.2
202911535 | 10/31/22 | Live | Hisense | HISENSE | Multizone All Non-Ducted | 202911535 |  | HRCU-A-CB-O | AMW4-36U3STA | Mini-Splits | AST-09UW3SVE**00,AST-09UW3SVE**00,AST-09UW3SVE**00,AST-09UW3SVE**00 | 12.5 | 21 | 11 | 12.5 | 21 | 9 | TRUE | FALSE | FALSE | 32000 | 22400 | 2.52 | 40000 | 1.89
201981253 | 10/31/22 | Live | Hisense | HISENSE | Singlezone Non-Ducted, Wall Placement | 201981253 |  | HRCU-A-CB-O | AS-09UW3SXE00 | Mini-Splits | AS-09UW3SXE**00 | 16.1 | 28 | 12.5 | 15.5 | 27.5 | 10.5 | TRUE | TRUE | TRUE | 9000 | 6000 | 2.88 | 9100 | 2.26
213286781 | 10/31/23 | Live | Midea Electric Trading | WELLS | Multizone All Non-Ducted | 213286781 |  | HMSR-A-CB-O | WMCA-48HFMO | Non-Ducted Indoor Units |  | 11 | 21 | 11.5 | 11 | 21.2 | 10 | FALSE | FALSE | TRUE | 48000 | 39000 | 2.5 | 45000 | 2.2
213286776 | 10/31/23 | Live | Midea Electric Trading | WELLS | Multizone All Ducted | 213286776 |  | HMSV-A-CB | WMCA-18HFMO | Ducted Indoor Units |  | 11.5 | 19 | 9.8 | 12 | 19 | 9.3 | TRUE | TRUE | TRUE | 19000 | 16000 | 2.61 | 19000 | 2.23
213265593 | 10/31/23 | Live | Midea Electric Trading | COOPER&HUNTER | Singlezone Non-Ducted, Wall Placement | 213265593 |  | HRCU-A-CB-O | CH-NHPR48LCU-230VO | Mini-Splits | CH-48LCFC-W | 8.2 | 17 | 10.8 | 8.2 | 17 | 9.8 | FALSE | FALSE | FALSE | 48000 | 35000 | 2.34 | 52000 | 2.1
213265589 | 10/31/23 | Live | Midea Electric Trading | COOPER&HUNTER | Singlezone Non-Ducted, Floor Placement | 213265589 |  | HRCU-A-CB-O | CH-HPR24-230VO | Mini-Splits | CH-24MFC-W | 11.5 | 20.2 | 11.6 | 11.7 | 20.5 | 11 | TRUE | TRUE | TRUE | 24000 | 19000 | 2.64 | 28000 | 2.1
213265583 | 10/31/23 | Live | Midea Electric Trading | COOPER&HUNTER | Singlezone Ducted, Compact Ducted | 213265583 |  | HRCU-A-CB | CH-NHPR48LCU-230VO | Mini-Splits | CH-48LCDT-W | 8.7 | 16 | 11.1 | 8.2 | 14.3 | 10.3 | FALSE | FALSE | FALSE | 48000 | 39500 | 2.39 | 51000 | 2.33
213265565 | 10/31/23 | Live | Midea Electric Trading | COOPER&HUNTER | Singlezone Non-Ducted, Ceiling Placement | 213265565 |  | HRCU-A-CB-O | CH-HPR18-230VO | Mini-Splits | CH-18MCT-W | 12.5 | 20 | 10.3 | 12.5 | 20 | 9.5 | TRUE | TRUE | TRUE | 16000 | 15600 | 2.24 | 20000 | 1.78
213265564 | 10/31/23 | Live | Midea Electric Trading | COOPER&HUNTER | Singlezone Non-Ducted, Ceiling Placement | 213265564 |  | HRCU-A-CB-O | CH-ES18-230VO | Mini-Splits | CH-18MCT-W | 12.5 | 20.5 | 11 | 12.5 | 20.5 | 10.5 | TRUE | FALSE | TRUE | 16000 | 12000 | 2.51 | 13600 | 2.24
213255586 | 10/26/23 | Live | Hisense | GRIDLESS | Multizone All Non-Ducted | 213255586 |  | HMSR-A-CB-O | O-AYD42SD-5 | Non-Ducted Indoor Units |  | 10.5 | 20 | 10 | 10.5 | 20 | 8.95 | FALSE | FALSE | FALSE | 42000 | 27000 | 2.76 | 40000 | 2.02
211150921 | 04/13/23 | Live | Mitsubishi Electric Trane | TRANE / MITSUBISHI ELECTRIC | Singlezone Ducted, Centrally Ducted | 211150921 |  | HRCU-A-C | TRUZA0301HA70** | Mini-Splits | PAA-A30AA* | 10 | 14.5 | 10 | 9.5 | 15.2 | 8.8 | FALSE | FALSE | FALSE | 30000 | 21000 | 2.6 | 20800 | 2.57
201754546 | 02/02/22 | Live | Mitsubishi Electric Trane | MITSUBISHI ELECTRIC | Singlezone Ducted, Centrally Ducted | 201754546 |  | HRCU-A-CB | PUZ-A30NHA7*** | Mini-Splits | PVA-A30AA* | 10 | 19 | 10 | 9.9 | 19.4 | 8.9 | FALSE | FALSE | FALSE | 30000 | 18000 | 2.5 | 20700 | 2.72
201754480 | 05/13/23 | Live | Mitsubishi Electric Trane | MITSUBISHI ELECTRIC | Singlezone Non-Ducted, Ceiling Placement | 201754480 |  | HRCU-A-CB-O | PUZ-A42NKA7*** | Mini-Splits | PCA-A42KA* | 10.2 | 17.6 | 10.2 | 10 | 17.7 | 9.4 | FALSE | FALSE | FALSE | 42000 | 28200 | 2.6 | 35000 | 3.21
10271657 | 03/02/23 | Live | LG | LG | Multizone All Ducted | 10271657 |  | HMSR-A-CB | ARUB060GSS4 | Ducted Indoor Units |  | 10 | 16.5 | 10 | 10 | 16.2 | 9.1 | TRUE | TRUE | TRUE | 60000 | 42500 | 1.72 | 85961 | 3.44
209852142 | 10/28/22 | Live | Carrier | AIRQUEST | Singlezone Ducted, Centrally Ducted | 209852142 |  | HRCU-A-CB | DLCURAH36ABK |  | DLFUAAH36XAK | 10.5 | 18 | 10.5 |  |  |  | TRUE | TRUE | TRUE | 36000 | 30400 | 2.4 | 47300 | 2.4
209852120 | 10/28/22 | Live | Carrier | TEMPSTAR | Singlezone Ducted, Centrally Ducted | 209852120 |  | HRCU-A-CB | DLCURAH36ABK |  | DLFUAAH36XAK | 10.5 | 18 | 10.5 |  |  |  | TRUE | TRUE | TRUE | 36000 | 30400 | 2.4 | 47300 | 2.4
207699118 | 04/06/22 | Live | Lennox Industries | LENNOX | Multizone Mix of Ducted and Non-Ducted | 207699118 |  | HMSV-A-CB | MPC024S4M-1P |  |  | 12 | 19.8 | 10 |  |  |  | TRUE | TRUE | TRUE | 24000 | 15165 | 2.9 | 21321 | 2.23
207036642 | 11/04/22 | Live | TTI Climatisation | ZEPHYR | Singlezone Ducted, Centrally Ducted | 207036642 |  | HRCU-A-CB | ZE-36HPB |  | AH-36B | 9.55 | 18 | 11 | 10.1 | 18 | 9.5 | TRUE | TRUE | TRUE | 34000 | 24000 | 2.5 | 34520 | 2.38
207036533 | 10/26/22 | Live | TTI Climatisation | AZUR | Singlezone Ducted, Centrally Ducted | 207036533 |  | HRCU-A-CB | AZ-48HPB |  | AH-48B | 10.2 | 18 | 10 |  |  |  | TRUE | TRUE | TRUE | 48000 | 31000 | 2.36 | 39000 | 2.3
207036530 | 10/26/22 | Live | TTI Climatisation | AZUR | Singlezone Ducted, Centrally Ducted | 207036530 |  | HRCU-A-CB | AZ-36HPB |  | AH-36B | 9.55 | 18 | 11 |  |  |  | FALSE | FALSE | TRUE | 36000 | 24000 | 2.5 | 34520 | 2.38
206900445 | 10/27/22 | Live | Midea Electric Trading | FRANKLIN | Singlezone Ducted, Compact Ducted | 206900445 |  | HRCU-A-CB | MSH603E18MCAA | Mini-Splits | MST603E18ADAA | 10 | 18 | 9 |  |  |  | FALSE | FALSE | FALSE | 57000 | 37600 | 2.62 | 41500 | 2.42
206720390 | 05/05/21 | Live | Sunrise Tradex Corp | FORESTAIR | Multizone All Non-Ducted | 206720390 |  | HMSR-A-CB-O | FGH-42ES/MZ | Non-Ducted Indoor Units |  | 10.4 | 21 | 10.2 |  |  |  | FALSE | FALSE | FALSE | 39000 | 29000 | 2.68 | 31100 | 2.5
206400654 | 05/19/21 | Live | Carrier | PAYNE | Singlezone Non-Ducted, Wall Placement | 206400654 |  | HRCU-A-CB-O | 38MARBQ09AA3 | Mini-Splits | DHMSHAQ09XA3 | 15.6 | 26.3 | 12.5 |  |  |  | TRUE | FALSE | FALSE | 9000 | 7500 | 3.01 | 14270 | 4.36
206400642 | 05/19/21 | Live | Carrier | CARRIER | Singlezone Non-Ducted, Wall Placement | 206400642 |  | HRCU-A-CB-O | 38MARBQ09AA3 | Mini-Splits | 40MAQB09B--3 | 15.6 | 26.3 | 12.5 |  |  |  | TRUE | FALSE | FALSE | 9000 | 7500 | 3.01 | 14270 | 4.36
206350312 | 05/19/21 | Live | Carrier | PAYNE | Singlezone Non-Ducted, Wall Placement | 206350312 |  | HRCU-A-CB-O | 38MARBQ12AA1 | Mini-Splits | DHMAHBQ12XA1 | 13 | 23 | 11.6 |  |  |  | TRUE | FALSE | TRUE | 12000 | 7400 | 2.68 | 9230 | 3.04
206348141 | 05/19/21 | Live | Carrier | BRYANT | Singlezone Non-Ducted, Wall Placement | 206348141 |  | HRCU-A-CB-O | 38MARBQ12AA1 | Mini-Splits | 619AHBQ12XA1 | 13 | 23 | 11.6 |  |  |  | TRUE | FALSE | TRUE | 12000 | 7400 | 2.64 | 9483 | 2.67
206315654 | 10/27/22 | Live | Midea Electric Trading | ACIQ | Multizone All Non-Ducted | 206315654 |  | HMSR-A-CB-O | ACIQ-27Z-HH-M3 | Non-Ducted Indoor Units |  | 13 | 22 | 10.4 |  |  |  | TRUE | TRUE | FALSE | 28000 | 18000 | 2.73 | 30960 | 2.12
206314613 | 10/27/22 | Live | Midea Electric Trading | DUOHOME | Singlezone Ducted, Compact Ducted | 206314613 |  | HRCU-A-CB | DOE30U-60HFN1-M | Mini-Splits | DHG-60HWFN1-MW | 10 | 18 | 9 |  |  |  | FALSE | FALSE | FALSE | 57000 | 37600 | 2.62 | 41500 | 2.42
205417845 | 10/26/22 | Live | TTI Climatisation | AZUR | Singlezone Non-Ducted, Wall Placement | 205417845 |  | HRCU-A-CB-O | AZ-12CA22EXT | Mini-Splits | AZ-12CA22INT | 13 | 22 | 10.5 |  |  |  | FALSE | FALSE | TRUE | 12000 | 7500 | 2.71 | 10990 | 2.12
205300172 | 10/27/22 | Live | Midea Electric Trading | ELIOS | Singlezone Ducted, Compact Ducted | 205300172 |  | HRCU-A-CB | DE60HOS18230E5 | Mini-Splits | DM60HIDU230X5 | 10 | 18 | 9 |  |  |  | FALSE | FALSE | FALSE | 57000 | 37600 | 2.62 | 41500 | 2.42
205047851 | 10/27/22 | Live | Panasonic | PANASONIC | Singlezone Non-Ducted, Wall Placement | 205047851 |  | HRCU-A-CB-O | CU-XE9WKUA | Mini-Splits | CS-XE9WKUAW | 16.1 | 28.2 | 14.5 |  |  |  | TRUE | TRUE | TRUE | 8700 | 8000 | 3.13 | 12500 | 2.53
204580064 | 10/26/22 | Live | TTI Climatisation | ZEPHYR | Singlezone Non-Ducted, Wall Placement | 204580064 |  | HRCU-A-CB-O | ZE-12CA22EXT | Mini-Splits | ZE-12CA22INT | 13 | 22 | 10.5 |  |  |  | FALSE | FALSE | TRUE | 12000 | 7500 | 2.71 | 10990 | 2.12
204012250 | 10/27/22 | Live | Midea Electric Trading | MAX-R | Multizone All Non-Ducted | 204012250 |  | HMSR-A-CB-O | MAX-R(MZ)27K30 | Non-Ducted Indoor Units |  | 13 | 22 | 10.4 |  |  |  | FALSE | FALSE | FALSE | 28000 | 18000 | 2.73 | 30960 | 2.12
204005788 | 10/27/22 | Live | Midea Electric Trading | ELIOS | Multizone All Non-Ducted | 204005788 |  | HMSR-A-CB-O | DE27HOM25230X3 | Non-Ducted Indoor Units |  | 13 | 22 | 10.4 |  |  |  | TRUE | TRUE | FALSE | 28000 | 18000 | 2.73 | 30960 | 2.12
203514062 | 10/27/22 | Live | Midea Electric Trading | EMI | Multizone All Non-Ducted | 203514062 |  | HMSR-A-CB-O | DHMZ327DA | Non-Ducted Indoor Units |  | 13 | 22 | 10.4 |  |  |  | TRUE | TRUE | FALSE | 28000 | 18000 | 2.73 | 30960 | 2.12
203269783 | 10/27/22 | Live | Midea Electric Trading | DIRECT AIR | Multizone All Non-Ducted | 203269783 |  | HMSR-A-CB-O | M3OH-27HFN1-M | Non-Ducted Indoor Units |  | 13 | 22 | 10.4 |  |  |  | TRUE | TRUE | FALSE | 28000 | 18000 | 2.73 | 30960 | 2.12
202373689 | 02/02/22 | Live | Mitsubishi Electric Trane | AMERICAN STANDARD / MITSUBISHI ELECTRIC | Singlezone Non-Ducted, Wall Placement | 202373689 |  | HRCU-A-CB-O | NAXSPB15A112AA | Mini-Splits | NAXWPH15A112AA | 12.5 | 22 | 11 |  |  |  | FALSE | FALSE | FALSE | 15000 | 11070 | 3.42 | 20200 | 1.76
201876866 | 04/28/22 | Live | Johnson Controls Inc. (York International Norman) | YORK | Singlezone Ducted, Centrally Ducted | 201876866 |  | HRCU-A-CB | YZV36B21 |  | AVV37BE221+CC | 13 | 19.75 | 8.65 |  |  |  | FALSE | FALSE | FALSE | 33600 | 31000 | 1.68 | 31000 | 1.68
201862958 | 10/27/22 | Live | Midea Electric Trading | CENTURY | Multizone All Non-Ducted | 201862958 |  | HMSR-A-CB-O | A-VMH28TU-1 | Non-Ducted Indoor Units |  | 13 | 22 | 10.4 |  |  |  | TRUE | TRUE | FALSE | 28000 | 18000 | 2.75 | 30648 | 2.17
201835686 | 05/27/19 | Live | Carrier | HEIL | Singlezone Ducted, Compact Ducted | 201835686 |  | HRCU-A-CB | DLCLRAH58AAK | Mini-Splits | DLFLDAH58XAK | 10 | 18 | 9 |  |  |  | FALSE | FALSE | FALSE | 57000 | 37600 | 2.62 | 44480 | 2.55
201835571 | 05/27/19 | Live | Carrier | COMFORTMAKER | Singlezone Ducted, Compact Ducted | 201835571 |  | HRCU-A-CB | DLCLRAH58AAK | Mini-Splits | DLFLDAH58XAK | 10 | 18 | 9 |  |  |  | FALSE | FALSE | FALSE | 57000 | 37600 | 2.62 | 44480 | 2.55
201810035 | 10/27/22 | Live | Midea Electric Trading | COMFORT-AIRE | Multizone All Non-Ducted | 201810035 |  | HMSR-A-CB-O | A-VMH28TU-1 | Non-Ducted Indoor Units |  | 13 | 22 | 10.4 |  |  |  | TRUE | TRUE | FALSE | 28000 | 18000 | 2.75 | 30648 | 2.17
200059039 | 10/27/22 | Live | Midea Electric Trading | COMFORT-AIRE | Singlezone Non-Ducted, Wall Placement | 200059039 |  | HRCU-A-CB-O | B-VMH12SU-1 | Mini-Splits | A-VMH12SU-1 | 13 | 22.5 | 12 |  |  |  | TRUE | FALSE | FALSE | 12000 | 7800 | 2.63 | 14140 | 2.2
10309025 | 04/28/22 | Live | Johnson Controls Inc. (York International Norman) | YORK | Singlezone Ducted, Centrally Ducted | 10309025 |  | HRCU-A-CB | YZV48B21 |  | CM50DE3A1+MVC20DN21 | 13.5 | 21 | 10.5 |  |  |  | FALSE | FALSE | FALSE | 45000 | 42500 | 2.56 | 41300 | 2.56
8578505 | 06/29/21 | Live | Johnson Controls Inc. (York International Norman) | YORK BY JOHNSON CONTROLS | Multizone All Non-Ducted | 8578505 |  | HMSV-A-CB | DHW42CMB21S | Non-Ducted Indoor Units |  | 10.4 | 21 | 10.2 |  |  |  | FALSE | FALSE | FALSE | 39000 | 29000 | 2.68 | 31100 | 2.5
7184507 | 01/01/11 | Live | LG | LG | Multizone Mix of Ducted and Non-Ducted | 7184507 |  | HMSV-A-CB | LMU24CHV | Mixed Ducted and Non-Ducted Indoor Units |  | 12.5 | 19.6 | 10.2 |  |  |  | FALSE | FALSE | FALSE | 18900 | 14250 | 2.59 | 20394 | 3.4
209852065 | 10/28/22 | Live | Carrier | DAY & NIGHT | Singlezone Ducted, Centrally Ducted | 209852065 |  | HRCU-A-CB | DLCURAH36ABK |  | DLFUAAH36XAK | 10.5 | 18 | 10.5 |  |  |  | TRUE | TRUE | TRUE | 36000 | 30400 | 2.4 | 47300 | 2.4
206905350 | 10/27/22 | Live | Midea Electric Trading | BLUERIDGE | Multizone All Non-Ducted | 206905350 |  | HMSR-A-CB-O | BMHH27M22C | Non-Ducted Indoor Units |  | 13 | 22 | 10.4 |  |  |  | FALSE | FALSE | FALSE | 28000 | 18000 | 2.73 | 30960 | 2.12
206400660 | 05/19/21 | Live | Carrier | MIDEA | Singlezone Non-Ducted, Wall Placement | 206400660 |  | HRCU-A-CB-O | 38MARBQ09AA3 | Mini-Splits | DHMSHAQ09XA3 | 15.6 | 26.3 | 12.5 |  |  |  | TRUE | FALSE | FALSE | 9000 | 7500 | 3.01 | 14270 | 4.36
205417847 | 10/26/22 | Live | TTI Climatisation | AZUR | Singlezone Non-Ducted, Wall Placement | 205417847 |  | HRCU-A-CB-O | AZ-18CA22EXT | Mini-Splits | AZ-18CA22INT | 13 | 23.3 | 11.6 |  |  |  | FALSE | FALSE | FALSE | 18000 | 11600 | 2.7 | 14960 | 2.28
204005755 | 10/27/22 | Live | Midea Electric Trading | MOOVAIR | Singlezone Ducted, Compact Ducted | 204005755 |  | HRCU-A-CB | DM60HOS18230E5 | Mini-Splits | DM60HIDU230X5 | 10 | 18 | 9 |  |  |  | FALSE | FALSE | FALSE | 57000 | 37600 | 2.62 | 41500 | 2.42
202635792 | 10/27/22 | Live | Midea Electric Trading | ELIOS | Singlezone Ducted, Compact Ducted | 202635792 |  | HRCU-A-CB | DE60HOS18230E5 | Mini-Splits | DE60HIDU230X5 | 10 | 18 | 9 |  |  |  | FALSE | FALSE | FALSE | 57000 | 37600 | 2.62 | 41500 | 2.42
202373748 | 02/02/22 | Live | Mitsubishi Electric Trane | TRANE / MITSUBISHI ELECTRIC | Multizone All Non-Ducted | 202373748 |  | HMSR-A-CB-O | NTXMMX60A182AA | Non-Ducted Indoor Units |  | 12.5 | 17.4 | 10.5 |  |  |  | FALSE | FALSE | FALSE | 60000 | 41500 | 2.5 | 65000 | 2.35
202373730 | 02/02/22 | Live | Mitsubishi Electric Trane | TRANE / MITSUBISHI ELECTRIC | Singlezone Non-Ducted, Wall Placement | 202373730 |  | HRCU-A-CB-O | NTXSPH18A112AA |  | NTXWPH18A112AA | 12.5 | 21 | 12 |  |  |  | FALSE | FALSE | FALSE | 17200 | 13700 | 3.04 | 20300 | 2.12
202366330 | 02/02/22 | Live | Mitsubishi Electric Trane | TRANE / MITSUBISHI ELECTRIC | Multizone Mix of Ducted and Non-Ducted | 202366330 |  | HMSV-A-CB | NTXMMX30A132AA | Mixed Ducted and Non-Ducted Indoor Units |  | 10.1 | 17.6 | 10.1 |  |  |  | FALSE | FALSE | FALSE | 27900 | 15550 | 2.55 | 21000 | 2.21
202066910 | 04/28/22 | Live | Johnson Controls Inc. (York International Norman) | YORK | Singlezone Ducted, Centrally Ducted | 202066910 |  | HRCU-A-CB | YZV36B21 |  | CM37BE2A1+MVC12BN21+CC | 13.25 | 20.25 | 8.65 |  |  |  | FALSE | FALSE | FALSE | 33600 | 30800 | 1.7 | 30800 | 1.7
201847061 | 05/27/19 | Live | Carrier | MIDEA | Singlezone Ducted, Compact Ducted | 201847061 |  | HRCU-A-CB | 38MBRQ58A--3 | Mini-Splits | 40MBDQ58---3 | 10 | 18 | 9 |  |  |  | FALSE | FALSE | FALSE | 57000 | 37600 | 2.62 | 44480 | 2.55
201847014 | 05/27/19 | Live | Carrier | CARRIER | Singlezone Ducted, Compact Ducted | 201847014 |  | HRCU-A-CB | 38MBRQ58A--3 | Mini-Splits | 40MBDQ58---3 | 10 | 18 | 9 |  |  |  | FALSE | FALSE | FALSE | 57000 | 37600 | 2.62 | 44480 | 2.55
201835783 | 05/27/19 | Live | Carrier | KENMORE | Singlezone Ducted, Compact Ducted | 201835783 |  | HRCU-A-CB | DLCLRAH58AAK | Mini-Splits | DLFLDAH58XAK | 10 | 18 | 9 |  |  |  | FALSE | FALSE | FALSE | 57000 | 37600 | 2.62 | 44480 | 2.55
201835687 | 05/27/19 | Live | Carrier | KEEPRITE | Singlezone Ducted, Compact Ducted | 201835687 |  | HRCU-A-CB | DLCLRAH58AAK | Mini-Splits | DLFLDAH58XAK | 10 | 18 | 9 |  |  |  | FALSE | FALSE | FALSE | 57000 | 37600 | 2.62 | 44480 | 2.55
201835619 | 05/27/19 | Live | Carrier | DAY & NIGHT | Singlezone Ducted, Compact Ducted | 201835619 |  | HRCU-A-CB | DLCLRAH58AAK | Mini-Splits | DLFLDAH58XAK | 10 | 18 | 9 |  |  |  | FALSE | FALSE | FALSE | 57000 | 37600 | 2.62 | 44480 | 2.55
201754637 | 01/01/11 | Live | Mitsubishi Electric Trane | MITSUBISHI ELECTRIC | Multizone All Non-Ducted | 201754637 |  | HMSR-A-CB-O | MXZ-8C60NA-U* | Non-Ducted Indoor Units |  | 12.5 | 17.4 | 10.5 |  |  |  | FALSE | FALSE | FALSE | 60000 | 41500 | 2.5 | 65000 | 2.35
200059285 | 10/27/22 | Live | Midea Electric Trading | MDV | Singlezone Ducted, Compact Ducted | 200059285 |  | HRCU-A-CB | MOE30U-60HFN1-M | Mini-Splits | MHG-60HWFN1-MW | 10 | 18 | 9 |  |  |  | FALSE | FALSE | FALSE | 57000 | 37600 | 2.62 | 41500 | 2.42
10507898 | 10/27/22 | Live | Midea Electric Trading | C&H | Singlezone Ducted, Compact Ducted | 10507898 |  | HRCU-A-CB | CH-60LCDTU/O | Mini-Splits | CH-60LCDTU/I | 10 | 18 | 9 |  |  |  | FALSE | FALSE | FALSE | 57000 | 37600 | 2.62 | 41500 | 2.42
10324706 | 04/27/22 | Live | Daikin North America, LLC | AMANA | Singlezone Ducted, Centrally Ducted | 10324706 |  | HRCU-A-CB | AVZC200481A* |  | CA*F4961*6D*+MBVC2000**-1A*+TX | 13 | 20 | 10 |  |  |  | FALSE | FALSE | FALSE | 46500 | 34000 | 3.4 | 34000 | 2.4
10309021 | 04/28/22 | Live | Johnson Controls Inc. (York International Norman) | YORK | Singlezone Ducted, Centrally Ducted | 10309021 |  | HRCU-A-CB | YZV36B21 |  | CM38CE2A1+MVC16CN21 | 13.25 | 20 | 9.55 |  |  |  | FALSE | FALSE | FALSE | 33600 | 33400 | 2.26 | 34200 | 2.75
9117131 | 10/28/22 | Live | Daikin North America, LLC | DAIKIN | Singlezone Ducted, Centrally Ducted | 9117131 |  | HRCU-A-CB | DZ20VC0481B* |  | DV61PECD14A* | 12.5 | 20 | 10 |  |  |  | FALSE | FALSE | FALSE | 45500 | 28600 | 2.68 | 34000 | 2.4
202575872 | 10/27/22 | Live | Midea Electric Trading | COMFORTSTAR | Multizone All Non-Ducted | 202575872 |  | HMSR-A-CB-O | CM3-27-3ZX | Non-Ducted Indoor Units |  | 13 | 22 | 10.4 |  |  |  | TRUE | TRUE | FALSE | 28000 | 18000 | 2.73 | 30960 | 2.12
209852076 | 10/28/22 | Live | Carrier | HEIL | Singlezone Ducted, Centrally Ducted | 209852076 |  | HRCU-A-CB | DLCURAH36ABK |  | DLFUAAH36XAK | 10.5 | 18 | 10.5 |  |  |  | TRUE | TRUE | TRUE | 36000 | 30400 | 2.4 | 47300 | 2.4
209852054 | 10/28/22 | Live | Carrier | COMFORTMAKER | Singlezone Ducted, Centrally Ducted | 209852054 |  | HRCU-A-CB | DLCURAH36ABK |  | DLFUAAH36XAK | 10.5 | 18 | 10.5 |  |  |  | TRUE | TRUE | TRUE | 36000 | 30400 | 2.4 | 47300 | 2.4
208447919 | 10/28/22 | Live | Carrier | MIDEA | Singlezone Ducted, Centrally Ducted | 208447919 |  | HRCU-A-CB | 38MURAQ36AB3 |  | 40MUAAQ36XA3 | 10.5 | 18 | 10.5 |  |  |  | TRUE | TRUE | TRUE | 36000 | 30400 | 2.4 | 47300 | 2.4
207036527 | 10/26/22 | Live | TTI Climatisation | AZUR | Singlezone Ducted, Centrally Ducted | 207036527 |  | HRCU-A-CB | AZ-24HPB |  | AH-24B | 10.9 | 18 | 10 |  |  |  | TRUE | TRUE | TRUE | 24000 | 15000 | 2.25 | 18000 | 1.99
206720387 | 05/05/21 | Live | Sunrise Tradex Corp | FORESTAIR | Multizone All Non-Ducted | 206720387 |  | HMSR-A-CB-O | FGH-36ES/MZ | Non-Ducted Indoor Units |  | 12.5 | 21 | 11.5 |  |  |  | FALSE | FALSE | FALSE | 34000 | 20000 | 2.17 | 27500 | 2.73
206350322 | 05/19/21 | Live | Carrier | WEATHERMAKER | Singlezone Non-Ducted, Wall Placement | 206350322 |  | HRCU-A-CB-O | 38MARBQ12AA1 | Mini-Splits | DHMAHBQ12XA1 | 13 | 23 | 11.6 |  |  |  | TRUE | FALSE | TRUE | 12000 | 7400 | 2.68 | 9230 | 3.04
205645135 | 10/27/22 | Live | Midea Electric Trading | PERFECTAIRE | Multizone All Non-Ducted | 205645135 |  | HMSR-A-CB-O | 2PAMS27-HH-MZO3 | Non-Ducted Indoor Units |  | 13 | 22 | 10.4 |  |  |  | TRUE | TRUE | FALSE | 28000 | 18000 | 2.73 | 30960 | 2.12
205104719 | 07/24/20 | Live | Friedrich Air Conditioning | FRIEDRICH | Singlezone Non-Ducted, Ceiling Placement | 205104719 |  | HRCU-A-CB-O | FPHFR18A3A | Mini-Splits | FPHFC18A3B | 12.65 | 20 | 11 |  |  |  | TRUE | TRUE | TRUE | 18000 | 11000 | 2.54 | 18000 | 2.4
204005772 | 10/27/22 | Live | Midea Electric Trading | MOOVAIR | Multizone All Non-Ducted | 204005772 |  | HMSR-A-CB-O | DM27HOM25230X3 | Non-Ducted Indoor Units |  | 13 | 22 | 10.4 |  |  |  | TRUE | TRUE | FALSE | 28000 | 18000 | 2.73 | 30960 | 2.12
203258611 | 10/28/22 | Live | Daikin North America, LLC | LIBERTY HEATING & AIR CONDITIONING | Singlezone Ducted, Centrally Ducted | 203258611 |  | HRCU-A-CB | AVZC200481A* |  | CA*F4961*6D*+MBVC2000**-1A*+TXV | 13 | 20 | 10 |  |  |  | FALSE | FALSE | FALSE | 46500 | 34000 | 2.36 | 34000 | 2.4
202373731 | 02/02/22 | Live | Mitsubishi Electric Trane | TRANE / MITSUBISHI ELECTRIC | Singlezone Non-Ducted, Wall Placement | 202373731 |  | HRCU-A-CB-O | NTXSPB18A112AA |  | NTXWPH18A112AA | 12.5 | 21 | 11 |  |  |  | FALSE | FALSE | FALSE | 17200 | 12480 | 2.93 | 24300 | 2.1
202373729 | 02/02/22 | Live | Mitsubishi Electric Trane | TRANE / MITSUBISHI ELECTRIC | Singlezone Non-Ducted, Wall Placement | 202373729 |  | HRCU-A-CB-O | NTXSPB15A112AA | Mini-Splits | NTXWPH15A112AA | 12.5 | 22 | 11 |  |  |  | FALSE | FALSE | FALSE | 15000 | 11070 | 3.42 | 20200 | 1.76
202373708 | 02/02/22 | Live | Mitsubishi Electric Trane | AMERICAN STANDARD / MITSUBISHI ELECTRIC | Multizone All Non-Ducted | 202373708 |  | HMSR-A-CB-O | NAXMMX60A182AA | Non-Ducted Indoor Units |  | 12.5 | 17.4 | 10.5 |  |  |  | FALSE | FALSE | FALSE | 60000 | 41500 | 2.5 | 65000 | 2.35
202366324 | 02/02/22 | Live | Mitsubishi Electric Trane | AMERICAN STANDARD / MITSUBISHI ELECTRIC | Multizone Mix of Ducted and Non-Ducted | 202366324 |  | HMSV-A-CB | NAXMMX30A132AA | Mixed Ducted and Non-Ducted Indoor Units |  | 10.1 | 17.6 | 10.1 |  |  |  | FALSE | FALSE | FALSE | 27900 | 15550 | 2.55 | 21000 | 2.21
202119334 | 05/27/19 | Live | Carrier | SMART COMFORT | Singlezone Ducted, Compact Ducted | 202119334 |  | HRCU-A-CB | DLCLRAH58AAK | Mini-Splits | DLFLDAH58XAK | 10 | 18 | 9 |  |  |  | FALSE | FALSE | FALSE | 57000 | 37600 | 2.62 | 44480 | 2.55
201903181 | 05/29/20 | Live | Bathica | WABBAN | Multizone All Non-Ducted | 201903181 |  | HMSV-A-CB | BBM42H4O | Non-Ducted Indoor Units |  | 10.4 | 21 | 10.2 |  |  |  | FALSE | FALSE | FALSE | 39000 | 29000 | 2.68 | 31100 | 2.5
201847044 | 05/27/19 | Live | Carrier | PAYNE | Singlezone Ducted, Compact Ducted | 201847044 |  | HRCU-A-CB | 38MBRQ58A--3 | Mini-Splits | 40MBDQ58---3 | 10 | 18 | 9 |  |  |  | FALSE | FALSE | FALSE | 57000 | 37600 | 2.62 | 44480 | 2.55
201847027 | 05/27/19 | Live | Carrier | BRYANT | Singlezone Ducted, Compact Ducted | 201847027 |  | HRCU-A-CB | 38MBRQ58A--3 | Mini-Splits | 40MBDQ58---3 | 10 | 18 | 9 |  |  |  | FALSE | FALSE | FALSE | 57000 | 37600 | 2.62 | 44480 | 2.55
201835782 | 05/27/19 | Live | Carrier | TEMPSTAR | Singlezone Ducted, Compact Ducted | 201835782 |  | HRCU-A-CB | DLCLRAH58AAK | Mini-Splits | DLFLDAH58XAK | 10 | 18 | 9 |  |  |  | FALSE | FALSE | FALSE | 57000 | 37600 | 2.62 | 44480 | 2.55
201755338 | 10/27/22 | Live | Midea Electric Trading | C&H | Singlezone Ducted, Compact Ducted | 201755338 |  | HRCU-A-CB | CH-60LCU/O | Mini-Splits | CH-60LCDTU/I | 10 | 18 | 9 |  |  |  | FALSE | FALSE | FALSE | 57000 | 37600 | 2.62 | 41500 | 2.42
201755017 | 02/02/22 | Live | Mitsubishi Electric Trane | MITSUBISHI ELECTRIC | Multizone Mix of Ducted and Non-Ducted | 201755017 |  | HMSV-A-CB | MXZ-3C30NA2 | Mixed Ducted and Non-Ducted Indoor Units |  | 10.1 | 17.6 | 10.1 |  |  |  | FALSE | FALSE | FALSE | 27900 | 15550 | 2.55 | 21000 | 2.21
200059090 | 06/09/21 | Live | MARS | CENTURY | Multizone All Non-Ducted | 200059090 |  | HMSV-A-CB | A-VFH36QB-1 | Non-Ducted Indoor Units |  | 12.5 | 21 | 11.5 |  |  |  | FALSE | FALSE | FALSE | 34000 | 20000 | 2.17 | 27500 | 2.73
10324713 | 04/27/22 | Live | Daikin North America, LLC | DAIKIN | Singlezone Ducted, Centrally Ducted | 10324713 |  | HRCU-A-CB | DZ20VC0481B* |  | CA*F4961*6D*+MBVC2000**-1A*+TXV | 13 | 20 | 10 |  |  |  | FALSE | FALSE | FALSE | 46500 | 28400 | 2.84 | 34000 | 2.4
10309027 | 04/28/22 | Live | Johnson Controls Inc. (York International Norman) | YORK | Singlezone Ducted, Centrally Ducted | 10309027 |  | HRCU-A-CB | YZV60B21 |  | CM61DE4A1+MVC20DN21 | 12.5 | 20 | 10.75 |  |  |  | FALSE | FALSE | FALSE | 54000 | 45500 | 2.34 | 59000 | 2.28
10309024 | 04/28/22 | Live | Johnson Controls Inc. (York International Norman) | YORK | Singlezone Ducted, Centrally Ducted | 10309024 |  | HRCU-A-CB | YZV48B21 |  | CM50CE3A1+MVC16CN21 | 12.75 | 20.75 | 10.4 |  |  |  | FALSE | FALSE | FALSE | 45000 | 43500 | 2.48 | 41900 | 2.51
9125309 | 01/01/11 | Live | Panasonic | PANASONIC | Singlezone Ducted, Compact Ducted | 9125309 |  | HRCU-A-CB | CU-E12SD3UA | Mini-Splits | CS-E12SD3UAW | 12.5 | 20 | 10 |  |  |  | TRUE | FALSE | FALSE | 11500 | 9500 | 2.42 | 11000 | 2.24
209852131 | 10/28/22 | Live | Carrier | SMART COMFORT | Singlezone Ducted, Centrally Ducted | 209852131 |  | HRCU-A-CB | DLCURAH36ABK |  | DLFUAAH36XAK | 10.5 | 18 | 10.5 |  |  |  | TRUE | TRUE | TRUE | 36000 | 30400 | 2.4 | 47300 | 2.4
209852109 | 10/28/22 | Live | Carrier | MIDEA | Singlezone Ducted, Centrally Ducted | 209852109 |  | HRCU-A-CB | DLCURAH36ABK |  | DLFUAAH36XAK | 10.5 | 18 | 10.5 |  |  |  | TRUE | TRUE | TRUE | 36000 | 30400 | 2.4 | 47300 | 2.4
209852087 | 10/28/22 | Live | Carrier | KEEPRITE | Singlezone Ducted, Centrally Ducted | 209852087 |  | HRCU-A-CB | DLCURAH36ABK |  | DLFUAAH36XAK | 10.5 | 18 | 10.5 |  |  |  | TRUE | TRUE | TRUE | 36000 | 30400 | 2.4 | 47300 | 2.4
209852043 | 10/28/22 | Live | Carrier | ARCOAIRE | Singlezone Ducted, Centrally Ducted | 209852043 |  | HRCU-A-CB | DLCURAH36ABK |  | DLFUAAH36XAK | 10.5 | 18 | 10.5 |  |  |  | TRUE | TRUE | TRUE | 36000 | 30400 | 2.4 | 47300 | 2.4
207699106 | 04/06/22 | Live | Lennox Industries | LENNOX | Multizone Mix of Ducted and Non-Ducted | 207699106 |  | HMSV-A-CB | MLB036S4M-1P |  |  | 12.45 | 20.4 | 11 |  |  |  | TRUE | TRUE | TRUE | 36000 | 23000 | 2.6 | 33500 | 1.98
207036646 | 11/04/22 | Live | TTI Climatisation | ZEPHYR | Singlezone Ducted, Centrally Ducted | 207036646 |  | HRCU-A-CB | ZE-48HPB |  | AH-48B | 10.2 | 18 | 10 | 10.1 | 17.5 | 8.5 | TRUE | TRUE | TRUE | 48000 | 31000 | 2.36 | 39000 | 2.3
207036640 | 11/04/22 | Live | TTI Climatisation | ZEPHYR | Singlezone Ducted, Centrally Ducted | 207036640 |  | HRCU-A-CB | ZE-24HPB |  | AH-24B | 10.9 | 18 | 10 | 10.1 | 16.5 | 9 | TRUE | TRUE | TRUE | 22000 | 16000 | 2.4 | 18000 | 1.99
206733680 | 11/09/22 | Live | GENERALLUX | GENERALLUX STAR | Singlezone Non-Ducted, Wall Placement | 206733680 |  | HRCU-A-CB-O | AST-18UW3SBBTU00(O) | Non-Ducted Indoor Units | AST-18UW3SBBTU00(I) | 13 | 23.3 | 11.6 |  |  |  | FALSE | FALSE | FALSE | 18000 | 11600 | 2.7 | 14960 | 2.28
206733678 | 11/09/22 | Live | GENERALLUX | GENERALLUX STAR | Singlezone Non-Ducted, Wall Placement | 206733678 |  | HRCU-A-CB-O | AST-12UW3SXETU01(O) | Non-Ducted Indoor Units | AST-12UW3SXETU01(I) | 13 | 22 | 10.5 |  |  |  | FALSE | FALSE | FALSE | 12000 | 7500 | 2.71 | 10990 | 2.12
206400666 | 05/19/21 | Live | Carrier | WEATHERMAKER | Singlezone Non-Ducted, Wall Placement | 206400666 |  | HRCU-A-CB-O | 38MARBQ09AA3 | Mini-Splits | DHMSHAQ09XA3 | 15.6 | 26.3 | 12.5 |  |  |  | TRUE | FALSE | FALSE | 9000 | 7500 | 3.01 | 14270 | 4.36
206400648 | 05/19/21 | Live | Carrier | BRYANT | Singlezone Non-Ducted, Wall Placement | 206400648 |  | HRCU-A-CB-O | 38MARBQ09AA3 | Mini-Splits | 619PEQ009BBMA | 15.6 | 26.3 | 12.5 |  |  |  | TRUE | FALSE | FALSE | 9000 | 7500 | 3.01 | 14270 | 4.36
206350317 | 05/19/21 | Live | Carrier | MIDEA | Singlezone Non-Ducted, Wall Placement | 206350317 |  | HRCU-A-CB-O | 38MARBQ12AA1 | Mini-Splits | DHMAHBQ12XA1 | 13 | 23 | 11.6 |  |  |  | TRUE | FALSE | TRUE | 12000 | 7400 | 2.64 | 9483 | 2.67
206348134 | 05/19/21 | Live | Carrier | CARRIER | Singlezone Non-Ducted, Wall Placement | 206348134 |  | HRCU-A-CB-O | 38MARBQ12AA1 | Mini-Splits | 40MAHBQ12XA1 | 13 | 23 | 11.6 |  |  |  | TRUE | FALSE | TRUE | 12000 | 7400 | 2.68 | 9357 | 2.66
206315658 | 10/27/22 | Live | Midea Electric Trading | 1HVAC | Multizone All Non-Ducted | 206315658 |  | HMSR-A-CB-O | ACIQ-27Z-HH-M3 | Non-Ducted Indoor Units |  | 13 | 22 | 10.4 |  |  |  | TRUE | TRUE | FALSE | 28000 | 18000 | 2.73 | 30960 | 2.12
206315650 | 10/27/22 | Live | Midea Electric Trading | DIYCOOL | Multizone All Non-Ducted | 206315650 |  | HMSR-A-CB-O | ACIQ-27Z-HH-M3 | Non-Ducted Indoor Units |  | 13 | 22 | 10.4 |  |  |  | TRUE | TRUE | FALSE | 28000 | 18000 | 2.73 | 30960 | 2.12
205263902 | 10/27/22 | Live | Midea Electric Trading | C&H | Multizone All Non-Ducted | 205263902 |  | HMSR-A-CB-O | CH-HYP28MSPH-230VO | Non-Ducted Indoor Units |  | 13 | 22 | 10.4 |  |  |  | TRUE | TRUE | FALSE | 28000 | 18000 | 2.73 | 30960 | 2.12
205047867 | 10/27/22 | Live | Midea Electric Trading | C&H | Multizone All Non-Ducted | 205047867 |  | HMSR-A-CB-O | CH-HYP28MSPH-230VO | Non-Ducted Indoor Units |  | 13 | 22 | 10.4 |  |  |  | TRUE | TRUE | FALSE | 28000 | 18000 | 2.73 | 30960 | 2.12
204580063 | 10/26/22 | Live | TTI Climatisation | ZEPHYR | Singlezone Non-Ducted, Wall Placement | 204580063 |  | HRCU-A-CB-O | ZE-18CA22EXT | Mini-Splits | ZE-18CA22INT | 13 | 23.3 | 11.6 |  |  |  | FALSE | FALSE | FALSE | 18000 | 11600 | 2.7 | 14960 | 2.28
202918821 | 10/27/22 | Live | Midea Electric Trading | BLUERIDGE | Multizone All Non-Ducted | 202918821 |  | HMSR-A-CB-O | BMHH27M18C | Non-Ducted Indoor Units |  | 13 | 22 | 10.4 |  |  |  | FALSE | FALSE | FALSE | 28000 | 18000 | 2.73 | 30960 | 2.12
202373691 | 02/02/22 | Live | Mitsubishi Electric Trane | AMERICAN STANDARD / MITSUBISHI ELECTRIC | Singlezone Non-Ducted, Wall Placement | 202373691 |  | HRCU-A-CB-O | NAXSPB18A112AA |  | NAXWPH18A112AA | 12.5 | 21 | 11 |  |  |  | FALSE | FALSE | FALSE | 17200 | 12480 | 2.93 | 24300 | 2.1
202373690 | 02/02/22 | Live | Mitsubishi Electric Trane | AMERICAN STANDARD / MITSUBISHI ELECTRIC | Singlezone Non-Ducted, Wall Placement | 202373690 |  | HRCU-A-CB-O | NAXSPH18A112AA |  | NAXWPH18A112AA | 12.5 | 21 | 12 |  |  |  | FALSE | FALSE | FALSE | 17200 | 13700 | 3.04 | 20300 | 2.12
201903180 | 05/29/20 | Live | Bathica | WABBAN | Multizone All Non-Ducted | 201903180 |  | HMSV-A-CB | BBM36H4O | Non-Ducted Indoor Units |  | 12.5 | 21 | 11.5 |  |  |  | FALSE | FALSE | FALSE | 34000 | 20000 | 2.17 | 27500 | 2.73
201900301 | 10/28/22 | Live | Daikin North America, LLC | FRANKLIN | Singlezone Ducted, Centrally Ducted | 201900301 |  | HRCU-A-CB | AVZC200481A* |  | CA*F4961*6D*+MBVC2000**-1A*+TXV | 13 | 20 | 10 |  |  |  | FALSE | FALSE | FALSE | 46500 | 34000 | 2.36 | 34000 | 2.4
201866480 | 10/27/22 | Live | Midea Electric Trading | KERR | Multizone All Non-Ducted | 201866480 |  | HMSR-A-CB-O | A-KMH28TU-1 | Non-Ducted Indoor Units |  | 13 | 22 | 10.4 |  |  |  | TRUE | TRUE | FALSE | 28000 | 18000 | 2.73 | 30960 | 2.12
201835523 | 05/27/19 | Live | Carrier | ARCOAIRE | Singlezone Ducted, Compact Ducted | 201835523 |  | HRCU-A-CB | DLCLRAH58AAK | Mini-Splits | DLFLDAH58XAK | 10 | 18 | 9 |  |  |  | FALSE | FALSE | FALSE | 57000 | 37600 | 2.62 | 44480 | 2.55
201810023 | 10/27/22 | Live | Midea Electric Trading | MDV | Multizone All Non-Ducted | 201810023 |  | HMSR-A-CB-O | M3OH-27HFN1-M | Non-Ducted Indoor Units | CS11M-09HRFN1-MX0W(A) | 13 | 22 | 10.4 |  |  |  | TRUE | TRUE | FALSE | 28000 | 18000 | 2.73 | 30960 | 2.12
201771971 | 05/27/19 | Live | Carrier | MIDEA | Singlezone Ducted, Compact Ducted | 201771971 |  | HRCU-A-CB | DLCLRAH58AAK | Mini-Splits | DLFLDAH58XAK | 10 | 18 | 9 |  |  |  | FALSE | FALSE | FALSE | 57000 | 37600 | 2.62 | 44480 | 2.55
200059092 | 06/09/21 | Live | MARS | CENTURY | Multizone All Non-Ducted | 200059092 |  | HMSV-A-CB | A-VFH42PB-1 | Non-Ducted Indoor Units |  | 10.4 | 21 | 10.2 |  |  |  | FALSE | FALSE | FALSE | 39000 | 29000 | 4.29 | 31000 | 4.07
200059091 | 05/27/21 | Live | MARS | COMFORT-AIRE | Multizone All Non-Ducted | 200059091 |  | HMSV-A-CB | A-VFH42PB-1 | Non-Ducted Indoor Units |  | 10.4 | 21 | 10.2 |  |  |  | FALSE | FALSE | FALSE | 39000 | 29000 | 2.68 | 31100 | 2.5
200059089 | 05/27/21 | Live | MARS | COMFORT-AIRE | Multizone All Non-Ducted | 200059089 |  | HMSV-A-CB | A-VFH36QB-1 | Non-Ducted Indoor Units |  | 12.5 | 21 | 11.5 |  |  |  | FALSE | FALSE | FALSE | 34000 | 20000 | 2.17 | 27500 | 2.73
200059040 | 10/27/22 | Live | Midea Electric Trading | CENTURY | Singlezone Non-Ducted, Wall Placement | 200059040 |  | HRCU-A-CB-O | B-VMH12SU-1 | Mini-Splits | A-VMH12SU-1 | 13 | 22.5 | 12 |  |  |  | TRUE | FALSE | FALSE | 12000 | 7800 | 2.63 | 14140 | 2.2
10595501 | 10/27/22 | Live | Midea Electric Trading | COMFORTSTAR | Singlezone Ducted, Compact Ducted | 10595501 |  | HRCU-A-CB | CPP060CD(O)-DU | Mini-Splits | CPA-60DU | 10 | 18 | 9 |  |  |  | FALSE | FALSE | FALSE | 57000 | 37600 | 2.62 | 41500 | 2.42
10309026 | 04/28/22 | Live | Johnson Controls Inc. (York International Norman) | YORK | Singlezone Ducted, Centrally Ducted | 10309026 |  | HRCU-A-CB | YZV60B21 |  | AVV61CE421+CC | 12.2 | 19.5 | 10.75 |  |  |  | FALSE | FALSE | FALSE | 53000 | 46000 | 2.3 | 54500 | 2.11
10309022 | 04/28/22 | Live | Johnson Controls Inc. (York International Norman) | YORK | Singlezone Ducted, Centrally Ducted | 10309022 |  | HRCU-A-CB | YZV48B21 |  | AVV50CE321 | 12.5 | 20.5 | 10.2 |  |  |  | FALSE | FALSE | FALSE | 45000 | 43500 | 2.42 | 42000 | 2.47
9125308 | 01/01/11 | Live | Panasonic | PANASONIC | Singlezone Ducted, Compact Ducted | 9125308 |  | HRCU-A-CB | CU-E9SD3UA | Mini-Splits | CS-E9SD3UAW | 13 | 20.5 | 10 |  |  |  | TRUE | FALSE | TRUE | 9000 | 7900 | 2.54 | 9000 | 2.36
206362548 | 04/15/22 | Live | INNOVAIR | INNOVAIR | Singlezone Ducted, Centrally Ducted | 206362548 |  | HRCU-A-CB | VEA36H2V18 | Ducted Indoor Units | DHV36H2V18 | 11.2 | 17.5 | 9.5 |  |  |  | FALSE | FALSE | FALSE | 35901 | 23243 | 2.81 | 23243 | 2.81
206362547 | 04/15/22 | Live | INNOVAIR | INNOVAIR | Singlezone Ducted, Centrally Ducted | 206362547 |  | HRCU-A-CB | VEA24H2V18 | Ducted Indoor Units | DHV24H2V18 | 12 | 17.5 | 9.5 |  |  |  | FALSE | FALSE | FALSE | 26204 | 15637 | 2.94 | 15637 | 2.94
206400663 | 05/19/21 | Live | Carrier | MIDEA | Singlezone Non-Ducted, Wall Placement | 206400663 |  | HRCU-A-CB-O | 38MARBQ24AA3 | Mini-Splits | DHMSHAQ24XA3 | 13 | 21 | 12 |  |  |  | TRUE | TRUE | TRUE | 24000 | 19800 | 3.05 | 28250 | 4.29
206400651 | 05/19/21 | Live | Carrier | BRYANT | Singlezone Non-Ducted, Wall Placement | 206400651 |  | HRCU-A-CB-O | 38MARBQ24AA3 | Mini-Splits | 619PEQ024BBMA | 13 | 21 | 12 |  |  |  | TRUE | TRUE | TRUE | 24000 | 19800 | 3.05 | 28250 | 4.29
206400645 | 05/19/21 | Live | Carrier | CARRIER | Singlezone Non-Ducted, Wall Placement | 206400645 |  | HRCU-A-CB-O | 38MARBQ24AA3 | Mini-Splits | 40MAQB24B--3 | 13 | 21 | 12 |  |  |  | TRUE | TRUE | TRUE | 24000 | 19800 | 3.05 | 28250 | 4.29
206362550 | 04/15/22 | Live | INNOVAIR | INNOVAIR | Singlezone Ducted, Centrally Ducted | 206362550 |  | HRCU-A-CB | VEA60H2V18 | Ducted Indoor Units | DHV60H2V18 | 10.7 | 17.5 | 9.5 |  |  |  | FALSE | FALSE | FALSE | 55820 | 35095 | 2.79 | 35095 | 2.79
206400669 | 05/19/21 | Live | Carrier | WEATHERMAKER | Singlezone Non-Ducted, Wall Placement | 206400669 |  | HRCU-A-CB-O | 38MARBQ24AA3 | Mini-Splits | DHMSHAQ24XA3 | 13 | 21 | 12 |  |  |  | TRUE | TRUE | TRUE | 24000 | 19800 | 3.05 | 28250 | 4.29
206400657 | 05/19/21 | Live | Carrier | PAYNE | Singlezone Non-Ducted, Wall Placement | 206400657 |  | HRCU-A-CB-O | 38MARBQ24AA3 | Mini-Splits | DHMSHAQ24XA3 | 13 | 21 | 12 |  |  |  | TRUE | TRUE | TRUE | 24000 | 19800 | 3.05 | 28250 | 4.29
206362549 | 04/15/22 | Live | INNOVAIR | INNOVAIR | Singlezone Ducted, Centrally Ducted | 206362549 |  | HRCU-A-CB | VEA48H2V18 | Ducted Indoor Units | DHV48H2V18 | 11.5 | 17.5 | 9.5 |  |  |  | FALSE | FALSE | FALSE | 47805 | 27541 | 2.74 | 27541 | 2.74
214389557 | 03/25/24 | Live | Midea Electric Trading | ICONIC AIR SOLUTION | Singlezone Ducted, Compact Ducted | 214389557 |  | HRCU-A-CB | ICOO36AK | Mini-Splits | IFOV36IK | 8.8 | 14.3 | 9.5 | 9.2 | 16 | 10.2 | FALSE | FALSE | FALSE | 35000 | 26200 | 2.52 | 26400 | 2.24
211756476 | 03/07/24 | Live | CARRIER | LPS LEGACY | Singlezone Ducted, Compact Ducted | 211756476 |  | HRCU-A-CB | DLCLRCH36AAK | Mini-Splits | DLFLDAH36XHK | 8.8 | 14.3 | 9.5 | 9.2 | 16 | 10.2 | FALSE | FALSE | FALSE | 35000 | 26200 | 2.52 | 26400 | 2.24
211132713 | 03/07/24 | Live | CARRIER | COMFORTMAKER | Singlezone Ducted, Compact Ducted | 211132713 |  | HRCU-A-CB | DLCLRCH36AAK | Mini-Splits | DLFLDAH36XHK | 8.8 | 14.3 | 9.5 | 9.2 | 16 | 10.2 | FALSE | FALSE | FALSE | 35000 | 26200 | 2.52 | 26400 | 2.24
210299299 | 07/30/23 | Live | Midea Electric Trading | MDV | Singlezone Ducted, Compact Ducted | 210299299 |  | HRCU-A-CB | MOD30U-36HFN1-MP0(GA) | Mini-Splits | MTI-36HWFN1-MSN3 | 8.8 | 14.3 | 9.5 | 9.2 | 16 | 10.2 | FALSE | FALSE | FALSE | 35000 | 26200 | 2.52 | 26400 | 2.24
211132741 | 03/07/24 | Live | CARRIER | SMART COMFORT | Singlezone Ducted, Compact Ducted | 211132741 |  | HRCU-A-CB | DLCLRCH36AAK | Mini-Splits | DLFLDAH36XHK | 8.8 | 14.3 | 9.5 | 9.2 | 16 | 10.2 | FALSE | FALSE | FALSE | 35000 | 26200 | 2.52 | 26400 | 2.24
211132725 | 03/07/24 | Live | CARRIER | KEEPRITE | Singlezone Ducted, Compact Ducted | 211132725 |  | HRCU-A-CB | DLCLRCH36AAK | Mini-Splits | DLFLDAH36XHK | 8.8 | 14.3 | 9.5 | 9.2 | 16 | 10.2 | FALSE | FALSE | FALSE | 35000 | 26200 | 2.52 | 26400 | 2.24
211132721 | 03/07/24 | Live | CARRIER | HEIL | Singlezone Ducted, Compact Ducted | 211132721 |  | HRCU-A-CB | DLCLRCH36AAK | Mini-Splits | DLFLDAH36XHK | 8.8 | 14.3 | 9.5 | 9.2 | 16 | 10.2 | FALSE | FALSE | FALSE | 35000 | 26200 | 2.52 | 26400 | 2.24
211132717 | 03/07/24 | Live | CARRIER | DAY & NIGHT | Singlezone Ducted, Compact Ducted | 211132717 |  | HRCU-A-CB | DLCLRCH36AAK | Mini-Splits | DLFLDAH36XHK | 8.8 | 14.3 | 9.5 | 9.2 | 16 | 10.2 | FALSE | FALSE | FALSE | 35000 | 26200 | 2.52 | 26400 | 2.24
211132733 | 03/07/24 | Live | CARRIER | MIDEA | Singlezone Ducted, Compact Ducted | 211132733 |  | HRCU-A-CB | DLCLRCH36AAK | Mini-Splits | DLFLDAH36XHK | 8.8 | 14.3 | 9.5 | 9.2 | 16 | 10.2 | FALSE | FALSE | FALSE | 35000 | 26200 | 2.52 | 26400 | 2.24
211132745 | 03/07/24 | Live | CARRIER | AIRQUEST | Singlezone Ducted, Compact Ducted | 211132745 |  | HRCU-A-CB | DLCLRCH36AAK | Mini-Splits | DLFLDAH36XHK | 8.8 | 14.3 | 9.5 | 9.2 | 16 | 10.2 | FALSE | FALSE | FALSE | 35000 | 26200 | 2.52 | 26400 | 2.24
211132729 | 03/07/24 | Live | CARRIER | KENMORE | Singlezone Ducted, Compact Ducted | 211132729 |  | HRCU-A-CB | DLCLRCH36AAK | Mini-Splits | DLFLDAH36XHK | 8.8 | 14.3 | 9.5 | 9.2 | 16 | 10.2 | FALSE | FALSE | FALSE | 35000 | 26200 | 2.52 | 26400 | 2.24
211132709 | 03/07/24 | Live | CARRIER | ARCOAIRE | Singlezone Ducted, Compact Ducted | 211132709 |  | HRCU-A-CB | DLCLRCH36AAK | Mini-Splits | DLFLDAH36XHK | 8.8 | 14.3 | 9.5 | 9.2 | 16 | 10.2 | FALSE | FALSE | FALSE | 35000 | 26200 | 2.52 | 26400 | 2.24
207028594 | 01/31/23 | Live | Parker Davis HVAC International, Inc. | PIONEER | Singlezone Ducted, Centrally Ducted | 207028594 |  | HRCU-A-CB | YH1824GHFD18R2 |  | DR024GHFD18HT2 | 10.9 | 18 | 10 | 10.1 | 16.5 | 9 | TRUE | TRUE | TRUE | 24000 | 15000 | 2.25 | 18000 | 1.99
208101914 | 04/11/23 | Live | GD MIDEA AIR-CONDITIONING EQUIPMENT CO., LTD. | MDV | Singlezone Ducted, Centrally Ducted | 208101914 |  | HRCU-A-C | MOE31U-36HFN1-M |  | MAC-36HWDN1-MN0 | 10.2 | 14.8 | 9.6 | 10 | 15.2 | 10 | TRUE | TRUE | TRUE | 36000 | 33000 | 2.4 | 38000 | 1.9
211132737 | 03/07/24 | Live | CARRIER | TEMPSTAR | Singlezone Ducted, Compact Ducted | 211132737 |  | HRCU-A-CB | DLCLRCH36AAK | Mini-Splits | DLFLDAH36XHK | 8.8 | 14.3 | 9.5 | 9.2 | 16 | 10.2 | FALSE | FALSE | FALSE | 35000 | 26200 | 2.52 | 26400 | 2.24
211644119 | 05/26/23 | Live | Midea Electric Trading | MRCOOL | Singlezone Ducted, Centrally Ducted | 211644119 |  | HRCU-A-CB | MVP-18-HP-C-230-25 |  | MVP-18-HP-MUAH-230-25 | 12.5 | 22 | 11 | 11.7 | 16.6 | 10.2 | TRUE | FALSE | FALSE | 18000 | 14800 | 2.89 | 20800 | 2.12
210739951 | 04/18/23 | Live | Lennox Industries | ARMSTRONG AIR | Singlezone Ducted, Centrally Ducted | 210739951 |  | HRCU-A-CB | 4SHP18LX136P | Ducted Indoor Units | BCE7S30M*4X |  |  |  | 12.3 | 19 | 8.5 | TRUE | FALSE | TRUE | 23800 | 16000 | 2.58 | 16000 | 2.58
210739920 | 04/18/23 | Live | Lennox Industries | ARMSTRONG AIR | Singlezone Ducted, Centrally Ducted | 210739920 |  | HRCU-A-CB | 4SHP18LX136P | Ducted Indoor Units | BCE5C24M*4X |  |  |  | 12.3 | 16.5 | 8.5 | FALSE | FALSE | TRUE | 23200 | 16100 | 2.13 | 16100 | 2.13
210739916 | 04/18/23 | Live | Lennox Industries | ARMSTRONG AIR | Singlezone Ducted, Centrally Ducted | 210739916 |  | HRCU-A-CB | 4SHP18LX136P | Ducted Indoor Units | BCE5C24M*1P+TXV |  |  |  | 12.3 | 16.5 | 8.5 | FALSE | FALSE | TRUE | 23200 | 16100 | 2.13 | 16100 | 2.13
212361360 | 04/27/23 | Live | TRANE | AMERICAN STANDARD | Singlezone Ducted, Centrally Ducted | 212361360 |  | HRCU-A-C | 4TXD2060A10NU** |  | 4RXCD060AS3HC** |  |  |  | 9.5 | 15.2 | 8.5 | FALSE | FALSE | FALSE | 53000 | 35200 | 2.1 | 36900 | 2.08
212361358 | 04/27/23 | Live | TRANE | AMERICAN STANDARD | Singlezone Ducted, Centrally Ducted | 212361358 |  | HRCU-A-C | 4TXD2036A10NU** |  | 4RXCB036AS3HC** |  |  |  | 9.5 | 15.2 | 8.5 | FALSE | FALSE | FALSE | 34000 | 22000 | 2 | 23100 | 1.99
210739935 | 04/18/23 | Live | Lennox Industries | ARMSTRONG AIR | Singlezone Ducted, Centrally Ducted | 210739935 |  | HRCU-A-CB | 4SHP18LX136P | Ducted Indoor Units | BCE5V30M*4X |  |  |  | 12.3 | 18.5 | 8.5 | TRUE | FALSE | TRUE | 24000 | 15900 | 2.33 | 15900 | 2.33
208960635 | 05/26/23 | Live | Midea Electric Trading | MRCOOL | Singlezone Ducted, Centrally Ducted | 208960635 |  | HRCU-A-CB | CENTRAL-18-HP-C-23025 |  | CENTRAL-18-HP-MUAH-23025 | 12.5 | 22 | 11 | 11.7 | 16.6 | 10.2 | TRUE | FALSE | FALSE | 18000 | 14800 | 2.89 | 20800 | 2.12
212361354 | 04/27/23 | Live | TRANE | TRANE | Singlezone Ducted, Centrally Ducted | 212361354 |  | HRCU-A-C | 4TXD2036A10NU** |  | 4RXCB036AS3HC** |  |  |  | 9.5 | 15.2 | 8.5 | FALSE | FALSE | FALSE | 34000 | 22000 | 2 | 23100 | 1.99
211234507 | 07/19/23 | Live | LG | LG | Singlezone Ducted, Centrally Ducted | 211234507 |  | HRCU-A-CB | LUU240HV | Mini-Splits | LVN241HV4 |  |  |  | 11.7 | 17.6 | 9.7 | TRUE | TRUE | TRUE | 24000 | 18700 | 2.6 | 26000 | 2.54
210739939 | 04/18/23 | Live | Lennox Industries | ARMSTRONG AIR | Singlezone Ducted, Centrally Ducted | 210739939 |  | HRCU-A-CB | 4SHP18LX136P | Ducted Indoor Units | BCE7E18M*4X |  |  |  | 12.3 | 18 | 8.5 | TRUE | FALSE | TRUE | 23400 | 15300 | 2.45 | 15300 | 2.45
210739932 | 04/18/23 | Live | Lennox Industries | ARMSTRONG AIR | Singlezone Ducted, Centrally Ducted | 210739932 |  | HRCU-A-CB | 4SHP18LX136P | Ducted Indoor Units | BCE5V24M*4X |  |  |  | 12.3 | 18.5 | 8.5 | TRUE | FALSE | TRUE | 23800 | 16200 | 2.18 | 16200 | 2.18
210739928 | 04/18/23 | Live | Lennox Industries | ARMSTRONG AIR | Singlezone Ducted, Centrally Ducted | 210739928 |  | HRCU-A-CB | 4SHP18LX136P | Ducted Indoor Units | BCE5V18M*4X |  |  |  | 12.3 | 18 | 8.5 | TRUE | FALSE | TRUE | 23600 | 15900 | 2.43 | 15900 | 2.43
207028595 | 01/31/23 | Live | Parker Davis HVAC International, Inc. | PIONEER | Singlezone Ducted, Centrally Ducted | 207028595 |  | HRCU-A-CB | YH3036GHFD18R2 |  | DR036GHFD18HT2 | 9.55 | 18 | 11 | 10.1 | 18 | 9.5 | TRUE | TRUE | TRUE | 36000 | 24000 | 2.5 | 34520 | 2.38
207785322 | 04/11/23 | Live | GD MIDEA AIR-CONDITIONING EQUIPMENT CO., LTD. | MDV | Singlezone Ducted, Centrally Ducted | 207785322 |  | HRCU-A-CB | MOX430-18HFN1-MT2Q1W |  | MVC-18HWFN1-MQ1W | 12.5 | 22 | 11 | 11.7 | 16.6 | 10.2 | TRUE | FALSE | FALSE | 18000 | 14800 | 2.89 | 20800 | 2.12
212361356 | 04/27/23 | Live | TRANE | TRANE | Singlezone Ducted, Centrally Ducted | 212361356 |  | HRCU-A-C | 4TXD2060A10NU** |  | 4RXCD060AS3HC** |  |  |  | 9.5 | 15.2 | 8.5 | FALSE | FALSE | FALSE | 53000 | 35200 | 2.1 | 36900 | 2.08
210739947 | 04/18/23 | Live | Lennox Industries | ARMSTRONG AIR | Singlezone Ducted, Centrally Ducted | 210739947 |  | HRCU-A-CB | 4SHP18LX136P | Ducted Indoor Units | BCE7S24M*4X |  |  |  | 12.3 | 19 | 8.5 | TRUE | FALSE | TRUE | 24000 | 15200 | 2.62 | 15200 | 2.62
210739914 | 04/18/23 | Live | Lennox Industries | ARMSTRONG AIR | Singlezone Ducted, Centrally Ducted | 210739914 |  | HRCU-A-CB | 4SHP18LX136P | Ducted Indoor Units | BCE5C18M*4X |  |  |  | 12.3 | 17.1 | 8.5 | TRUE | FALSE | TRUE | 22200 | 15400 | 2.3 | 15400 | 2.3
210739913 | 04/18/23 | Live | Lennox Industries | ARMSTRONG AIR | Singlezone Ducted, Centrally Ducted | 210739913 |  | HRCU-A-CB | 4SHP18LX136P | Ducted Indoor Units | BCE5C18M*1P+TXV |  |  |  | 12.3 | 17.1 | 8.5 | TRUE | FALSE | TRUE | 22200 | 15400 | 2.3 | 15400 | 2.3
211234510 | 07/19/23 | Live | LG | LG | Singlezone Ducted, Centrally Ducted | 211234510 |  | HRCU-A-CB | LUU360HV | Mini-Splits | LVN361HV4 |  |  |  | 11.9 | 16.25 | 8.95 | TRUE | TRUE | TRUE | 36000 | 23800 | 2.61 | 37350 | 2.19
208119831 | 10/27/22 | Live | Midea Electric Trading | ELIOS | Singlezone Non-Ducted, Wall Placement | 208119831 |  | HRCU-A-CB-O | DEA24HOS28230E8 | Mini-Splits | DE24HIW23230E3 | 13 | 21 | 12 |  |  |  | TRUE | TRUE | TRUE | 26000 | 19400 | 2.95 | 27903 | 2.28
207801581 | 04/29/22 | Live | Carrier | WEATHERMAKER | Singlezone Ducted, Compact Ducted | 207801581 |  | HMSV-A-CB | 38MARBQ18AA3 | Mini-Splits | 40MBDQ24---3 | 13.2 | 20 | 11.5 |  |  |  | TRUE | TRUE | TRUE | 19000 | 12600 | 2.78 | 21500 | 2.78
207339167 | 10/27/22 | Live | Midea Electric Trading | AURORA | Singlezone Non-Ducted, Wall Placement | 207339167 |  | HRCU-A-CB-O | AU-A09HR-2B-O | Mini-Splits | AU-A09HR-2B-I | 12.6 | 21.5 | 10 |  |  |  | FALSE | FALSE | FALSE | 10000 | 6000 | 2.51 | 8065 | 2.17
206913036 | 10/27/22 | Live | Midea Electric Trading | COMFORT-AIRE | Singlezone Non-Ducted, Wall Placement | 206913036 |  | HRCU-A-CB-O | A-VMH24SU-1A | Mini-Splits | B-VMH24SU-1 | 13 | 21 | 12 |  |  |  | TRUE | TRUE | TRUE | 26000 | 19400 | 2.95 | 27903 | 2.28
206400656 | 05/19/21 | Live | Carrier | PAYNE | Singlezone Non-Ducted, Wall Placement | 206400656 |  | HRCU-A-CB-O | 38MARBQ18AA3 | Mini-Splits | DHMSHAQ18XA3 | 12.5 | 20.5 | 11 |  |  |  | TRUE | FALSE | FALSE | 18000 | 10800 | 2.8 | 17630 | 3.74
206400650 | 05/19/21 | Live | Carrier | BRYANT | Singlezone Non-Ducted, Wall Placement | 206400650 |  | HRCU-A-CB-O | 38MARBQ18AA3 | Mini-Splits | 619PEQ018BBMA | 12.5 | 20.5 | 11 |  |  |  | TRUE | FALSE | FALSE | 18000 | 10800 | 2.8 | 17630 | 3.74
206221394 | 10/27/22 | Live | Midea Electric Trading | COMFORT-AIRE | Singlezone Non-Ducted, Wall Placement | 206221394 |  | HRCU-A-CB-O | A-VMH24SU-1A | Mini-Splits | B-VMH24SU-1A | 13 | 21 | 12 |  |  |  | TRUE | TRUE | TRUE | 26000 | 19400 | 2.95 | 27903 | 2.28
204629357 | 01/20/21 | Live | Mitsubishi Electric Trane | MITSUBISHI ELECTRIC | Singlezone Non-Ducted, Wall Placement | 204629357 |  | HRCU-A-CB-O | NAXSST24A112A* | Mini-Splits | MSZ-GL24NA*** | 12.5 | 20.5 | 10 |  |  |  | FALSE | FALSE | FALSE | 22500 | 16000 | 2.65 | 24600 | 2.19
202392228 | 02/02/22 | Live | Mitsubishi Electric Trane | AMERICAN STANDARD / MITSUBISHI ELECTRIC | Singlezone Ducted, Compact Ducted | 202392228 |  | HRCU-A-CB | NAXSKS15A112AA | Mini-Splits | PEAD-A15AA | 13 | 19.2 | 11.6 |  |  |  | FALSE | FALSE | FALSE | 18000 | 11300 | 2.3 | 14000 | 2.85
202373701 | 02/02/22 | Live | Mitsubishi Electric Trane | AMERICAN STANDARD / MITSUBISHI ELECTRIC | Singlezone Non-Ducted, Wall Placement | 202373701 |  | HRCU-A-CB-O | NAXSMT24A112AA | Mini-Splits | NAXWMT24A112AA | 8.6 | 18 | 10 |  |  |  | FALSE | FALSE | FALSE | 22500 | 18500 | 2.36 | 18500 | 2.42
202141049 | 04/26/22 | Live | Rheem | RUUD | Singlezone Ducted, Centrally Ducted | 202141049 |  | HRCU-A-CB | UP2036BJV |  | RHMV6021SEAC | 14 | 20 | 11.5 |  |  |  | FALSE | FALSE | FALSE | 35000 | 37400 | 2.4 | 39000 | 2.51
201755029 | 02/02/22 | Live | Mitsubishi Electric Trane | MITSUBISHI ELECTRIC | Singlezone Non-Ducted, Wall Placement | 201755029 |  | HRCU-A-CB-O | MUZ-GL24NAH*** | Mini-Splits | MSZ-GL24NA*** | 12.5 | 20.5 | 10 |  |  |  | FALSE | FALSE | FALSE | 22500 | 16000 | 2.48 | 24600 | 2.11
10595373 | 12/01/21 | Live | Rheem | RHEEM | Singlezone Non-Ducted, Wall Placement | 10595373 |  | HRCU-A-CB-O | ROSH12AHHJ | Mini-Splits | RIWH12AHWJ | 15.2 | 29.3 | 13.8 |  |  |  | FALSE | FALSE | FALSE | 12010 | 9600 | 3.2 | 17500 | 2.32
208141196 | 10/27/22 | Live | Midea Electric Trading | KERR | Singlezone Non-Ducted, Wall Placement | 208141196 |  | HRCU-A-CB-O | A-KMH24SV-1 | Mini-Splits | B-KMH24SU-1 | 13 | 21 | 12 |  |  |  | TRUE | TRUE | TRUE | 26000 | 19400 | 2.95 | 27903 | 2.28
208141184 | 10/27/22 | Live | Midea Electric Trading | COMFORT-AIRE | Singlezone Non-Ducted, Wall Placement | 208141184 |  | HRCU-A-CB-O | A-KMH24SV-1 | Mini-Splits | B-KMH24SU-1 | 13 | 21 | 12 |  |  |  | TRUE | TRUE | TRUE | 26000 | 19400 | 2.95 | 27903 | 2.28
206913571 | 10/27/22 | Live | Midea Electric Trading | COMFORT-AIRE | Singlezone Non-Ducted, Wall Placement | 206913571 |  | HRCU-A-CB-O | A-VMH24SU-1 | Mini-Splits | B-VMH24SU-1A | 13 | 21 | 12 |  |  |  | TRUE | TRUE | TRUE | 26000 | 19400 | 2.95 | 27903 | 2.28
206401448 | 10/27/22 | Live | Midea Electric Trading | ELIOS | Singlezone Non-Ducted, Wall Placement | 206401448 |  | HRCU-A-CB-O | DE24HOS25230E3A | Mini-Splits | DE24HIW23230E3 | 13 | 21 | 12 |  |  |  | TRUE | TRUE | TRUE | 26000 | 19400 | 2.95 | 27903 | 2.28
206401442 | 10/27/22 | Live | Midea Electric Trading | MOOVAIR | Singlezone Non-Ducted, Wall Placement | 206401442 |  | HRCU-A-CB-O | DM24HOS25230E3A | Mini-Splits | DM24HIW23230E3 | 13 | 21 | 12 |  |  |  | TRUE | TRUE | TRUE | 26000 | 19400 | 2.95 | 27903 | 2.28
206400662 | 05/19/21 | Live | Carrier | MIDEA | Singlezone Non-Ducted, Wall Placement | 206400662 |  | HRCU-A-CB-O | 38MARBQ18AA3 | Mini-Splits | DHMSHAQ18XA3 | 12.5 | 20.5 | 11 |  |  |  | TRUE | FALSE | FALSE | 18000 | 10800 | 2.8 | 17630 | 3.74
205047854 | 10/27/22 | Live | Panasonic | PANASONIC | Singlezone Non-Ducted, Wall Placement | 205047854 |  | HRCU-A-CB-O | CU-XE18WKUA | Mini-Splits | CS-XE18WKUAW | 13.2 | 21 | 12 |  |  |  | TRUE | TRUE | TRUE | 18000 | 14000 | 2.93 | 22300 | 2.48
204629556 | 01/20/21 | Live | Mitsubishi Electric Trane | MITSUBISHI ELECTRIC | Singlezone Non-Ducted, Wall Placement | 204629556 |  | HRCU-A-CB-O | NAXSMT24A112A* | Mini-Splits | MSZ-HM24NA*** | 8.6 | 18 | 10 |  |  |  | FALSE | FALSE | FALSE | 22500 | 18500 | 2.36 | 18500 | 2.42
202373679 | 02/02/22 | Live | Mitsubishi Electric Trane | AMERICAN STANDARD / MITSUBISHI ELECTRIC | Singlezone Non-Ducted, Floor Placement | 202373679 |  | HRCU-A-CB-O | NAXSPF18A112AA |  | NAXFKS18A112AA | 12.6 | 21 | 11.3 |  |  |  | FALSE | FALSE | FALSE | 18760 | 12800 | 2.62 | 23000 | 2.1
202373677 | 02/02/22 | Live | Mitsubishi Electric Trane | AMERICAN STANDARD / MITSUBISHI ELECTRIC | Singlezone Non-Ducted, Floor Placement | 202373677 |  | HRCU-A-CB-O | NAXSPF12A112AA |  | NAXFKS12A112AA | 13.6 | 25.5 | 12 |  |  |  | FALSE | FALSE | FALSE | 13240 | 8800 | 2.77 | 14800 | 2.29
202140939 | 04/26/22 | Live | Rheem | RHEEM | Singlezone Ducted, Centrally Ducted | 202140939 |  | HRCU-A-CB | RP2048BJV |  | RHMV6021SEAC | 12.5 | 19.5 | 11 |  |  |  | FALSE | FALSE | FALSE | 45500 | 41000 | 2.28 | 42718 | 2.38
201755019 | 02/02/22 | Live | Mitsubishi Electric Trane | MITSUBISHI ELECTRIC | Multizone Mix of Ducted and Non-Ducted | 201755019 |  | HMSV-A-CB | MXZ-4C36NA2 | Mixed Ducted and Non-Ducted Indoor Units |  | 9.05 | 17.6 | 10.4 |  |  |  | FALSE | FALSE | FALSE | 34900 | 21200 | 2.75 | 26600 | 2.23
10340613 | 01/01/19 | Live | Gree | KINGHOME | Multizone All Non-Ducted | 10340613 |  | HMSV-A-CB | KM42H4O | Non-Ducted Indoor Units |  | 10.4 | 21 | 10.2 |  |  |  | FALSE | FALSE | FALSE | 40060 | 29000 | 2.68 | 31100 | 2.5
9117139 | 10/28/22 | Live | Daikin North America, LLC | DAIKIN | Singlezone Ducted, Centrally Ducted | 9117139 |  | HRCU-A-CB | DZ20VC0481B* |  | CSCF4860N6D*+MBVC2000**-1A*+TXV | 12.5 | 20 | 10 |  |  |  | FALSE | FALSE | FALSE | 45500 | 27400 | 2.84 | 34000 | 2.4
207768729 | 04/06/22 | Live | Lennox Industries | LENNOX | Multizone Mix of Ducted and Non-Ducted | 207768729 |  | HMSV-A-CB | MLB018S4M-1P |  |  | 12 | 20.5 | 10 |  |  |  | TRUE | TRUE | TRUE | 18750 | 11000 | 2.6 | 20500 | 2.35
206913573 | 10/27/22 | Live | Midea Electric Trading | KERR | Singlezone Non-Ducted, Wall Placement | 206913573 |  | HRCU-A-CB-O | A-KMH24SU-1 | Mini-Splits | B-KMH24SU-1A | 13 | 21 | 12 |  |  |  | TRUE | TRUE | TRUE | 26000 | 19400 | 2.95 | 27903 | 2.28
206913038 | 10/27/22 | Live | Midea Electric Trading | KERR | Singlezone Non-Ducted, Wall Placement | 206913038 |  | HRCU-A-CB-O | A-KMH24SU-1A | Mini-Splits | B-KMH24SU-1 | 13 | 21 | 12 |  |  |  | TRUE | TRUE | TRUE | 26000 | 19400 | 2.95 | 27903 | 2.28
206597272 | 10/27/22 | Live | Midea Electric Trading | NAPOLEON | Singlezone Non-Ducted, Wall Placement | 206597272 |  | HRCU-A-CB-O | NH25-18H-O | Mini-Splits | NH25-24F-I | 13 | 21 | 12 |  |  |  | TRUE | TRUE | TRUE | 26000 | 19400 | 2.95 | 27903 | 2.28
206422439 | 10/27/22 | Live | Midea Electric Trading | CONVECTAIR | Singlezone Non-Ducted, Wall Placement | 206422439 |  | HRCU-A-CB-O | 8240-O | Mini-Splits | 8240-I | 13 | 21 | 12 |  |  |  | FALSE | FALSE | TRUE | 26000 | 19400 | 2.95 | 27903 | 2.28
206400668 | 05/19/21 | Live | Carrier | WEATHERMAKER | Singlezone Non-Ducted, Wall Placement | 206400668 |  | HRCU-A-CB-O | 38MARBQ18AA3 | Mini-Splits | DHMSHAQ18XA3 | 12.5 | 20.5 | 11 |  |  |  | TRUE | FALSE | FALSE | 18000 | 10800 | 2.8 | 17630 | 3.74
206369505 | 10/27/22 | Live | Midea Electric Trading | MDV | Singlezone Non-Ducted, Wall Placement | 206369505 |  | HRCU-A-CB-O | MOX230-09HFN1-MT0W | Mini-Splits | MSAEA-09HRDN1-MQ0W | 11.5 | 18.5 | 10 |  |  |  | FALSE | FALSE | FALSE | 10000 | 5800 | 2.24 | 7506 | 2.34
205816494 | 10/27/22 | Live | Midea Electric Trading | CANAIR | Singlezone Non-Ducted, Wall Placement | 205816494 |  | HRCU-A-CB-O | C23SCH24H22 | Mini-Splits | C23SEH24H21 | 13 | 21 | 12 |  |  |  | TRUE | TRUE | TRUE | 26000 | 19400 | 2.95 | 27903 | 2.28
205746255 | 10/27/22 | Live | Midea Electric Trading | MDV | Singlezone Non-Ducted, Wall Placement | 205746255 |  | HRCU-A-CB-O | MOD30-24HFN1-MU0W | Mini-Splits | CS11M-23HRFN1-MT0W | 13 | 21 | 12 |  |  |  | TRUE | TRUE | TRUE | 26000 | 19400 | 2.95 | 27903 | 2.28
202366325 | 02/02/22 | Live | Mitsubishi Electric Trane | AMERICAN STANDARD / MITSUBISHI ELECTRIC | Multizone Mix of Ducted and Non-Ducted | 202366325 |  | HMSV-A-CB | NAXMMX36A142AA | Mixed Ducted and Non-Ducted Indoor Units |  | 9.05 | 17.6 | 10.4 |  |  |  | FALSE | FALSE | FALSE | 34900 | 21200 | 2.75 | 26600 | 2.23
201754487 | 02/02/22 | Live | Mitsubishi Electric Trane | MITSUBISHI ELECTRIC | Singlezone Ducted, Centrally Ducted | 201754487 |  | HRCU-A-CB | PUZ-HA30NHA5 |  | PVA-A30AA* | 12.5 | 17 | 9.7 |  |  |  | FALSE | FALSE | FALSE | 28500 | 22600 | 2.42 | 32000 | 1.9
10595371 | 12/01/21 | Live | Rheem | RHEEM | Singlezone Non-Ducted, Wall Placement | 10595371 |  | HRCU-A-CB-O | ROSH09AHHJ | Mini-Splits | RIWH09AHWJ | 18 | 33 | 14 |  |  |  | FALSE | FALSE | FALSE | 9007 | 7000 | 3.36 | 16000 | 2.12
8111356 | 04/16/19 | Live | LG | LG | Multizone All Ducted | 8111356 |  | HMSV-A-CB | LMU30CHV | Ducted Indoor Units |  | 11 | 18.2 | 9.7 |  |  |  | FALSE | FALSE | FALSE | 26030 | 19000 | 2.49 | 24817 | 2.54
208141170 | 10/27/22 | Live | Midea Electric Trading | COMFORT-AIRE | Singlezone Non-Ducted, Wall Placement | 208141170 |  | HRCU-A-CB-O | A-VMH24SV-1 | Mini-Splits | B-VMH24SU-1 | 13 | 21 | 12 |  |  |  | TRUE | TRUE | TRUE | 26000 | 19400 | 2.95 | 27903 | 2.28
208119827 | 10/27/22 | Live | Midea Electric Trading | MOOVAIR | Singlezone Non-Ducted, Wall Placement | 208119827 |  | HRCU-A-CB-O | DMA24HOS28230E8 | Mini-Splits | DM24HIW23230E3 | 13 | 21 | 12 |  |  |  | TRUE | TRUE | TRUE | 26000 | 19400 | 2.95 | 27903 | 2.28
206764065 | 10/27/22 | Live | Midea Electric Trading | FRANKLIN | Singlezone Non-Ducted, Wall Placement | 206764065 |  | HRCU-A-CB-O | MSH243E23MCAA | Mini-Splits | MSH243E23AXAA | 13 | 21 | 12 |  |  |  | FALSE | FALSE | TRUE | 26000 | 19400 | 2.95 | 27903 | 2.28
206598613 | 10/27/22 | Live | Midea Electric Trading | NAPOLEON | Singlezone Non-Ducted, Wall Placement | 206598613 |  | HRCU-A-CB-O | NH25-24H-O | Mini-Splits | NH25-24F-I | 13 | 21 | 12 |  |  |  | TRUE | TRUE | TRUE | 26000 | 19400 | 2.95 | 27903 | 2.28
206400644 | 05/19/21 | Live | Carrier | CARRIER | Singlezone Non-Ducted, Wall Placement | 206400644 |  | HRCU-A-CB-O | 38MARBQ18AA3 | Mini-Splits | 40MAQB18B--3 | 12.5 | 20.5 | 11 |  |  |  | TRUE | FALSE | FALSE | 18000 | 10800 | 2.8 | 17630 | 3.74
206221393 | 10/27/22 | Live | Midea Electric Trading | KERR | Singlezone Non-Ducted, Wall Placement | 206221393 |  | HRCU-A-CB-O | A-KMH24SU-1A | Mini-Splits | B-KMH24SU-1A | 13 | 21 | 12 |  |  |  | TRUE | TRUE | TRUE | 26000 | 19400 | 2.95 | 27903 | 2.28
202373678 | 02/02/22 | Live | Mitsubishi Electric Trane | AMERICAN STANDARD / MITSUBISHI ELECTRIC | Singlezone Non-Ducted, Floor Placement | 202373678 |  | HRCU-A-CB-O | NAXSPF15A112AA |  | NAXFKS15A112AA | 13.5 | 21.8 | 11.6 |  |  |  | FALSE | FALSE | FALSE | 16550 | 14400 | 3.55 | 20000 | 1.93
202366331 | 02/02/22 | Live | Mitsubishi Electric Trane | TRANE / MITSUBISHI ELECTRIC | Multizone Mix of Ducted and Non-Ducted | 202366331 |  | HMSV-A-CB | NTXMMX36A142AA | Mixed Ducted and Non-Ducted Indoor Units |  | 9.05 | 17.6 | 10.4 |  |  |  | FALSE | FALSE | FALSE | 34900 | 21200 | 2.75 | 26600 | 2.23
10595386 | 12/01/21 | Live | Rheem | RHEEM | Singlezone Non-Ducted, Floor Placement | 10595386 |  | HRCU-A-CB-O | ROSH12AFFHJ | Mini-Splits | RIFH12AVFJ | 13.1 | 22.7 | 11.3 |  |  |  | FALSE | FALSE | TRUE | 12010 | 10600 | 2.61 | 15000 | 1.89
10595375 | 12/01/21 | Live | Rheem | RHEEM | Singlezone Non-Ducted, Wall Placement | 10595375 |  | HRCU-A-CB-O | ROSH15AHHJ | Mini-Splits | RIWH15AHWJ | 13.9 | 25.3 | 13.3 |  |  |  | FALSE | FALSE | FALSE | 14501 | 11200 | 3.07 | 21500 | 2.3
10338140 | 01/01/19 | Live | Gree | KINGHOME | Singlezone Non-Ducted, Wall Placement | 10338140 |  | HRCU-A-CB-O | KW24HQ2B8DO | Mini-Splits | KW24HQ2B8DI | 12.5 | 20 | 10 |  |  |  | FALSE | FALSE | FALSE | 22389 | 14600 | 2.73 | 26263 | 2.28
8111359 | 04/16/19 | Live | LG | LG | Multizone Mix of Ducted and Non-Ducted | 8111359 |  | HMSV-A-CB | LMU30CHV | Mixed Ducted and Non-Ducted Indoor Units |  | 12 | 20.1 | 9.85 |  |  |  | FALSE | FALSE | FALSE | 28020 | 19300 | 2.61 | 25778 | 2.8
213355283 | 11/28/23 | Live | Lennox Industries | LENNOX | Singlezone Ducted, Centrally Ducted | 213355283 |  | HRCU-A-CB | VPC060H4M-3P |  | CBA25UHV-060-230-** |  |  |  | 8 | 15.2 | 7.8 | FALSE | FALSE | FALSE | 55000 | 42000 | 2.1 | 46622 | 2
206788900 | 05/11/23 | Live | Carrier | CARRIER | Singlezone Ducted, Centrally Ducted | 206788900 |  | HRCU-A-CB | 25VNA448A*031* |  | FE4AN(B,F)005L+UI | 13 | 22 | 10.5 | 12.5 | 22 | 9.5 | TRUE | TRUE | TRUE | 45000 | 43000 | 2.44 | 43000 | 2.44
206788899 | 05/11/23 | Live | Carrier | CARRIER | Singlezone Ducted, Centrally Ducted | 206788899 |  | HRCU-A-CB | 25VNA448A*031* |  | FE4ANB006L+UI | 13.5 | 22 | 11 | 13 | 22 | 9.5 | TRUE | TRUE | TRUE | 46000 | 42500 | 2.58 | 42500 | 2.58
213386670 | 12/10/23 | Live | Gree | TOSOT | Multizone All Ducted | 213386670 |  | HSP-A | TK-H03TCNAA-TU | [5 empty] | 11 | 17.8 | 8.8 | TRUE | TRUE | TRUE | 34400 | 23400 | 2.46 | 23400 | 2.46
213369557 | 12/20/23 | Live | Hisense | Hisense | Multizone All Non-Ducted | 213369557 |  | HMSR-A-CB-O | AVW-28H3FH2 | Non-Ducted Indoor Units | AVBC-07HJFKA |  |  |  | 11.5 | 18.7 | 8.65 | FALSE | FALSE | FALSE | 27200 | 17500 | 2.8 | 22700 | 2.8
213369556 | 12/20/23 | Live | Hisense | Hisense | Multizone All Ducted | 213369556 |  | HMSV-A-CB | AVW-28H3FH2 | Ducted Indoor Units | AVD-07HJFH |  |  |  | 11 | 15.8 | 7.9 | FALSE | FALSE | FALSE | 27200 | 18100 | 2.4 | 23500 | 2.4
211016451 | 07/26/23 | Live | Mitsubishi Electric Trane | Mitsubishi Electric | Multizone Mix of Ducted and Non-Ducted | 211016451 |  | HMSV-A-CB | MXZ-SM36NAMHZ2 | Mixed Ducted and Non-Ducted Indoor Units |  | 13.8 | 20.7 | 12.1 | 13.5 | 20.75 | 11.5 | TRUE | TRUE | TRUE | 36000 | 29600 | 2.74 | 42000 | 2.1
211016454 | 07/26/23 | Live | Mitsubishi Electric Trane | Mitsubishi Electric | Multizone Mix of Ducted and Non-Ducted | 211016454 |  | HMSV-A-CB | MXZ-SM42NAMHZ2 | Mixed Ducted and Non-Ducted Indoor Units |  | 12.2 | 20 | 11.5 | 12 | 19.75 | 10.55 | TRUE | TRUE | TRUE | 42000 | 32000 | 2.63 | 48000 | 2.02
211729605 | 04/26/23 | Live | Lennox Industries | ARMSTRONG AIR | Singlezone Ducted, Centrally Ducted | 211729605 |  | HRCU-A-CB | 4SHP22LX124P-**A | Ducted Indoor Units | BCE5E24M |  |  |  | 13 | 17.5 | 8.8 | TRUE | FALSE | TRUE | 22800 | 14100 | 2.52 | 14100 | 2.52
211016472 | 07/26/23 | Live | Mitsubishi Electric Trane | Trane / Mitsubishi Electric | Multizone Mix of Ducted and Non-Ducted | 211016472 |  | HMSV-A-CB | NTXMSH42A152B* | Mixed Ducted and Non-Ducted Indoor Units |  | 12.2 | 20 | 11.5 | 12 | 19.75 | 10.55 | TRUE | TRUE | TRUE | 42000 | 32000 | 2.63 | 48000 | 2.02
211016469 | 07/26/23 | Live | Mitsubishi Electric Trane | Trane / Mitsubishi Electric | Multizone Mix of Ducted and Non-Ducted | 211016469 |  | HMSV-A-CB | NTXMSH36A142B* | Mixed Ducted and Non-Ducted Indoor Units |  | 13.8 | 20.7 | 12.1 | 13.5 | 20.75 | 11.5 | TRUE | TRUE | TRUE | 36000 | 29600 | 2.74 | 42000 | 2.1
211729603 | 04/26/23 | Live | Lennox Industries | AIREASE | Singlezone Ducted, Centrally Ducted | 211729603 |  | HRCU-A-CB | 4SHP22LX124P-**A | Ducted Indoor Units | BCE5E24M |  |  |  | 13 | 17.5 | 8.8 | TRUE | FALSE | TRUE | 22800 | 14100 | 2.52 | 14100 | 2.52
211708560 | 05/02/23 | Live | Lennox Industries | ADP | Singlezone Ducted, Centrally Ducted | 211708560 |  | HRCU-A-CB | HMH72B361 | Ducted Indoor Units | F,PE*E34936 |  |  |  | 8.5 | 17 | 8.4 | FALSE | FALSE | FALSE | 35600 | 23000 | 2.1 | 25000 | 2.42
211698448 | 04/26/23 | Live | Gree | GREE | Multizone All Non-Ducted | 211698448 |  | HMSR-A-CB-O | GMV-V36WL/C-T(U) | Non-Ducted Indoor Units |  |  |  |  | 13 | 23 | 9 | TRUE | TRUE | FALSE | 36000 | 22000 | 2.5 | 36000 | 2.34
212925912 | 08/07/23 | Live | ASPEN | GREE | Singlezone Ducted, Centrally Ducted | 212925912 |  | HRCU-A-CB | GUD36W/A-D(U) | Non-Ducted Indoor Units | D(A,C,E)25B34+TDR |  |  |  | 11 | 15.2 | 8.5 | FALSE | FALSE | TRUE | 23000 | 15000 | 2.34 | 22000 | 2.18
212925906 | 08/07/23 | Live | ASPEN | GREE | Singlezone Ducted, Centrally Ducted | 212925906 |  | HRCU-A-CB | GUD60W/A-D(U) | Non-Ducted Indoor Units | C(A,C,D,E)60A44+TDR |  |  |  | 9.5 | 15.2 | 8.5 | FALSE | FALSE | FALSE | 50500 | 35200 | 2.19 | 36000 | 2.23
212925897 | 08/07/23 | Live | ASPEN | TOSOT | Singlezone Ducted, Centrally Ducted | 212925897 |  | HRCU-A-CB | TU36-24WADU | Non-Ducted Indoor Units | D(A,C,E)25B34+TDR |  |  |  | 11 | 15.2 | 8.5 | FALSE | FALSE | TRUE | 23000 | 15000 | 2.34 | 22000 | 2.18
212925887 | 08/07/23 | Live | ASPEN | TOSOT | Singlezone Ducted, Centrally Ducted | 212925887 |  | HRCU-A-CB | TU36-24WADU | Non-Ducted Indoor Units | D(A,C,E)24C34+TDR |  |  |  | 11 | 15.2 | 8.5 | FALSE | FALSE | TRUE | 23000 | 15000 | 2.34 | 22000 | 2.18
212394373 | 05/11/23 | Live | Trane U.S. Inc. | AMERISTAR | Multizone All Ducted | 212394373 |  | HRCU-A-C | E4HL5036A1000A |  | 4TXCB004DS3 |  |  |  | 9 | 14.3 | 8.1 | FALSE | FALSE | FALSE | 28000 | 19100 | 2.01 | 21500 | 2.03
212394370 | 05/11/23 | Live | Trane U.S. Inc. | RUNTRU | Multizone All Ducted | 212394370 |  | HRCU-A-C | E4HL5060A1000A |  | 4TXCC009DS3 |  |  |  | 9 | 14.3 | 8.1 | FALSE | FALSE | FALSE | 46000 | 30400 | 2 | 35500 | 2.34
212394367 | 05/11/23 | Live | Trane U.S. Inc. | RUNTRU | Multizone All Ducted | 212394367 |  | HRCU-A-C | E4HL5030A1000A |  | 4TXCB003DS3 |  |  |  | 10 | 15.2 | 8.1 | FALSE | FALSE | TRUE | 24000 | 19100 | 1.85 | 20000 | 1.94
211749861 | 05/18/23 | Live | Trane U.S. Inc. | AMERISTAR | Multizone All Ducted | 211749861 |  | HRCU-A-CB | E4HL5048A1000A | Ducted Indoor Units | E4AH5E48A1K30A |  |  |  | 8.2 | 15.2 | 8.1 | FALSE | FALSE | FALSE | 48000 | 38000 | 2.5 | 38000 | 2.5
211749855 | 05/18/23 | Live | Trane U.S. Inc. | RUNTRU | Multizone All Ducted | 211749855 |  | HRCU-A-CB | E4HL5060A1000A | Ducted Indoor Units | E4AH5E48A1K30A |  |  |  | 8.6 | 15.2 | 8.1 | FALSE | FALSE | FALSE | 48000 | 38000 | 2.3 | 38000 | 2.3
211749854 | 05/18/23 | Live | Trane U.S. Inc. | RUNTRU | Multizone All Ducted | 211749854 |  | HRCU-A-CB | E4HL5036A1000A | Ducted Indoor Units | E4AH5E24A1J30A |  |  |  | 11 | 15.2 | 8.5 | FALSE | FALSE | TRUE | 24000 | 19100 | 2.2 | 19100 | 2.2
211749853 | 05/18/23 | Live | Trane U.S. Inc. | RUNTRU | Multizone All Ducted | 211749853 |  | HRCU-A-CB | E4HL5060A1000A | Ducted Indoor Units | E4AH5E60A1K30A |  |  |  | 8.2 | 15.2 | 8.1 | FALSE | FALSE | FALSE | 54000 | 39000 | 2.5 | 39000 | 2.5
211749852 | 05/18/23 | Live | Trane U.S. Inc. | RUNTRU | Multizone All Ducted | 211749852 |  | HRCU-A-CB | E4HL5048A1000A | Ducted Indoor Units | E4AH5E48A1K30A |  |  |  | 8.2 | 15.2 | 8.1 | FALSE | FALSE | FALSE | 48000 | 38000 | 2.5 | 38000 | 2.5
211624983 | 12/19/23 | Live | Sunrise Tradex Corp | FORESTAIR | Singlezone Non-Ducted, Wall Placement | 211624983 |  | HRCU-A-CB-O | FGH-09ES/E25-O | Mini-Splits | FGH-09ES/E25-I | 14.7 | 25.3 | 11.2 | 14.7 | 25 | 9.5 | FALSE | FALSE | TRUE | 9100 | 7300 | 2.61 | 10500 | 2.04
211624982 | 12/19/23 | Live | Sunrise Tradex Corp | FORESTAIR | Singlezone Non-Ducted, Wall Placement | 211624982 |  | HRCU-A-CB-O | FGH-18ES/E25-O | Mini-Splits | FGH-18ES/E25-I | 13 | 23 | 11 | 13 | 23 | 8.5 | FALSE | FALSE | FALSE | 18000 | 11300 | 2.74 | 17100 | 2.08
211583736 | 05/10/23 | Live | Parker Davis HVAC International Inc. | PIONEER | Singlezone Non-Ducted, Wall Placement | 211583736 |  | HRCU-A-CB-O | YN018GHFI25RPH | Mini-Splits | WF018GHFI25HLH | 13 | 20.5 | 10.5 | 13.2 | 20.5 | 9.5 | TRUE | TRUE | TRUE | 18000 | 10500 | 1.2 | 17500 | 1.84
211662226 | 04/19/23 | Live | Johnson Controls Inc. (York International Norman) | CHAMPION HEATING AND COOLING | Singlezone Ducted, Centrally Ducted | 211662226 |  | HRCU-A-CB | HMH72B361 |  | XAUB30CXXN1+JMET12BS2N1+TXV |  |  |  | 8.5 | 18 | 8.1 | FALSE | FALSE | FALSE | 34000 | 24800 | 2.5 | 24800 | 2.5
211662225 | 04/19/23 | Live | Johnson Controls Inc. (York International Norman) | FRASER-JOHNSTON | Singlezone Ducted, Centrally Ducted | 211662225 |  | HRCU-A-CB | HMH72B361 |  | XAUB30CXXN1+JMET12BS2N1+TXV |  |  |  | 8.5 | 18 | 8.1 | FALSE | FALSE | FALSE | 34000 | 24800 | 2.5 | 24800 | 2.5
211662222 | 04/19/23 | Live | Johnson Controls Inc. (York International Norman) | JOHNSON CONTROLS | Singlezone Ducted, Centrally Ducted | 211662222 |  | HRCU-A-CB | HMH72B361 |  | XAFB30CXXN1+JMET12BS2N1+TXV |  |  |  | 8.5 | 18 | 8.1 | FALSE | FALSE | FALSE | 34000 | 24800 | 2.5 | 24800 | 2.5
211662221 | 04/19/23 | Live | Johnson Controls Inc. (York International Norman) | CHAMPION HEATING AND COOLING | Singlezone Ducted, Centrally Ducted | 211662221 |  | HRCU-A-CB | HMH72B361 |  | XAFB30CXXN1+JMET12BS2N1+TXV |  |  |  | 8.5 | 18 | 8.1 | FALSE | FALSE | FALSE | 34000 | 24800 | 2.5 | 24800 | 2.5
211662219 | 04/19/23 | Live | Johnson Controls Inc. (York International Norman) | LUXAIRE | Singlezone Ducted, Centrally Ducted | 211662219 |  | HRCU-A-CB | HMH72B361 |  | XAFB30CXXN1+JMET12BS2N1+TXV |  |  |  | 8.5 | 18 | 8.1 | FALSE | FALSE | FALSE | 34000 | 24800 | 2.5 | 24800 | 2.5
211662217 | 04/19/23 | Live | Johnson Controls Inc. (York International Norman) | JOHNSON CONTROLS | Singlezone Ducted, Centrally Ducted | 211662217 |  | HRCU-A-CB | HMH72B361 |  | XAHB30CXXN1+JMET12BS2N1+TXV |  |  |  | 8.5 | 17.5 | 8.1 | FALSE | FALSE | FALSE | 33200 | 23800 | 2.44 | 23800 | 2.44
211662209 | 04/19/23 | Live | Johnson Controls Inc. (York International Norman) | LUXAIRE | Singlezone Ducted, Centrally Ducted | 211662209 |  | HRCU-A-CB | HMH72B361 |  | XAUB30CXXN1+JMVT12BC2N1+TXV |  |  |  | 8.5 | 18 | 8.1 | FALSE | FALSE | FALSE | 33800 | 24600 | 2.5 | 24600 | 2.5
211660720 | 04/19/23 | Live | Johnson Controls Inc. (York International Norman) | FRASER-JOHNSTON | Singlezone Ducted, Centrally Ducted | 211660720 |  | HRCU-A-CB | HMH72B241 |  | JHETB24CBAS2N1 |  |  |  | 9.5 | 17 | 7.8 | FALSE | FALSE | FALSE | 21200 | 15000 | 2.36 | 15000 | 2.36
211660718 | 04/19/23 | Live | Johnson Controls Inc. (York International Norman) | COLEMAN | Singlezone Ducted, Centrally Ducted | 211660718 |  | HRCU-A-CB | HMH72B241 |  | JHETB24CBAS2N1 |  |  |  | 9.5 | 17 | 7.8 | FALSE | FALSE | FALSE | 21200 | 15000 | 2.36 | 15000 | 2.36
211660715 | 04/19/23 | Live | Johnson Controls Inc. (York International Norman) | FRASER-JOHNSTON | Singlezone Ducted, Centrally Ducted | 211660715 |  | HRCU-A-CB | HMH72B241 |  | JHVTB24CBAC2N1 |  |  |  | 9.5 | 17 | 7.8 | FALSE | FALSE | FALSE | 21200 | 15000 | 2.36 | 15000 | 2.36
211660706 | 04/19/23 | Live | Johnson Controls Inc. (York International Norman) | CHAMPION HEATING AND COOLING | Singlezone Ducted, Centrally Ducted | 211660706 |  | HRCU-A-CB | HMH72B241 |  | XAFB30CBAN1+JMET12BS2N1 |  |  |  | 9.5 | 17 | 7.8 | FALSE | FALSE | FALSE | 21400 | 15100 | 2.41 | 15100 | 2.41
211660684 | 04/19/23 | Live | Johnson Controls Inc. (York International Norman) | LUXAIRE | Singlezone Ducted, Centrally Ducted | 211660684 |  | HRCU-A-CB | HMH72B241 |  | XAUB30CXXN1+JMVT12BC2N1+TXV |  |  |  | 9.5 | 17 | 7.8 | FALSE | FALSE | FALSE | 21200 | 14900 | 2.36 | 14900 | 2.36
211660682 | 04/19/23 | Live | Johnson Controls Inc. (York International Norman) | JOHNSON CONTROLS | Singlezone Ducted, Centrally Ducted | 211660682 |  | HRCU-A-CB | HMH72B241 |  | XAFB30CBAN1+JMVT12BC2N1 |  |  |  | 9.5 | 17 | 7.8 | FALSE | FALSE | FALSE | 21200 | 14900 | 2.36 | 14900 | 2.36
211660679 | 04/19/23 | Live | Johnson Controls Inc. (York International Norman) | LUXAIRE | Singlezone Ducted, Centrally Ducted | 211660679 |  | HRCU-A-CB | HMH72B241 |  | XAFB30CBAN1+JMVT12BC2N1 |  |  |  | 9.5 | 17 | 7.8 | FALSE | FALSE | FALSE | 21200 | 14900 | 2.36 | 14900 | 2.36
211660677 | 04/19/23 | Live | Johnson Controls Inc. (York International Norman) | JOHNSON CONTROLS | Singlezone Ducted, Centrally Ducted | 211660677 |  | HRCU-A-CB | HMH72B241 |  | XAFB30CXXN1+JMVT12BC2N1+TXV |  |  |  | 9.5 | 17 | 7.8 | FALSE | FALSE | FALSE | 21200 | 14900 | 2.36 | 14900 | 2.36
211660672 | 04/19/23 | Live | Johnson Controls Inc. (York International Norman) | JOHNSON CONTROLS | Singlezone Ducted, Centrally Ducted | 211660672 |  | HRCU-A-CB | HMH72B241 |  | XAHB30CBAN1+JMVT12BC2N1 |  |  |  | 9.5 | 16.5 | 7.8 | FALSE | FALSE | FALSE | 21000 | 14900 | 2.36 | 14900 | 2.36
211660671 | 04/19/23 | Live | Johnson Controls Inc. (York International Norman) | CHAMPION HEATING AND COOLING | Singlezone Ducted, Centrally Ducted | 211660671 |  | HRCU-A-CB | HMH72B241 |  | XAHB30CBAN1+JMVT12BC2N1 |  |  |  | 9.5 | 16.5 | 7.8 | FALSE | FALSE | FALSE | 21000 | 14900 | 2.36 | 14900 | 2.36
211660668 | 04/19/23 | Live | Johnson Controls Inc. (York International Norman) | COLEMAN | Singlezone Ducted, Centrally Ducted | 211660668 |  | HRCU-A-CB | HMH72B241 |  | XAHB30CBAN1+JMVT12BC2N1 |  |  |  | 9.5 | 16.5 | 7.8 | FALSE | FALSE | FALSE | 21000 | 14900 | 2.36 | 14900 | 2.36
211660667 | 04/19/23 | Live | Johnson Controls Inc. (York International Norman) | JOHNSON CONTROLS | Singlezone Ducted, Centrally Ducted | 211660667 |  | HRCU-A-CB | HMH72B241 |  | XAHB30CXXN1+JMVT12BC2N1+TXV |  |  |  | 9.5 | 16.5 | 7.8 | FALSE | FALSE | FALSE | 21000 | 14900 | 2.36 | 14900 | 2.36
211659564 | 04/19/23 | Live | Johnson Controls Inc. (York International Norman) | YORK | Singlezone Ducted, Centrally Ducted | 211659564 |  | HRCU-A-CB | HMH72B241 |  | XAHB30CXXN1+JMET12BS2N1+TXV |  |  |  | 9.5 | 17 | 7.8 | FALSE | FALSE | FALSE | 21000 | 14800 | 2.32 | 14800 | 2.32
211659390 | 04/19/23 | Live | Johnson Controls Inc. (York International Norman) | YORK | Singlezone Ducted, Centrally Ducted | 211659390 |  | HRCU-A-CB | HMH72B361 |  | XAUB30CXXN1+JMVT12BC2N1+TXV |  |  |  | 8.5 | 18 | 8.1 | FALSE | FALSE | FALSE | 33800 | 24600 | 2.5 | 24600 | 2.5
211289593 | 04/17/23 | Live | Lennox Industries | ADP | Singlezone Ducted, Centrally Ducted | 211289593 |  | HRCU-A-CB | AC024BXUPCH | Ducted Indoor Units | F,PE*BB9931 |  |  |  | 10.1 | 16.5 | 8.1 | FALSE | FALSE | TRUE | 24000 | 31200 | 2.1 | 34300 | 1.86
211393641 | 04/19/23 | Live | Johnson Controls Inc. (York International Norman) | JOHNSON CONTROLS | Singlezone Ducted, Centrally Ducted | 211393641 |  | HRCU-A-CB | HMH72B341 |  | JHETB36DBCS2N1 |  |  |  | 10 | 18.5 | 8.5 | FALSE | FALSE | FALSE | 34000 | 25400 | 2.56 | 25400 | 2.56
211393638 | 04/19/23 | Live | Johnson Controls Inc. (York International Norman) | CHAMPION HEATING AND COOLING | Singlezone Ducted, Centrally Ducted | 211393638 |  | HRCU-A-CB | HMH72B341 |  | JHETB36DBCS2N1 |  |  |  | 10 | 18.5 | 8.5 | FALSE | FALSE | FALSE | 34000 | 25400 | 2.56 | 25400 | 2.56
211393629 | 04/19/23 | Live | Johnson Controls Inc. (York International Norman) | COLEMAN | Singlezone Ducted, Centrally Ducted | 211393629 |  | HRCU-A-CB | HMH72B341 |  | JHETB36DBCS2N1 |  |  |  | 10 | 18.5 | 8.5 | FALSE | FALSE | FALSE | 34000 | 25400 | 2.56 | 25400 | 2.56
211393619 | 04/19/23 | Live | Johnson Controls Inc. (York International Norman) | LUXAIRE | Singlezone Ducted, Centrally Ducted | 211393619 |  | HRCU-A-CB | HMH72B341 |  | JHVTB36DBCC2N1 |  |  |  | 10 | 18.5 | 8.5 | FALSE | FALSE | FALSE | 34000 | 25200 | 2.54 | 25200 | 2.54
211393608 | 04/19/23 | Live | Johnson Controls Inc. (York International Norman) | FRASER-JOHNSTON | Singlezone Ducted, Centrally Ducted | 211393608 |  | HRCU-A-CB | HMH72B341 |  | JHVTC36DBCC2N1 |  |  |  | 10.5 | 18.5 | 8.5 | FALSE | FALSE | FALSE | 34000 | 25400 | 2.64 | 25400 | 2.64
211386677 | 04/19/23 | Live | Johnson Controls Inc. (York International Norman) | JOHNSON CONTROLS | Singlezone Ducted, Centrally Ducted | 211386677 |  | HRCU-A-CB | HMH72B341 |  | JHETC42FBCS2N1 |  |  |  | 9.5 | 17.5 | 8.5 | FALSE | FALSE | FALSE | 33800 | 25200 | 2.6 | 25200 | 2.6
211386674 | 04/19/23 | Live | Johnson Controls Inc. (York International Norman) | CHAMPION HEATING AND COOLING | Singlezone Ducted, Centrally Ducted | 211386674 |  | HRCU-A-CB | HMH72B341 |  | JHETC42FBCS2N1 |  |  |  | 9.5 | 17.5 | 8.5 | FALSE | FALSE | FALSE | 33800 | 25200 | 2.6 | 25200 | 2.6
211386666 | 04/19/23 | Live | Johnson Controls Inc. (York International Norman) | COLEMAN | Singlezone Ducted, Centrally Ducted | 211386666 |  | HRCU-A-CB | HMH72B341 |  | JHETC42FBCS2N1 |  |  |  | 9.5 | 17.5 | 8.5 | FALSE | FALSE | FALSE | 33800 | 25200 | 2.6 | 25200 | 2.6
211386645 | 04/19/23 | Live | Johnson Controls Inc. (York International Norman) | FRASER-JOHNSTON | Singlezone Ducted, Centrally Ducted | 211386645 |  | HRCU-A-CB | HMH72B341 |  | XAUC48FXXN1+JMET12CS2N1+TXV |  |  |  | 9.5 | 17.5 | 8.5 | FALSE | FALSE | FALSE | 34000 | 25400 | 2.6 | 25400 | 2.6
211386641 | 04/19/23 | Live | Johnson Controls Inc. (York International Norman) | COLEMAN | Singlezone Ducted, Centrally Ducted | 211386641 |  | HRCU-A-CB | HMH72B341 |  | XAUC48FXXN1+JMET12CS2N1+TXV |  |  |  | 9.5 | 17.5 | 8.5 | FALSE | FALSE | FALSE | 34000 | 25400 | 2.6 | 25400 | 2.6
211386629 | 04/19/23 | Live | Johnson Controls Inc. (York International Norman) | LUXAIRE | Singlezone Ducted, Centrally Ducted | 211386629 |  | HRCU-A-CB | HMH72B341 |  | XAFC48FBCN1+JMET12CS2N1 |  |  |  | 9.5 | 17.5 | 8.5 | FALSE | FALSE | FALSE | 34000 | 25400 | 2.6 | 25400 | 2.6
211386615 | 04/19/23 | Live | Johnson Controls Inc. (York International Norman) | COLEMAN | Singlezone Ducted, Centrally Ducted | 211386615 |  | HRCU-A-CB | HMH72B341 |  | XAFC48FXXN1+JMET12CS2N1+TXV |  |  |  | 9.5 | 17.5 | 8.5 | FALSE | FALSE | FALSE | 34000 | 25400 | 2.6 | 25400 | 2.6
211386595 | 04/19/23 | Live | Johnson Controls Inc. (York International Norman) | CHAMPION HEATING AND COOLING | Singlezone Ducted, Centrally Ducted | 211386595 |  | HRCU-A-CB | HMH72B341 |  | XAHC48FXXN1+JMET12CS2N1+TXV |  |  |  | 9.5 | 17.5 | 8.5 | FALSE | FALSE | FALSE | 33800 | 24800 | 2.56 | 24800 | 2.56
211378932 | 04/19/23 | Live | Johnson Controls Inc. (York International Norman) | YORK | Singlezone Ducted, Centrally Ducted | 211378932 |  | HRCU-A-CB | HMH72B341 |  | JHVTC36DBCC2N1 |  |  |  | 10.5 | 18.5 | 8.5 | FALSE | FALSE | FALSE | 34000 | 25400 | 2.64 | 25400 | 2.64
211174355 | 04/07/23 | Live | Bathica | WABBAN | Multizone All Non-Ducted | 211174355 |  | HMSR-A-CB-O | BBM42HX4O | Non-Ducted Indoor Units |  | 12 | 21 | 10 | 12 | 21 | 10 | FALSE | FALSE | TRUE | 36000 | 35600 | 2.38 | 38200 | 2.41
211164250 | 04/07/23 | Live | Bathica | WABBAN | Singlezone Non-Ducted, Wall Placement | 211164250 |  | HRCU-A-CB-O | BB18HXCA5DO | Mini-Splits | BB18HXCA5DI | 10.05 | 17.5 | 9 | 10.05 | 17.5 | 8 | FALSE | FALSE | FALSE | 17600 | 11200 | 2.61 | 14400 | 2.05
211164249 | 04/07/23 | Live | Bathica | WABBAN | Singlezone Non-Ducted, Wall Placement | 211164249 |  | HRCU-A-CB-O | BB12HXCA5AO | Mini-Splits | BB12HXCA5AI | 8.7 | 17.5 | 10 | 8.7 | 17.5 | 8.5 | FALSE | FALSE | FALSE | 12000 | 6800 | 2.73 | 11500 | 2.2
211164223 | 04/07/23 | Live | Bathica | WABBAN | Singlezone Non-Ducted, Wall Placement | 211164223 |  | HRCU-A-CB-O | BB12HXCA5DO | Mini-Splits | BB12HXCA5DI | 8.7 | 17.5 | 10 | 8.7 | 17.5 | 8.5 | FALSE | FALSE | FALSE | 12000 | 6800 | 2.77 | 11500 | 2.2
211034563 | 04/20/23 | Live | Lennox Industries | CONCORD | Singlezone Non-Ducted, Ceiling Placement | 211034563 |  | HRCU-A-CB-O | 4DHP2S36S-1P | Mini-Splits | D33C236S4-*P | 9 | 18.2 | 10.6 | 9.4 | 19.2 | 8.7 | FALSE | FALSE | FALSE | 36000 | 23000 | 1.9 | 25337 | 2.37
211034557 | 04/20/23 | Live | Lennox Industries | CONCORD | Singlezone Ducted, Compact Ducted | 211034557 |  | HRCU-A-CB | 4DHP2S36S-1P | Mini-Splits | DMD236S4-*P | 9 | 16.7 | 11.5 | 8.8 | 15.8 | 8.8 | FALSE | FALSE | FALSE | 36000 | 25000 | 2.41 | 27019 | 2.31
211034531 | 04/20/23 | Live | Lennox Industries | Armstrong Air | Singlezone Ducted, Compact Ducted | 211034531 |  | HRCU-A-CB | 4DHP2S36S-1P | Mini-Splits | DMD236S4-*P | 9 | 16.7 | 11.5 | 8.8 | 15.8 | 8.8 | FALSE | FALSE | FALSE | 36000 | 25000 | 2.41 | 27019 | 2.31
211034453 | 04/20/23 | Live | Lennox Industries | LENNOX | Singlezone Non-Ducted, Floor Placement | 211034453 |  | HRCU-A-CB-O | MLB036S4S-2P | Mini-Splits | MCFA036S4-*P | 8.6 | 17.5 | 10 | 8.8 | 17.6 | 10 | TRUE | TRUE | FALSE | 36000 | 32000 | 3 | 44148 | 1.95
211034427 | 04/20/23 | Live | Lennox Industries | LENNOX | Singlezone Ducted, Compact Ducted | 211034427 |  | HRCU-A-CB | MPC036S4S-1P | Mini-Splits | MMDB036S4-*P | 9 | 16.7 | 11.5 | 8.8 | 15.8 | 8.8 | FALSE | FALSE | FALSE | 36000 | 25000 | 2.41 | 27019 | 2.31
211016474 | 07/26/23 | Live | Mitsubishi Electric Trane | Trane / Mitsubishi Electric | Multizone All Non-Ducted | 211016474 |  | HMSR-A-CB-O | NTXMSH48A182B* | Non-Ducted Indoor Units |  | 13.1 | 23 | 12 | 13.1 | 23 | 11.5 | FALSE | FALSE | TRUE | 48000 | 39000 | 2.7 | 54000 | 2.4
211016467 | 07/26/23 | Live | Mitsubishi Electric Trane | Trane / Mitsubishi Electric | Multizone All Non-Ducted | 211016467 |  | HMSR-A-CB-O | NTXMSH36A142B* | Non-Ducted Indoor Units |  | 15 | 23 | 12.5 | 15 | 23 | 12 | FALSE | FALSE | TRUE | 36000 | 32600 | 2.79 | 42000 | 2.2
211016463 | 07/26/23 | Live | Mitsubishi Electric Trane | Mitsubishi Electric | Multizone Mix of Ducted and Non-Ducted | 211016463 |  | HMSV-A-CB | MXZ-SM60NAM2 | Mixed Ducted and Non-Ducted Indoor Units |  | 12.2 | 18.9 | 11.3 | 11.95 | 18.5 | 9.75 | TRUE | TRUE | TRUE | 60000 | 41000 | 2.69 | 65000 | 2.14
211016449 | 07/26/23 | Live | Mitsubishi Electric Trane | Mitsubishi Electric | Multizone All Non-Ducted | 211016449 |  | HMSR-A-CB-O | MXZ-SM36NAMHZ2 | Non-Ducted Indoor Units |  | 15 | 23 | 12.5 | 15 | 23 | 12 | FALSE | FALSE | TRUE | 36000 | 32600 | 2.79 | 42000 | 2.2
211238540 | 04/19/23 | Live | Johnson Controls Inc. (York International Norman) | FRASER-JOHNSTON | Singlezone Ducted, Centrally Ducted | 211238540 |  | HRCU-A-CB | HMH72B341 |  | JHETC36DBCS2N1 |  |  |  | 10.5 | 18.5 | 8.7 | FALSE | FALSE | FALSE | 34000 | 24600 | 2.6 | 24600 | 2.6
211238539 | 04/19/23 | Live | Johnson Controls Inc. (York International Norman) | CHAMPION HEATING AND COOLING | Singlezone Ducted, Centrally Ducted | 211238539 |  | HRCU-A-CB | HMH72B341 |  | JHETC36DBCS2N1 |  |  |  | 10.5 | 18.5 | 8.7 | FALSE | FALSE | FALSE | 34000 | 24600 | 2.6 | 24600 | 2.6
211238140 | 04/19/23 | Live | Johnson Controls Inc. (York International Norman) | YORK | Singlezone Ducted, Centrally Ducted | 211238140 |  | HRCU-A-CB | HMH72B341 |  | JHETC36DBCS2N1 |  |  |  | 10.5 | 18.5 | 8.7 | FALSE | FALSE | FALSE | 34000 | 24600 | 2.6 | 24600 | 2.6
210410119 | 04/07/23 | Live | MRCOOL, LLC | MRCOOL | Singlezone Ducted, Centrally Ducted | 210410119 |  | HRCU-A-CB | MDUO18048060 |  | MDUI18048E | 11.5 | 18 | 10.5 | 11 | 17 | 9 | TRUE | TRUE | TRUE | 48000 | 31400 | 2.5 | 31400 | 2.5
209482325 | 02/02/23 | Live | Gree | GREE | Singlezone Non-Ducted, Wall Placement | 209482325 |  | HRCU-A-CB-O | GWH12QCXB-A3DND4C/O | Mini-Splits | GWH12QCXB-A3DN***/I | 11.3 | 20 | 10 | 11.3 | 20 | 8.5 | FALSE | FALSE | FALSE | 12000 | 7000 | 2.74 | 10500 | 2.11
208106854 | 04/20/23 | Live | Lennox Industries | DUCANE | Multizone All Non-Ducted | 208106854 |  | HRCU-A-CB | 4DHP2S48M-1P | Non-Ducted Indoor Units |  | 11.6 | 20.5 | 11 | 11.7 | 21.8 | 9.8 | TRUE | TRUE | TRUE | 48000 | 36000 | 3.29 | 33000 | 1.97
208106845 | 04/20/23 | Live | Lennox Industries | DUCANE | Multizone All Non-Ducted | 208106845 |  | HMSV-A-CB | 4DHP2S24M-1P | Non-Ducted Indoor Units |  | 13.1 | 24.1 | 11 | 13.4 | 24.6 | 10 | TRUE | TRUE | TRUE | 24000 | 20400 | 3.91 | 21321 | 2.23
208106819 | 04/20/23 | Live | Lennox Industries | ARMSTRONG AIR | Multizone All Ducted | 208106819 |  | HMSV-A-CB | 4DHP2S30M-1P | Ducted Indoor Units | Ducted Indoor Units | 11.2 | 19.5 | 10.2 | 11.7 | 20.7 | 9.2 | TRUE | FALSE | TRUE | 28000 | 22000 | 3.5 | 18500 | 2.05
208106815 | 04/20/23 | Live | Lennox Industries | ARMSTRONG AIR | Multizone All Non-Ducted | 208106815 |  | HMSV-A-CB | 4DHP2S24M-1P | Non-Ducted Indoor Units | Non-Ducted Indoor Units | 13.1 | 24.1 | 11 | 13.4 | 24.6 | 10 | TRUE | TRUE | TRUE | 24000 | 20400 | 3.91 | 21321 | 2.23
208106806 | 04/20/23 | Live | Lennox Industries | AIREASE | Multizone All Non-Ducted | 208106806 |  | HMSV-A-CB | 4DHP2S36M-1P | Non-Ducted Indoor Units |  | 11.5 | 23 | 11.3 | 11.7 | 23.9 | 9.5 | TRUE | FALSE | TRUE | 36000 | 26800 | 3.14 | 29700 | 2.08
208106804 | 04/20/23 | Live | Lennox Industries | AIREASE | Multizone All Ducted | 208106804 |  | HMSV-A-CB | 4DHP2S30M-1P | Ducted Indoor Units |  | 11.2 | 19.5 | 10.2 | 11.7 | 20.7 | 9.2 | TRUE | FALSE | TRUE | 28000 | 22000 | 3.5 | 18500 | 2.05
208106800 | 04/20/23 | Live | Lennox Industries | AIREASE | Multizone All Non-Ducted | 208106800 |  | HMSV-A-CB | 4DHP2S24M-1P | Non-Ducted Indoor Units |  | 13.1 | 24.1 | 11 | 13.4 | 24.6 | 10 | TRUE | TRUE | TRUE | 24000 | 20400 | 3.91 | 21321 | 2.23
208106794 | 04/20/23 | Live | Lennox Industries | Allied | Multizone All Non-Ducted | 208106794 |  | HRCU-A-CB | 4DHP2S48M-1P | Non-Ducted Indoor Units |  | 11.6 | 20.5 | 11 | 11.7 | 21.8 | 9.8 | TRUE | TRUE | TRUE | 48000 | 36000 | 3.29 | 33000 | 1.97
208106788 | 04/20/23 | Live | Lennox Industries | ALLIED | Multizone All Non-Ducted | 208106788 |  | HMSV-A-CB | 4DHP2S30M-1P | Non-Ducted Indoor Units |  | 12.5 | 23.8 | 10.5 | 12.7 | 24.6 | 9.3 | TRUE | FALSE | FALSE | 28000 | 21000 | 3.42 | 22987 | 2
207699145 | 02/02/22 | Live | Mitsubishi Electric Trane | TRANE / MITSUBISHI ELECTRIC | Singlezone Non-Ducted, Ceiling Placement | 207699145 | 202392209 | HRCU-A-CB-O | NTXSKS09A112** | Mini-Splits | NTXUKS09A112** | 12.6 | 19.5 | 13.3 | 12.6 | 20.2 | 11.9 | TRUE | FALSE | TRUE | 9000 | 7700 | 3.22 | 7700 | 3.22
207699107 | 04/20/23 | Live | Lennox Industries | LENNOX | Multizone All Non-Ducted | 207699107 |  | HRCU-A-CB | MLB048S4M-2P | Non-Ducted Indoor Units |  | 11.6 | 20.5 | 11 | 11.7 | 21.8 | 9.8 | TRUE | TRUE | TRUE | 48000 | 36000 | 3.01 | 48700 | 2.27
211212532 | 05/10/23 | Live | Johnson Controls Inc. (York International Norman) | JOHNSON CONTROLS | Singlezone Ducted, Centrally Ducted | 211212532 |  | HRCU-A-CB | HL20B6021 |  | JHVVC60HE4C2N1+CC |  |  |  | 12 | 19 | 8.5 | TRUE | FALSE | FALSE | 52000 | 48000 | 2.38 | 48000 | 2.38
211212531 | 05/10/23 | Live | Johnson Controls Inc. (York International Norman) | COLEMAN | Singlezone Ducted, Centrally Ducted | 211212531 |  | HRCU-A-CB | HC20B6021 |  | JHVVC60HE4C2N1+CC |  |  |  | 12 | 19 | 8.5 | TRUE | FALSE | FALSE | 52000 | 48000 | 2.38 | 48000 | 2.38
211212527 | 05/10/23 | Live | Johnson Controls Inc. (York International Norman) | CHAMPION HEATING AND COOLING | Singlezone Ducted, Centrally Ducted | 211212527 |  | HRCU-A-CB | HL20B6021 |  | JHVVC60HE4C2N1+CC |  |  |  | 12 | 19 | 8.5 | TRUE | FALSE | FALSE | 52000 | 48000 | 2.38 | 48000 | 2.38
211212440 | 05/10/23 | Live | Johnson Controls Inc. (York International Norman) | YORK | Singlezone Ducted, Centrally Ducted | 211212440 |  | HRCU-A-CB | YZV60B21 |  | JHVVC60HE4C2N1+CC |  |  |  | 12 | 19 | 8.5 | TRUE | FALSE | FALSE | 52000 | 48000 | 2.38 | 48000 | 2.38
207525864 | 03/02/22 | Live | Mitsubishi Electric Trane | TRANE / MITSUBISHI ELECTRIC | Multizone Mix of Ducted and Non-Ducted | 207525864 |  | HMSV-A-CB | NTXMSH48A182A* | Mixed Ducted and Non-Ducted Indoor Units |  | 12.2 | 19.75 | 11.5 | 11.8 | 19.5 | 10.5 | FALSE | FALSE | TRUE | 48000 | 40000 | 2.5 | 54000 | 2.04
207525860 | 03/02/22 | Live | Mitsubishi Electric Trane | TRANE / MITSUBISHI ELECTRIC | Multizone Mix of Ducted and Non-Ducted | 207525860 |  | HMSV-A-CB | NTXMSM36A142A* | Mixed Ducted and Non-Ducted Indoor Units |  | 13.8 | 20.65 | 11.85 | 13.5 | 20.75 | 10.5 | TRUE | FALSE | TRUE | 36000 | 26400 | 2.73 | 29400 | 2.15
207525858 | 03/02/22 | Live | Mitsubishi Electric Trane | MITSUBISHI ELECTRIC | Multizone Mix of Ducted and Non-Ducted | 207525858 |  | HMSV-A-CB | MXZ-SM48NAMHZ | Mixed Ducted and Non-Ducted Indoor Units |  | 12.2 | 19.75 | 11.5 | 11.8 | 19.5 | 10.5 | TRUE | FALSE | TRUE | 48000 | 40500 | 2.54 | 54000 | 2.04
207525857 | 03/02/22 | Live | Mitsubishi Electric Trane | MITSUBISHI ELECTRIC | Multizone Mix of Ducted and Non-Ducted | 207525857 |  | HMSV-A-CB | MXZ-SM48NAM | Mixed Ducted and Non-Ducted Indoor Units |  | 12.2 | 19.75 | 11.5 | 11.8 | 19.5 | 9.65 | TRUE | FALSE | FALSE | 48000 | 33200 | 2.53 | 37800 | 1.96
207518839 | 03/02/22 | Live | Mitsubishi Electric Trane | TRANE / MITSUBISHI ELECTRIC | Multizone All Non-Ducted | 207518839 |  | HMSR-A-CB-O | NTXMSM48A182A* | Non-Ducted Indoor Units |  | 13.1 | 23 | 12 | 13.1 | 23 | 10.4 | TRUE | FALSE | TRUE | 48000 | 31400 | 2.7 | 37800 | 2.13
207517170 | 03/02/22 | Live | Mitsubishi Electric Trane | TRANE / MITSUBISHI ELECTRIC | Multizone All Ducted | 207517170 |  | HMSV-A-CB | NTXMSM60A182A* | Ducted Indoor Units |  | 11.1 | 17.8 | 10.7 | 10.6 | 17 | 9 | FALSE | FALSE | TRUE | 60000 | 40500 | 2.6 | 65000 | 1.94
207517169 | 03/02/22 | Live | Mitsubishi Electric Trane | TRANE / MITSUBISHI ELECTRIC | Multizone All Non-Ducted | 207517169 |  | HMSR-A-CB-O | NTXMSM60A182A* | Non-Ducted Indoor Units |  | 13.3 | 20 | 12 | 13.3 | 20 | 10.5 | TRUE | FALSE | TRUE | 60000 | 41500 | 2.9 | 65000 | 2.3
207517165 | 03/02/22 | Live | Mitsubishi Electric Trane | TRANE / MITSUBISHI ELECTRIC | Multizone All Ducted | 207517165 |  | HMSV-A-CB | NTXMSH42A152A* | Ducted Indoor Units |  | 11 | 18 | 11 | 10.6 | 18 | 10 | FALSE | FALSE | TRUE | 42000 | 32000 | 2.5 | 48000 | 1.94
207517163 | 03/02/22 | Live | Mitsubishi Electric Trane | TRANE / MITSUBISHI ELECTRIC | Multizone All Non-Ducted | 207517163 |  | HMSR-A-CB-O | NTXMSH36A142A* | Non-Ducted Indoor Units |  | 15 | 23 | 12.5 | 15 | 23 | 12 | TRUE | FALSE | TRUE | 36000 | 32600 | 2.8 | 42000 | 2.15
207517160 | 03/02/22 | Live | Mitsubishi Electric Trane | MITSUBISHI ELECTRIC | Multizone All Non-Ducted | 207517160 |  | HMSR-A-CB-O | MXZ-SM60NAM | Non-Ducted Indoor Units |  | 13.3 | 20 | 12 | 13.3 | 20 | 10.5 | TRUE | FALSE | TRUE | 60000 | 41500 | 2.9 | 65000 | 2.3
207517155 | 03/02/22 | Live | Mitsubishi Electric Trane | MITSUBISHI ELECTRIC | Multizone All Ducted | 207517155 |  | HMSV-A-CB | MXZ-SM42NAMHZ | Ducted Indoor Units |  | 11 | 18 | 11 | 10.6 | 18 | 10 | FALSE | FALSE | TRUE | 42000 | 32000 | 2.5 | 48000 | 1.94
211034591 | 04/20/23 | Live | Lennox Industries | DUCANE | Singlezone Non-Ducted, Wall Placement | 211034591 |  | HRCU-A-CB-O | 4DHV2S09S-1L | Mini-Splits | DWH209S4-*L | 12.5 | 21.5 | 10.3 | 12.5 | 21.5 | 9.1 | TRUE | TRUE | FALSE | 9000 | 6300 | 2.64 | 7974 | 1.88
211034565 | 04/20/23 | Live | Lennox Industries | CONCORD | Singlezone Non-Ducted, Wall Placement | 211034565 |  | HRCU-A-CB-O | 4DHV2S09S-1L | Mini-Splits | DWH209S4-*L | 12.5 | 21.5 | 10.3 | 12.5 | 21.5 | 9.1 | TRUE | TRUE | FALSE | 9000 | 6300 | 2.64 | 7974 | 1.88
211010189 | 05/10/23 | Live | Johnson Controls Inc. (York International Norman) | JOHNSON CONTROLS | Singlezone Ducted, Centrally Ducted | 211010189 |  | HRCU-A-CB | HL20B2421 |  | JHVVB24DE1C2N1+CC |  |  |  | 12.4 | 19 | 8.5 | TRUE | FALSE | FALSE | 23000 | 22800 | 2.16 | 22800 | 2.16
211010188 | 05/10/23 | Live | Johnson Controls Inc. (York International Norman) | CHAMPION HEATING AND COOLING | Singlezone Ducted, Centrally Ducted | 211010188 |  | HRCU-A-CB | HL20B4821 |  | JHVVC48HE3C2N1+CC |  |  |  | 12.4 | 19.5 | 8.5 | TRUE | FALSE | FALSE | 44500 | 43500 | 2.36 | 43500 | 2.36
211010186 | 05/10/23 | Live | Johnson Controls Inc. (York International Norman) | LUXAIRE | Singlezone Ducted, Centrally Ducted | 211010186 |  | HRCU-A-CB | HL20B3621 |  | JHVVB36DE2C2N1+CC |  |  |  | 12.4 | 19.5 | 8.5 | TRUE | FALSE | FALSE | 32000 | 35800 | 2.16 | 35800 | 2.16
211010184 | 05/10/23 | Live | Johnson Controls Inc. (York International Norman) | CHAMPION HEATING AND COOLING | Singlezone Ducted, Centrally Ducted | 211010184 |  | HRCU-A-CB | HL20B6021 |  | JHVVD60HE4C2N1+CC |  |  |  | 12 | 19 | 8.5 | TRUE | FALSE | FALSE | 52500 | 46500 | 2.34 | 46500 | 2.34
211010177 | 05/10/23 | Live | Johnson Controls Inc. (York International Norman) | JOHNSON CONTROLS | Singlezone Ducted, Centrally Ducted | 211010177 |  | HRCU-A-CB | HL20B3621 |  | JHVVB36DE2C2N1+CC |  |  |  | 12.4 | 19.5 | 8.5 | TRUE | FALSE | FALSE | 32000 | 35800 | 2.16 | 35800 | 2.16
211010176 | 05/10/23 | Live | Johnson Controls Inc. (York International Norman) | YORK | Singlezone Ducted, Centrally Ducted | 211010176 |  | HRCU-A-CB | YZV24B21 |  | JHVVB24DE1C2N1+CC |  |  |  | 12.4 | 19 | 8.5 | TRUE | FALSE | FALSE | 23000 | 22800 | 2.16 | 22800 | 2.16
211010175 | 05/10/23 | Live | Johnson Controls Inc. (York International Norman) | YORK | Singlezone Ducted, Centrally Ducted | 211010175 |  | HRCU-A-CB | YZV48B21 |  | JHVVC48HE3C2N1+CC |  |  |  | 12.4 | 19.5 | 8.5 | TRUE | FALSE | FALSE | 44500 | 43500 | 2.36 | 43500 | 2.36
210859403 | 07/31/23 | Live | Johnson Controls Inc. (York International Norman) | JOHNSON CONTROLS | Singlezone Ducted, Centrally Ducted | 210859403 |  | HRCU-A-CB | HMH72B361 |  | JHETC36DBCS2N1 | 9.25 | 17.25 | 10 | 9 | 18 | 8.1 | FALSE | FALSE | FALSE | 36000 | 25000 | 2.62 | 25000 | 2.62
210851928 | 07/31/23 | Live | Johnson Controls Inc. (York International Norman) | JOHNSON CONTROLS | Singlezone Ducted, Centrally Ducted | 210851928 |  | HRCU-A-CB | HMH72B481 |  | XAFD60HBCN1+JMET18DS2N1 |  |  |  | 10 | 18 | 7.8 | FALSE | FALSE | FALSE | 48000 | 29800 | 2.46 | 29800 | 2.46
210850971 | 07/31/23 | Live | Johnson Controls Inc. (York International Norman) | JOHNSON CONTROLS | Singlezone Ducted, Centrally Ducted | 210850971 |  | HRCU-A-CB | HMH72B361 |  | XAUB36DXXN1+JMET12BS2N1+TXV |  |  |  | 9 | 18 | 8.1 | FALSE | FALSE | FALSE | 36000 | 25200 | 2.6 | 25200 | 2.6
210848418 | 07/31/23 | Live | Johnson Controls Inc. (York International Norman) | JOHNSON CONTROLS | Singlezone Ducted, Centrally Ducted | 210848418 |  | HRCU-A-CB | HMH72B481 |  | XAFC60HXXN1+JMVT17CC2N1+TXV |  |  |  | 10 | 18.5 | 7.8 | FALSE | FALSE | FALSE | 48000 | 30000 | 2.46 | 30000 | 2.46
210846006 | 07/31/23 | Live | Johnson Controls Inc. (York International Norman) | JOHNSON CONTROLS | Singlezone Ducted, Centrally Ducted | 210846006 |  | HRCU-A-CB | HMH72B601 |  | XAHD60JBCN1+JMVT20DC2N1 |  |  |  | 8.5 | 17 | 7.8 | FALSE | FALSE | FALSE | 57000 | 35600 | 2.42 | 35600 | 2.42
207350089 | 10/27/22 | Live | Samsung Electronics | SAMSUNG | Multizone Mix of Ducted and Non-Ducted | 207350089 |  | HMSV-A-CB | AJ024BXJ3CH | Mixed Ducted and Non-Ducted Indoor Units |  | 11.4 | 18 | 9.5 | 11.4 | 18.5 | 8.5 | FALSE | FALSE | TRUE | 22000 | 14600 | 2.55 | 19500 | 1.94
207350087 | 10/27/22 | Live | Samsung Electronics | SAMSUNG | Multizone Mix of Ducted and Non-Ducted | 207350087 |  | HMSV-A-CB | AJ020BXJ2CH | Mixed Ducted and Non-Ducted Indoor Units |  | 11.9 | 18.75 | 9.75 | 11.9 | 18.75 | 8.4 | FALSE | FALSE | TRUE | 18000 | 12800 | 2.55 | 19000 | 2.01
210815065 | 07/03/23 | Live | Johnson Controls Inc. (York International Norman) | JOHNSON CONTROLS | Singlezone Ducted, Centrally Ducted | 210815065 |  | HRCU-A-CB | HMH72B361 |  | XAUB36DXXN1+JMVT12BC2N1+TXV | 9.25 | 17 | 10 | 9 | 18 | 8.1 | FALSE | FALSE | FALSE | 36000 | 25400 | 2.6 | 25400 | 2.6
207237544 | 03/14/23 | Live | Fujitsu General America, Inc. | WESTINGHOUSE | Singlezone Ducted, Compact Ducted | 207237544 |  | HRCU-A-CB | WHU36SZA21S | Mini-Splits | WHU36DHA21S | 10.9 | 18 | 9.5 | 10.9 | 17.5 | 9.5 | FALSE | FALSE | FALSE | 36000 | 28400 | 2.64 | 33871 | 2.31
207237541 | 03/14/23 | Live | Fujitsu General America, Inc. | WESTINGHOUSE | Singlezone Ducted, Compact Ducted | 207237541 |  | HRCU-A-CB | WHU12SZA21S | Mini-Splits | WHU12DHA21S | 11 | 19.5 | 10 | 11 | 19 | 9 | FALSE | FALSE | FALSE | 12000 | 7800 | 2.63 | 9082 | 2.1
210801287 | 07/31/23 | Live | Johnson Controls Inc. (York International Norman) | JOHNSON CONTROLS | Singlezone Ducted, Centrally Ducted | 210801287 |  | HRCU-A-CB | HMH72B481 |  | JHETD60JBCS2N1 |  |  |  | 10 | 18.5 | 8.25 | FALSE | FALSE | FALSE | 48000 | 30200 | 2.48 | 30200 | 2.48
210627684 | 07/31/23 | Live | Johnson Controls Inc. (York International Norman) | FRASER-JOHNSTON | Singlezone Ducted, Centrally Ducted | 210627684 |  | HRCU-A-CB | HMH72B361 |  | XAFB36DBCN1+JMET12BS2N1 |  |  |  | 9 | 18 | 8.1 | FALSE | FALSE | FALSE | 36000 | 25200 | 2.6 | 25200 | 2.6
210622632 | 07/24/23 | Live | Johnson Controls Inc. (York International Norman) | CHAMPION HEATING AND COOLING | Singlezone Ducted, Centrally Ducted | 210622632 |  | HRCU-A-CB | HMH72B481 |  | JHVTC60HBCC2N1 |  |  |  | 10 | 18 | 7.8 | FALSE | FALSE | FALSE | 48000 | 29800 | 2.44 | 29800 | 2.44
210622629 | 07/24/23 | Live | Johnson Controls Inc. (York International Norman) | LUXAIRE | Singlezone Ducted, Centrally Ducted | 210622629 |  | HRCU-A-CB | HMH72B481 |  | JHVTC60HBCC2N1 |  |  |  | 10 | 18 | 7.8 | FALSE | FALSE | FALSE | 48000 | 29800 | 2.44 | 29800 | 2.44
210621486 | 07/31/23 | Live | Johnson Controls Inc. (York International Norman) | CHAMPION HEATING AND COOLING | Singlezone Ducted, Centrally Ducted | 210621486 |  | HRCU-A-CB | HMH72B481 |  | JHETD60HBCS2N1 |  |  |  | 10 | 18.5 | 7.8 | FALSE | FALSE | FALSE | 48000 | 29800 | 2.46 | 29800 | 2.46
210621472 | 07/31/23 | Live | Johnson Controls Inc. (York International Norman) | LUXAIRE | Singlezone Ducted, Centrally Ducted | 210621472 |  | HRCU-A-CB | HMH72B361 |  | XAUB36DXXN1+JMET12BS2N1+TXV |  |  |  | 9 | 18 | 8.1 | FALSE | FALSE | FALSE | 36000 | 25200 | 2.6 | 25200 | 2.6
210621465 | 07/31/23 | Live | Johnson Controls Inc. (York International Norman) | FRASER-JOHNSTON | Singlezone Ducted, Centrally Ducted | 210621465 |  | HRCU-A-CB | HMH72B361 |  | XAFB36DXXN1+JMET12BS2N1+TXV |  |  |  | 9 | 18 | 8.1 | FALSE | FALSE | FALSE | 36000 | 25200 | 2.6 | 25200 | 2.6
210619728 | 07/31/23 | Live | Johnson Controls Inc. (York International Norman) | COLEMAN | Singlezone Ducted, Centrally Ducted | 210619728 |  | HRCU-A-CB | HMH72B481 |  | JHVTD60HBCC2N1 |  |  |  | 10 | 18 | 7.8 | FALSE | FALSE | FALSE | 48000 | 29400 | 2.48 | 29400 | 2.48
206709488 | 05/10/22 | Live | Mitsubishi Electric Trane | MITSUBISHI ELECTRIC | Singlezone Non-Ducted, Floor Placement | 206709488 | 204629262 | HRCU-A-CB-O | NTXSPF09A112A* | Mini-Splits | MFZ-KJ09NA*** | 15.8 | 28.2 | 13 | 15.8 | 28.7 | 11.3 | TRUE | FALSE | TRUE | 9000 | 7500 | 2.75 | 13400 | 2.11
205470408 | 03/14/23 | Live | Fujitsu General America, Inc. | WESTINGHOUSE | Multizone All Non-Ducted | 205470408 |  | HRCU-A-CB-O | WHP18M2A21S | Non-Ducted Indoor Units |  | 12.5 | 22 | 11 | 12.5 | 21 | 9.5 | TRUE | TRUE | TRUE | 18000 | 12700 | 2.7 | 20000 | 1.81
205049534 | 03/27/20 | Live | Gree | TOSOT | Multizone All Ducted | 205049534 |  | HMSV-A-CB | TMVRF-OC24KHP | Ducted Indoor Units |  | 11 | 18 | 10 | 11 | 18 | 8 | FALSE | FALSE | FALSE | 24000 | 16500 | 2 | 19440 | 2.23
204629179 | 01/20/21 | Live | Mitsubishi Electric Trane | MITSUBISHI ELECTRIC | Singlezone Non-Ducted, Floor Placement | 204629179 |  | HRCU-A-CB-O | MUFZ-KJ15NAHZ*** | Mini-Splits | NTXFKS15A112A* | 13.5 | 21.8 | 11.6 | 13.5 | 22.2 | 10.7 | TRUE | FALSE | TRUE | 15000 | 12000 | 2.96 | 20000 | 1.93
204629178 | 01/20/21 | Live | Mitsubishi Electric Trane | MITSUBISHI ELECTRIC | Singlezone Non-Ducted, Floor Placement | 204629178 |  | HRCU-A-CB-O | MUFZ-KJ12NAHZ*** | Mini-Splits | NTXFKS12A112A* | 13.6 | 25.5 | 12 | 13.6 | 26.7 | 10.6 | TRUE | FALSE | TRUE | 12000 | 8800 | 2.77 | 14800 | 2.29
202373718 | 02/02/22 | Live | Mitsubishi Electric Trane | TRANE / MITSUBISHI ELECTRIC | Singlezone Non-Ducted, Floor Placement | 202373718 |  | HRCU-A-CB-O | NTXSPF15A112A* | Mini-Splits | NTXFKS15A112A* | 13.5 | 21.8 | 11.6 | 13.5 | 22.2 | 10.7 | TRUE | FALSE | TRUE | 15000 | 12000 | 2.96 | 20000 | 1.93
201771989 | 04/20/23 | Live | Lennox Industries | LENNOX | Multizone All Non-Ducted | 201771989 |  | HMSV-A-CB | MLA036S4M-1P | Non-Ducted Indoor Units |  | 13.5 | 21.5 | 10.5 | 13.5 | 21.5 | 9.5 | TRUE | TRUE | FALSE | 36000 | 16800 | 2.01 | 38125 | 2.03
210440239 | 07/31/23 | Live | Johnson Controls Inc. (York International Norman) | YORK | Singlezone Ducted, Centrally Ducted | 210440239 |  | HRCU-A-CB | HMH72B481 |  | XAFD60HBCN1+JMET18DS2N1 | 10 | 18 | 9.5 | 10 | 18 | 7.8 | FALSE | FALSE | FALSE | 48000 | 29800 | 2.46 | 29800 | 2.46
210440202 | 07/31/23 | Live | Johnson Controls Inc. (York International Norman) | CHAMPION HEATING AND COOLING | Singlezone Ducted, Centrally Ducted | 210440202 |  | HRCU-A-CB | HMH72B481 |  | XAFC60HXXN1+JMVT17CC2N1+TXV | 10 | 18 | 9.3 | 10 | 18.5 | 7.8 | FALSE | FALSE | FALSE | 48000 | 30000 | 2.46 | 30000 | 2.46
210440200 | 07/31/23 | Live | Johnson Controls Inc. (York International Norman) | CHAMPION HEATING AND COOLING | Singlezone Ducted, Centrally Ducted | 210440200 |  | HRCU-A-CB | HMH72B481 |  | XAUD60HXXN1+JMVT20DC2N1+TXV | 10.5 | 18.5 | 9.5 | 10 | 18.5 | 7.8 | FALSE | FALSE | FALSE | 48000 | 29600 | 2.48 | 29600 | 2.48
210440198 | 07/31/23 | Live | Johnson Controls Inc. (York International Norman) | CHAMPION HEATING AND COOLING | Singlezone Ducted, Centrally Ducted | 210440198 |  | HRCU-A-CB | HMH72B481 |  | XAFD60JBCN1+JMVT20DC2N1 | 10.5 | 18.5 | 9.5 | 10 | 18 | 7.8 | FALSE | FALSE | FALSE | 47500 | 29800 | 2.48 | 29800 | 2.48
210440197 | 07/31/23 | Live | Johnson Controls Inc. (York International Norman) | LUXAIRE | Singlezone Ducted, Centrally Ducted | 210440197 |  | HRCU-A-CB | HMH72B481 |  | XAFD60JXXN1+JMVT20DC2N1+TXV | 10.5 | 18.5 | 9.5 | 10 | 18 | 7.8 | FALSE | FALSE | FALSE | 47500 | 29800 | 2.48 | 29800 | 2.48
210440180 | 07/31/23 | Live | Johnson Controls Inc. (York International Norman) | FRASER-JOHNSTON | Singlezone Ducted, Centrally Ducted | 210440180 |  | HRCU-A-CB | HMH72B481 |  | XAFD60HBCN1+JMVT20DC2N1 | 10.5 | 18.5 | 9.5 | 10 | 18.5 | 7.8 | FALSE | FALSE | FALSE | 48000 | 29600 | 2.48 | 29600 | 2.48
210440163 | 07/31/23 | Live | Johnson Controls Inc. (York International Norman) | LUXAIRE | Singlezone Ducted, Centrally Ducted | 210440163 |  | HRCU-A-CB | HMH72B481 |  | XAFC60HBCN1+JMVT17CC2N1 | 10 | 18 | 9.3 | 10 | 18.5 | 7.8 | FALSE | FALSE | FALSE | 48000 | 30000 | 2.46 | 30000 | 2.46
210440160 | 07/31/23 | Live | Johnson Controls Inc. (York International Norman) | CHAMPION HEATING AND COOLING | Singlezone Ducted, Centrally Ducted | 210440160 |  | HRCU-A-CB | HMH72B481 |  | XAFD60HBCN1+JMVT20DC2N1 | 10.5 | 18.5 | 9.5 | 10 | 18.5 | 7.8 | FALSE | FALSE | FALSE | 48000 | 29600 | 2.48 | 29600 | 2.48
210440143 | 07/31/23 | Live | Johnson Controls Inc. (York International Norman) | FRASER-JOHNSTON | Singlezone Ducted, Centrally Ducted | 210440143 |  | HRCU-A-CB | HMH72B481 |  | XAFC60HBCN1+JMVT17CC2N1 | 10 | 18 | 9.3 | 10 | 18.5 | 7.8 | FALSE | FALSE | FALSE | 48000 | 30000 | 2.46 | 30000 | 2.46
210440139 | 07/31/23 | Live | Johnson Controls Inc. (York International Norman) | FRASER-JOHNSTON | Singlezone Ducted, Centrally Ducted | 210440139 |  | HRCU-A-CB | HMH72B481 |  | XAFD60HXXN1+JMVT20DC2N1+TXV | 10.5 | 18.5 | 9.5 | 10 | 18.5 | 7.8 | FALSE | FALSE | FALSE | 48000 | 29600 | 2.48 | 29600 | 2.48
210440138 | 07/31/23 | Live | Johnson Controls Inc. (York International Norman) | COLEMAN | Singlezone Ducted, Centrally Ducted | 210440138 |  | HRCU-A-CB | HMH72B481 |  | XAFD60JBCN1+JMVT20DC2N1 | 10.5 | 18.5 | 9.5 | 10 | 18 | 7.8 | FALSE | FALSE | FALSE | 47500 | 29800 | 2.48 | 29800 | 2.48
210440119 | 07/31/23 | Live | Johnson Controls Inc. (York International Norman) | CHAMPION HEATING AND COOLING | Singlezone Ducted, Centrally Ducted | 210440119 |  | HRCU-A-CB | HMH72B481 |  | XAFD60HXXN1+JMVT20DC2N1+TXV | 10.5 | 18.5 | 9.5 | 10 | 18.5 | 7.8 | FALSE | FALSE | FALSE | 48000 | 29600 | 2.48 | 29600 | 2.48
210440118 | 07/31/23 | Live | Johnson Controls Inc. (York International Norman) | LUXAIRE | Singlezone Ducted, Centrally Ducted | 210440118 |  | HRCU-A-CB | HMH72B481 |  | XAFD60JBCN1+JMVT20DC2N1 | 10.5 | 18.5 | 9.5 | 10 | 18 | 7.8 | FALSE | FALSE | FALSE | 47500 | 29800 | 2.48 | 29800 | 2.48
210440110 | 07/31/23 | Live | Johnson Controls Inc. (York International Norman) | FRASER-JOHNSTON | Singlezone Ducted, Centrally Ducted | 210440110 |  | HRCU-A-CB | HMH72B481 |  | XAFD60HXXN1+JMET18DS2N1+TXV | 10 | 18 | 9.5 | 10 | 18 | 7.8 | FALSE | FALSE | FALSE | 48000 | 29800 | 2.46 | 29800 | 2.46
209403044 | 07/31/23 | Live | Johnson Controls Inc. (York International Norman) | CHAMPION HEATING AND COOLING | Singlezone Ducted, Centrally Ducted | 209403044 |  | HRCU-A-CB | HMH72B601 |  | XAHD60JBCN1+JMVT20DC2N1 | 8.25 | 16.75 | 9.3 | 8.5 | 17 | 7.8 | FALSE | FALSE | FALSE | 57000 | 35600 | 2.42 | 35600 | 2.42
209403029 | 07/31/23 | Live | Johnson Controls Inc. (York International Norman) | COLEMAN | Singlezone Ducted, Centrally Ducted | 209403029 |  | HRCU-A-CB | HMH72B361 |  | XAHB36DBCN1+JMVT12BC2N1 | 9 | 16.5 | 9.5 | 9 | 16.5 | 7.8 | FALSE | FALSE | FALSE | 35000 | 24400 | 2.52 | 24400 | 2.52
209156826 | 07/31/23 | Live | Johnson Controls Inc. (York International Norman) | LUXAIRE | Singlezone Ducted, Centrally Ducted | 209156826 |  | HRCU-A-CB | HMH72B481 |  | JHETC60HBCS2N1 | 10.25 | 18 | 9.3 | 10 | 18.5 | 7.8 | FALSE | FALSE | FALSE | 48000 | 29800 | 2.46 | 29800 | 2.46
208614072 | 07/11/22 | Live | Johnson Controls Inc. (York International Norman) | COLEMAN | Singlezone Ducted, Centrally Ducted | 208614072 |  | HRCU-A-CB | HMH72B481 |  | JHETD60JBCS2N1 | 10.25 | 18.5 | 9.5 | 10 | 18.5 | 8.25 | FALSE | FALSE | FALSE | 48000 | 30200 | 2.48 | 30200 | 2.48
208614059 | 07/11/22 | Live | Johnson Controls Inc. (York International Norman) | FRASER-JOHNSTON | Singlezone Ducted, Centrally Ducted | 208614059 |  | HRCU-A-CB | HMH72B361 |  | XAFB36DBCN1+JMVT12BC2N1 | 9.25 | 17 | 10 | 9 | 18 | 8.1 | FALSE | FALSE | FALSE | 36000 | 25400 | 2.6 | 25400 | 2.6
208614047 | 07/11/22 | Live | Johnson Controls Inc. (York International Norman) | COLEMAN | Singlezone Ducted, Centrally Ducted | 208614047 |  | HRCU-A-CB | HMH72B361 |  | JHVTC36DBCC2N1 | 9.5 | 17.75 | 10.5 | 9 | 18 | 8.1 | FALSE | FALSE | FALSE | 36000 | 25000 | 2.66 | 25000 | 2.66
208614046 | 07/11/22 | Live | Johnson Controls Inc. (York International Norman) | COLEMAN | Singlezone Ducted, Centrally Ducted | 208614046 |  | HRCU-A-CB | HMH72B361 |  | JHVTB36DBCC2N1 | 9.25 | 17.5 | 9.5 | 9 | 18 | 8.1 | FALSE | FALSE | FALSE | 35800 | 25200 | 2.58 | 25200 | 2.58
208613219 | 07/11/22 | Live | Johnson Controls Inc. (York International Norman) | YORK | Singlezone Ducted, Centrally Ducted | 208613219 |  | HRCU-A-CB | HMH72B601 |  | XAFD60JBCN1+JMET18DS2N1 | 8.5 | 17 | 9.5 | 8.5 | 17 | 7.8 | FALSE | FALSE | FALSE | 58500 | 36400 | 2.46 | 36400 | 2.46
208613217 | 07/11/22 | Live | Johnson Controls Inc. (York International Norman) | YORK | Singlezone Ducted, Centrally Ducted | 208613217 |  | HRCU-A-CB | HMH72B361 |  | JHETC36DBCS2N1 | 9.25 | 17.25 | 10 | 9 | 18 | 8.1 | FALSE | FALSE | FALSE | 36000 | 25000 | 2.62 | 25000 | 2.62
208613159 | 07/11/22 | Live | Johnson Controls Inc. (York International Norman) | YORK | Singlezone Ducted, Centrally Ducted | 208613159 |  | HRCU-A-CB | HMH72B361 |  | JHVTB36DBCC2N1 | 9.25 | 17.5 | 9.5 | 9 | 18 | 8.1 | FALSE | FALSE | FALSE | 35800 | 25200 | 2.58 | 25200 | 2.58
208613100 | 07/11/22 | Live | Johnson Controls Inc. (York International Norman) | YORK | Singlezone Ducted, Centrally Ducted | 208613100 |  | HRCU-A-CB | HMH72B601 |  | JHETD60JBCS2N1 | 8.5 | 17 | 9.5 | 8.5 | 17.5 | 8.3 | FALSE | FALSE | FALSE | 58000 | 36600 | 2.48 | 36600 | 2.48
208613099 | 07/11/22 | Live | Johnson Controls Inc. (York International Norman) | YORK | Singlezone Ducted, Centrally Ducted | 208613099 |  | HRCU-A-CB | HMH72B361 |  | JHVTC36DBCC2N1 | 9.5 | 17.75 | 10.5 | 9 | 18 | 8.1 | FALSE | FALSE | FALSE | 36000 | 25000 | 2.66 | 25000 | 2.66
208503295 | 07/11/22 | Live | Johnson Controls Inc. (York International Norman) | COLEMAN | Singlezone Ducted, Centrally Ducted | 208503295 |  | HRCU-A-CB | HMH72B361 |  | XAHB36DXXN1+JMVT12BC2N1+TXV | 9 | 16.5 | 9.5 | 9 | 16.5 | 7.8 | FALSE | FALSE | FALSE | 35000 | 24400 | 2.52 | 24400 | 2.52
208502172 | 07/11/22 | Live | Johnson Controls Inc. (York International Norman) | CHAMPION HEATING AND COOLING | Singlezone Ducted, Centrally Ducted | 208502172 |  | HRCU-A-CB | HMH72B361 |  | XAUB36DXXN1+JMVT12BC2N1+TXV | 9.25 | 17 | 10 | 9 | 18 | 8.1 | FALSE | FALSE | FALSE | 36000 | 25400 | 2.6 | 25400 | 2.6
208502168 | 07/11/22 | Live | Johnson Controls Inc. (York International Norman) | LUXAIRE | Singlezone Ducted, Centrally Ducted | 208502168 |  | HRCU-A-CB | HMH72B361 |  | XAUB36DXXN1+JMVT12BC2N1+TXV | 9.25 | 17 | 10 | 9 | 18 | 8.1 | FALSE | FALSE | FALSE | 36000 | 25400 | 2.6 | 25400 | 2.6
208502166 | 07/11/22 | Live | Johnson Controls Inc. (York International Norman) | COLEMAN | Singlezone Ducted, Centrally Ducted | 208502166 |  | HRCU-A-CB | HMH72B361 |  | XAUB36DXXN1+JMVT12BC2N1+TXV | 9.25 | 17 | 10 | 9 | 18 | 8.1 | FALSE | FALSE | FALSE | 36000 | 25400 | 2.6 | 25400 | 2.6
208502161 | 07/11/22 | Live | Johnson Controls Inc. (York International Norman) | LUXAIRE | Singlezone Ducted, Centrally Ducted | 208502161 |  | HRCU-A-CB | HMH72B361 |  | XAFB36DXXN1+JMVT12BC2N1+TXV | 9.25 | 17 | 10 | 9 | 18 | 8.1 | FALSE | FALSE | FALSE | 36000 | 25400 | 2.6 | 25400 | 2.6
208502159 | 07/11/22 | Live | Johnson Controls Inc. (York International Norman) | COLEMAN | Singlezone Ducted, Centrally Ducted | 208502159 |  | HRCU-A-CB | HMH72B361 |  | XAFB36DXXN1+JMVT12BC2N1+TXV | 9.25 | 17 | 10 | 9 | 18 | 8.1 | FALSE | FALSE | FALSE | 36000 | 25400 | 2.6 | 25400 | 2.6
208501115 | 07/11/22 | Live | Johnson Controls Inc. (York International Norman) | CHAMPION HEATING AND COOLING | Singlezone Ducted, Centrally Ducted | 208501115 |  | HRCU-A-CB | HMH72B601 |  | XAHD60JXXN1+JMVT20DC2N1+TXV | 8.25 | 16.75 | 9.3 | 8.5 | 17 | 7.8 | FALSE | FALSE | FALSE | 57000 | 35600 | 2.42 | 35600 | 2.42
208501113 | 07/11/22 | Live | Johnson Controls Inc. (York International Norman) | FRASER-JOHNSTON | Singlezone Ducted, Centrally Ducted | 208501113 |  | HRCU-A-CB | HMH72B601 |  | XAHD60JXXN1+JMVT20DC2N1+TXV | 8.25 | 16.75 | 9.3 | 8.5 | 17 | 7.8 | FALSE | FALSE | FALSE | 57000 | 35600 | 2.42 | 35600 | 2.42
208501111 | 07/11/22 | Live | Johnson Controls Inc. (York International Norman) | LUXAIRE | Singlezone Ducted, Centrally Ducted | 208501111 |  | HRCU-A-CB | HMH72B601 |  | XAHD60JXXN1+JMVT20DC2N1+TXV | 8.25 | 16.75 | 9.3 | 8.5 | 17 | 7.8 | FALSE | FALSE | FALSE | 57000 | 35600 | 2.42 | 35600 | 2.42
208500574 | 07/11/22 | Live | Johnson Controls Inc. (York International Norman) | YORK | Singlezone Ducted, Centrally Ducted | 208500574 |  | HRCU-A-CB | HMH72B601 |  | XAFD60JXXN1+JMET18DS2N1+TXV | 8.5 | 17 | 9.5 | 8.5 | 17 | 7.8 | FALSE | FALSE | FALSE | 58500 | 36400 | 2.46 | 36400 | 2.46
208500548 | 07/11/22 | Live | Johnson Controls Inc. (York International Norman) | CHAMPION HEATING AND COOLING | Singlezone Ducted, Centrally Ducted | 208500548 |  | HRCU-A-CB | HMH72B601 |  | XAFD60JXXN1+JMET18DS2N1+TXV | 8.5 | 17 | 9.5 | 8.5 | 17 | 7.8 | FALSE | FALSE | FALSE | 58500 | 36400 | 2.46 | 36400 | 2.46
208500542 | 07/11/22 | Live | Johnson Controls Inc. (York International Norman) | LUXAIRE | Singlezone Ducted, Centrally Ducted | 208500542 |  | HRCU-A-CB | HMH72B601 |  | XAFD60JXXN1+JMET18DS2N1+TXV | 8.5 | 17 | 9.5 | 8.5 | 17 | 7.8 | FALSE | FALSE | FALSE | 58500 | 36400 | 2.46 | 36400 | 2.46
213499807 | 12/19/23 | Live | Mitsubishi Electric Trane | AMERICAN STANDARD / MITSUBISHI ELECTRIC | Multizone All Non-Ducted | 213499807 |  | HMSR-A-CB-O | NTXMMX20A122C** | Non-Ducted Indoor Units |  |  |  |  | 12.7 | 20 | 9.7 | TRUE | FALSE | TRUE | 18000 | 13500 | 2.91 | 15500 | 2.6
207658527 | 04/18/23 | Live | Bosch | BOSCH | Singlezone Ducted, Centrally Ducted | 207658527 |  | HRCU-A-C | BOVB-36HDN1-M20G |  | BMA*2430BNTD | 11.8 | 16 | 9.5 | 12 | 15.2 | 9 | TRUE | TRUE | TRUE | 23400 | 19400 | 2.2 | 19400 | 2.2
207465443 | 12/14/22 | Live | Samsung Electonics | SAMSUNG | Singlezone Ducted, Centrally Ducted | 207465443 |  | HRCU-A-CB | AC012BXADCH | Mini-Splits | AC012BNLDCH | 12 | 20.7 | 10.8 | 11.5 | 19 | 9.2 | TRUE | TRUE | FALSE | 12000 | 13500 | 2.17 | 14200 | 2.42
207350834 | 11/30/21 | Live | Samsung Electronics | SAMSUNG | Multizone Mix of Ducted and Non-Ducted | 207350834 |  | HMSV-A-CB | AJ036BXS4CH | Mixed Ducted and Non-Ducted Indoor Units |  | 11.75 | 19 | 9.8 | 11.75 | 20 | 8.8 | FALSE | FALSE | TRUE | 34000 | 21000 | 2.72 | 35600 | 1.77
205013599 | 12/20/23 | Live | Hisense | Hisense | Multizone Mix of Ducted and Non-Ducted | 205013599 |  | HMSV-A-CB | AVW-48H3FH | Mixed Ducted and Non-Ducted Indoor Units |  | 11.4 | 18 | 10 | 11.4 | 17.5 | 9.28 | FALSE | FALSE | TRUE | 48000 | 32000 | 2.54 | 44000 | 2.74
204344212 | 05/01/23 | Live | Hisense | Hisense | Multizone All Ducted | 204344212 |  | HMSV-A-CB | AVW-36H3FH | Ducted Indoor Units | AVD-09HCFCH1 | 12.6 | 17 | 10.5 | 12.6 | 16.5 | 10 | FALSE | FALSE | TRUE | 36000 | 26000 | 2.9 | 34000 | 2.91
203377011 | 04/18/23 | Live | Bosch | BOSCH | Singlezone Ducted, Centrally Ducted | 203377011 |  | HRCU-A-C | BOVA-36HDN1-M20G |  | BMA*2430BNTD | 11.8 | 16 | 9.5 | 12 | 15.2 | 9 | TRUE | TRUE | TRUE | 23400 | 19400 | 2.2 | 19400 | 2.2
213732665 | 11/15/23 | Live | Midea Electric Trading | ZERO | Multizone All Non-Ducted | 213732665 |  | HMSR-A-CB-O | Z4SOV-36HDM-US | Non-Ducted Indoor Units |  | 10.5 | 21.8 | 11.5 | 10.6 | 23.1 | 9.6 | FALSE | FALSE | TRUE | 36000 | 26400 | 2.3 | 29600 | 2.09
212925494 | 12/19/23 | Live | Mitsubishi Electric Trane | TRANE / MITSUBISHI ELECTRIC | Multizone All Non-Ducted | 212925494 |  | HMSR-A-CB-O | NTXMMX30A132C** | Non-Ducted Indoor Units |  |  |  |  | 10.6 | 19 | 10 | FALSE | FALSE | TRUE | 28400 | 18600 | 3 | 21000 | 2.15
212292445 | 05/14/23 | Live | GENERALLUX | GENERALLUX STAR | Singlezone Non-Ducted, Wall Placement | 212292445 |  | HRCU-A-CB-O | AST-18UW3SBBTU01(O) | Mini-Splits | AST-18UW3SBBTU01(I) | 13 | 20.5 | 10.5 | 13.2 | 20.5 | 9.5 | FALSE | FALSE | FALSE | 18000 | 10500 | 1.2 | 17500 | 1.84
212925913 | 08/07/23 | Live | ASPEN | GREE | Singlezone Ducted, Centrally Ducted | 212925913 |  | HRCU-A-CB | GUD60W/A-D(U) | Non-Ducted Indoor Units | D(A,C,E)61C44+TDR |  |  |  | 10 | 15.2 | 8.5 | FALSE | FALSE | TRUE | 47000 | 31200 | 2.25 | 32000 | 1.75
212925910 | 08/07/23 | Live | ASPEN | GREE | Singlezone Ducted, Centrally Ducted | 212925910 |  | HRCU-A-CB | GUD36W/A-D(U) | Non-Ducted Indoor Units | D(A,C,E)36B34+TDR |  |  |  | 9.5 | 15.2 | 8.5 | FALSE | FALSE | FALSE | 32000 | 22000 | 2.05 | 23000 | 2.24
212925908 | 08/07/23 | Live | ASPEN | GREE | Singlezone Ducted, Centrally Ducted | 212925908 |  | HRCU-A-CB | GUD60W/A-D(U) | Non-Ducted Indoor Units | C(A,C,D,E)60C44+TDR |  |  |  | 9.5 | 15.2 | 8.5 | FALSE | FALSE | FALSE | 50500 | 35200 | 2.19 | 36000 | 1.96
212925904 | 08/07/23 | Live | ASPEN | GREE | Singlezone Ducted, Centrally Ducted | 212925904 |  | HRCU-A-CB | GUD60W/A-D(U) | Non-Ducted Indoor Units | C(A,C,D,E)48C44+TDR |  |  |  | 10 | 15.2 | 8.5 | FALSE | FALSE | TRUE | 47000 | 31200 | 2.25 | 32000 | 1.98
212925902 | 08/07/23 | Live | ASPEN | GREE | Singlezone Ducted, Centrally Ducted | 212925902 |  | HRCU-A-CB | GUD36W/A-D(U) | Non-Ducted Indoor Units | D(A,C,E)24C34+TDR |  |  |  | 11 | 15.2 | 8.5 | FALSE | FALSE | TRUE | 23000 | 15000 | 2.34 | 22000 | 2.18
212925898 | 08/07/23 | Live | ASPEN | TOSOT | Singlezone Ducted, Centrally Ducted | 212925898 |  | HRCU-A-CB | TU60-48WADU | Non-Ducted Indoor Units | D(A,C,E)61C44+TDR |  |  |  | 10 | 15.2 | 8.5 | FALSE | FALSE | TRUE | 47000 | 31200 | 2.25 | 32000 | 1.75
212925896 | 08/07/23 | Live | ASPEN | TOSOT | Singlezone Ducted, Centrally Ducted | 212925896 |  | HRCU-A-CB | TU36-24WADU | Non-Ducted Indoor Units | C(A,C,E)37C24+TDR |  |  |  | 9.5 | 15.2 | 8.5 | FALSE | FALSE | FALSE | 32000 | 22000 | 2.05 | 23000 | 2.24
212925886 | 08/07/23 | Live | ASPEN | TOSOT | Singlezone Ducted, Centrally Ducted | 212925886 |  | HRCU-A-CB | TU36-24WADU | Non-Ducted Indoor Units | D(A,C,E)24A44+TDR |  |  |  | 11 | 15.2 | 8.5 | FALSE | FALSE | TRUE | 23000 | 15000 | 2.34 | 22000 | 2.18
212925885 | 08/07/23 | Live | ASPEN | TOSOT | Singlezone Ducted, Centrally Ducted | 212925885 |  | HRCU-A-CB | TU60-48WADU | Non-Ducted Indoor Units | D(A,C,E)60D44+TDR |  |  |  | 9.5 | 15.2 | 8.5 | FALSE | FALSE | FALSE | 50500 | 35200 | 2.19 | 36000 | 1.96
212617026 | 12/12/23 | Live | Trane U.S. Inc. | AMERISTAR | Multizone All Ducted | 212617026 |  | HRCU-A-CB | E4HL5042A1000A | Ducted Indoor Units | E4AH5E36A1J30A |  |  |  | 10 | 15.2 | 8.5 | FALSE | FALSE | TRUE | 36000 | 30000 | 1.91 | 30000 | 1.91
212617023 | 12/12/23 | Live | Trane U.S. Inc. | RUNTRU | Multizone All Ducted | 212617023 |  | HRCU-A-CB | E4HL5048A1000A | Ducted Indoor Units | E4AH5E36A1J30A |  |  |  | 10 | 15.2 | 8.5 | FALSE | FALSE | TRUE | 36000 | 30000 | 1.91 | 30000 | 1.91
212394374 | 05/11/23 | Live | Trane U.S. Inc. | AMERISTAR | Multizone All Ducted | 212394374 |  | HRCU-A-C | E4HL5036A1000A |  | 4TXCB006DS3 |  |  |  | 9.5 | 14.3 | 8.1 | FALSE | FALSE | FALSE | 30000 | 20000 | 2.2 | 21900 | 2.06
211749863 | 05/18/23 | Live | Trane U.S. Inc. | AMERISTAR | Multizone All Ducted | 211749863 |  | HRCU-A-CB | E4HL5036A1000A | Ducted Indoor Units | E4AH5E24A1J30A |  |  |  | 11 | 15.2 | 8.5 | FALSE | FALSE | TRUE | 24000 | 19100 | 2.2 | 19100 | 2.2
211749860 | 05/18/23 | Live | Trane U.S. Inc. | AMERISTAR | Multizone All Ducted | 211749860 |  | HRCU-A-CB | E4HL5042A1000A | Ducted Indoor Units | E4AH5E48A1K30A |  |  |  | 9 | 15.2 | 8.1 | FALSE | FALSE | FALSE | 42000 | 33000 | 2.5 | 35000 | 2.65
211729606 | 04/26/23 | Live | Lennox Industries | ARMSTRONG AIR | Singlezone Ducted, Centrally Ducted | 211729606 |  | HRCU-A-CB | 4SHP22LX124P-**A | Ducted Indoor Units | BCE5E30M |  |  |  | 13.5 | 20 | 8.8 | TRUE | FALSE | TRUE | 23600 | 14300 | 2.7 | 14300 | 2.7
211729604 | 04/26/23 | Live | Lennox Industries | AIREASE | Singlezone Ducted, Centrally Ducted | 211729604 |  | HRCU-A-CB | 4SHP22LX124P-**A | Ducted Indoor Units | BCE5E30M |  |  |  | 13.5 | 20 | 8.8 | TRUE | FALSE | TRUE | 23600 | 14300 | 2.7 | 14300 | 2.7
211662223 | 04/19/23 | Live | Johnson Controls Inc. (York International Norman) | COLEMAN | Singlezone Ducted, Centrally Ducted | 211662223 |  | HRCU-A-CB | HMH72B361 |  | XAUB30CXXN1+JMET12BS2N1+TXV |  |  |  | 8.5 | 18 | 8.1 | FALSE | FALSE | FALSE | 34000 | 24800 | 2.5 | 24800 | 2.5
211662212 | 04/19/23 | Live | Johnson Controls Inc. (York International Norman) | JOHNSON CONTROLS | Singlezone Ducted, Centrally Ducted | 211662212 |  | HRCU-A-CB | HMH72B361 |  | XAUB30CXXN1+JMVT12BC2N1+TXV |  |  |  | 8.5 | 18 | 8.1 | FALSE | FALSE | FALSE | 33800 | 24600 | 2.5 | 24600 | 2.5
211662211 | 04/19/23 | Live | Johnson Controls Inc. (York International Norman) | CHAMPION HEATING AND COOLING | Singlezone Ducted, Centrally Ducted | 211662211 |  | HRCU-A-CB | HMH72B361 |  | XAUB30CXXN1+JMVT12BC2N1+TXV |  |  |  | 8.5 | 18 | 8.1 | FALSE | FALSE | FALSE | 33800 | 24600 | 2.5 | 24600 | 2.5
211662208 | 04/19/23 | Live | Johnson Controls Inc. (York International Norman) | COLEMAN | Singlezone Ducted, Centrally Ducted | 211662208 |  | HRCU-A-CB | HMH72B361 |  | XAUB30CXXN1+JMVT12BC2N1+TXV |  |  |  | 8.5 | 18 | 8.1 | FALSE | FALSE | FALSE | 33800 | 24600 | 2.5 | 24600 | 2.5
211662207 | 04/19/23 | Live | Johnson Controls Inc. (York International Norman) | JOHNSON CONTROLS | Singlezone Ducted, Centrally Ducted | 211662207 |  | HRCU-A-CB | HMH72B361 |  | XAFB30CXXN1+JMVT12BC2N1+TXV |  |  |  | 8.5 | 18 | 8.1 | FALSE | FALSE | FALSE | 33800 | 24600 | 2.5 | 24600 | 2.5
211662205 | 04/19/23 | Live | Johnson Controls Inc. (York International Norman) | FRASER-JOHNSTON | Singlezone Ducted, Centrally Ducted | 211662205 |  | HRCU-A-CB | HMH72B361 |  | XAFB30CXXN1+JMVT12BC2N1+TXV |  |  |  | 8.5 | 18 | 8.1 | FALSE | FALSE | FALSE | 33800 | 24600 | 2.5 | 24600 | 2.5
211662204 | 04/19/23 | Live | Johnson Controls Inc. (York International Norman) | LUXAIRE | Singlezone Ducted, Centrally Ducted | 211662204 |  | HRCU-A-CB | HMH72B361 |  | XAFB30CXXN1+JMVT12BC2N1+TXV |  |  |  | 8.5 | 18 | 8.1 | FALSE | FALSE | FALSE | 33800 | 24600 | 2.5 | 24600 | 2.5
211662201 | 04/19/23 | Live | Johnson Controls Inc. (York International Norman) | CHAMPION HEATING AND COOLING | Singlezone Ducted, Centrally Ducted | 211662201 |  | HRCU-A-CB | HMH72B361 |  | XAHB30CXXN1+JMVT12BC2N1+TXV |  |  |  | 8 | 17.5 | 8.1 | FALSE | FALSE | FALSE | 33400 | 24200 | 2.44 | 24200 | 2.44
211662198 | 04/19/23 | Live | Johnson Controls Inc. (York International Norman) | COLEMAN | Singlezone Ducted, Centrally Ducted | 211662198 |  | HRCU-A-CB | HMH72B361 |  | XAHB30CXXN1+JMVT12BC2N1+TXV |  |  |  | 8 | 17.5 | 8.1 | FALSE | FALSE | FALSE | 33400 | 24200 | 2.44 | 24200 | 2.44
211660713 | 04/19/23 | Live | Johnson Controls Inc. (York International Norman) | COLEMAN | Singlezone Ducted, Centrally Ducted | 211660713 |  | HRCU-A-CB | HMH72B241 |  | JHVTB24CBAC2N1 |  |  |  | 9.5 | 17 | 7.8 | FALSE | FALSE | FALSE | 21200 | 15000 | 2.36 | 15000 | 2.36
211660707 | 04/19/23 | Live | Johnson Controls Inc. (York International Norman) | JOHNSON CONTROLS | Singlezone Ducted, Centrally Ducted | 211660707 |  | HRCU-A-CB | HMH72B241 |  | XAFB30CBAN1+JMET12BS2N1 |  |  |  | 9.5 | 17 | 7.8 | FALSE | FALSE | FALSE | 21400 | 15100 | 2.41 | 15100 | 2.41
211660705 | 04/19/23 | Live | Johnson Controls Inc. (York International Norman) | FRASER-JOHNSTON | Singlezone Ducted, Centrally Ducted | 211660705 |  | HRCU-A-CB | HMH72B241 |  | XAFB30CBAN1+JMET12BS2N1 |  |  |  | 9.5 | 17 | 7.8 | FALSE | FALSE | FALSE | 21400 | 15100 | 2.41 | 15100 | 2.41
211660704 | 04/19/23 | Live | Johnson Controls Inc. (York International Norman) | LUXAIRE | Singlezone Ducted, Centrally Ducted | 211660704 |  | HRCU-A-CB | HMH72B241 |  | XAFB30CBAN1+JMET12BS2N1 |  |  |  | 9.5 | 17 | 7.8 | FALSE | FALSE | FALSE | 21400 | 15100 | 2.41 | 15100 | 2.41
211660701 | 04/19/23 | Live | Johnson Controls Inc. (York International Norman) | CHAMPION HEATING AND COOLING | Singlezone Ducted, Centrally Ducted | 211660701 |  | HRCU-A-CB | HMH72B241 |  | XAFB30CXXN1+JMET12BS2N1+TXV |  |  |  | 9.5 | 17 | 7.8 | FALSE | FALSE | FALSE | 21400 | 15100 | 2.41 | 15100 | 2.41
211660700 | 04/19/23 | Live | Johnson Controls Inc. (York International Norman) | FRASER-JOHNSTON | Singlezone Ducted, Centrally Ducted | 211660700 |  | HRCU-A-CB | HMH72B241 |  | XAFB30CXXN1+JMET12BS2N1+TXV |  |  |  | 9.5 | 17 | 7.8 | FALSE | FALSE | FALSE | 21400 | 15100 | 2.41 | 15100 | 2.41
211660699 | 04/19/23 | Live | Johnson Controls Inc. (York International Norman) | LUXAIRE | Singlezone Ducted, Centrally Ducted | 211660699 |  | HRCU-A-CB | HMH72B241 |  | XAFB30CXXN1+JMET12BS2N1+TXV |  |  |  | 9.5 | 17 | 7.8 | FALSE | FALSE | FALSE | 21400 | 15100 | 2.41 | 15100 | 2.41
211660695 | 04/19/23 | Live | Johnson Controls Inc. (York International Norman) | FRASER-JOHNSTON | Singlezone Ducted, Centrally Ducted | 211660695 |  | HRCU-A-CB | HMH72B241 |  | XAHB30CBAN1+JMET12BS2N1 |  |  |  | 9.5 | 17 | 7.8 | FALSE | FALSE | FALSE | 21000 | 14800 | 2.32 | 14800 | 2.32
211660693 | 04/19/23 | Live | Johnson Controls Inc. (York International Norman) | COLEMAN | Singlezone Ducted, Centrally Ducted | 211660693 |  | HRCU-A-CB | HMH72B241 |  | XAHB30CBAN1+JMET12BS2N1 |  |  |  | 9.5 | 17 | 7.8 | FALSE | FALSE | FALSE | 21000 | 14800 | 2.32 | 14800 | 2.32
211660689 | 04/19/23 | Live | Johnson Controls Inc. (York International Norman) | LUXAIRE | Singlezone Ducted, Centrally Ducted | 211660689 |  | HRCU-A-CB | HMH72B241 |  | XAHB30CXXN1+JMET12BS2N1+TXV |  |  |  | 9.5 | 17 | 7.8 | FALSE | FALSE | FALSE | 21000 | 14800 | 2.32 | 14800 | 2.32
211660687 | 04/19/23 | Live | Johnson Controls Inc. (York International Norman) | JOHNSON CONTROLS | Singlezone Ducted, Centrally Ducted | 211660687 |  | HRCU-A-CB | HMH72B241 |  | XAUB30CXXN1+JMVT12BC2N1+TXV |  |  |  | 9.5 | 17 | 7.8 | FALSE | FALSE | FALSE | 21200 | 14900 | 2.36 | 14900 | 2.36
211660680 | 04/19/23 | Live | Johnson Controls Inc. (York International Norman) | FRASER-JOHNSTON | Singlezone Ducted, Centrally Ducted | 211660680 |  | HRCU-A-CB | HMH72B241 |  | XAFB30CBAN1+JMVT12BC2N1 |  |  |  | 9.5 | 17 | 7.8 | FALSE | FALSE | FALSE | 21200 | 14900 | 2.36 | 14900 | 2.36
211660670 | 04/19/23 | Live | Johnson Controls Inc. (York International Norman) | FRASER-JOHNSTON | Singlezone Ducted, Centrally Ducted | 211660670 |  | HRCU-A-CB | HMH72B241 |  | XAHB30CBAN1+JMVT12BC2N1 |  |  |  | 9.5 | 16.5 | 7.8 | FALSE | FALSE | FALSE | 21000 | 14900 | 2.36 | 14900 | 2.36
211660669 | 04/19/23 | Live | Johnson Controls Inc. (York International Norman) | LUXAIRE | Singlezone Ducted, Centrally Ducted | 211660669 |  | HRCU-A-CB | HMH72B241 |  | XAHB30CBAN1+JMVT12BC2N1 |  |  |  | 9.5 | 16.5 | 7.8 | FALSE | FALSE | FALSE | 21000 | 14900 | 2.36 | 14900 | 2.36
211660666 | 04/19/23 | Live | Johnson Controls Inc. (York International Norman) | CHAMPION HEATING AND COOLING | Singlezone Ducted, Centrally Ducted | 211660666 |  | HRCU-A-CB | HMH72B241 |  | XAHB30CXXN1+JMVT12BC2N1+TXV |  |  |  | 9.5 | 16.5 | 7.8 | FALSE | FALSE | FALSE | 21000 | 14900 | 2.36 | 14900 | 2.36
211660665 | 04/19/23 | Live | Johnson Controls Inc. (York International Norman) | FRASER-JOHNSTON | Singlezone Ducted, Centrally Ducted | 211660665 |  | HRCU-A-CB | HMH72B241 |  | XAHB30CXXN1+JMVT12BC2N1+TXV |  |  |  | 9.5 | 16.5 | 7.8 | FALSE | FALSE | FALSE | 21000 | 14900 | 2.36 | 14900 | 2.36
211583740 | 04/26/23 | Live | Hisense | J-KU | Singlezone Non-Ducted, Wall Placement | 211583740 |  | HRCU-A-CB-O | JKS12HP230V1XC |  | JKS12HP230V1XE | 15.4 | 25 | 12 | 15.4 | 23.5 | 9.8 | TRUE | TRUE | TRUE | 12000 | 7000 | 2.77 | 13160 | 2.41
211583712 | 05/10/23 | Live | Parker Davis HVAC International Inc. | PIONEER | Singlezone Non-Ducted, Wall Placement | 211583712 |  | HRCU-A-CB-O | YN012GHFI25RPH | Mini-Splits | WF012GHFI25HLH | 12.5 | 23 | 11 | 12.7 | 23.5 | 9.5 | TRUE | TRUE | TRUE | 12000 | 6800 | 2.73 | 11500 | 2.41
211583711 | 05/10/23 | Live | Parker Davis HVAC International Inc. | PIONEER | Singlezone Non-Ducted, Wall Placement | 211583711 |  | HRCU-A-CB-O | YN009GHFI25RPH | Mini-Splits | WF009GHFI25HLH | 14.5 | 24.5 | 12 | 14.5 | 25.5 | 10.5 | TRUE | TRUE | TRUE | 9000 | 5500 | 2.93 | 9500 | 2.14
211659570 | 04/19/23 | Live | Johnson Controls Inc. (York International Norman) | YORK | Singlezone Ducted, Centrally Ducted | 211659570 |  | HRCU-A-CB | HMH72B241 |  | JHETB24CBAS2N1 |  |  |  | 9.5 | 17 | 7.8 | FALSE | FALSE | FALSE | 21200 | 15000 | 2.36 | 15000 | 2.36
211659568 | 04/19/23 | Live | Johnson Controls Inc. (York International Norman) | YORK | Singlezone Ducted, Centrally Ducted | 211659568 |  | HRCU-A-CB | HMH72B241 |  | XAUB30CXXN1+JMET12BS2N1+TXV |  |  |  | 9.5 | 17 | 7.8 | FALSE | FALSE | FALSE | 21400 | 15100 | 2.41 | 15100 | 2.41
211659561 | 04/19/23 | Live | Johnson Controls Inc. (York International Norman) | YORK | Singlezone Ducted, Centrally Ducted | 211659561 |  | HRCU-A-CB | HMH72B241 |  | XAFB30CXXN1+JMVT12BC2N1+TXV |  |  |  | 9.5 | 17 | 7.8 | FALSE | FALSE | FALSE | 21200 | 14900 | 2.36 | 14900 | 2.36
211659393 | 04/19/23 | Live | Johnson Controls Inc. (York International Norman) | YORK | Singlezone Ducted, Centrally Ducted | 211659393 |  | HRCU-A-CB | HMH72B361 |  | XAUB30CXXN1+JMET12BS2N1+TXV |  |  |  | 8.5 | 18 | 8.1 | FALSE | FALSE | FALSE | 34000 | 24800 | 2.5 | 24800 | 2.5
211641659 | 01/16/24 | Live | Daikin Comfort Technologies North America, INC. | DAIKIN | Multizone All Non-Ducted | 211641659 |  | HMSR-A-CB-O | RXTQ36TBVJU* | Non-Ducted Indoor Units |  |  |  |  | 12 | 23 | 9.6 | FALSE | FALSE | TRUE | 34200 | 23600 | 2.99 | 26000 | 2.8
211302341 | 03/03/23 | Live | Hisense | HISENSE | Singlezone Non-Ducted, Wall Placement | 211302341 |  | HRCU-A-CB-O | AUW-24U3SA | Mini-Splits | AST-24UW3SDBDL01 |  |  |  | 12.45 | 20.5 | 9.3 | TRUE | TRUE | FALSE | 23400 | 19000 | 2.28 | 18405 | 2.17
211302339 | 03/03/23 | Live | Hisense | HISENSE | Singlezone Non-Ducted, Wall Placement | 211302339 |  | HRCU-A-CB-O | AUW-12U3SS | Mini-Splits | AST-12UW3SXEDL01 |  |  |  | 13.1 | 21.5 | 9 | TRUE | TRUE | FALSE | 12000 | 8000 | 2.42 | 10086 | 2.31
211393616 | 04/19/23 | Live | Johnson Controls Inc. (York International Norman) | COLEMAN | Singlezone Ducted, Centrally Ducted | 211393616 |  | HRCU-A-CB | HMH72B341 |  | JHVTB36DBCC2N1 |  |  |  | 10 | 18.5 | 8.5 | FALSE | FALSE | FALSE | 34000 | 25200 | 2.54 | 25200 | 2.54
211393610 | 04/19/23 | Live | Johnson Controls Inc. (York International Norman) | CHAMPION HEATING AND COOLING | Singlezone Ducted, Centrally Ducted | 211393610 |  | HRCU-A-CB | HMH72B341 |  | JHVTC36DBCC2N1 |  |  |  | 10.5 | 18.5 | 8.5 | FALSE | FALSE | FALSE | 34000 | 25400 | 2.64 | 25400 | 2.64
211386669 | 04/19/23 | Live | Johnson Controls Inc. (York International Norman) | LUXAIRE | Singlezone Ducted, Centrally Ducted | 211386669 |  | HRCU-A-CB | HMH72B341 |  | JHETC42FBCS2N1 |  |  |  | 9.5 | 17.5 | 8.5 | FALSE | FALSE | FALSE | 33800 | 25200 | 2.6 | 25200 | 2.6
211386658 | 04/19/23 | Live | Johnson Controls Inc. (York International Norman) | FRASER-JOHNSTON | Singlezone Ducted, Centrally Ducted | 211386658 |  | HRCU-A-CB | HMH72B341 |  | JHVTC42FBCC2N1 |  |  |  | 10 | 17.5 | 8.5 | FALSE | FALSE | FALSE | 34000 | 25000 | 2.62 | 25000 | 2.62
211386635 | 04/19/23 | Live | Johnson Controls Inc. (York International Norman) | CHAMPION HEATING AND COOLING | Singlezone Ducted, Centrally Ducted | 211386635 |  | HRCU-A-CB | HMH72B341 |  | XAFC48FBCN1+JMET12CS2N1 |  |  |  | 9.5 | 17.5 | 8.5 | FALSE | FALSE | FALSE | 34000 | 25400 | 2.6 | 25400 | 2.6
211386632 | 04/19/23 | Live | Johnson Controls Inc. (York International Norman) | FRASER-JOHNSTON | Singlezone Ducted, Centrally Ducted | 211386632 |  | HRCU-A-CB | HMH72B341 |  | XAFC48FBCN1+JMET12CS2N1 |  |  |  | 9.5 | 17.5 | 8.5 | FALSE | FALSE | FALSE | 34000 | 25400 | 2.6 | 25400 | 2.6
211386627 | 04/19/23 | Live | Johnson Controls Inc. (York International Norman) | COLEMAN | Singlezone Ducted, Centrally Ducted | 211386627 |  | HRCU-A-CB | HMH72B341 |  | XAFC48FBCN1+JMET12CS2N1 |  |  |  | 9.5 | 17.5 | 8.5 | FALSE | FALSE | FALSE | 34000 | 25400 | 2.6 | 25400 | 2.6
211386623 | 04/19/23 | Live | Johnson Controls Inc. (York International Norman) | CHAMPION HEATING AND COOLING | Singlezone Ducted, Centrally Ducted | 211386623 |  | HRCU-A-CB | HMH72B341 |  | XAFC48FXXN1+JMET12CS2N1+TXV |  |  |  | 9.5 | 17.5 | 8.5 | FALSE | FALSE | FALSE | 34000 | 25400 | 2.6 | 25400 | 2.6
211386621 | 04/19/23 | Live | Johnson Controls Inc. (York International Norman) | FRASER-JOHNSTON | Singlezone Ducted, Centrally Ducted | 211386621 |  | HRCU-A-CB | HMH72B341 |  | XAFC48FXXN1+JMET12CS2N1+TXV |  |  |  | 9.5 | 17.5 | 8.5 | FALSE | FALSE | FALSE | 34000 | 25400 | 2.6 | 25400 | 2.6
211386618 | 04/19/23 | Live | Johnson Controls Inc. (York International Norman) | LUXAIRE | Singlezone Ducted, Centrally Ducted | 211386618 |  | HRCU-A-CB | HMH72B341 |  | XAFC48FXXN1+JMET12CS2N1+TXV |  |  |  | 9.5 | 17.5 | 8.5 | FALSE | FALSE | FALSE | 34000 | 25400 | 2.6 | 25400 | 2.6
211386601 | 04/19/23 | Live | Johnson Controls Inc. (York International Norman) | COLEMAN | Singlezone Ducted, Centrally Ducted | 211386601 |  | HRCU-A-CB | HMH72B341 |  | XAHC48FBCN1+JMET12CS2N1 |  |  |  | 9.5 | 17.5 | 8.5 | FALSE | FALSE | FALSE | 33800 | 24800 | 2.56 | 24800 | 2.56
211380222 | 04/20/23 | Live | Johnson Controls Inc. (York International Norman) | YORK | Singlezone Ducted, Centrally Ducted | 211380222 |  | HRCU-A-CB | HMH72B341 |  | JHVTC42FBCC2N1 |  |  |  | 10 | 17.5 | 8.5 | FALSE | FALSE | FALSE | 34000 | 25000 | 2.62 | 25000 | 2.62
211380216 | 04/20/23 | Live | Johnson Controls Inc. (York International Norman) | YORK | Singlezone Ducted, Centrally Ducted | 211380216 |  | HRCU-A-CB | HMH72B341 |  | XAFC48FBCN1+JMET12CS2N1 |  |  |  | 9.5 | 17.5 | 8.5 | FALSE | FALSE | FALSE | 34000 | 25400 | 2.6 | 25400 | 2.6
211380214 | 04/20/23 | Live | Johnson Controls Inc. (York International Norman) | YORK | Singlezone Ducted, Centrally Ducted | 211380214 |  | HRCU-A-CB | HMH72B341 |  | XAFC48FXXN1+JMET12CS2N1+TXV |  |  |  | 9.5 | 17.5 | 8.5 | FALSE | FALSE | FALSE | 34000 | 25400 | 2.6 | 25400 | 2.6
211380211 | 04/07/23 | Live | Johnson Controls Inc. (York International Norman) | YORK | Singlezone Ducted, Centrally Ducted | 211380211 |  | HRCU-A-CB | HMH72B341 |  | XAHC48FBCN1+JMET12CS2N1 |  |  |  | 9.5 | 17.5 | 8.5 | FALSE | FALSE | FALSE | 33800 | 24800 | 2.56 | 24800 | 2.56
211174354 | 04/07/23 | Live | Bathica | WABBAN | Multizone All Non-Ducted | 211174354 |  | HMSR-A-CB-O | BBM36HX4O | Non-Ducted Indoor Units |  | 12 | 21 | 10 | 12 | 21 | 10 | FALSE | FALSE | TRUE | 34000 | 30800 | 2.04 | 37720 | 2.38
211174351 | 04/07/23 | Live | Bathica | WABBAN | Multizone All Non-Ducted | 211174351 |  | HMSR-A-CB-O | BBM18HX4O | Non-Ducted Indoor Units |  | 12 | 21 | 10 | 12 | 21 | 10 | FALSE | FALSE | TRUE | 17000 | 14700 | 2.63 | 16400 | 2.64
211034583 | 04/20/23 | Live | Lennox Industries | DUCANE | Singlezone Ducted, Compact Ducted | 211034583 |  | HRCU-A-CB | 4DHP2S36S-1P | Mini-Splits | DMD236S4-*P | 9 | 16.7 | 11.5 | 8.8 | 15.8 | 8.8 | FALSE | FALSE | FALSE | 36000 | 25000 | 2.41 | 27019 | 2.31
211016477 | 07/26/23 | Live | Mitsubishi Electric Trane | Trane / Mitsubishi Electric | Multizone All Non-Ducted | 211016477 |  | HMSR-A-CB-O | NTXMSM60A182B* | Non-Ducted Indoor Units |  | 13.3 | 20 | 12 | 13.3 | 20 | 10.5 | FALSE | FALSE | TRUE | 60000 | 41500 | 2.9 | 65000 | 2.3
211016470 | 07/26/23 | Live | Mitsubishi Electric Trane | Trane / Mitsubishi Electric | Multizone All Non-Ducted | 211016470 |  | HMSR-A-CB-O | NTXMSH42A152B* | Non-Ducted Indoor Units |  | 13.4 | 22 | 12 | 13.4 | 21.5 | 11.1 | FALSE | FALSE | TRUE | 42000 | 32000 | 2.8 | 48000 | 2.14
211016461 | 07/26/23 | Live | Mitsubishi Electric Trane | Mitsubishi Electric | Multizone All Non-Ducted | 211016461 |  | HMSR-A-CB-O | MXZ-SM60NAM2 | Non-Ducted Indoor Units |  | 13.3 | 20 | 12 | 13.3 | 20 | 10.5 | FALSE | FALSE | TRUE | 60000 | 41500 | 2.9 | 65000 | 2.3
210819459 | 01/01/11 | Live | Mitsubishi Electric Trane | MITSUBISHI ELECTRIC | Singlezone Non-Ducted, Floor Placement | 210819459 |  | HRCU-A-CB-O | MUFZ-KJ09NAHZ*** | Mini-Splits | MFZ-KJ09NA*** | 15.8 | 28.2 | 13 | 15.8 | 28.7 | 11.3 | TRUE | FALSE | TRUE | 9000 | 7500 | 2.75 | 13400 | 2.11
210819447 | 01/01/11 | Live | Mitsubishi Electric Trane | MITSUBISHI ELECTRIC | Singlezone Non-Ducted, Floor Placement | 210819447 |  | HRCU-A-CB-O | MUFZ-KJ15NAHZ*** | Mini-Splits | MFZ-KJ15NA*** | 13.5 | 21.8 | 11.6 | 13.5 | 22.2 | 10.7 | TRUE | FALSE | TRUE | 15000 | 12000 | 2.96 | 20000 | 1.93
211239259 | 05/10/23 | Live | Johnson Controls Inc. (York International Norman) | YORK | Singlezone Ducted, Centrally Ducted | 211239259 |  | HRCU-A-CB | YZV36B21 |  | JHVVC36DE2C2N1+CC |  |  |  | 12 | 19.5 | 8.5 | TRUE | FALSE | FALSE | 33200 | 34000 | 2.08 | 34000 | 2.08
211238542 | 04/19/23 | Live | Johnson Controls Inc. (York International Norman) | LUXAIRE | Singlezone Ducted, Centrally Ducted | 211238542 |  | HRCU-A-CB | HMH72B341 |  | JHETC36DBCS2N1 |  |  |  | 10.5 | 18.5 | 8.7 | FALSE | FALSE | FALSE | 34000 | 24600 | 2.6 | 24600 | 2.6
210445758 | 06/07/23 | Live | Samsung Electronics | SAMSUNG | Singlezone Non-Ducted, Wall Placement | 210445758 |  | HRCU-A-CB-O | AR09CSDACWKX | Mini-Splits | AR09CSDABWKN | 15.5 | 24.5 | 12.5 | 15.5 | 24.5 | 10.5 | TRUE | TRUE | TRUE | 9000 | 10000 | 4.88 | 10000 | 2.42
209482324 | 02/02/23 | Live | Gree | GREE | Singlezone Non-Ducted, Wall Placement | 209482324 |  | HRCU-A-CB-O | GWH12QCXB-D3DND4C/O | Mini-Splits | GWH12QCXB-D3DN***/I | 11.3 | 20 | 10 | 11.3 | 20 | 8.5 | FALSE | FALSE | FALSE | 12000 | 7000 | 2.74 | 10500 | 2.11
211212530 | 05/10/23 | Live | Johnson Controls Inc. (York International Norman) | LUXAIRE | Singlezone Ducted, Centrally Ducted | 211212530 |  | HRCU-A-CB | HL20B6021 |  | JHVVC60HE4C2N1+CC |  |  |  | 12 | 19 | 8.5 | TRUE | FALSE | FALSE | 52000 | 48000 | 2.38 | 48000 | 2.38
208286577 | 01/23/23 | Live | INNOVAIR | INNOVAIR | Singlezone Non-Ducted, Wall Placement | 208286577 |  | HRCU-A-CB-O | WIN24H7H51(O) | Mini-Splits | WIN24H7H51(I) | 12.5 | 21 | 11.5 | 12.5 | 21 | 10 | TRUE | TRUE | TRUE | 24000 | 15500 | 1.31 | 21000 | 1.62
211010196 | 05/10/23 | Live | Johnson Controls Inc. (York International Norman) | FRASER-JOHNSTON | Singlezone Ducted, Centrally Ducted | 211010196 |  | HRCU-A-CB | HL20B2421 |  | JHVVB24DE1C2N1+CC |  |  |  | 12.4 | 19 | 8.5 | TRUE | FALSE | FALSE | 23000 | 22800 | 2.16 | 22800 | 2.16
211010195 | 05/10/23 | Live | Johnson Controls Inc. (York International Norman) | LUXAIRE | Singlezone Ducted, Centrally Ducted | 211010195 |  | HRCU-A-CB | HL20B4821 |  | JHVVC48HE3C2N1+CC |  |  |  | 12.4 | 19.5 | 8.5 | TRUE | FALSE | FALSE | 44500 | 43500 | 2.36 | 43500 | 2.36
211010194 | 05/10/23 | Live | Johnson Controls Inc. (York International Norman) | COLEMAN | Singlezone Ducted, Centrally Ducted | 211010194 |  | HRCU-A-CB | HC20B6021 |  | JHVVD60HE4C2N1+CC |  |  |  | 12 | 19 | 8.5 | TRUE | FALSE | FALSE | 52500 | 46500 | 2.34 | 46500 | 2.34
211010193 | 05/10/23 | Live | Johnson Controls Inc. (York International Norman) | CHAMPION HEATING AND COOLING | Singlezone Ducted, Centrally Ducted | 211010193 |  | HRCU-A-CB | HL20B2421 |  | JHVVB24DE1C2N1+CC |  |  |  | 12.4 | 19 | 8.5 | TRUE | FALSE | FALSE | 23000 | 22800 | 2.16 | 22800 | 2.16
211010180 | 05/10/23 | Live | Johnson Controls Inc. (York International Norman) | CHAMPION HEATING AND COOLING | Singlezone Ducted, Centrally Ducted | 211010180 |  | HRCU-A-CB | HL20B3621 |  | JHVVB36DE2C2N1+CC |  |  |  | 12.4 | 19.5 | 8.5 | TRUE | FALSE | FALSE | 32000 | 35800 | 2.16 | 35800 | 2.16
210859424 | 07/31/23 | Live | Johnson Controls Inc. (York International Norman) | JOHNSON CONTROLS | Singlezone Ducted, Centrally Ducted | 210859424 |  | HRCU-A-CB | HMH72B481 |  | JHETD60HBCS2N1 |  |  |  | 10 | 18.5 | 7.8 | FALSE | FALSE | FALSE | 48000 | 29800 | 2.46 | 29800 | 2.46
210859398 | 07/31/23 | Live | Johnson Controls Inc. (York International Norman) | JOHNSON CONTROLS | Singlezone Ducted, Centrally Ducted | 210859398 |  | HRCU-A-CB | HMH72B481 |  | JHVTD60HBCC2N1 |  |  |  | 10 | 18 | 7.8 | FALSE | FALSE | FALSE | 48000 | 29400 | 2.48 | 29400 | 2.48
210852010 | 07/31/23 | Live | Johnson Controls Inc. (York International Norman) | JOHNSON CONTROLS | Singlezone Ducted, Centrally Ducted | 210852010 |  | HRCU-A-CB | HMH72B361 |  | XAFB36DBCN1+JMET12BS2N1 |  |  |  | 9 | 18 | 8.1 | FALSE | FALSE | FALSE | 36000 | 25200 | 2.6 | 25200 | 2.6
210851848 | 07/31/23 | Live | Johnson Controls Inc. (York International Norman) | JOHNSON CONTROLS | Singlezone Ducted, Centrally Ducted | 210851848 |  | HRCU-A-CB | HMH72B481 |  | XAFD60JBCN1+JMVT20DC2N1 |  |  |  | 10 | 18 | 7.8 | FALSE | FALSE | FALSE | 47500 | 29800 | 2.48 | 29800 | 2.48
210847316 | 07/31/23 | Live | Johnson Controls Inc. (York International Norman) | JOHNSON CONTROLS | Singlezone Ducted, Centrally Ducted | 210847316 |  | HRCU-A-CB | HMH72B601 |  | XAHD60JXXN1+JMVT20DC2N1+TXV |  |  |  | 8.5 | 17 | 7.8 | FALSE | FALSE | FALSE | 57000 | 35600 | 2.42 | 35600 | 2.42
210846069 | 07/31/23 | Live | Johnson Controls Inc. (York International Norman) | JOHNSON CONTROLS | Singlezone Ducted, Centrally Ducted | 210846069 |  | HRCU-A-CB | HMH72B481 |  | XAFD60HXXN1+JMET18DS2N1+TXV |  |  |  | 10 | 18 | 7.8 | FALSE | FALSE | FALSE | 48000 | 29800 | 2.46 | 29800 | 2.46
210846038 | 07/12/23 | Live | Johnson Controls Inc. (York International Norman) | JOHNSON CONTROLS | Singlezone Ducted, Centrally Ducted | 210846038 |  | HRCU-A-CB | HMH72B601 |  | XAFD60JXXN1+JMET18DS2N1+TXV |  |  |  | 8.5 | 17 | 7.8 | FALSE | FALSE | FALSE | 58500 | 36400 | 2.46 | 36400 | 2.46
210839585 | 07/31/23 | Live | Johnson Controls Inc. (York International Norman) | JOHNSON CONTROLS | Singlezone Ducted, Centrally Ducted | 210839585 |  | HRCU-A-CB | HMH72B361 |  | JHVTC36DBCC2N1 | 9.5 | 17.75 | 10.5 | 9 | 18 | 8.1 | FALSE | FALSE | FALSE | 36000 | 25000 | 2.66 | 25000 | 2.66
208106851 | 04/20/23 | Live | Lennox Industries | DUCANE | Multizone All Non-Ducted | 208106851 |  | HMSV-A-CB | 4DHP2S36M-1P | Non-Ducted Indoor Units |  | 11.5 | 23 | 11.3 | 11.7 | 23.9 | 9.5 | TRUE | FALSE | TRUE | 36000 | 26800 | 3.14 | 29700 | 2.08
208106848 | 04/20/23 | Live | Lennox Industries | DUCANE | Multizone All Non-Ducted | 208106848 |  | HMSV-A-CB | 4DHP2S30M-1P | Non-Ducted Indoor Units |  | 12.5 | 23.8 | 10.5 | 12.7 | 24.6 | 9.3 | TRUE | FALSE | FALSE | 28000 | 21000 | 3.42 | 22987 | 2
208106839 | 04/20/23 | Live | Lennox Industries | CONCORD | Multizone All Non-Ducted | 208106839 |  | HRCU-A-CB | 4DHP2S48M-1P | Non-Ducted Indoor Units |  | 11.6 | 20.5 | 11 | 11.7 | 21.8 | 9.8 | TRUE | TRUE | TRUE | 48000 | 36000 | 3.29 | 33000 | 1.97
208106834 | 04/20/23 | Live | Lennox Industries | CONCORD | Multizone All Ducted | 208106834 |  | HMSV-A-CB | 4DHP2S30M-1P | Ducted Indoor Units |  | 11.2 | 19.5 | 10.2 | 11.7 | 20.7 | 9.2 | TRUE | FALSE | TRUE | 28000 | 22000 | 3.5 | 18500 | 2.05
208106818 | 04/20/23 | Live | Lennox Industries | ARMSTRONG AIR | Multizone All Non-Ducted | 208106818 |  | HMSV-A-CB | 4DHP2S30M-1P | Non-Ducted Indoor Units |  | 12.5 | 23.8 | 10.5 | 12.7 | 24.6 | 9.3 | TRUE | FALSE | FALSE | 28000 | 21000 | 3.42 | 22987 | 2
207768731 | 04/20/23 | Live | Lennox Industries | LENNOX | Multizone All Ducted | 207768731 |  | HMSV-A-CB | MLB030S4M-1P | Ducted Indoor Units |  | 11.5 | 20 | 10.1 | 11.7 | 20 | 9.5 | TRUE | TRUE | TRUE | 28000 | 27000 | 4 | 25173 | 2.09
207525863 | 03/02/22 | Live | Mitsubishi Electric Trane | TRANE / MITSUBISHI ELECTRIC | Multizone Mix of Ducted and Non-Ducted | 207525863 |  | HMSV-A-CB | NTXMSM48A182A* | Mixed Ducted and Non-Ducted Indoor Units |  | 12.2 | 19.75 | 11.5 | 11.8 | 19.5 | 9.65 | TRUE | FALSE | TRUE | 48000 | 33200 | 2.53 | 37800 | 1.96
207525856 | 03/02/22 | Live | Mitsubishi Electric Trane | MITSUBISHI ELECTRIC | Multizone Mix of Ducted and Non-Ducted | 207525856 |  | HMSV-A-CB | MXZ-SM42NAMHZ | Mixed Ducted and Non-Ducted Indoor Units |  | 12.2 | 20 | 11.5 | 12 | 19.75 | 10.55 | TRUE | FALSE | TRUE | 42000 | 32000 | 2.64 | 48000 | 2.04
207525854 | 03/02/22 | Live | Mitsubishi Electric Trane | MITSUBISHI ELECTRIC | Multizone Mix of Ducted and Non-Ducted | 207525854 |  | HMSV-A-CB | MXZ-SM36NAM | Mixed Ducted and Non-Ducted Indoor Units |  | 13.8 | 20.65 | 11.85 | 13.5 | 20.75 | 10.5 | TRUE | FALSE | FALSE | 36000 | 26400 | 2.73 | 29400 | 2.15
207518835 | 03/02/22 | Live | Mitsubishi Electric Trane | TRANE / MITSUBISHI ELECTRIC | Multizone All Ducted | 207518835 |  | HMSV-A-CB | NTXMSM36A142A* | Ducted Indoor Units |  | 12.6 | 18.3 | 11.2 | 12 | 18.5 | 10 | TRUE | FALSE | TRUE | 36000 | 26600 | 2.7 | 29400 | 2.1
207517164 | 03/02/22 | Live | Mitsubishi Electric Trane | TRANE / MITSUBISHI ELECTRIC | Multizone All Non-Ducted | 207517164 |  | HMSR-A-CB-O | NTXMSH42A152A* | Non-Ducted Indoor Units |  | 13.4 | 22 | 12 | 13.4 | 21.5 | 11.1 | TRUE | FALSE | TRUE | 42000 | 32000 | 2.8 | 48000 | 2.3
207517158 | 03/02/22 | Live | Mitsubishi Electric Trane | MITSUBISHI ELECTRIC | Multizone All Non-Ducted | 207517158 |  | HMSR-A-CB-O | MXZ-SM48NAMHZ | Non-Ducted Indoor Units |  | 13.1 | 23 | 12 | 13.1 | 23 | 11.5 | TRUE | FALSE | TRUE | 48000 | 39000 | 2.7 | 54000 | 2.5
207517152 | 03/02/22 | Live | Mitsubishi Electric Trane | MITSUBISHI ELECTRIC | Multizone All Non-Ducted | 207517152 |  | HMSR-A-CB-O | MXZ-SM36NAMHZ | Non-Ducted Indoor Units |  | 15 | 23 | 12.5 | 15 | 23 | 12 | TRUE | FALSE | TRUE | 36000 | 32600 | 2.8 | 42000 | 2.15
207517151 | 03/02/22 | Live | Mitsubishi Electric Trane | MITSUBISHI ELECTRIC | Multizone All Ducted | 207517151 |  | HMSV-A-CB | MXZ-SM36NAM | Ducted Indoor Units |  | 12.6 | 18.3 | 11.2 | 12 | 18.5 | 10 | TRUE | FALSE | TRUE | 36000 | 26600 | 2.7 | 29400 | 2.1
207465450 | 10/27/22 | Live | Samsung Electronics | SAMSUNG | Singlezone Ducted, Centrally Ducted | 207465450 |  | HRCU-A-CB | AC018BXADCH | Mini-Splits | AC018BNLDCH | 12.1 | 19.8 | 9 | 11.5 | 18.5 | 7.5 | FALSE | FALSE | FALSE | 18000 | 12800 | 2.23 | 22200 | 1.82
210622628 | 07/24/23 | Live | Johnson Controls Inc. (York International Norman) | COLEMAN | Singlezone Ducted, Centrally Ducted | 210622628 |  | HRCU-A-CB | HMH72B481 |  | JHVTC60HBCC2N1 |  |  |  | 10 | 18 | 7.8 | FALSE | FALSE | FALSE | 48000 | 29800 | 2.44 | 29800 | 2.44
210621473 | 07/31/23 | Live | Johnson Controls Inc. (York International Norman) | FRASER-JOHNSTON | Singlezone Ducted, Centrally Ducted | 210621473 |  | HRCU-A-CB | HMH72B361 |  | XAUB36DXXN1+JMET12BS2N1+TXV |  |  |  | 9 | 18 | 8.1 | FALSE | FALSE | FALSE | 36000 | 25200 | 2.6 | 25200 | 2.6
210621463 | 07/31/23 | Live | Johnson Controls Inc. (York International Norman) | COLEMAN | Singlezone Ducted, Centrally Ducted | 210621463 |  | HRCU-A-CB | HMH72B361 |  | XAFB36DXXN1+JMET12BS2N1+TXV |  |  |  | 9 | 18 | 8.1 | FALSE | FALSE | FALSE | 36000 | 25200 | 2.6 | 25200 | 2.6
210619731 | 07/31/23 | Live | Johnson Controls Inc. (York International Norman) | CHAMPION HEATING AND COOLING | Singlezone Ducted, Centrally Ducted | 210619731 |  | HRCU-A-CB | HMH72B481 |  | JHVTD60HBCC2N1 |  |  |  | 10 | 18 | 7.8 | FALSE | FALSE | FALSE | 48000 | 29400 | 2.48 | 29400 | 2.48
210619108 | 07/31/23 | Live | Johnson Controls Inc. (York International Norman) | YORK | Singlezone Ducted, Centrally Ducted | 210619108 |  | HRCU-A-CB | HMH72B361 |  | XAFB36DXXN1+JMET12BS2N1+TXV |  |  |  | 9 | 18 | 8.1 | FALSE | FALSE | FALSE | 36000 | 25200 | 2.6 | 25200 | 2.6
207350094 | 11/30/21 | Live | Samsung Electronics | SAMSUNG | Multizone Mix of Ducted and Non-Ducted | 207350094 |  | HMSV-A-CB | AJ024BXS4CH | Mixed Ducted and Non-Ducted Indoor Units |  | 11.8 | 17.5 | 9.75 | 11.8 | 18.75 | 8.65 | FALSE | FALSE | TRUE | 25000 | 14800 | 2.51 | 25000 | 1.95
207349919 | 09/07/22 | Live | Samsung Electronics | SAMSUNG | Multizone All Non-Ducted | 207349919 |  | HMSR-A-CB-O | AJ030BXS4CH | Non-Ducted Indoor Units |  | 12.5 | 19 | 11 | 12.5 | 20 | 9 | TRUE | TRUE | FALSE | 28400 | 17500 | 3.09 | 28600 | 2.1
207237536 | 03/14/23 | Live | Fujitsu General America, Inc. | WESTINGHOUSE | Singlezone Non-Ducted, Ceiling Placement | 207237536 |  | HRCU-A-CB-O | WHU12SZA21S | Mini-Splits | WHU12CTA21S | 12.5 | 23 | 11.5 | 12.5 | 20.5 | 9.5 | TRUE | TRUE | TRUE | 12000 | 7600 | 2.72 | 9423 | 2.42
210440240 | 07/31/23 | Live | Johnson Controls Inc. (York International Norman) | YORK | Singlezone Ducted, Centrally Ducted | 210440240 |  | HRCU-A-CB | HMH72B481 |  | XAUD60HXXN1+JMET18DS2N1+TXV | 10 | 18 | 9.5 | 10 | 18 | 7.8 | FALSE | FALSE | FALSE | 48000 | 29800 | 2.46 | 29800 | 2.46
210440238 | 07/31/23 | Live | Johnson Controls Inc. (York International Norman) | YORK | Singlezone Ducted, Centrally Ducted | 210440238 |  | HRCU-A-CB | HMH72B481 |  | XAFD60HXXN1+JMET18DS2N1+TXV | 10 | 18 | 9.5 | 10 | 18 | 7.8 | FALSE | FALSE | FALSE | 48000 | 29800 | 2.46 | 29800 | 2.46
210440227 | 07/31/23 | Live | Johnson Controls Inc. (York International Norman) | YORK | Singlezone Ducted, Centrally Ducted | 210440227 |  | HRCU-A-CB | HMH72B481 |  | XAFC60HBCN1+JMVT17CC2N1 | 10 | 18 | 9.3 | 10 | 18.5 | 7.8 | FALSE | FALSE | FALSE | 48000 | 30000 | 2.46 | 30000 | 2.46
210440222 | 07/31/23 | Live | Johnson Controls Inc. (York International Norman) | YORK | Singlezone Ducted, Centrally Ducted | 210440222 |  | HRCU-A-CB | HMH72B481 |  | XAFD60HBCN1+JMVT20DC2N1 | 10.5 | 18.5 | 9.5 | 10 | 18.5 | 7.8 | FALSE | FALSE | FALSE | 48000 | 29600 | 2.48 | 29600 | 2.48
210440210 | 07/31/23 | Live | Johnson Controls Inc. (York International Norman) | CHAMPION HEATING AND COOLING | Singlezone Ducted, Centrally Ducted | 210440210 |  | HRCU-A-CB | HMH72B481 |  | XAFD60HXXN1+JMET18DS2N1+TXV | 10 | 18 | 9.5 | 10 | 18 | 7.8 | FALSE | FALSE | FALSE | 48000 | 29800 | 2.46 | 29800 | 2.46
210440191 | 07/31/23 | Live | Johnson Controls Inc. (York International Norman) | COLEMAN | Singlezone Ducted, Centrally Ducted | 210440191 |  | HRCU-A-CB | HMH72B481 |  | XAFD60HBCN1+JMET18DS2N1 | 10 | 18 | 9.5 | 10 | 18 | 7.8 | FALSE | FALSE | FALSE | 48000 | 29800 | 2.46 | 29800 | 2.46
210440178 | 07/31/23 | Live | Johnson Controls Inc. (York International Norman) | FRASER-JOHNSTON | Singlezone Ducted, Centrally Ducted | 210440178 |  | HRCU-A-CB | HMH72B481 |  | XAFD60JXXN1+JMVT20DC2N1+TXV | 10.5 | 18.5 | 9.5 | 10 | 18 | 7.8 | FALSE | FALSE | FALSE | 47500 | 29800 | 2.48 | 29800 | 2.48
210440159 | 07/31/23 | Live | Johnson Controls Inc. (York International Norman) | LUXAIRE | Singlezone Ducted, Centrally Ducted | 210440159 |  | HRCU-A-CB | HMH72B481 |  | XAFD60HXXN1+JMVT20DC2N1+TXV | 10.5 | 18.5 | 9.5 | 10 | 18.5 | 7.8 | FALSE | FALSE | FALSE | 48000 | 29600 | 2.48 | 29600 | 2.48
210440142 | 07/31/23 | Live | Johnson Controls Inc. (York International Norman) | COLEMAN | Singlezone Ducted, Centrally Ducted | 210440142 |  | HRCU-A-CB | HMH72B481 |  | XAFC60HXXN1+JMVT17CC2N1+TXV | 10 | 18 | 9.3 | 10 | 18.5 | 7.8 | FALSE | FALSE | FALSE | 48000 | 30000 | 2.46 | 30000 | 2.46
210440140 | 07/31/23 | Live | Johnson Controls Inc. (York International Norman) | COLEMAN | Singlezone Ducted, Centrally Ducted | 210440140 |  | HRCU-A-CB | HMH72B481 |  | XAUD60HXXN1+JMVT20DC2N1+TXV | 10.5 | 18.5 | 9.5 | 10 | 18.5 | 7.8 | FALSE | FALSE | FALSE | 48000 | 29600 | 2.48 | 29600 | 2.48
210440131 | 07/31/23 | Live | Johnson Controls Inc. (York International Norman) | CHAMPION HEATING AND COOLING | Singlezone Ducted, Centrally Ducted | 210440131 |  | HRCU-A-CB | HMH72B481 |  | XAFD60HBCN1+JMET18DS2N1 | 10 | 18 | 9.5 | 10 | 18 | 7.8 | FALSE | FALSE | FALSE | 48000 | 29800 | 2.46 | 29800 | 2.46
210440130 | 07/31/23 | Live | Johnson Controls Inc. (York International Norman) | LUXAIRE | Singlezone Ducted, Centrally Ducted | 210440130 |  | HRCU-A-CB | HMH72B481 |  | XAFD60HXXN1+JMET18DS2N1+TXV | 10 | 18 | 9.5 | 10 | 18 | 7.8 | FALSE | FALSE | FALSE | 48000 | 29800 | 2.46 | 29800 | 2.46
210440122 | 07/31/23 | Live | Johnson Controls Inc. (York International Norman) | LUXAIRE | Singlezone Ducted, Centrally Ducted | 210440122 |  | HRCU-A-CB | HMH72B481 |  | XAFC60HXXN1+JMVT17CC2N1+TXV | 10 | 18 | 9.3 | 10 | 18.5 | 7.8 | FALSE | FALSE | FALSE | 48000 | 30000 | 2.46 | 30000 | 2.46
210440120 | 07/31/23 | Live | Johnson Controls Inc. (York International Norman) | LUXAIRE | Singlezone Ducted, Centrally Ducted | 210440120 |  | HRCU-A-CB | HMH72B481 |  | XAUD60HXXN1+JMVT20DC2N1+TXV | 10.5 | 18.5 | 9.5 | 10 | 18.5 | 7.8 | FALSE | FALSE | FALSE | 48000 | 29600 | 2.48 | 29600 | 2.48
209457664 | 05/26/23 | Live | GENERALLUX | GENERALLUX | Singlezone Non-Ducted, Wall Placement | 209457664 |  | HRCU-A-CB-O | TSC-GL-12HA2/I3TO23 | Mini-Splits | TSC-GL-12HA2/I3TI23 | 13 | 23 | 10 | 13 | 23 | 9.5 | FALSE | FALSE | FALSE | 12000 | 7640 | 3.15 | 11100 | 2.48
209408051 | 07/31/23 | Live | Johnson Controls Inc. (York International Norman) | YORK | Singlezone Ducted, Centrally Ducted | 209408051 |  | HRCU-A-CB | HMH72B361 |  | XAHB36DBCN1+JMVT12BC2N1 | 9 | 16.5 | 9.5 | 9 | 16.5 | 7.8 | FALSE | FALSE | FALSE | 35000 | 24400 | 2.52 | 24400 | 2.52
209403043 | 07/31/23 | Live | Johnson Controls Inc. (York International Norman) | FRASER-JOHNSTON | Singlezone Ducted, Centrally Ducted | 209403043 |  | HRCU-A-CB | HMH72B601 |  | XAHD60JBCN1+JMVT20DC2N1 | 8.25 | 16.75 | 9.3 | 8.5 | 17 | 7.8 | FALSE | FALSE | FALSE | 57000 | 35600 | 2.42 | 35600 | 2.42
209403030 | 07/31/23 | Live | Johnson Controls Inc. (York International Norman) | LUXAIRE | Singlezone Ducted, Centrally Ducted | 209403030 |  | HRCU-A-CB | HMH72B361 |  | XAHB36DBCN1+JMVT12BC2N1 | 9 | 16.5 | 9.5 | 9 | 16.5 | 7.8 | FALSE | FALSE | FALSE | 35000 | 24400 | 2.52 | 24400 | 2.52
205446269 | 03/14/23 | Live | Fujitsu General America, Inc. | WESTINGHOUSE | Multizone All Non-Ducted | 205446269 |  | HRCU-A-CB-O | WHP36M4A21S | Non-Ducted Indoor Units |  | 12.5 | 21 | 11 | 12.5 | 21 | 9 | TRUE | TRUE | FALSE | 32000 | 22400 | 2.52 | 40000 | 1.89
204629573 | 01/20/21 | Live | Mitsubishi Electric Trane | MITSUBISHI ELECTRIC | Singlezone Non-Ducted, Floor Placement | 204629573 |  | HRCU-A-CB-O | MUFZ-KJ12NAHZ*** | Mini-Splits | NAXFKS12A112A* | 13.6 | 25.5 | 12 | 13.6 | 26.7 | 10.6 | TRUE | FALSE | TRUE | 12000 | 8800 | 2.77 | 14800 | 2.29
209156828 | 07/31/23 | Live | Johnson Controls Inc. (York International Norman) | CHAMPION HEATING AND COOLING | Singlezone Ducted, Centrally Ducted | 209156828 |  | HRCU-A-CB | HMH72B481 |  | JHETC60HBCS2N1 | 10.25 | 18 | 9.3 | 10 | 18.5 | 7.8 | FALSE | FALSE | FALSE | 48000 | 29800 | 2.46 | 29800 | 2.46
208614101 | 07/11/22 | Live | Johnson Controls Inc. (York International Norman) | CHAMPION HEATING AND COOLING | Singlezone Ducted, Centrally Ducted | 208614101 |  | HRCU-A-CB | HMH72B601 |  | XAFD60JBCN1+JMET18DS2N1 | 8.5 | 17 | 9.5 | 8.5 | 17 | 7.8 | FALSE | FALSE | FALSE | 58500 | 36400 | 2.46 | 36400 | 2.46
208614098 | 07/11/22 | Live | Johnson Controls Inc. (York International Norman) | FRASER-JOHNSTON | Singlezone Ducted, Centrally Ducted | 208614098 |  | HRCU-A-CB | HMH72B601 |  | XAFD60JBCN1+JMET18DS2N1 | 8.5 | 17 | 9.5 | 8.5 | 17 | 7.8 | FALSE | FALSE | FALSE | 58500 | 36400 | 2.46 | 36400 | 2.46
208614093 | 07/11/22 | Live | Johnson Controls Inc. (York International Norman) | LUXAIRE | Singlezone Ducted, Centrally Ducted | 208614093 |  | HRCU-A-CB | HMH72B601 |  | XAFD60JBCN1+JMET18DS2N1 | 8.5 | 17 | 9.5 | 8.5 | 17 | 7.8 | FALSE | FALSE | FALSE | 58500 | 36400 | 2.46 | 36400 | 2.46
208614087 | 07/11/22 | Live | Johnson Controls Inc. (York International Norman) | CHAMPION HEATING AND COOLING | Singlezone Ducted, Centrally Ducted | 208614087 |  | HRCU-A-CB | HMH72B481 |  | JHETD60JBCS2N1 | 10.25 | 18.5 | 9.5 | 10 | 18.5 | 8.25 | FALSE | FALSE | FALSE | 48000 | 30200 | 2.48 | 30200 | 2.48
208614053 | 07/11/22 | Live | Johnson Controls Inc. (York International Norman) | LUXAIRE | Singlezone Ducted, Centrally Ducted | 208614053 |  | HRCU-A-CB | HMH72B361 |  | JHETC36DBCS2N1 | 9.25 | 17.25 | 10 | 9 | 18 | 8.1 | FALSE | FALSE | FALSE | 36000 | 25000 | 2.62 | 25000 | 2.62
208614052 | 07/11/22 | Live | Johnson Controls Inc. (York International Norman) | LUXAIRE | Singlezone Ducted, Centrally Ducted | 208614052 |  | HRCU-A-CB | HMH72B361 |  | XAFB36DBCN1+JMVT12BC2N1 | 9.25 | 17 | 10 | 9 | 18 | 8.1 | FALSE | FALSE | FALSE | 36000 | 25400 | 2.6 | 25400 | 2.6
208613244 | 07/11/22 | Live | Johnson Controls Inc. (York International Norman) | YORK | Singlezone Ducted, Centrally Ducted | 208613244 |  | HRCU-A-CB | HMH72B481 |  | JHETC60HBCS2N1 | 10.25 | 18 | 9.3 | 10 | 18.5 | 7.8 | FALSE | FALSE | FALSE | 48000 | 29800 | 2.46 | 29800 | 2.46
208613133 | 07/11/22 | Live | Johnson Controls Inc. (York International Norman) | YORK | Singlezone Ducted, Centrally Ducted | 208613133 |  | HRCU-A-CB | HMH72B361 |  | XAFB36DBCN1+JMVT12BC2N1 | 9.25 | 17 | 10 | 9 | 18 | 8.1 | FALSE | FALSE | FALSE | 36000 | 25400 | 2.6 | 25400 | 2.6
208613064 | 07/11/22 | Live | Johnson Controls Inc. (York International Norman) | YORK | Singlezone Ducted, Centrally Ducted | 208613064 |  | HRCU-A-CB | HMH72B481 |  | JHVTC60HBCC2N1 | 10 | 18.5 | 9.5 | 10 | 18 | 7.8 | FALSE | FALSE | FALSE | 48000 | 29800 | 2.44 | 29800 | 2.44
208552856 | 09/02/23 | Live | Rheem | RHEEM | Singlezone Ducted, Centrally Ducted | 208552856 |  | HRCU-A-CB | RP18AZ24AJVC |  | RHMVZ2421HEACA |  |  |  | 12.5 | 20 | 8.5 | TRUE | TRUE | TRUE | 22800 | 24200 | 2.4 | 24200 | 2.4
208503327 | 07/11/22 | Live | Johnson Controls Inc. (York International Norman) | CHAMPION HEATING AND COOLING | Singlezone Ducted, Centrally Ducted | 208503327 |  | HRCU-A-CB | HMH72B361 |  | XAHB36DXXN1+JMVT12BC2N1+TXV | 9 | 16.5 | 9.5 | 9 | 16.5 | 7.8 | FALSE | FALSE | FALSE | 35000 | 24400 | 2.52 | 24400 | 2.52
208503315 | 07/11/22 | Live | Johnson Controls Inc. (York International Norman) | FRASER-JOHNSTON | Singlezone Ducted, Centrally Ducted | 208503315 |  | HRCU-A-CB | HMH72B361 |  | XAHB36DXXN1+JMVT12BC2N1+TXV | 9 | 16.5 | 9.5 | 9 | 16.5 | 7.8 | FALSE | FALSE | FALSE | 35000 | 24400 | 2.52 | 24400 | 2.52
208502170 | 07/11/22 | Live | Johnson Controls Inc. (York International Norman) | FRASER-JOHNSTON | Singlezone Ducted, Centrally Ducted | 208502170 |  | HRCU-A-CB | HMH72B361 |  | XAUB36DXXN1+JMVT12BC2N1+TXV | 9.25 | 17 | 10 | 9 | 18 | 8.1 | FALSE | FALSE | FALSE | 36000 | 25400 | 2.6 | 25400 | 2.6
208502164 | 07/11/22 | Live | Johnson Controls Inc. (York International Norman) | CHAMPION HEATING AND COOLING | Singlezone Ducted, Centrally Ducted | 208502164 |  | HRCU-A-CB | HMH72B361 |  | XAFB36DXXN1+JMVT12BC2N1+TXV | 9.25 | 17 | 10 | 9 | 18 | 8.1 | FALSE | FALSE | FALSE | 36000 | 25400 | 2.6 | 25400 | 2.6
208500545 | 07/11/22 | Live | Johnson Controls Inc. (York International Norman) | FRASER-JOHNSTON | Singlezone Ducted, Centrally Ducted | 208500545 |  | HRCU-A-CB | HMH72B601 |  | XAFD60JXXN1+JMET18DS2N1+TXV | 8.5 | 17 | 9.5 | 8.5 | 17 | 7.8 | FALSE | FALSE | FALSE | 58500 | 36400 | 2.46 | 36400 | 2.46
202373719 | 02/02/22 | Live | Mitsubishi Electric Trane | TRANE / MITSUBISHI ELECTRIC | Singlezone Non-Ducted, Floor Placement | 202373719 |  | HRCU-A-CB-O | NTXSPF18A112A* | Mini-Splits | NTXFKS18A112A* | 12.6 | 21 | 11.3 | 12.6 | 22 | 10.3 | TRUE | FALSE | TRUE | 17000 | 12800 | 2.62 | 23000 | 2.1
202373717 | 02/02/22 | Live | Mitsubishi Electric Trane | TRANE / MITSUBISHI ELECTRIC | Singlezone Non-Ducted, Floor Placement | 202373717 |  | HRCU-A-CB-O | NTXSPF12A112A* |  | NTXFKS12A112A* | 13.6 | 25.5 | 12 | 13.6 | 26.7 | 10.6 | TRUE | FALSE | TRUE | 12000 | 8800 | 2.77 | 14800 | 2.29
201796632 | 04/20/23 | Live | Lennox Industries | LENNOX | Singlezone Non-Ducted, Wall Placement | 201796632 |  | HRCU-A-CB-O | MLA009S4S-1P | Mini-Splits | MWMA009S4-3P | 14.5 | 24 | 10.5 | 14.5 | 23.1 | 9.9 | TRUE | FALSE | FALSE | 9000 | 6900 | 2.73 | 12115 | 1.95
10528570 | 04/20/23 | Live | Lennox Industries | LENNOX | Singlezone Ducted, Compact Ducted | 10528570 |  | HRCU-A-CB | MLA012S4S-1P | Mini-Splits | MMDB012S4-2P | 12.5 | 20.5 | 11 | 11.7 | 19 | 10 | TRUE | TRUE | TRUE | 12000 | 10600 | 3.2 | 12467 | 1.8
10528567 | 04/20/23 | Live | Lennox Industries | LENNOX | Singlezone Ducted, Compact Ducted | 10528567 |  | HRCU-A-CB | MPB036S4S-1P | Mini-Splits | MMDB036S4-1P | 9 | 16.5 | 11.5 | 8.5 | 15 | 8.8 | FALSE | FALSE | FALSE | 36000 | 25000 | 2.48 | 33127 | 2.31
10056170 | 04/20/23 | Live | Lennox Industries | LENNOX | Singlezone Non-Ducted, Wall Placement | 10056170 |  | HRCU-A-CB-O | MPB009S4S-1P | Mini-Splits | MWMA009S4-2P | 14.9 | 23.5 | 10.8 | 14.9 | 21.8 | 9.3 | TRUE | TRUE | FALSE | 9000 | 5800 | 2.74 | 8890 | 2.37
10056169 | 04/20/23 | Live | Lennox Industries | LENNOX | Singlezone Non-Ducted, Wall Placement | 10056169 |  | HRCU-A-CB-O | MPB009S4S-1P | Mini-Splits | MWMA009S4-1P | 14.9 | 23.5 | 10.8 | 14.9 | 21.8 | 9.3 | TRUE | TRUE | FALSE | 9000 | 5800 | 2.74 | 8890 | 2.37
9920041 | 04/20/23 | Live | Lennox Industries | LENNOX | Singlezone Non-Ducted, Wall Placement | 9920041 |  | HRCU-A-CB-O | MLA012S4S-1P | Mini-Splits | MWMA012S4-2P | 12.5 | 22 | 10 | 12.5 | 19.9 | 9.1 | TRUE | FALSE | FALSE | 12000 | 7800 | 2.63 | 13159 | 1.84
208106751 | 04/20/23 | Live | Lennox Industries | CONCORD | Singlezone Non-Ducted, Wall Placement | 208106751 |  | HRCU-A-CB-O | 4DHV2S09S-1L | Mini-Splits | DWH209S4-1L | 12.5 | 21.5 | 10.3 | 12.5 | 21.5 | 9.1 | TRUE | TRUE | FALSE | 9000 | 6300 | 2.64 | 7974 | 1.88
208106729 | 04/20/23 | Live | Lennox Industries | AIREASE | Singlezone Non-Ducted, Wall Placement | 208106729 |  | HRCU-A-CB-O | 4DHV2S09S-1L | Mini-Splits | DWH209S4-1L | 12.5 | 21.5 | 10.3 | 12.5 | 21.5 | 9.1 | TRUE | TRUE | FALSE | 9000 | 6300 | 2.64 | 7974 | 1.88
208106718 | 04/20/23 | Live | Lennox Industries | DUCANE | Singlezone Non-Ducted, Wall Placement | 208106718 |  | HRCU-A-CB-O | 4DHV2S09S-1L | Mini-Splits | DWH209S4-1L | 12.5 | 21.5 | 10.3 | 12.5 | 21.5 | 9.1 | TRUE | TRUE | FALSE | 9000 | 6300 | 2.64 | 7974 | 1.88
208106707 | 04/20/23 | Live | Lennox Industries | ALLIED | Singlezone Non-Ducted, Wall Placement | 208106707 |  | HRCU-A-CB-O | 4DHV2S09S-1L | Mini-Splits | DWH209S4-1L | 12.5 | 21.5 | 10.3 | 12.5 | 21.5 | 9.1 | TRUE | TRUE | FALSE | 9000 | 6300 | 2.64 | 7974 | 1.88
207658526 | 04/18/23 | Live | Bosch | BOSCH | Singlezone Ducted, Centrally Ducted | 207658526 |  | HRCU-A-C | BOVB-36HDN1-M20G |  | BMA*2430ANTD | 11.8 | 16 | 9.5 | 12 | 15.2 | 9 | TRUE | TRUE | TRUE | 23200 | 19400 | 2.2 | 19400 | 2.2
207436145 | 10/28/22 | Live | Lennox Industries | LENNOX | Singlezone Ducted, Centrally Ducted | 207436145 |  | HRCU-A-CB | SL25XPV-060-230A** | Ducted Indoor Units | CBA38MV-060-230*+TDR | 11.5 | 20 | 10.6 | 11 | 19.4 | 9 | FALSE | FALSE | TRUE | 53000 | 45500 | 2.1 | 45500 | 2.1
207436143 | 10/28/22 | Live | Lennox Industries | LENNOX | Singlezone Ducted, Centrally Ducted | 207436143 |  | HRCU-A-CB | SL25XPV-036-230A** | Ducted Indoor Units | CBA38MV-060-230*+TDR | 14 | 22 | 11.2 | 13.4 | 20 | 9.1 | TRUE | FALSE | TRUE | 33800 | 31800 | 2.2 | 31800 | 2.2
207436142 | 10/28/22 | Live | Lennox Industries | LENNOX | Singlezone Ducted, Centrally Ducted | 207436142 |  | HRCU-A-CB | SL25XPV-024-230A** | Ducted Indoor Units | CBA38MV-042-230*+TDR | 15.5 | 24 | 11 | 14 | 22.2 | 9.1 | TRUE | TRUE | TRUE | 22400 | 25200 | 2.18 | 25200 | 2.18
207768724 | 04/20/23 | Live | Lennox Industries | LENNOX | Multizone All Non-Ducted | 207768724 |  | HMSV-A-CB | MPC036S4M-1P | Non-Ducted Indoor Units |  | 11.5 | 23 | 11.3 | 11.7 | 23.9 | 9.5 | TRUE | FALSE | TRUE | 36000 | 26800 | 3.14 | 29700 | 2.08
9920047 | 04/20/23 | Live | Lennox Industries | LENNOX | Singlezone Non-Ducted, Wall Placement | 9920047 |  | HRCU-A-CB-O | MLA024S4S-1P | Mini-Splits | MWMA024S4-2P | 12.5 | 20 | 10 | 12.5 | 20 | 9.5 | TRUE | FALSE | FALSE | 24000 | 15400 | 2.75 | 27155 | 1.84
205013600 | 12/20/23 | Live | Hisense | Hisense | Multizone Mix of Ducted and Non-Ducted | 205013600 |  | HMSV-A-CB | AVW-60H3FH | Mixed Ducted and Non-Ducted Indoor Units |  | 9.6 | 17.55 | 10.25 | 9.6 | 17 | 9.5 | FALSE | FALSE | FALSE | 57500 | 35000 | 2.19 | 49000 | 2.35
203377010 | 04/18/23 | Live | Bosch | BOSCH | Singlezone Ducted, Centrally Ducted | 203377010 |  | HRCU-A-C | BOVA-36HDN1-M20G |  | BMA*2430ANTD | 11.8 | 16 | 9.5 | 12 | 15.2 | 9 | TRUE | TRUE | TRUE | 23200 | 19400 | 2.2 | 19400 | 2.2
201796630 | 04/20/23 | Live | Lennox Industries | LENNOX | Singlezone Non-Ducted, Wall Placement | 201796630 |  | HRCU-A-CB-O | MPB009S4S-1P | Mini-Splits | MWMA009S4-3P | 14.9 | 23.5 | 10.8 | 14.9 | 21.8 | 9.3 | TRUE | TRUE | FALSE | 9000 | 5800 | 2.74 | 8890 | 2.37
212925892 | 08/07/23 | Live | ASPEN | TOSOT | Singlezone Ducted, Centrally Ducted | 212925892 |  | HRCU-A-CB | TU60-48WADU | Non-Ducted Indoor Units | C(A,C,D,E)60B44+TDR |  |  |  | 9.5 | 15.2 | 8.5 | FALSE | FALSE | FALSE | 50500 | 35200 | 2.19 | 36000 | 1.96
211660692 | 04/19/23 | Live | Johnson Controls Inc. (York International Norman) | JOHNSON CONTROLS | Singlezone Ducted, Centrally Ducted | 211660692 |  | HRCU-A-CB | HMH72B241 |  | XAHB30CXXN1+JMET12BS2N1+TXV |  |  |  | 9.5 | 17 | 7.8 | FALSE | FALSE | FALSE | 21000 | 14800 | 2.32 | 14800 | 2.32
211386672 | 04/19/23 | Live | Johnson Controls Inc. (York International Norman) | FRASER-JOHNSTON | Singlezone Ducted, Centrally Ducted | 211386672 |  | HRCU-A-CB | HMH72B341 |  | JHETC42FBCS2N1 |  |  |  | 9.5 | 17.5 | 8.5 | FALSE | FALSE | FALSE | 33800 | 25200 | 2.6 | 25200 | 2.6
211386613 | 04/19/23 | Live | Johnson Controls Inc. (York International Norman) | JOHNSON CONTROLS | Singlezone Ducted, Centrally Ducted | 211386613 |  | HRCU-A-CB | HMH72B341 |  | XAHC48FBCN1+JMET12CS2N1 |  |  |  | 9.5 | 17.5 | 8.5 | FALSE | FALSE | FALSE | 33800 | 24800 | 2.56 | 24800 | 2.56
210627682 | 07/31/23 | Live | Johnson Controls Inc. (York International Norman) | COLEMAN | Singlezone Ducted, Centrally Ducted | 210627682 |  | HRCU-A-CB | HMH72B361 |  | XAFB36DBCN1+JMET12BS2N1 |  |  |  | 9 | 18 | 8.1 | FALSE | FALSE | FALSE | 36000 | 25200 | 2.6 | 25200 | 2.6
210440220 | 07/31/23 | Live | Johnson Controls Inc. (York International Norman) | YORK | Singlezone Ducted, Centrally Ducted | 210440220 |  | HRCU-A-CB | HMH72B481 |  | XAFD60JBCN1+JMVT20DC2N1 | 10.5 | 18.5 | 9.5 | 10 | 18 | 7.8 | FALSE | FALSE | FALSE | 47500 | 29800 | 2.48 | 29800 | 2.48
210440100 | 07/31/23 | Live | Johnson Controls Inc. (York International Norman) | FRASER-JOHNSTON | Singlezone Ducted, Centrally Ducted | 210440100 |  | HRCU-A-CB | HMH72B481 |  | XAUD60HXXN1+JMVT20DC2N1+TXV | 10.5 | 18.5 | 9.5 | 10 | 18.5 | 7.8 | FALSE | FALSE | FALSE | 48000 | 29600 | 2.48 | 29600 | 2.48
208614100 | 07/11/22 | Live | Johnson Controls Inc. (York International Norman) | CHAMPION HEATING AND COOLING | Singlezone Ducted, Centrally Ducted | 208614100 |  | HRCU-A-CB | HMH72B601 |  | JHETD60JBCS2N1 | 8.5 | 17 | 9.5 | 8.5 | 17.5 | 8.3 | FALSE | FALSE | FALSE | 58000 | 36600 | 2.48 | 36600 | 2.48
208614063 | 07/11/22 | Live | Johnson Controls Inc. (York International Norman) | FRASER-JOHNSTON | Singlezone Ducted, Centrally Ducted | 208614063 |  | HRCU-A-CB | HMH72B361 |  | JHVTC36DBCC2N1 | 9.5 | 17.75 | 10.5 | 9 | 18 | 8.1 | FALSE | FALSE | FALSE | 36000 | 25000 | 2.66 | 25000 | 2.66
208614042 | 07/11/22 | Live | Johnson Controls Inc. (York International Norman) | COLEMAN | Singlezone Ducted, Centrally Ducted | 208614042 |  | HRCU-A-CB | HMH72B361 |  | JHETC36DBCS2N1 | 9.25 | 17.25 | 10 | 9 | 18 | 8.1 | FALSE | FALSE | FALSE | 36000 | 25000 | 2.62 | 25000 | 2.62
208613134 | 07/11/22 | Live | Johnson Controls Inc. (York International Norman) | YORK | Singlezone Ducted, Centrally Ducted | 208613134 |  | HRCU-A-CB | HMH72B361 |  | JHETB36DBCS2N1 | 9.25 | 17 | 9.5 | 9 | 18 | 8.1 | FALSE | FALSE | FALSE | 36000 | 25400 | 2.6 | 25400 | 2.6
208553288 | 09/02/23 | Live | Rheem | RUUD | Singlezone Ducted, Centrally Ducted | 208553288 |  | HRCU-A-CB | UP18AZ24AJVC |  | RHMVZ2421HEACA |  |  |  | 12.5 | 20 | 8.5 | TRUE | TRUE | TRUE | 22800 | 24200 | 2.4 | 24200 | 2.4
212925497 | 12/19/23 | Live | Mitsubishi Electric Trane | TRANE / MITSUBISHI ELECTRIC | Multizone All Non-Ducted | 212925497 |  | HMSR-A-CB-O | NTXMMX36A142C** | Non-Ducted Indoor Units |  |  |  |  | 9.4 | 19.2 | 9.8 | FALSE | FALSE | TRUE | 35400 | 22400 | 2.89 | 26600 | 2.27
212925493 | 12/19/23 | Live | Mitsubishi Electric Trane | AMERICAN STANDARD / MITSUBISHI ELECTRIC | Multizone All Non-Ducted | 212925493 |  | HMSR-A-CB-O | NTXMMX30A132C** | Non-Ducted Indoor Units |  |  |  |  | 10.6 | 19 | 10 | FALSE | FALSE | TRUE | 28400 | 18600 | 3 | 21000 | 2.15
212925909 | 08/07/23 | Live | ASPEN | GREE | Singlezone Ducted, Centrally Ducted | 212925909 |  | HRCU-A-CB | GUD36W/A-D(U) | Non-Ducted Indoor Units | C(A,C,D,E)24B34+TDR |  |  |  | 11 | 15.2 | 8.5 | FALSE | FALSE | TRUE | 23000 | 15000 | 2.34 | 22000 | 2.18
212925903 | 08/07/23 | Live | ASPEN | GREE | Singlezone Ducted, Centrally Ducted | 212925903 |  | HRCU-A-CB | GUD36W/A-D(U) | Non-Ducted Indoor Units | D(A,C,E)24D34+TDR |  |  |  | 11 | 15.2 | 8.5 | FALSE | FALSE | TRUE | 23000 | 15000 | 2.34 | 22000 | 2.18
212925894 | 08/07/23 | Live | ASPEN | TOSOT | Singlezone Ducted, Centrally Ducted | 212925894 |  | HRCU-A-CB | TU36-24WADU | Non-Ducted Indoor Units | C(A,C,D,E)24B34+TDR |  |  |  | 11 | 15.2 | 8.5 | FALSE | FALSE | TRUE | 23000 | 15000 | 2.34 | 22000 | 2.18
212925891 | 08/07/23 | Live | ASPEN | TOSOT | Singlezone Ducted, Centrally Ducted | 212925891 |  | HRCU-A-CB | TU60-48WADU | Non-Ducted Indoor Units | C(A,C,D,E)60A44+TDR |  |  |  | 9.5 | 15.2 | 8.5 | FALSE | FALSE | FALSE | 50500 | 35200 | 2.19 | 36000 | 2.23
212925889 | 08/07/23 | Live | ASPEN | TOSOT | Singlezone Ducted, Centrally Ducted | 212925889 |  | HRCU-A-CB | TU60-48WADU | Non-Ducted Indoor Units | C(A,C,D,E)48C44+TDR |  |  |  | 10 | 15.2 | 8.5 | FALSE | FALSE | TRUE | 47000 | 31200 | 2.25 | 32000 | 1.98
211698447 | 04/26/23 | Live | Gree | GREE | Multizone All Non-Ducted | 211698447 |  | HMSR-A-CB-O | GMV-V48WL/C-T(U) | Non-Ducted Indoor Units |  |  |  |  | 11.5 | 22 | 9.2 | TRUE | TRUE | FALSE | 48000 | 30000 | 2.6 | 48000 | 2.33
212403761 | 09/06/23 | Live | Lennox Industries | GE | Singlezone Ducted, Centrally Ducted | 212403761 |  | HRCU-A-CB | NS22H60MA4-**A | Ducted Indoor Units | NAM60E1AT |  |  |  | 11 | 17 | 8.1 | FALSE | FALSE | TRUE | 53500 | 36800 | 2.3 | 36800 | 2.3
212403760 | 09/06/23 | Live | Lennox Industries | GE | Singlezone Ducted, Centrally Ducted | 212403760 |  | HRCU-A-CB | NS22H60MA4-**A | Ducted Indoor Units | NAM60V2TA4 |  |  |  | 12 | 19 | 8.7 | TRUE | FALSE | TRUE | 55000 | 37000 | 2.42 | 37000 | 2.42
212394380 | 05/11/23 | Live | Trane U.S. Inc. | AMERISTAR | Multizone All Ducted | 212394380 |  | HRCU-A-C | E4HL5060A1000A |  | 4TXCD010DS3 |  |  |  | 9 | 14.3 | 8.1 | FALSE | FALSE | FALSE | 46000 | 30400 | 2 | 35500 | 2.34
212394378 | 05/11/23 | Live | Trane U.S. Inc. | AMERISTAR | Multizone All Ducted | 212394378 |  | HRCU-A-C | E4HL5060A1000A |  | 4TXCC009DS3 |  |  |  | 9 | 14.3 | 8.1 | FALSE | FALSE | FALSE | 46000 | 30400 | 2 | 35500 | 2.34
212394372 | 05/11/23 | Live | Trane U.S. Inc. | RUNTRU | Multizone All Ducted | 212394372 |  | HRCU-A-C | E4HL5060A1000A |  | 4TXCD010DS3 |  |  |  | 9 | 14.3 | 8.1 | FALSE | FALSE | FALSE | 46000 | 30400 | 2 | 35500 | 2.34
212394371 | 05/11/23 | Live | Trane U.S. Inc. | RUNTRU | Multizone All Ducted | 212394371 |  | HRCU-A-C | E4HL5042A1000A | Ducted Indoor Units | 4TXCC009DS3 |  |  |  | 9 | 14.3 | 8.1 | FALSE | FALSE | FALSE | 42000 | 30000 | 2 | 30000 | 2
211694660 | 04/26/23 | Live | Gree | GREE | Multizone All Non-Ducted | 211694660 |  | HMSR-A-CB-O | GMV-V60WL/C-T(U) | Non-Ducted Indoor Units |  |  |  |  | 11 | 21 | 9.2 | TRUE | TRUE | FALSE | 60000 | 42000 | 2.5 | 52000 | 2.31
211749864 | 05/18/23 | Live | Trane U.S. Inc. | AMERISTAR | Multizone All Ducted | 211749864 |  | HRCU-A-CB | E4HL5060A1000A | Ducted Indoor Units | E4AH5E48A1K30A |  |  |  | 8.6 | 15.2 | 8.1 | FALSE | FALSE | FALSE | 48000 | 38000 | 2.3 | 38000 | 2.3
211749862 | 05/18/23 | Live | Trane U.S. Inc. | AMERISTAR | Multizone All Ducted | 211749862 |  | HRCU-A-CB | E4HL5060A1000A | Ducted Indoor Units | E4AH5E60A1K30A |  |  |  | 8.2 | 15.2 | 8.1 | FALSE | FALSE | FALSE | 54000 | 39000 | 2.5 | 39000 | 2.5
211749858 | 05/11/23 | Live | Trane U.S. Inc. | AMERISTAR | Multizone All Ducted | 211749858 |  | HRCU-A-CB | E4HL5030A1000A |  | E4AH5E36A1J30A |  |  |  | 11 | 15.2 | 8.5 | FALSE | FALSE | TRUE | 28000 | 21000 | 2.1 | 21500 | 2.15
211749850 | 05/18/23 | Live | Trane U.S. Inc. | RUNTRU | Multizone All Ducted | 211749850 |  | HRCU-A-CB | E4HL5036A1000A | Ducted Indoor Units | E4AH5E36A1J30A |  |  |  | 9.2 | 15.2 | 8.1 | FALSE | FALSE | FALSE | 34000 | 24000 | 2.2 | 24000 | 2.2
211662227 | 04/19/23 | Live | Johnson Controls Inc. (York International Norman) | JOHNSON CONTROLS | Singlezone Ducted, Centrally Ducted | 211662227 |  | HRCU-A-CB | HMH72B361 |  | XAUB30CXXN1+JMET12BS2N1+TXV |  |  |  | 8.5 | 18 | 8.1 | FALSE | FALSE | FALSE | 34000 | 24800 | 2.5 | 24800 | 2.5
211662224 | 04/19/23 | Live | Johnson Controls Inc. (York International Norman) | LUXAIRE | Singlezone Ducted, Centrally Ducted | 211662224 |  | HRCU-A-CB | HMH72B361 |  | XAUB30CXXN1+JMET12BS2N1+TXV |  |  |  | 8.5 | 18 | 8.1 | FALSE | FALSE | FALSE | 34000 | 24800 | 2.5 | 24800 | 2.5
211662220 | 04/19/23 | Live | Johnson Controls Inc. (York International Norman) | FRASER-JOHNSTON | Singlezone Ducted, Centrally Ducted | 211662220 |  | HRCU-A-CB | HMH72B361 |  | XAFB30CXXN1+JMET12BS2N1+TXV |  |  |  | 8.5 | 18 | 8.1 | FALSE | FALSE | FALSE | 34000 | 24800 | 2.5 | 24800 | 2.5
211662218 | 04/19/23 | Live | Johnson Controls Inc. (York International Norman) | COLEMAN | Singlezone Ducted, Centrally Ducted | 211662218 |  | HRCU-A-CB | HMH72B361 |  | XAFB30CXXN1+JMET12BS2N1+TXV |  |  |  | 8.5 | 18 | 8.1 | FALSE | FALSE | FALSE | 34000 | 24800 | 2.5 | 24800 | 2.5
211662215 | 04/19/23 | Live | Johnson Controls Inc. (York International Norman) | FRASER-JOHNSTON | Singlezone Ducted, Centrally Ducted | 211662215 |  | HRCU-A-CB | HMH72B361 |  | XAHB30CXXN1+JMET12BS2N1+TXV |  |  |  | 8.5 | 17.5 | 8.1 | FALSE | FALSE | FALSE | 33200 | 23800 | 2.44 | 23800 | 2.44
211662214 | 04/19/23 | Live | Johnson Controls Inc. (York International Norman) | LUXAIRE | Singlezone Ducted, Centrally Ducted | 211662214 |  | HRCU-A-CB | HMH72B361 |  | XAHB30CXXN1+JMET12BS2N1+TXV |  |  |  | 8.5 | 17.5 | 8.1 | FALSE | FALSE | FALSE | 33200 | 23800 | 2.44 | 23800 | 2.44
211662213 | 04/19/23 | Live | Johnson Controls Inc. (York International Norman) | COLEMAN | Singlezone Ducted, Centrally Ducted | 211662213 |  | HRCU-A-CB | HMH72B361 |  | XAHB30CXXN1+JMET12BS2N1+TXV |  |  |  | 8.5 | 17.5 | 8.1 | FALSE | FALSE | FALSE | 33200 | 23800 | 2.44 | 23800 | 2.44
211662210 | 04/19/23 | Live | Johnson Controls Inc. (York International Norman) | FRASER-JOHNSTON | Singlezone Ducted, Centrally Ducted | 211662210 |  | HRCU-A-CB | HMH72B361 |  | XAUB30CXXN1+JMVT12BC2N1+TXV |  |  |  | 8.5 | 18 | 8.1 | FALSE | FALSE | FALSE | 33800 | 24600 | 2.5 | 24600 | 2.5
211662206 | 04/19/23 | Live | Johnson Controls Inc. (York International Norman) | CHAMPION HEATING AND COOLING | Singlezone Ducted, Centrally Ducted | 211662206 |  | HRCU-A-CB | HMH72B361 |  | XAFB30CXXN1+JMVT12BC2N1+TXV |  |  |  | 8.5 | 18 | 8.1 | FALSE | FALSE | FALSE | 33800 | 24600 | 2.5 | 24600 | 2.5
211662203 | 04/19/23 | Live | Johnson Controls Inc. (York International Norman) | COLEMAN | Singlezone Ducted, Centrally Ducted | 211662203 |  | HRCU-A-CB | HMH72B361 |  | XAFB30CXXN1+JMVT12BC2N1+TXV |  |  |  | 8.5 | 18 | 8.1 | FALSE | FALSE | FALSE | 33800 | 24600 | 2.5 | 24600 | 2.5
211662202 | 04/19/23 | Live | Johnson Controls Inc. (York International Norman) | JOHNSON CONTROLS | Singlezone Ducted, Centrally Ducted | 211662202 |  | HRCU-A-CB | HMH72B361 |  | XAHB30CXXN1+JMVT12BC2N1+TXV |  |  |  | 8 | 17.5 | 8.1 | FALSE | FALSE | FALSE | 33400 | 24200 | 2.44 | 24200 | 2.44
211662200 | 04/19/23 | Live | Johnson Controls Inc. (York International Norman) | FRASER-JOHNSTON | Singlezone Ducted, Centrally Ducted | 211662200 |  | HRCU-A-CB | HMH72B361 |  | XAHB30CXXN1+JMVT12BC2N1+TXV |  |  |  | 8 | 17.5 | 8.1 | FALSE | FALSE | FALSE | 33400 | 24200 | 2.44 | 24200 | 2.44
211662199 | 04/19/23 | Live | Johnson Controls Inc. (York International Norman) | LUXAIRE | Singlezone Ducted, Centrally Ducted | 211662199 |  | HRCU-A-CB | HMH72B361 |  | XAHB30CXXN1+JMVT12BC2N1+TXV |  |  |  | 8 | 17.5 | 8.1 | FALSE | FALSE | FALSE | 33400 | 24200 | 2.44 | 24200 | 2.44
211660722 | 04/19/23 | Live | Johnson Controls Inc. (York International Norman) | JOHNSON CONTROLS | Singlezone Ducted, Centrally Ducted | 211660722 |  | HRCU-A-CB | HMH72B241 |  | JHETB24CBAS2N1 |  |  |  | 9.5 | 17 | 7.8 | FALSE | FALSE | FALSE | 21200 | 15000 | 2.36 | 15000 | 2.36
211660721 | 04/19/23 | Live | Johnson Controls Inc. (York International Norman) | CHAMPION HEATING AND COOLING | Singlezone Ducted, Centrally Ducted | 211660721 |  | HRCU-A-CB | HMH72B241 |  | JHETB24CBAS2N1 |  |  |  | 9.5 | 17 | 7.8 | FALSE | FALSE | FALSE | 21200 | 15000 | 2.36 | 15000 | 2.36
211660717 | 04/19/23 | Live | Johnson Controls Inc. (York International Norman) | JOHNSON CONTROLS | Singlezone Ducted, Centrally Ducted | 211660717 |  | HRCU-A-CB | HMH72B241 |  | JHVTB24CBAC2N1 |  |  |  | 9.5 | 17 | 7.8 | FALSE | FALSE | FALSE | 21200 | 15000 | 2.36 | 15000 | 2.36
211660716 | 04/19/23 | Live | Johnson Controls Inc. (York International Norman) | CHAMPION HEATING AND COOLING | Singlezone Ducted, Centrally Ducted | 211660716 |  | HRCU-A-CB | HMH72B241 |  | JHVTB24CBAC2N1 |  |  |  | 9.5 | 17 | 7.8 | FALSE | FALSE | FALSE | 21200 | 15000 | 2.36 | 15000 | 2.36
211660714 | 04/19/23 | Live | Johnson Controls Inc. (York International Norman) | LUXAIRE | Singlezone Ducted, Centrally Ducted | 211660714 |  | HRCU-A-CB | HMH72B241 |  | JHVTB24CBAC2N1 |  |  |  | 9.5 | 17 | 7.8 | FALSE | FALSE | FALSE | 21200 | 15000 | 2.36 | 15000 | 2.36
211660712 | 04/19/23 | Live | Johnson Controls Inc. (York International Norman) | JOHNSON CONTROLS | Singlezone Ducted, Centrally Ducted | 211660712 |  | HRCU-A-CB | HMH72B241 |  | XAUB30CXXN1+JMET12BS2N1+TXV |  |  |  | 9.5 | 17 | 7.8 | FALSE | FALSE | FALSE | 21400 | 15100 | 2.41 | 15100 | 2.41
211660710 | 04/19/23 | Live | Johnson Controls Inc. (York International Norman) | FRASER-JOHNSTON | Singlezone Ducted, Centrally Ducted | 211660710 |  | HRCU-A-CB | HMH72B241 |  | XAUB30CXXN1+JMET12BS2N1+TXV |  |  |  | 9.5 | 17 | 7.8 | FALSE | FALSE | FALSE | 21400 | 15100 | 2.41 | 15100 | 2.41
211660709 | 04/19/23 | Live | Johnson Controls Inc. (York International Norman) | LUXAIRE | Singlezone Ducted, Centrally Ducted | 211660709 |  | HRCU-A-CB | HMH72B241 |  | XAUB30CXXN1+JMET12BS2N1+TXV |  |  |  | 9.5 | 17 | 7.8 | FALSE | FALSE | FALSE | 21400 | 15100 | 2.41 | 15100 | 2.41
211660708 | 04/19/23 | Live | Johnson Controls Inc. (York International Norman) | COLEMAN | Singlezone Ducted, Centrally Ducted | 211660708 |  | HRCU-A-CB | HMH72B241 |  | XAUB30CXXN1+JMET12BS2N1+TXV |  |  |  | 9.5 | 17 | 7.8 | FALSE | FALSE | FALSE | 21400 | 15100 | 2.41 | 15100 | 2.41
211660702 | 04/19/23 | Live | Johnson Controls Inc. (York International Norman) | JOHNSON CONTROLS | Singlezone Ducted, Centrally Ducted | 211660702 |  | HRCU-A-CB | HMH72B241 |  | XAFB30CXXN1+JMET12BS2N1+TXV |  |  |  | 9.5 | 17 | 7.8 | FALSE | FALSE | FALSE | 21400 | 15100 | 2.41 | 15100 | 2.41
211660697 | 04/19/23 | Live | Johnson Controls Inc. (York International Norman) | JOHNSON CONTROLS | Singlezone Ducted, Centrally Ducted | 211660697 |  | HRCU-A-CB | HMH72B241 |  | XAHB30CBAN1+JMET12BS2N1 |  |  |  | 9.5 | 17 | 7.8 | FALSE | FALSE | FALSE | 21000 | 14800 | 2.32 | 14800 | 2.32
211660696 | 04/19/23 | Live | Johnson Controls Inc. (York International Norman) | CHAMPION HEATING AND COOLING | Singlezone Ducted, Centrally Ducted | 211660696 |  | HRCU-A-CB | HMH72B241 |  | XAHB30CBAN1+JMET12BS2N1 |  |  |  | 9.5 | 17 | 7.8 | FALSE | FALSE | FALSE | 21000 | 14800 | 2.32 | 14800 | 2.32
211660690 | 04/19/23 | Live | Johnson Controls Inc. (York International Norman) | FRASER-JOHNSTON | Singlezone Ducted, Centrally Ducted | 211660690 |  | HRCU-A-CB | HMH72B241 |  | XAHB30CXXN1+JMET12BS2N1+TXV |  |  |  | 9.5 | 17 | 7.8 | FALSE | FALSE | FALSE | 21000 | 14800 | 2.32 | 14800 | 2.32
211660688 | 04/19/23 | Live | Johnson Controls Inc. (York International Norman) | COLEMAN | Singlezone Ducted, Centrally Ducted | 211660688 |  | HRCU-A-CB | HMH72B241 |  | XAHB30CXXN1+JMET12BS2N1+TXV |  |  |  | 9.5 | 17 | 7.8 | FALSE | FALSE | FALSE | 21000 | 14800 | 2.32 | 14800 | 2.32
211660686 | 04/19/23 | Live | Johnson Controls Inc. (York International Norman) | CHAMPION HEATING AND COOLING | Singlezone Ducted, Centrally Ducted | 211660686 |  | HRCU-A-CB | HMH72B241 |  | XAUB30CXXN1+JMVT12BC2N1+TXV |  |  |  | 9.5 | 17 | 7.8 | FALSE | FALSE | FALSE | 21200 | 14900 | 2.36 | 14900 | 2.36
211660681 | 04/19/23 | Live | Johnson Controls Inc. (York International Norman) | CHAMPION HEATING AND COOLING | Singlezone Ducted, Centrally Ducted | 211660681 |  | HRCU-A-CB | HMH72B241 |  | XAFB30CBAN1+JMVT12BC2N1 |  |  |  | 9.5 | 17 | 7.8 | FALSE | FALSE | FALSE | 21200 | 14900 | 2.36 | 14900 | 2.36
211660675 | 04/19/23 | Live | Johnson Controls Inc. (York International Norman) | FRASER-JOHNSTON | Singlezone Ducted, Centrally Ducted | 211660675 |  | HRCU-A-CB | HMH72B241 |  | XAFB30CXXN1+JMVT12BC2N1+TXV |  |  |  | 9.5 | 17 | 7.8 | FALSE | FALSE | FALSE | 21200 | 14900 | 2.36 | 14900 | 2.36
211659569 | 04/19/23 | Live | Johnson Controls Inc. (York International Norman) | YORK | Singlezone Ducted, Centrally Ducted | 211659569 |  | HRCU-A-CB | HMH72B241 |  | JHVTB24CBAC2N1 |  |  |  | 9.5 | 17 | 7.8 | FALSE | FALSE | FALSE | 21200 | 15000 | 2.36 | 15000 | 2.36
211659565 | 04/19/23 | Live | Johnson Controls Inc. (York International Norman) | YORK | Singlezone Ducted, Centrally Ducted | 211659565 |  | HRCU-A-CB | HMH72B241 |  | XAHB30CBAN1+JMET12BS2N1 |  |  |  | 9.5 | 17 | 7.8 | FALSE | FALSE | FALSE | 21000 | 14800 | 2.32 | 14800 | 2.32
211659560 | 04/19/23 | Live | Johnson Controls Inc. (York International Norman) | YORK | Singlezone Ducted, Centrally Ducted | 211659560 |  | HRCU-A-CB | HMH72B241 |  | XAHB30CBAN1+JMVT12BC2N1 |  |  |  | 9.5 | 16.5 | 7.8 | FALSE | FALSE | FALSE | 21000 | 14900 | 2.36 | 14900 | 2.36
211659559 | 04/19/23 | Live | Johnson Controls Inc. (York International Norman) | YORK | Singlezone Ducted, Centrally Ducted | 211659559 |  | HRCU-A-CB | HMH72B241 |  | XAHB30CXXN1+JMVT12BC2N1+TXV |  |  |  | 9.5 | 16.5 | 7.8 | FALSE | FALSE | FALSE | 21000 | 14900 | 2.36 | 14900 | 2.36
211659392 | 04/19/23 | Live | Johnson Controls Inc. (York International Norman) | YORK | Singlezone Ducted, Centrally Ducted | 211659392 |  | HRCU-A-CB | HMH72B361 |  | XAFB30CXXN1+JMET12BS2N1+TXV |  |  |  | 8.5 | 18 | 8.1 | FALSE | FALSE | FALSE | 34000 | 24800 | 2.5 | 24800 | 2.5
211624984 | 12/19/23 | Live | Sunrise Tradex Corp | FORESTAIR | Singlezone Non-Ducted, Wall Placement | 211624984 |  | HRCU-A-CB-O | FGH-24ES/E25-O | Mini-Splits | FGH-24ES/E25-I | 13 | 23 | 11 | 13 | 24 | 9.5 | FALSE | FALSE | TRUE | 22000 | 15500 | 2.84 | 22000 | 2.11
211624981 | 12/19/23 | Live | Sunrise Tradex Corp | FORESTAIR | Singlezone Non-Ducted, Wall Placement | 211624981 |  | HRCU-A-CB-O | FGH-12ES/E25-O | Mini-Splits | FGH-12ES/E25-I | 13 | 25 | 11.5 | 12.5 | 25 | 9 | FALSE | FALSE | FALSE | 12000 | 7700 | 2.59 | 10500 | 2.46
211289594 | 04/17/23 | Live | Lennox Industries | ADP | Singlezone Ducted, Centrally Ducted | 211289594 |  | HRCU-A-CB | AC036BXUDCH | Ducted Indoor Units | F,PE*CC3937 |  |  |  | 9 | 17 | 8.1 | FALSE | FALSE | FALSE | 36000 | 36000 | 2.1 | 41700 | 2
211393626 | 04/19/23 | Live | Johnson Controls Inc. (York International Norman) | JOHNSON CONTROLS | Singlezone Ducted, Centrally Ducted | 211393626 |  | HRCU-A-CB | HMH72B341 |  | JHVTB36DBCC2N1 |  |  |  | 10 | 18.5 | 8.5 | FALSE | FALSE | FALSE | 34000 | 25200 | 2.54 | 25200 | 2.54
211393624 | 04/19/23 | Live | Johnson Controls Inc. (York International Norman) | CHAMPION HEATING AND COOLING | Singlezone Ducted, Centrally Ducted | 211393624 |  | HRCU-A-CB | HMH72B341 |  | JHVTB36DBCC2N1 |  |  |  | 10 | 18.5 | 8.5 | FALSE | FALSE | FALSE | 34000 | 25200 | 2.54 | 25200 | 2.54
211393602 | 04/19/23 | Live | Johnson Controls Inc. (York International Norman) | COLEMAN | Singlezone Ducted, Centrally Ducted | 211393602 |  | HRCU-A-CB | HMH72B341 |  | JHVTC36DBCC2N1 |  |  |  | 10.5 | 18.5 | 8.5 | FALSE | FALSE | FALSE | 34000 | 25400 | 2.64 | 25400 | 2.64
211386663 | 04/19/23 | Live | Johnson Controls Inc. (York International Norman) | JOHNSON CONTROLS | Singlezone Ducted, Centrally Ducted | 211386663 |  | HRCU-A-CB | HMH72B341 |  | JHVTC42FBCC2N1 |  |  |  | 10 | 17.5 | 8.5 | FALSE | FALSE | FALSE | 34000 | 25000 | 2.62 | 25000 | 2.62
211386653 | 04/19/23 | Live | Johnson Controls Inc. (York International Norman) | COLEMAN | Singlezone Ducted, Centrally Ducted | 211386653 |  | HRCU-A-CB | HMH72B341 |  | JHVTC42FBCC2N1 |  |  |  | 10 | 17.5 | 8.5 | FALSE | FALSE | FALSE | 34000 | 25000 | 2.62 | 25000 | 2.62
211386648 | 04/19/23 | Live | Johnson Controls Inc. (York International Norman) | CHAMPION HEATING AND COOLING | Singlezone Ducted, Centrally Ducted | 211386648 |  | HRCU-A-CB | HMH72B341 |  | XAUC48FXXN1+JMET12CS2N1+TXV |  |  |  | 9.5 | 17.5 | 8.5 | FALSE | FALSE | FALSE | 34000 | 25400 | 2.6 | 25400 | 2.6
211386625 | 04/19/23 | Live | Johnson Controls Inc. (York International Norman) | JOHNSON CONTROLS | Singlezone Ducted, Centrally Ducted | 211386625 |  | HRCU-A-CB | HMH72B341 |  | XAFC48FXXN1+JMET12CS2N1+TXV |  |  |  | 9.5 | 17.5 | 8.5 | FALSE | FALSE | FALSE | 34000 | 25400 | 2.6 | 25400 | 2.6
211386607 | 04/19/23 | Live | Johnson Controls Inc. (York International Norman) | FRASER-JOHNSTON | Singlezone Ducted, Centrally Ducted | 211386607 |  | HRCU-A-CB | HMH72B341 |  | XAHC48FBCN1+JMET12CS2N1 |  |  |  | 9.5 | 17.5 | 8.5 | FALSE | FALSE | FALSE | 33800 | 24800 | 2.56 | 24800 | 2.56
211386604 | 04/19/23 | Live | Johnson Controls Inc. (York International Norman) | LUXAIRE | Singlezone Ducted, Centrally Ducted | 211386604 |  | HRCU-A-CB | HMH72B341 |  | XAHC48FBCN1+JMET12CS2N1 |  |  |  | 9.5 | 17.5 | 8.5 | FALSE | FALSE | FALSE | 33800 | 24800 | 2.56 | 24800 | 2.56
211380219 | 04/20/23 | Live | Johnson Controls Inc. (York International Norman) | YORK | Singlezone Ducted, Centrally Ducted | 211380219 |  | HRCU-A-CB | HMH72B341 |  | XAUC48FXXN1+JMET12CS2N1+TXV |  |  |  | 9.5 | 17.5 | 8.5 | FALSE | FALSE | FALSE | 34000 | 25400 | 2.6 | 25400 | 2.6
211380208 | 04/07/23 | Live | Johnson Controls Inc. (York International Norman) | YORK | Singlezone Ducted, Centrally Ducted | 211380208 |  | HRCU-A-CB | HMH72B341 |  | XAHC48FXXN1+JMET12CS2N1+TXV |  |  |  | 9.5 | 17.5 | 8.5 | FALSE | FALSE | FALSE | 33800 | 24800 | 2.56 | 24800 | 2.56
211378939 | 04/19/23 | Live | Johnson Controls Inc. (York International Norman) | YORK | Singlezone Ducted, Centrally Ducted | 211378939 |  | HRCU-A-CB | HMH72B341 |  | JHETB36DBCS2N1 |  |  |  | 10 | 18.5 | 8.5 | FALSE | FALSE | FALSE | 34000 | 25400 | 2.56 | 25400 | 2.56
211174352 | 04/07/23 | Live | Bathica | WABBAN | Multizone All Non-Ducted | 211174352 |  | HMSR-A-CB-O | BBM24HX4O | Non-Ducted Indoor Units |  | 12.5 | 21 | 10 | 12.5 | 21 | 10 | FALSE | FALSE | TRUE | 23200 | 23600 | 2.34 | 26600 | 2.5
211034511 | 04/20/23 | Live | Lennox Industries | Allied | Singlezone Non-Ducted, Ceiling Placement | 211034511 |  | HRCU-A-CB-O | 4DHP2S36S-1P | Mini-Splits | D33C236S4-*P | 9 | 18.2 | 10.6 | 9.4 | 19.2 | 8.7 | FALSE | FALSE | FALSE | 36000 | 23000 | 1.9 | 25337 | 2.37
211034505 | 04/20/23 | Live | Lennox Industries | Allied | Singlezone Ducted, Compact Ducted | 211034505 |  | HRCU-A-CB | 4DHP2S36S-1P | Mini-Splits | DMD236S4-*P | 9 | 16.7 | 11.5 | 8.8 | 15.8 | 8.8 | FALSE | FALSE | FALSE | 36000 | 25000 | 2.41 | 27019 | 2.31
211034479 | 04/20/23 | Live | Lennox Industries | AirEase | Singlezone Ducted, Compact Ducted | 211034479 |  | HRCU-A-CB | 4DHP2S36S-1P | Mini-Splits | DMD236S4-*P | 9 | 16.7 | 11.5 | 8.8 | 15.8 | 8.8 | FALSE | FALSE | FALSE | 36000 | 25000 | 2.41 | 27019 | 2.31
211034438 | 04/20/23 | Live | Lennox Industries | LENNOX | Singlezone Non-Ducted, Ceiling Placement | 211034438 |  | HRCU-A-CB-O | MPC036S4S-1P | Mini-Splits | M33C036S4-*P | 9 | 18.2 | 10.6 | 9.4 | 19.2 | 8.7 | FALSE | FALSE | FALSE | 36000 | 23000 | 1.9 | 25337 | 2.37
211016479 | 07/26/23 | Live | Mitsubishi Electric Trane | Trane / Mitsubishi Electric | Multizone Mix of Ducted and Non-Ducted | 211016479 |  | HMSV-A-CB | NTXMSM60A182B* | Mixed Ducted and Non-Ducted Indoor Units |  | 12.2 | 18.9 | 11.3 | 11.95 | 18.5 | 9.75 | TRUE | TRUE | TRUE | 60000 | 41000 | 2.69 | 65000 | 2.14
211016452 | 07/26/23 | Live | Mitsubishi Electric Trane | Mitsubishi Electric | Multizone All Non-Ducted | 211016452 |  | HMSR-A-CB-O | MXZ-SM42NAMHZ2 | Non-Ducted Indoor Units |  | 13.4 | 22 | 12 | 13.4 | 21.5 | 11.1 | FALSE | FALSE | TRUE | 42000 | 32000 | 2.8 | 48000 | 2.14
211012874 | 02/02/23 | Live | Gree | GREE | Singlezone Non-Ducted, Wall Placement | 211012874 |  | HRCU-A-CB-O | GWH09QCXB-A3DND4B/O | Mini-Splits | GWH09AFXB-A3DN***/I | 12.5 | 20 | 9.8 | 12.5 | 20 | 8.6 | FALSE | FALSE | FALSE | 9100 | 6300 | 2.72 | 10000 | 2.02
211238543 | 04/19/23 | Live | Johnson Controls Inc. (York International Norman) | COLEMAN | Singlezone Ducted, Centrally Ducted | 211238543 |  | HRCU-A-CB | HMH72B341 |  | JHETC36DBCS2N1 |  |  |  | 10.5 | 18.5 | 8.7 | FALSE | FALSE | FALSE | 34000 | 24600 | 2.6 | 24600 | 2.6
211238537 | 04/19/23 | Live | Johnson Controls Inc. (York International Norman) | JOHNSON CONTROLS | Singlezone Ducted, Centrally Ducted | 211238537 |  | HRCU-A-CB | HMH72B341 |  | JHETC36DBCS2N1 |  |  |  | 10.5 | 18.5 | 8.7 | FALSE | FALSE | FALSE | 34000 | 24600 | 2.6 | 24600 | 2.6
211212528 | 05/10/23 | Live | Johnson Controls Inc. (York International Norman) | FRASER-JOHNSTON | Singlezone Ducted, Centrally Ducted | 211212528 |  | HRCU-A-CB | HL20B6021 |  | JHVVC60HE4C2N1+CC |  |  |  | 12 | 19 | 8.5 | TRUE | FALSE | FALSE | 52000 | 48000 | 2.38 | 48000 | 2.38
211010192 | 05/10/23 | Live | Johnson Controls Inc. (York International Norman) | FRASER-JOHNSTON | Singlezone Ducted, Centrally Ducted | 211010192 |  | HRCU-A-CB | HL20B4821 |  | JHVVC48HE3C2N1+CC |  |  |  | 12.4 | 19.5 | 8.5 | TRUE | FALSE | FALSE | 44500 | 43500 | 2.36 | 43500 | 2.36
211010191 | 05/10/23 | Live | Johnson Controls Inc. (York International Norman) | LUXAIRE | Singlezone Ducted, Centrally Ducted | 211010191 |  | HRCU-A-CB | HL20B6021 |  | JHVVD60HE4C2N1+CC |  |  |  | 12 | 19 | 8.5 | TRUE | FALSE | FALSE | 52500 | 46500 | 2.34 | 46500 | 2.34
211010185 | 05/10/23 | Live | Johnson Controls Inc. (York International Norman) | JOHNSON CONTROLS | Singlezone Ducted, Centrally Ducted | 211010185 |  | HRCU-A-CB | HL20B4821 |  | JHVVC48HE3C2N1+CC |  |  |  | 12.4 | 19.5 | 8.5 | TRUE | FALSE | FALSE | 44500 | 43500 | 2.36 | 43500 | 2.36
211010183 | 05/10/23 | Live | Johnson Controls Inc. (York International Norman) | FRASER-JOHNSTON | Singlezone Ducted, Centrally Ducted | 211010183 |  | HRCU-A-CB | HL20B3621 |  | JHVVB36DE2C2N1+CC |  |  |  | 12.4 | 19.5 | 8.5 | TRUE | FALSE | FALSE | 32000 | 35800 | 2.16 | 35800 | 2.16
211010182 | 05/10/23 | Live | Johnson Controls Inc. (York International Norman) | COLEMAN | Singlezone Ducted, Centrally Ducted | 211010182 |  | HRCU-A-CB | HC20B2421 |  | JHVVB24DE1C2N1+CC |  |  |  | 12.4 | 19 | 8.5 | TRUE | FALSE | FALSE | 23000 | 22800 | 2.16 | 22800 | 2.16
211010181 | 05/10/23 | Live | Johnson Controls Inc. (York International Norman) | JOHNSON CONTROLS | Singlezone Ducted, Centrally Ducted | 211010181 |  | HRCU-A-CB | HL20B6021 |  | JHVVD60HE4C2N1+CC |  |  |  | 12 | 19 | 8.5 | TRUE | FALSE | FALSE | 52500 | 46500 | 2.34 | 46500 | 2.34
211010178 | 05/10/23 | Live | Johnson Controls Inc. (York International Norman) | COLEMAN | Singlezone Ducted, Centrally Ducted | 211010178 |  | HRCU-A-CB | HC20B4821 |  | JHVVC48HE3C2N1+CC |  |  |  | 12.4 | 19.5 | 8.5 | TRUE | FALSE | FALSE | 44500 | 43500 | 2.36 | 43500 | 2.36
211010173 | 05/10/23 | Live | Johnson Controls Inc. (York International Norman) | YORK | Singlezone Ducted, Centrally Ducted | 211010173 |  | HRCU-A-CB | YZV36B21 |  | JHVVB36DE2C2N1+CC |  |  |  | 12.4 | 19.5 | 8.5 | TRUE | FALSE | FALSE | 32000 | 35800 | 2.16 | 35800 | 2.16
210850889 | 07/31/23 | Live | Johnson Controls Inc. (York International Norman) | JOHNSON CONTROLS | Singlezone Ducted, Centrally Ducted | 210850889 |  | HRCU-A-CB | HMH72B481 |  | XAUD60HXXN1+JMET18DS2N1+TXV |  |  |  | 10 | 18 | 7.8 | FALSE | FALSE | FALSE | 48000 | 29800 | 2.46 | 29800 | 2.46
210850854 | 07/31/23 | Live | Johnson Controls Inc. (York International Norman) | JOHNSON CONTROLS | Singlezone Ducted, Centrally Ducted | 210850854 |  | HRCU-A-CB | HMH72B481 |  | XAFD60HBCN1+JMVT20DC2N1 |  |  |  | 10 | 18.5 | 7.8 | FALSE | FALSE | FALSE | 48000 | 29600 | 2.48 | 29600 | 2.48
210848511 | 07/31/23 | Live | Johnson Controls Inc. (York International Norman) | JOHNSON CONTROLS | Singlezone Ducted, Centrally Ducted | 210848511 |  | HRCU-A-CB | HMH72B361 |  | XAHB36DXXN1+JMVT12BC2N1+TXV |  |  |  | 9 | 16.5 | 7.8 | FALSE | FALSE | FALSE | 35000 | 24400 | 2.52 | 24400 | 2.52
210845988 | 07/31/23 | Live | Johnson Controls Inc. (York International Norman) | JOHNSON CONTROLS | Singlezone Ducted, Centrally Ducted | 210845988 |  | HRCU-A-CB | HMH72B481 |  | XAFD60JXXN1+JMVT20DC2N1+TXV |  |  |  | 10 | 18 | 7.8 | FALSE | FALSE | FALSE | 47500 | 29800 | 2.48 | 29800 | 2.48
210840437 | 07/31/23 | Live | Johnson Controls Inc. (York International Norman) | JOHNSON CONTROLS | Singlezone Ducted, Centrally Ducted | 210840437 |  | HRCU-A-CB | HMH72B361 |  | JHVTB36DBCC2N1 | 9.25 | 17.5 | 9.5 | 9 | 18 | 8.1 | FALSE | FALSE | FALSE | 35800 | 25200 | 2.58 | 25200 | 2.58
210436264 | 06/07/23 | Live | Samsung Electronics | SAMSUNG | Singlezone Non-Ducted, Wall Placement | 210436264 |  | HRCU-A-CB-O | AR12CSDACWKX | Mini-Splits | AR12CSDABWKN | 13.5 | 23 | 12.5 | 13.5 | 23 | 10.5 | TRUE | TRUE | TRUE | 12000 | 11400 | 4.77 | 11400 | 2.35
210410123 | 05/11/23 | Live | Ouellet, Group ACD | ACD | Singlezone Non-Ducted, Wall Placement | 210410123 |  | HRCU-A-CB-O | CHD18KCH17S-O | Mini-Splits | CHD18KCH17S-I | 10.05 | 17.5 | 9 | 10.05 | 17.5 | 8 | FALSE | FALSE | FALSE | 17600 | 11200 | 2.61 | 14400 | 2.05
210410120 | 04/07/23 | Live | MRCOOL, LLC | MRCOOL | Singlezone Ducted, Centrally Ducted | 210410120 |  | HRCU-A-CB | MDUO18048060 |  | MDUI18060E | 10.5 | 17 | 10 | 10 | 15.8 | 9 | TRUE | TRUE | TRUE | 54000 | 36000 | 2.4 | 36000 | 2.4
210410117 | 04/07/23 | Live | MRCOOL, LLC | MRCOOL | Singlezone Ducted, Centrally Ducted | 210410117 |  | HRCU-A-CB | MDUO18024036 |  | MDUI18024E | 12.5 | 20 | 10.5 | 12 | 17 | 9 | TRUE | TRUE | TRUE | 24000 | 16000 | 2.31 | 16000 | 2.31
210808435 | 07/03/23 | Live | Johnson Controls Inc. (York International Norman) | JOHNSON CONTROLS | Singlezone Ducted, Centrally Ducted | 210808435 |  | HRCU-A-CB | HMH72B361 |  | XAFB36DXXN1+JMVT12BC2N1+TXV | 9.25 | 17 | 10 | 9 | 18 | 8.1 | FALSE | FALSE | FALSE | 36000 | 25400 | 2.6 | 25400 | 2.6
210627700 | 07/31/23 | Live | Johnson Controls Inc. (York International Norman) | YORK | Singlezone Ducted, Centrally Ducted | 210627700 |  | HRCU-A-CB | HMH72B361 |  | XAFB36DBCN1+JMET12BS2N1 |  |  |  | 9 | 18 | 8.1 | FALSE | FALSE | FALSE | 36000 | 25200 | 2.6 | 25200 | 2.6
210621485 | 07/31/23 | Live | Johnson Controls Inc. (York International Norman) | FRASER-JOHNSTON | Singlezone Ducted, Centrally Ducted | 210621485 |  | HRCU-A-CB | HMH72B481 |  | JHETD60HBCS2N1 |  |  |  | 10 | 18.5 | 7.8 | FALSE | FALSE | FALSE | 48000 | 29800 | 2.46 | 29800 | 2.46
210621484 | 07/31/23 | Live | Johnson Controls Inc. (York International Norman) | LUXAIRE | Singlezone Ducted, Centrally Ducted | 210621484 |  | HRCU-A-CB | HMH72B481 |  | JHETD60HBCS2N1 |  |  |  | 10 | 18.5 | 7.8 | FALSE | FALSE | FALSE | 48000 | 29800 | 2.46 | 29800 | 2.46
210621471 | 07/31/23 | Live | Johnson Controls Inc. (York International Norman) | COLEMAN | Singlezone Ducted, Centrally Ducted | 210621471 |  | HRCU-A-CB | HMH72B361 |  | XAUB36DXXN1+JMET12BS2N1+TXV |  |  |  | 9 | 18 | 8.1 | FALSE | FALSE | FALSE | 36000 | 25200 | 2.6 | 25200 | 2.6
210619730 | 07/31/23 | Live | Johnson Controls Inc. (York International Norman) | FRASER-JOHNSTON | Singlezone Ducted, Centrally Ducted | 210619730 |  | HRCU-A-CB | HMH72B481 |  | JHVTD60HBCC2N1 |  |  |  | 10 | 18 | 7.8 | FALSE | FALSE | FALSE | 48000 | 29400 | 2.48 | 29400 | 2.48
210619729 | 07/31/23 | Live | Johnson Controls Inc. (York International Norman) | LUXAIRE | Singlezone Ducted, Centrally Ducted | 210619729 |  | HRCU-A-CB | HMH72B481 |  | JHVTD60HBCC2N1 |  |  |  | 10 | 18 | 7.8 | FALSE | FALSE | FALSE | 48000 | 29400 | 2.48 | 29400 | 2.48
208404155 | 03/14/23 | Live | Fujitsu General America, Inc. | WESTINGHOUSE | Multizone Mix of Ducted and Non-Ducted | 208404155 |  | HRCU-A-CB | WHP18M2A21S | Mixed Ducted and Non-Ducted Indoor Units |  | 12 | 20.5 | 10.3 | 12.25 | 20 | 9.45 | FALSE | FALSE | TRUE | 18000 | 12700 | 2.6 | 19708 | 1.92
208106849 | 04/20/23 | Live | Lennox Industries | DUCANE | Multizone All Ducted | 208106849 |  | HMSV-A-CB | 4DHP2S30M-1P | Ducted Indoor Units |  | 11.2 | 19.5 | 10.2 | 11.7 | 20.7 | 9.2 | TRUE | FALSE | TRUE | 28000 | 22000 | 3.5 | 18500 | 2.05
208106836 | 04/20/23 | Live | Lennox Industries | CONCORD | Multizone All Non-Ducted | 208106836 |  | HMSV-A-CB | 4DHP2S36M-1P | Non-Ducted Indoor Units |  | 11.5 | 23 | 11.3 | 11.7 | 23.9 | 9.5 | TRUE | FALSE | TRUE | 36000 | 26800 | 3.14 | 29700 | 2.08
208106830 | 04/20/23 | Live | Lennox Industries | CONCORD | Multizone All Non-Ducted | 208106830 |  | HMSV-A-CB | 4DHP2S24M-1P | Non-Ducted Indoor Units |  | 13.1 | 24.1 | 11 | 13.4 | 24.6 | 10 | TRUE | TRUE | TRUE | 24000 | 20400 | 3.91 | 21321 | 2.23
208106821 | 04/20/23 | Live | Lennox Industries | ARMSTRONG AIR | Multizone All Non-Ducted | 208106821 |  | HMSV-A-CB | 4DHP2S36M-1P | Non-Ducted Indoor Units |  | 11.5 | 23 | 11.3 | 11.7 | 23.9 | 9.5 | TRUE | FALSE | TRUE | 36000 | 26800 | 3.14 | 29700 | 2.08
208106809 | 04/20/23 | Live | Lennox Industries | AirEase | Multizone All Non-Ducted | 208106809 |  | HRCU-A-CB | 4DHP2S48M-1P | Non-Ducted Indoor Units |  | 11.6 | 20.5 | 11 | 11.7 | 21.8 | 9.8 | TRUE | TRUE | TRUE | 48000 | 36000 | 3.29 | 33000 | 1.97
208106791 | 04/20/23 | Live | Lennox Industries | ALLIED | Multizone All Non-Ducted | 208106791 |  | HMSV-A-CB | 4DHP2S36M-1P | Non-Ducted Indoor Units |  | 11.5 | 23 | 11.3 | 11.7 | 23.9 | 9.5 | TRUE | FALSE | TRUE | 36000 | 26800 | 3.14 | 29700 | 2.08
208106789 | 04/20/23 | Live | Lennox Industries | ALLIED | Multizone All Ducted | 208106789 |  | HMSV-A-CB | 4DHP2S30M-1P | Ducted Indoor Units |  | 11.2 | 19.5 | 10.2 | 11.7 | 20.7 | 9.2 | TRUE | FALSE | TRUE | 28000 | 22000 | 3.5 | 18500 | 2.05
208106785 | 04/20/23 | Live | Lennox Industries | ALLIED | Multizone All Non-Ducted | 208106785 |  | HMSV-A-CB | 4DHP2S24M-1P | Non-Ducted Indoor Units |  | 13.1 | 24.1 | 11 | 13.4 | 24.6 | 10 | TRUE | TRUE | TRUE | 24000 | 20400 | 3.91 | 21321 | 2.23
207768730 | 04/20/23 | Live | Lennox Industries | LENNOX | Multizone All Non-Ducted | 207768730 |  | HMSV-A-CB | MLB030S4M-1P | Non-Ducted Indoor Units |  | 12.5 | 22.5 | 11.3 | 12.5 | 23 | 10.6 | TRUE | TRUE | TRUE | 28000 | 26600 | 4.1 | 26000 | 2.08
207699111 | 04/20/23 | Live | Lennox Industries | LENNOX | Multizone All Ducted | 207699111 |  | HMSV-A-CB | MPC030S4M-1P | Ducted Indoor Units |  | 11.2 | 19.5 | 10.2 | 11.7 | 20.7 | 9.2 | TRUE | FALSE | TRUE | 28000 | 22000 | 3.5 | 18500 | 2.05
207699110 | 04/20/23 | Live | Lennox Industries | LENNOX | Multizone All Non-Ducted | 207699110 |  | HMSV-A-CB | MPC030S4M-1P | Non-Ducted Indoor Units |  | 12.5 | 23.8 | 10.5 | 12.7 | 24.6 | 9.3 | TRUE | FALSE | FALSE | 28000 | 21000 | 3.42 | 22987 | 2
207525861 | 03/02/22 | Live | Mitsubishi Electric Trane | TRANE / MITSUBISHI ELECTRIC | Multizone Mix of Ducted and Non-Ducted | 207525861 |  | HMSV-A-CB | NTXMSH36A142A* | Mixed Ducted and Non-Ducted Indoor Units |  | 13.8 | 20.65 | 12.1 | 13.5 | 20.75 | 11.5 | TRUE | FALSE | TRUE | 36000 | 29600 | 2.75 | 42000 | 2.03
207525859 | 03/02/22 | Live | Mitsubishi Electric Trane | MITSUBISHI ELECTRIC | Multizone Mix of Ducted and Non-Ducted | 207525859 |  | HMSV-A-CB | MXZ-SM60NAM | Mixed Ducted and Non-Ducted Indoor Units |  | 12.2 | 18.9 | 11.35 | 11.95 | 18.5 | 9.75 | TRUE | FALSE | TRUE | 60000 | 41000 | 2.74 | 65000 | 2.05
207525855 | 03/02/22 | Live | Mitsubishi Electric Trane | MITSUBISHI ELECTRIC | Multizone Mix of Ducted and Non-Ducted | 207525855 |  | HMSV-A-CB | MXZ-SM36NAMHZ | Mixed Ducted and Non-Ducted Indoor Units |  | 13.8 | 20.65 | 12.1 | 13.5 | 20.75 | 11.5 | TRUE | FALSE | FALSE | 36000 | 29600 | 2.75 | 42000 | 2.03
207517167 | 03/02/22 | Live | Mitsubishi Electric Trane | TRANE / MITSUBISHI ELECTRIC | Multizone All Non-Ducted | 207517167 |  | HMSR-A-CB-O | NTXMSH48A182A* | Non-Ducted Indoor Units |  | 13.1 | 23 | 12 | 13.1 | 23 | 11.5 | TRUE | FALSE | TRUE | 48000 | 39000 | 2.7 | 54000 | 2.5
207517162 | 03/02/22 | Live | Mitsubishi Electric Trane | TRANE / MITSUBISHI ELECTRIC | Multizone All Non-Ducted | 207517162 |  | HMSR-A-CB-O | NTXMSM36A142A* | Non-Ducted Indoor Units |  | 15 | 23 | 12.5 | 15 | 23 | 11 | TRUE | FALSE | TRUE | 36000 | 26400 | 2.8 | 29400 | 2.2
207517159 | 03/02/22 | Live | Mitsubishi Electric Trane | MITSUBISHI ELECTRIC | Multizone All Ducted | 207517159 |  | HMSV-A-CB | MXZ-SM48NAMHZ | Ducted Indoor Units |  | 11.3 | 16.5 | 11 | 10.5 | 16 | 9.5 | FALSE | FALSE | TRUE | 48000 | 42000 | 2.4 | 54000 | 1.84
207350092 | 11/30/21 | Live | Samsung Electronics | SAMSUNG | Multizone Mix of Ducted and Non-Ducted | 207350092 |  | HMSV-A-CB | AJ020BXS3CH | Mixed Ducted and Non-Ducted Indoor Units |  | 12.45 | 16.75 | 9.75 | 12.45 | 18.25 | 8.65 | FALSE | FALSE | TRUE | 21000 | 13000 | 2.86 | 22000 | 2.05
207350090 | 10/27/22 | Live | Samsung Electronics | SAMSUNG | Multizone Mix of Ducted and Non-Ducted | 207350090 |  | HMSV-A-CB | AJ036BXJ4CH | Mixed Ducted and Non-Ducted Indoor Units |  | 10.9 | 18 | 9.5 | 10.9 | 19.25 | 8.65 | FALSE | FALSE | TRUE | 33000 | 21200 | 2.39 | 29050 | 2.02
207237539 | 03/14/23 | Live | Fujitsu General America, Inc. | WESTINGHOUSE | Singlezone Non-Ducted, Ceiling Placement | 207237539 |  | HRCU-A-CB-O | WHU36SZA21S | Mini-Splits | WHU36CTA21S | 10.6 | 19.5 | 10.5 | 10.65 | 18 | 9.8 | FALSE | FALSE | TRUE | 36000 | 28000 | 2.62 | 33971 | 2.37
207237535 | 03/14/23 | Live | Fujitsu General America, Inc. | WESTINGHOUSE | Singlezone Non-Ducted, Ceiling Placement | 207237535 |  | HRCU-A-CB-O | WHU09SZA21S | Mini-Splits | WHU09CTA21S | 12.85 | 22 | 10 | 12.85 | 20.5 | 10 | TRUE | TRUE | TRUE | 9000 | 7200 | 2.81 | 8640 | 2.81
210440221 | 07/31/23 | Live | Johnson Controls Inc. (York International Norman) | YORK | Singlezone Ducted, Centrally Ducted | 210440221 |  | HRCU-A-CB | HMH72B481 |  | XAFD60HXXN1+JMVT20DC2N1+TXV | 10.5 | 18.5 | 9.5 | 10 | 18.5 | 7.8 | FALSE | FALSE | FALSE | 48000 | 29600 | 2.48 | 29600 | 2.48
210440179 | 07/31/23 | Live | Johnson Controls Inc. (York International Norman) | COLEMAN | Singlezone Ducted, Centrally Ducted | 210440179 |  | HRCU-A-CB | HMH72B481 |  | XAFD60HXXN1+JMVT20DC2N1+TXV | 10.5 | 18.5 | 9.5 | 10 | 18.5 | 7.8 | FALSE | FALSE | FALSE | 48000 | 29600 | 2.48 | 29600 | 2.48
210440171 | 07/31/23 | Live | Johnson Controls Inc. (York International Norman) | LUXAIRE | Singlezone Ducted, Centrally Ducted | 210440171 |  | HRCU-A-CB | HMH72B481 |  | XAFD60HBCN1+JMET18DS2N1 | 10 | 18 | 9.5 | 10 | 18 | 7.8 | FALSE | FALSE | FALSE | 48000 | 29800 | 2.46 | 29800 | 2.46
210440150 | 07/31/23 | Live | Johnson Controls Inc. (York International Norman) | COLEMAN | Singlezone Ducted, Centrally Ducted | 210440150 |  | HRCU-A-CB | HMH72B481 |  | XAFD60HXXN1+JMET18DS2N1+TXV | 10 | 18 | 9.5 | 10 | 18 | 7.8 | FALSE | FALSE | FALSE | 48000 | 29800 | 2.46 | 29800 | 2.46
210440123 | 07/31/23 | Live | Johnson Controls Inc. (York International Norman) | CHAMPION HEATING AND COOLING | Singlezone Ducted, Centrally Ducted | 210440123 |  | HRCU-A-CB | HMH72B481 |  | XAFC60HBCN1+JMVT17CC2N1 | 10 | 18 | 9.3 | 10 | 18.5 | 7.8 | FALSE | FALSE | FALSE | 48000 | 30000 | 2.46 | 30000 | 2.46
210440111 | 07/31/23 | Live | Johnson Controls Inc. (York International Norman) | COLEMAN | Singlezone Ducted, Centrally Ducted | 210440111 |  | HRCU-A-CB | HMH72B481 |  | XAUD60HXXN1+JMET18DS2N1+TXV | 10 | 18 | 9.5 | 10 | 18 | 7.8 | FALSE | FALSE | FALSE | 48000 | 29800 | 2.46 | 29800 | 2.46
210440102 | 07/31/23 | Live | Johnson Controls Inc. (York International Norman) | FRASER-JOHNSTON | Singlezone Ducted, Centrally Ducted | 210440102 |  | HRCU-A-CB | HMH72B481 |  | XAFC60HXXN1+JMVT17CC2N1+TXV | 10 | 18 | 9.3 | 10 | 18.5 | 7.8 | FALSE | FALSE | FALSE | 48000 | 30000 | 2.46 | 30000 | 2.46
210440098 | 07/31/23 | Live | Johnson Controls Inc. (York International Norman) | FRASER-JOHNSTON | Singlezone Ducted, Centrally Ducted | 210440098 |  | HRCU-A-CB | HMH72B481 |  | XAFD60JBCN1+JMVT20DC2N1 | 10.5 | 18.5 | 9.5 | 10 | 18 | 7.8 | FALSE | FALSE | FALSE | 47500 | 29800 | 2.48 | 29800 | 2.48
210440097 | 07/31/23 | Live | Johnson Controls Inc. (York International Norman) | COLEMAN | Singlezone Ducted, Centrally Ducted | 210440097 |  | HRCU-A-CB | HMH72B481 |  | XAFD60JXXN1+JMVT20DC2N1+TXV | 10.5 | 18.5 | 9.5 | 10 | 18 | 7.8 | FALSE | FALSE | FALSE | 47500 | 29800 | 2.48 | 29800 | 2.48
209457665 | 05/26/23 | Live | GENERALLUX | GENERALLUX | Singlezone Non-Ducted, Wall Placement | 209457665 |  | HRCU-A-CB-O | TSC-GL-18HA2/I3TO21 | Mini-Splits | TSC-GL-18HA2/I3TI21 | 13 | 21.5 | 10 | 13 | 22 | 9 | FALSE | FALSE | FALSE | 18000 | 10020 | 2.85 | 15600 | 2.64
209403042 | 07/31/23 | Live | Johnson Controls Inc. (York International Norman) | LUXAIRE | Singlezone Ducted, Centrally Ducted | 209403042 |  | HRCU-A-CB | HMH72B601 |  | XAHD60JBCN1+JMVT20DC2N1 | 8.25 | 16.75 | 9.3 | 8.5 | 17 | 7.8 | FALSE | FALSE | FALSE | 57000 | 35600 | 2.42 | 35600 | 2.42
209403032 | 07/31/23 | Live | Johnson Controls Inc. (York International Norman) | CHAMPION HEATING AND COOLING | Singlezone Ducted, Centrally Ducted | 209403032 |  | HRCU-A-CB | HMH72B361 |  | XAHB36DBCN1+JMVT12BC2N1 | 9 | 16.5 | 9.5 | 9 | 16.5 | 7.8 | FALSE | FALSE | FALSE | 35000 | 24400 | 2.52 | 24400 | 2.52
209156825 | 07/31/23 | Live | Johnson Controls Inc. (York International Norman) | COLEMAN | Singlezone Ducted, Centrally Ducted | 209156825 |  | HRCU-A-CB | HMH72B481 |  | JHETC60HBCS2N1 | 10.25 | 18 | 9.3 | 10 | 18.5 | 7.8 | FALSE | FALSE | FALSE | 48000 | 29800 | 2.46 | 29800 | 2.46
208614099 | 07/11/22 | Live | Johnson Controls Inc. (York International Norman) | FRASER-JOHNSTON | Singlezone Ducted, Centrally Ducted | 208614099 |  | HRCU-A-CB | HMH72B601 |  | JHETD60JBCS2N1 | 8.5 | 17 | 9.5 | 8.5 | 17.5 | 8.3 | FALSE | FALSE | FALSE | 58000 | 36600 | 2.48 | 36600 | 2.48
208614092 | 07/11/22 | Live | Johnson Controls Inc. (York International Norman) | LUXAIRE | Singlezone Ducted, Centrally Ducted | 208614092 |  | HRCU-A-CB | HMH72B601 |  | JHETD60JBCS2N1 | 8.5 | 17 | 9.5 | 8.5 | 17.5 | 8.3 | FALSE | FALSE | FALSE | 58000 | 36600 | 2.48 | 36600 | 2.48
208614080 | 07/11/22 | Live | Johnson Controls Inc. (York International Norman) | FRASER-JOHNSTON | Singlezone Ducted, Centrally Ducted | 208614080 |  | HRCU-A-CB | HMH72B481 |  | JHETD60JBCS2N1 | 10.25 | 18.5 | 9.5 | 10 | 18.5 | 8.25 | FALSE | FALSE | FALSE | 48000 | 30200 | 2.48 | 30200 | 2.48
208614079 | 07/11/22 | Live | Johnson Controls Inc. (York International Norman) | LUXAIRE | Singlezone Ducted, Centrally Ducted | 208614079 |  | HRCU-A-CB | HMH72B481 |  | JHETD60JBCS2N1 | 10.25 | 18.5 | 9.5 | 10 | 18.5 | 8.25 | FALSE | FALSE | FALSE | 48000 | 30200 | 2.48 | 30200 | 2.48
208614068 | 07/11/22 | Live | Johnson Controls Inc. (York International Norman) | CHAMPION HEATING AND COOLING | Singlezone Ducted, Centrally Ducted | 208614068 |  | HRCU-A-CB | HMH72B361 |  | XAFB36DBCN1+JMVT12BC2N1 | 9.25 | 17 | 10 | 9 | 18 | 8.1 | FALSE | FALSE | FALSE | 36000 | 25400 | 2.6 | 25400 | 2.6
208614067 | 07/11/22 | Live | Johnson Controls Inc. (York International Norman) | CHAMPION HEATING AND COOLING | Singlezone Ducted, Centrally Ducted | 208614067 |  | HRCU-A-CB | HMH72B361 |  | JHETB36DBCS2N1 | 9.25 | 17 | 9.5 | 9 | 18 | 8.1 | FALSE | FALSE | FALSE | 36000 | 25400 | 2.6 | 25400 | 2.6
208614065 | 07/11/22 | Live | Johnson Controls Inc. (York International Norman) | CHAMPION HEATING AND COOLING | Singlezone Ducted, Centrally Ducted | 208614065 |  | HRCU-A-CB | HMH72B361 |  | JHVTB36DBCC2N1 | 9.25 | 17.5 | 9.5 | 9 | 18 | 8.1 | FALSE | FALSE | FALSE | 35800 | 25200 | 2.58 | 25200 | 2.58
208614062 | 07/11/22 | Live | Johnson Controls Inc. (York International Norman) | FRASER-JOHNSTON | Singlezone Ducted, Centrally Ducted | 208614062 |  | HRCU-A-CB | HMH72B361 |  | JHVTB36DBCC2N1 | 9.25 | 17.5 | 9.5 | 9 | 18 | 8.1 | FALSE | FALSE | FALSE | 35800 | 25200 | 2.58 | 25200 | 2.58
208614060 | 07/11/22 | Live | Johnson Controls Inc. (York International Norman) | FRASER-JOHNSTON | Singlezone Ducted, Centrally Ducted | 208614060 |  | HRCU-A-CB | HMH72B361 |  | JHETB36DBCS2N1 | 9.25 | 17 | 9.5 | 9 | 18 | 8.1 | FALSE | FALSE | FALSE | 36000 | 25400 | 2.6 | 25400 | 2.6
208614049 | 07/11/22 | Live | Johnson Controls Inc. (York International Norman) | LUXAIRE | Singlezone Ducted, Centrally Ducted | 208614049 |  | HRCU-A-CB | HMH72B361 |  | JHVTB36DBCC2N1 | 9.25 | 17.5 | 9.5 | 9 | 18 | 8.1 | FALSE | FALSE | FALSE | 35800 | 25200 | 2.58 | 25200 | 2.58
208614044 | 07/11/22 | Live | Johnson Controls Inc. (York International Norman) | COLEMAN | Singlezone Ducted, Centrally Ducted | 208614044 |  | HRCU-A-CB | HMH72B361 |  | JHETB36DBCS2N1 | 9.25 | 17 | 9.5 | 9 | 18 | 8.1 | FALSE | FALSE | FALSE | 36000 | 25400 | 2.6 | 25400 | 2.6
208614043 | 07/11/22 | Live | Johnson Controls Inc. (York International Norman) | COLEMAN | Singlezone Ducted, Centrally Ducted | 208614043 |  | HRCU-A-CB | HMH72B361 |  | XAFB36DBCN1+JMVT12BC2N1 | 9.25 | 17 | 10 | 9 | 18 | 8.1 | FALSE | FALSE | FALSE | 36000 | 25400 | 2.6 | 25400 | 2.6
208613194 | 07/11/22 | Live | Johnson Controls Inc. (York International Norman) | YORK | Singlezone Ducted, Centrally Ducted | 208613194 |  | HRCU-A-CB | HMH72B481 |  | JHETD60JBCS2N1 | 10.25 | 18.5 | 9.5 | 10 | 18.5 | 8.25 | FALSE | FALSE | FALSE | 48000 | 30200 | 2.48 | 30200 | 2.48
208503309 | 07/11/22 | Live | Johnson Controls Inc. (York International Norman) | LUXAIRE | Singlezone Ducted, Centrally Ducted | 208503309 |  | HRCU-A-CB | HMH72B361 |  | XAHB36DXXN1+JMVT12BC2N1+TXV | 9 | 16.5 | 9.5 | 9 | 16.5 | 7.8 | FALSE | FALSE | FALSE | 35000 | 24400 | 2.52 | 24400 | 2.52
208502163 | 07/11/22 | Live | Johnson Controls Inc. (York International Norman) | FRASER-JOHNSTON | Singlezone Ducted, Centrally Ducted | 208502163 |  | HRCU-A-CB | HMH72B361 |  | XAFB36DXXN1+JMVT12BC2N1+TXV | 9.25 | 17 | 10 | 9 | 18 | 8.1 | FALSE | FALSE | FALSE | 36000 | 25400 | 2.6 | 25400 | 2.6
208500438 | 07/11/22 | Live | Johnson Controls Inc. (York International Norman) | YORK | Singlezone Ducted, Centrally Ducted | 208500438 |  | HRCU-A-CB | HMH72B361 |  | XAHB36DXXN1+JMVT12BC2N1+TXV | 9 | 16.5 | 9.5 | 9 | 16.5 | 7.8 | FALSE | FALSE | FALSE | 35000 | 24400 | 2.52 | 24400 | 2.52
208500190 | 07/11/22 | Live | Johnson Controls Inc. (York International Norman) | YORK | Singlezone Ducted, Centrally Ducted | 208500190 |  | HRCU-A-CB | HMH72B361 |  | XAFB36DXXN1+JMVT12BC2N1+TXV | 9.25 | 17 | 10 | 9 | 18 | 8.1 | FALSE | FALSE | FALSE | 36000 | 25400 | 2.6 | 25400 | 2.6
208106786 | 04/20/23 | Live | Lennox Industries | ALLIED | Multizone All Ducted | 208106786 |  | HMSV-A-CB | 4DHP2S24M-1P | Ducted Indoor Units |  | 12.5 | 21.1 | 10.5 | 12.5 | 21.3 | 9.7 | TRUE | TRUE | TRUE | 24000 | 21600 | 3.37 | 24105 | 2.26
208106740 | 04/20/23 | Live | Lennox Industries | ARM STRONG AIR | Singlezone Non-Ducted, Wall Placement | 208106740 |  | HRCU-A-CB-O | 4DHV2S09S-1L | Mini-Splits | DWH209S4-1L | 12.5 | 21.5 | 10.3 | 12.5 | 21.5 | 9.1 | TRUE | TRUE | FALSE | 9000 | 6300 | 2.64 | 7974 | 1.88
208106641 | 04/20/23 | Live | Lennox Industries | Lennox | Singlezone Non-Ducted, Wall Placement | 208106641 |  | HRCU-A-CB-O | MHB009S4S-1L | Mini-Splits | MWHB009S4-1L | 12.5 | 21.5 | 10.3 | 12.5 | 21.5 | 9.1 | TRUE | TRUE | FALSE | 9000 | 6300 | 2.64 | 7974 | 1.88
206709491 | 05/10/22 | Live | Mitsubishi Electric Trane | MITSUBISHI ELECTRIC | Singlezone Non-Ducted, Floor Placement | 206709491 | 204629265 | HRCU-A-CB-O | NTXSPF18A112A* | Mini-Splits | MFZ-KJ18NA*** | 12.6 | 21 | 11.3 | 12.6 | 22 | 10.3 | TRUE | FALSE | TRUE | 17000 | 12800 | 2.62 | 23000 | 2.1
207574744 | 11/02/23 | Live | Lennox Industries | LENNOX | Singlezone Ducted, Centrally Ducted | 207574744 |  | HRCU-A-CB | SL25XPV-036-230A** | Ducted Indoor Units | CBA38MV-042-230*+TDR | 13.5 | 21.5 | 11.2 | 13.4 | 21 | 9.2 | TRUE | TRUE | TRUE | 34200 | 31800 | 2.1 | 31800 | 2.1
207465440 | 12/14/22 | Live | Samsung Electonics | SAMSUNG | Singlezone Ducted, Centrally Ducted | 207465440 |  | HRCU-A-CB | AC009BXADCH | Mini-Splits | AC009BNLDCH | 14 | 21.1 | 11.3 | 13.5 | 20 | 9 | TRUE | TRUE | FALSE | 9000 | 12400 | 1.87 | 13500 | 2.26
205141571 | 10/31/22 | Live | Hisense | HISENSE | Singlezone Ducted, Compact Ducted | 205141571 |  | HRCU-A-CB | AUW-36U3ST1 | Mini-Splits | AUD-36UX3SHH1 | 10.9 | 18 | 9.5 | 10.9 | 17.5 | 9.5 | FALSE | FALSE | FALSE | 36000 | 28400 | 2.64 | 33871 | 2.31
204976792 | 10/31/22 | Live | Hisense | HISENSE | Singlezone Ducted, Compact Ducted | 204976792 |  | HRCU-A-CB | AUW-12U3SS | Mini-Splits | ADT-12UX3SBL | 11 | 19.5 | 10 | 11 | 19 | 9 | FALSE | FALSE | FALSE | 12000 | 7800 | 2.63 | 9082 | 2.1
204629572 | 01/20/21 | Live | Mitsubishi Electric Trane | MITSUBISHI ELECTRIC | Singlezone Non-Ducted, Floor Placement | 204629572 |  | HRCU-A-CB-O | MUFZ-KJ09NAHZ*** | Mini-Splits | NAXFKS09A112A* | 15.8 | 28.2 | 13 | 15.8 | 28.7 | 11.3 | TRUE | FALSE | TRUE | 9000 | 7500 | 2.75 | 13400 | 2.11
204629180 | 01/20/21 | Live | Mitsubishi Electric Trane | MITSUBISHI ELECTRIC | Singlezone Non-Ducted, Floor Placement | 204629180 |  | HRCU-A-CB-O | MUFZ-KJ18NAHZ*** | Mini-Splits | NTXFKS18A112A* | 12.6 | 21 | 11.3 | 12.6 | 22 | 10.3 | TRUE | FALSE | TRUE | 17000 | 12800 | 2.62 | 23000 | 2.1
207436541 | 10/28/22 | Live | Lennox Industries | LENNOX | Singlezone Ducted, Centrally Ducted | 207436541 |  | HRCU-A-CB | SL25XPV-048-230A** | Ducted Indoor Units | CBA38MV-048-230*+TDR | 13 | 22 | 11.2 | 12.5 | 21.8 | 9.8 | TRUE | TRUE | TRUE | 46000 | 45500 | 2.24 | 45500 | 2.24
202373716 | 02/02/22 | Live | Mitsubishi Electric Trane | TRANE / MITSUBISHI ELECTRIC | Singlezone Non-Ducted, Floor Placement | 202373716 |  | HRCU-A-CB-O | NTXSPF09A112A* |  | NTXFKS09A112A* | 15.8 | 28.2 | 13 | 15.8 | 28.7 | 11.3 | TRUE | FALSE | TRUE | 9000 | 7500 | 2.75 | 13400 | 2.11
10528569 | 04/20/23 | Live | Lennox Industries | LENNOX | Singlezone Ducted, Compact Ducted | 10528569 |  | HRCU-A-CB | MLA009S4S-1P | Mini-Splits | MMDB009S4-2P | 13.5 | 23 | 12 | 12.1 | 18.5 | 11.5 | TRUE | TRUE | TRUE | 9000 | 10100 | 3.84 | 12389 | 1.7
206445819 | 02/09/21 | Live | GE Appliances, a Haier Company | HAIER | Singlezone Non-Ducted, Wall Placement | 206445819 |  | HRCU-A-CB-O | 1U09EH2VHE* | Mini-Splits | AW09EH2VHD* | 16 | 30 | 15.2 | 16 | 30 | 14 | TRUE | FALSE | TRUE | 9000 | 6500 | 2.89 | 13500 | 2.55
206395999 | 04/18/23 | Live | Bosch | BOSCH | Singlezone Ducted, Centrally Ducted | 206395999 |  | HRCU-A-CB | BOVB-60HDN1-M18M |  | BVA-48WN1-M20 | 12.5 | 18.5 | 9.5 | 11.7 | 17.5 | 9 | TRUE | TRUE | TRUE | 45000 | 38000 | 2.4 | 38000 | 2.4
205013598 | 12/20/23 | Live | Hisense | Hisense | Multizone Mix of Ducted and Non-Ducted | 205013598 |  | HMSV-A-CB | AVW-36H3FH | Mixed Ducted and Non-Ducted Indoor Units |  | 13.4 | 18.5 | 10.75 | 13.4 | 18 | 10.2 | FALSE | FALSE | TRUE | 36000 | 26000 | 3.05 | 34000 | 3.08
204344217 | 05/01/23 | Live | Hisense | Hisense | Multizone All Non-Ducted | 204344217 |  | HMSR-A-CB-O | AVW-60H3FH | Non-Ducted Indoor Units | AVC-15HJFA1 | 10 | 18.6 | 10.5 | 10 | 18 | 10 | FALSE | FALSE | FALSE | 57500 | 35000 | 2.3 | 49000 | 2.46
204344214 | 12/20/23 | Live | Hisense | Hisense | Multizone All Ducted | 204344214 |  | HMSV-A-CB | AVW-60H3FH | Ducted Indoor Units | AVD-15HCFCH1 | 9.2 | 16.5 | 10 | 9.2 | 16 | 9 | FALSE | FALSE | FALSE | 57500 | 35000 | 2.1 | 49000 | 2.25
204344213 | 05/01/23 | Live | Hisense | Hisense | Multizone All Ducted | 204344213 |  | HMSV-A-CB | AVW-48H3FH | Ducted Indoor Units | AVD-12HCFCH1 | 10.2 | 17 | 9.5 | 10.2 | 16.5 | 8.55 | FALSE | FALSE | TRUE | 48000 | 32000 | 2.4 | 44000 | 2.5
203991186 | 04/18/23 | Live | Bosch | BOSCH | Multizone All Non-Ducted | 203991186 |  | HMSV-A-CB | BMS500-AAM036-1CSXHB | Non-Ducted Indoor Units |  | 13.5 | 21.5 | 10.5 | 13.5 | 21.5 | 9.5 | TRUE | TRUE | FALSE | 36000 | 16800 | 2.01 | 43387 | 2.31
213894047 | 02/23/34 | Live | Trane U.S. Inc. | AMERISTAR | Multizone All Ducted | 213894047 |  | HRCU-A-CB | E4HL5030A1000A | Ducted Indoor Units | A4AH5V30A1B3 + DF |  |  |  | 9.8 | 15.2 | 8.5 | FALSE | FALSE | FALSE | 28000 | 18000 | 2.4 | 18000 | 2.4
213894041 | 02/23/34 | Live | Trane U.S. Inc. | RUNTRU | Multizone All Ducted | 213894041 |  | HRCU-A-CB | E4HL5030A1000A | Ducted Indoor Units | A4AH5V30A1B3 + DF |  |  |  | 9.8 | 15.2 | 8.5 | FALSE | FALSE | FALSE | 28000 | 18000 | 2.4 | 18000 | 2.4
212925911 | 08/07/23 | Live | ASPEN | GREE | Singlezone Ducted, Centrally Ducted | 212925911 |  | HRCU-A-CB | GUD36W/A-D(U) | Non-Ducted Indoor Units | C(A,C,E)37C24+TDR |  |  |  | 9.5 | 15.2 | 8.5 | FALSE | FALSE | FALSE | 32000 | 22000 | 2.05 | 23000 | 2.24
212925907 | 08/07/23 | Live | ASPEN | GREE | Singlezone Ducted, Centrally Ducted | 212925907 |  | HRCU-A-CB | GUD60W/A-D(U) | Non-Ducted Indoor Units | C(A,C,D,E)60B44+TDR |  |  |  | 9.5 | 15.2 | 8.5 | FALSE | FALSE | FALSE | 50500 | 35200 | 2.19 | 36000 | 1.96
212925905 | 08/07/23 | Live | ASPEN | GREE | Singlezone Ducted, Centrally Ducted | 212925905 |  | HRCU-A-CB | GUD60W/A-D(U) | Non-Ducted Indoor Units | C(A,C,D,E)48D44+TDR |  |  |  | 10 | 15.2 | 8.5 | FALSE | FALSE | TRUE | 47000 | 31200 | 2.25 | 32000 | 1.98
212925901 | 08/07/23 | Live | ASPEN | GREE | Singlezone Ducted, Centrally Ducted | 212925901 |  | HRCU-A-CB | GUD36W/A-D(U) | Non-Ducted Indoor Units | D(A,C,E)24A44+TDR |  |  |  | 11 | 15.2 | 8.5 | FALSE | FALSE | TRUE | 23000 | 15000 | 2.34 | 22000 | 2.18
212925900 | 08/07/23 | Live | ASPEN | GREE | Singlezone Ducted, Centrally Ducted | 212925900 |  | HRCU-A-CB | GUD60W/A-D(U) | Non-Ducted Indoor Units | D(A,C,E)60D44+TDR |  |  |  | 9.5 | 15.2 | 8.5 | FALSE | FALSE | FALSE | 50500 | 35200 | 2.19 | 36000 | 1.96
212925899 | 08/07/23 | Live | ASPEN | GREE | Singlezone Ducted, Centrally Ducted | 212925899 |  | HRCU-A-CB | GUD60W/A-D(U) | Non-Ducted Indoor Units | D(A,C,E)60C44+TDR |  |  |  | 9.5 | 15.2 | 8.5 | FALSE | FALSE | FALSE | 50500 | 35200 | 2.19 | 36000 | 1.96
212925895 | 08/07/23 | Live | ASPEN | TOSOT | Singlezone Ducted, Centrally Ducted | 212925895 |  | HRCU-A-CB | TU36-24WADU | Non-Ducted Indoor Units | D(A,C,E)36B34+TDR |  |  |  | 9.5 | 15.2 | 8.5 | FALSE | FALSE | FALSE | 32000 | 22000 | 2.05 | 23000 | 2.24
212925893 | 08/07/23 | Live | ASPEN | TOSOT | Singlezone Ducted, Centrally Ducted | 212925893 |  | HRCU-A-CB | TU60-48WADU | Non-Ducted Indoor Units | C(A,C,D,E)60C44+TDR |  |  |  | 9.5 | 15.2 | 8.5 | FALSE | FALSE | FALSE | 50500 | 35200 | 2.19 | 36000 | 1.96
212925890 | 08/07/23 | Live | ASPEN | TOSOT | Singlezone Ducted, Centrally Ducted | 212925890 |  | HRCU-A-CB | TU60-48WADU | Non-Ducted Indoor Units | C(A,C,D,E)48D44+TDR |  |  |  | 10 | 15.2 | 8.5 | FALSE | FALSE | TRUE | 47000 | 31200 | 2.25 | 32000 | 1.98
212925888 | 08/07/23 | Live | ASPEN | TOSOT | Singlezone Ducted, Centrally Ducted | 212925888 |  | HRCU-A-CB | TU36-24WADU | Non-Ducted Indoor Units | D(A,C,E)24D34+TDR |  |  |  | 11 | 15.2 | 8.5 | FALSE | FALSE | TRUE | 23000 | 15000 | 2.34 | 22000 | 2.18
212925884 | 08/07/23 | Live | ASPEN | TOSOT | Singlezone Ducted, Centrally Ducted | 212925884 |  | HRCU-A-CB | TU60-48WADU | Non-Ducted Indoor Units | D(A,C,E)60C44+TDR |  |  |  | 9.5 | 15.2 | 8.5 | FALSE | FALSE | FALSE | 50500 | 35200 | 2.19 | 36000 | 1.96
212925496 | 12/19/23 | Live | Mitsubishi Electric Trane | AMERICAN STANDARD / MITSUBISHI ELECTRIC | Multizone All Non-Ducted | 212925496 |  | HMSR-A-CB-O | NTXMMX36A142C** | Non-Ducted Indoor Units |  |  |  |  | 9.4 | 19.2 | 9.8 | FALSE | FALSE | TRUE | 35400 | 22400 | 2.89 | 26600 | 2.27
212925488 | 12/19/23 | Live | Mitsubishi Electric Trane | TRANE / MITSUBISHI ELECTRIC | Multizone All Non-Ducted | 212925488 |  | HMSR-A-CB-O | NTXMMX20A122C** | Non-Ducted Indoor Units |  |  |  |  | 12.7 | 20 | 9.7 | TRUE | FALSE | TRUE | 18000 | 13500 | 2.91 | 15500 | 2.6
212617025 | 12/12/23 | Live | Trane U.S. Inc. | AMERISTAR | Multizone All Ducted | 212617025 |  | HRCU-A-CB | E4HL5048A1000A | Ducted Indoor Units | E4AH5E36A1J30A |  |  |  | 10 | 15.2 | 8.5 | FALSE | FALSE | TRUE | 36000 | 30000 | 1.91 | 30000 | 1.91
212617024 | 12/12/23 | Live | Trane U.S. Inc. | RUNTRU | Multizone All Ducted | 212617024 |  | HRCU-A-CB | E4HL5042A1000A | Ducted Indoor Units | E4AH5E36A1J30A |  |  |  | 10 | 15.2 | 8.5 | FALSE | FALSE | TRUE | 36000 | 30000 | 1.91 | 30000 | 1.91
212403841 | 09/06/23 | Live | Lennox Industries | GE | Singlezone Ducted, Centrally Ducted | 212403841 |  | HRCU-A-CB | NS22H36MA4-**A | Ducted Indoor Units | NAM42V2TA4 |  |  |  | 11.7 | 20 | 9 | TRUE | FALSE | TRUE | 35400 | 22600 | 2.62 | 22600 | 2.62
212403839 | 09/06/23 | Live | Lennox Industries | GE | Singlezone Ducted, Centrally Ducted | 212403839 |  | HRCU-A-CB | NS22H36MA4-**A | Ducted Indoor Units | NAM36E1AT |  |  |  | 11.7 | 17.5 | 8.8 | TRUE | FALSE | TRUE | 34000 | 21800 | 2.5 | 21800 | 2.5
212403799 | 09/06/23 | Live | Lennox Industries | GE | Singlezone Ducted, Centrally Ducted | 212403799 |  | HRCU-A-CB | NS22H48MA4-**A | Ducted Indoor Units | NAM48V2TA4 |  |  |  | 12 | 19 | 8 | TRUE | FALSE | FALSE | 46000 | 28000 | 2.1 | 28000 | 2.1
212394379 | 05/11/23 | Live | Trane U.S. Inc. | AMERISTAR | Multizone All Ducted | 212394379 |  | HRCU-A-C | E4HL5042A1000A | Ducted Indoor Units | 4TXCC009DS3 |  |  |  | 9 | 14.3 | 8.1 | FALSE | FALSE | FALSE | 42000 | 30000 | 2 | 30000 | 2
212394375 | 05/11/23 | Live | Trane U.S. Inc. | AMERISTAR | Multizone All Ducted | 212394375 |  | HRCU-A-C | E4HL5030A1000A |  | 4TXCB003DS3 |  |  |  | 10 | 15.2 | 8.1 | FALSE | FALSE | TRUE | 24000 | 19100 | 1.85 | 21500 | 2.03
212394366 | 05/11/23 | Live | Trane U.S. Inc. | RUNTRU | Multizone All Ducted | 212394366 |  | HRCU-A-C | E4HL5036A1000A |  | 4TXCB006DS3 |  |  |  | 9.5 | 14.3 | 8.1 | FALSE | FALSE | FALSE | 30000 | 20000 | 2.2 | 21500 | 2.37
212394365 | 05/11/23 | Live | Trane U.S. Inc. | RUNTRU | Multizone All Ducted | 212394365 |  | HRCU-A-C | E4HL5036A1000A |  | 4TXCB004DS3 |  |  |  | 9 | 14.3 | 8.1 | FALSE | FALSE | FALSE | 28000 | 19100 | 2.01 | 19100 | 2.01
212292444 | 05/14/23 | Live | GENERALLUX | GENERALLUX STAR | Singlezone Non-Ducted, Wall Placement | 212292444 |  | HRCU-A-CB-O | AST-12UW3SXETU02(O) | Mini-Splits | AST-12UW3SXETU02(I) | 12.5 | 23 | 11 | 12.7 | 23.5 | 9.5 | FALSE | FALSE | FALSE | 12000 | 6800 | 2.73 | 11500 | 2.41
211749868 | 11/16/23 | Live | Ouellet, Group ACD | ACD | Singlezone Non-Ducted, Wall Placement | 211749868 |  | HRCU-A-CB-O | UHD24KCH22S-O | Mini-Splits | UHD24KCH22SB-I | 13 | 21.5 | 12 | 13 | 21.5 | 9.5 | TRUE | TRUE | TRUE | 22000 | 15500 | 2.86 | 26263 | 2.28
211749859 | 05/18/23 | Live | Trane U.S. Inc. | AMERISTAR | Multizone All Ducted | 211749859 |  | HRCU-A-CB | E4HL5036A1000A | Ducted Indoor Units | E4AH5E36A1J30A |  |  |  | 9.2 | 15.2 | 8.1 | FALSE | FALSE | FALSE | 34000 | 24000 | 2.2 | 24000 | 2.2
211749851 | 05/18/23 | Live | Trane U.S. Inc. | RUNTRU | Multizone All Ducted | 211749851 |  | HRCU-A-CB | E4HL5042A1000A | Ducted Indoor Units | E4AH5E48A1K30A |  |  |  | 9 | 15.2 | 8.1 | FALSE | FALSE | FALSE | 42000 | 33000 | 2.5 | 35000 | 2.65
211749849 | 05/11/23 | Live | Trane U.S. Inc. | RUNTRU | Multizone All Ducted | 211749849 |  | HRCU-A-CB | E4HL5030A1000A |  | E4AH5E36A1J30A |  |  |  | 11 | 15.2 | 8.5 | FALSE | FALSE | TRUE | 28000 | 21000 | 2.1 | 21500 | 2.15
211662216 | 04/19/23 | Live | Johnson Controls Inc. (York International Norman) | CHAMPION HEATING AND COOLING | Singlezone Ducted, Centrally Ducted | 211662216 |  | HRCU-A-CB | HMH72B361 |  | XAHB30CXXN1+JMET12BS2N1+TXV |  |  |  | 8.5 | 17.5 | 8.1 | FALSE | FALSE | FALSE | 33200 | 23800 | 2.44 | 23800 | 2.44
211660719 | 04/19/23 | Live | Johnson Controls Inc. (York International Norman) | LUXAIRE | Singlezone Ducted, Centrally Ducted | 211660719 |  | HRCU-A-CB | HMH72B241 |  | JHETB24CBAS2N1 |  |  |  | 9.5 | 17 | 7.8 | FALSE | FALSE | FALSE | 21200 | 15000 | 2.36 | 15000 | 2.36
211660711 | 04/19/23 | Live | Johnson Controls Inc. (York International Norman) | CHAMPION HEATING AND COOLING | Singlezone Ducted, Centrally Ducted | 211660711 |  | HRCU-A-CB | HMH72B241 |  | XAUB30CXXN1+JMET12BS2N1+TXV |  |  |  | 9.5 | 17 | 7.8 | FALSE | FALSE | FALSE | 21400 | 15100 | 2.41 | 15100 | 2.41
211660703 | 04/19/23 | Live | Johnson Controls Inc. (York International Norman) | COLEMAN | Singlezone Ducted, Centrally Ducted | 211660703 |  | HRCU-A-CB | HMH72B241 |  | XAFB30CBAN1+JMET12BS2N1 |  |  |  | 9.5 | 17 | 7.8 | FALSE | FALSE | FALSE | 21400 | 15100 | 2.41 | 15100 | 2.41
211660698 | 04/19/23 | Live | Johnson Controls Inc. (York International Norman) | COLEMAN | Singlezone Ducted, Centrally Ducted | 211660698 |  | HRCU-A-CB | HMH72B241 |  | XAFB30CXXN1+JMET12BS2N1+TXV |  |  |  | 9.5 | 17 | 7.8 | FALSE | FALSE | FALSE | 21400 | 15100 | 2.41 | 15100 | 2.41
211660694 | 04/19/23 | Live | Johnson Controls Inc. (York International Norman) | LUXAIRE | Singlezone Ducted, Centrally Ducted | 211660694 |  | HRCU-A-CB | HMH72B241 |  | XAHB30CBAN1+JMET12BS2N1 |  |  |  | 9.5 | 17 | 7.8 | FALSE | FALSE | FALSE | 21000 | 14800 | 2.32 | 14800 | 2.32
211660691 | 04/19/23 | Live | Johnson Controls Inc. (York International Norman) | CHAMPION HEATING AND COOLING | Singlezone Ducted, Centrally Ducted | 211660691 |  | HRCU-A-CB | HMH72B241 |  | XAHB30CXXN1+JMET12BS2N1+TXV |  |  |  | 9.5 | 17 | 7.8 | FALSE | FALSE | FALSE | 21000 | 14800 | 2.32 | 14800 | 2.32
211660685 | 04/19/23 | Live | Johnson Controls Inc. (York International Norman) | FRASER-JOHNSTON | Singlezone Ducted, Centrally Ducted | 211660685 |  | HRCU-A-CB | HMH72B241 |  | XAUB30CXXN1+JMVT12BC2N1+TXV |  |  |  | 9.5 | 17 | 7.8 | FALSE | FALSE | FALSE | 21200 | 14900 | 2.36 | 14900 | 2.36
211660683 | 04/19/23 | Live | Johnson Controls Inc. (York International Norman) | COLEMAN | Singlezone Ducted, Centrally Ducted | 211660683 |  | HRCU-A-CB | HMH72B241 |  | XAUB30CXXN1+JMVT12BC2N1+TXV |  |  |  | 9.5 | 17 | 7.8 | FALSE | FALSE | FALSE | 21200 | 14900 | 2.36 | 14900 | 2.36
211660678 | 04/19/23 | Live | Johnson Controls Inc. (York International Norman) | COLEMAN | Singlezone Ducted, Centrally Ducted | 211660678 |  | HRCU-A-CB | HMH72B241 |  | XAFB30CBAN1+JMVT12BC2N1 |  |  |  | 9.5 | 17 | 7.8 | FALSE | FALSE | FALSE | 21200 | 14900 | 2.36 | 14900 | 2.36
211660676 | 04/19/23 | Live | Johnson Controls Inc. (York International Norman) | CHAMPION HEATING AND COOLING | Singlezone Ducted, Centrally Ducted | 211660676 |  | HRCU-A-CB | HMH72B241 |  | XAFB30CXXN1+JMVT12BC2N1+TXV |  |  |  | 9.5 | 17 | 7.8 | FALSE | FALSE | FALSE | 21200 | 14900 | 2.36 | 14900 | 2.36
211660674 | 04/19/23 | Live | Johnson Controls Inc. (York International Norman) | LUXAIRE | Singlezone Ducted, Centrally Ducted | 211660674 |  | HRCU-A-CB | HMH72B241 |  | XAFB30CXXN1+JMVT12BC2N1+TXV |  |  |  | 9.5 | 17 | 7.8 | FALSE | FALSE | FALSE | 21200 | 14900 | 2.36 | 14900 | 2.36
211660673 | 04/19/23 | Live | Johnson Controls Inc. (York International Norman) | COLEMAN | Singlezone Ducted, Centrally Ducted | 211660673 |  | HRCU-A-CB | HMH72B241 |  | XAFB30CXXN1+JMVT12BC2N1+TXV |  |  |  | 9.5 | 17 | 7.8 | FALSE | FALSE | FALSE | 21200 | 14900 | 2.36 | 14900 | 2.36
211660664 | 04/19/23 | Live | Johnson Controls Inc. (York International Norman) | LUXAIRE | Singlezone Ducted, Centrally Ducted | 211660664 |  | HRCU-A-CB | HMH72B241 |  | XAHB30CXXN1+JMVT12BC2N1+TXV |  |  |  | 9.5 | 16.5 | 7.8 | FALSE | FALSE | FALSE | 21000 | 14900 | 2.36 | 14900 | 2.36
211660663 | 04/19/23 | Live | Johnson Controls Inc. (York International Norman) | COLEMAN | Singlezone Ducted, Centrally Ducted | 211660663 |  | HRCU-A-CB | HMH72B241 |  | XAHB30CXXN1+JMVT12BC2N1+TXV |  |  |  | 9.5 | 16.5 | 7.8 | FALSE | FALSE | FALSE | 21000 | 14900 | 2.36 | 14900 | 2.36
211659567 | 04/19/23 | Live | Johnson Controls Inc. (York International Norman) | YORK | Singlezone Ducted, Centrally Ducted | 211659567 |  | HRCU-A-CB | HMH72B241 |  | XAFB30CBAN1+JMET12BS2N1 |  |  |  | 9.5 | 17 | 7.8 | FALSE | FALSE | FALSE | 21400 | 15100 | 2.41 | 15100 | 2.41
211659566 | 04/19/23 | Live | Johnson Controls Inc. (York International Norman) | YORK | Singlezone Ducted, Centrally Ducted | 211659566 |  | HRCU-A-CB | HMH72B241 |  | XAFB30CXXN1+JMET12BS2N1+TXV |  |  |  | 9.5 | 17 | 7.8 | FALSE | FALSE | FALSE | 21400 | 15100 | 2.41 | 15100 | 2.41
211659563 | 04/19/23 | Live | Johnson Controls Inc. (York International Norman) | YORK | Singlezone Ducted, Centrally Ducted | 211659563 |  | HRCU-A-CB | HMH72B241 |  | XAUB30CXXN1+JMVT12BC2N1+TXV |  |  |  | 9.5 | 17 | 7.8 | FALSE | FALSE | FALSE | 21200 | 14900 | 2.36 | 14900 | 2.36
211659562 | 04/19/23 | Live | Johnson Controls Inc. (York International Norman) | YORK | Singlezone Ducted, Centrally Ducted | 211659562 |  | HRCU-A-CB | HMH72B241 |  | XAFB30CBAN1+JMVT12BC2N1 |  |  |  | 9.5 | 17 | 7.8 | FALSE | FALSE | FALSE | 21200 | 14900 | 2.36 | 14900 | 2.36
211659391 | 04/19/23 | Live | Johnson Controls Inc. (York International Norman) | YORK | Singlezone Ducted, Centrally Ducted | 211659391 |  | HRCU-A-CB | HMH72B361 |  | XAHB30CXXN1+JMET12BS2N1+TXV |  |  |  | 8.5 | 17.5 | 8.1 | FALSE | FALSE | FALSE | 33200 | 23800 | 2.44 | 23800 | 2.44
211659389 | 04/19/23 | Live | Johnson Controls Inc. (York International Norman) | YORK | Singlezone Ducted, Centrally Ducted | 211659389 |  | HRCU-A-CB | HMH72B361 |  | XAFB30CXXN1+JMVT12BC2N1+TXV |  |  |  | 8.5 | 18 | 8.1 | FALSE | FALSE | FALSE | 33800 | 24600 | 2.5 | 24600 | 2.5
211659388 | 04/19/23 | Live | Johnson Controls Inc. (York International Norman) | YORK | Singlezone Ducted, Centrally Ducted | 211659388 |  | HRCU-A-CB | HMH72B361 |  | XAHB30CXXN1+JMVT12BC2N1+TXV |  |  |  | 8 | 17.5 | 8.1 | FALSE | FALSE | FALSE | 33400 | 24200 | 2.44 | 24200 | 2.44
211583737 | 05/10/23 | Live | Parker Davis HVAC International Inc. | PIONEER | Singlezone Non-Ducted, Wall Placement | 211583737 |  | HRCU-A-CB-O | YN024GHFI25RPH | Mini-Splits | WF024GHFI25HLH | 12.5 | 21 | 11.5 | 12.5 | 21 | 10 | TRUE | TRUE | TRUE | 24000 | 15500 | 1.31 | 21000 | 1.62
211393635 | 04/19/23 | Live | Johnson Controls Inc. (York International Norman) | FRASER-JOHNSTON | Singlezone Ducted, Centrally Ducted | 211393635 |  | HRCU-A-CB | HMH72B341 |  | JHETB36DBCS2N1 |  |  |  | 10 | 18.5 | 8.5 | FALSE | FALSE | FALSE | 34000 | 25400 | 2.56 | 25400 | 2.56
211393632 | 04/19/23 | Live | Johnson Controls Inc. (York International Norman) | LUXAIRE | Singlezone Ducted, Centrally Ducted | 211393632 |  | HRCU-A-CB | HMH72B341 |  | JHETB36DBCS2N1 |  |  |  | 10 | 18.5 | 8.5 | FALSE | FALSE | FALSE | 34000 | 25400 | 2.56 | 25400 | 2.56
211393621 | 04/19/23 | Live | Johnson Controls Inc. (York International Norman) | FRASER-JOHNSTON | Singlezone Ducted, Centrally Ducted | 211393621 |  | HRCU-A-CB | HMH72B341 |  | JHVTB36DBCC2N1 |  |  |  | 10 | 18.5 | 8.5 | FALSE | FALSE | FALSE | 34000 | 25200 | 2.54 | 25200 | 2.54
211393613 | 04/19/23 | Live | Johnson Controls Inc. (York International Norman) | JOHNSON CONTROLS | Singlezone Ducted, Centrally Ducted | 211393613 |  | HRCU-A-CB | HMH72B341 |  | JHVTC36DBCC2N1 |  |  |  | 10.5 | 18.5 | 8.5 | FALSE | FALSE | FALSE | 34000 | 25400 | 2.64 | 25400 | 2.64
211393605 | 04/19/23 | Live | Johnson Controls Inc. (York International Norman) | LUXAIRE | Singlezone Ducted, Centrally Ducted | 211393605 |  | HRCU-A-CB | HMH72B341 |  | JHVTC36DBCC2N1 |  |  |  | 10.5 | 18.5 | 8.5 | FALSE | FALSE | FALSE | 34000 | 25400 | 2.64 | 25400 | 2.64
211386660 | 04/19/23 | Live | Johnson Controls Inc. (York International Norman) | CHAMPION HEATING AND COOLING | Singlezone Ducted, Centrally Ducted | 211386660 |  | HRCU-A-CB | HMH72B341 |  | JHVTC42FBCC2N1 |  |  |  | 10 | 17.5 | 8.5 | FALSE | FALSE | FALSE | 34000 | 25000 | 2.62 | 25000 | 2.62
211386655 | 04/19/23 | Live | Johnson Controls Inc. (York International Norman) | LUXAIRE | Singlezone Ducted, Centrally Ducted | 211386655 |  | HRCU-A-CB | HMH72B341 |  | JHVTC42FBCC2N1 |  |  |  | 10 | 17.5 | 8.5 | FALSE | FALSE | FALSE | 34000 | 25000 | 2.62 | 25000 | 2.62
211386650 | 04/19/23 | Live | Johnson Controls Inc. (York International Norman) | JOHNSON CONTROLS | Singlezone Ducted, Centrally Ducted | 211386650 |  | HRCU-A-CB | HMH72B341 |  | XAUC48FXXN1+JMET12CS2N1+TXV |  |  |  | 9.5 | 17.5 | 8.5 | FALSE | FALSE | FALSE | 34000 | 25400 | 2.6 | 25400 | 2.6
211386643 | 04/19/23 | Live | Johnson Controls Inc. (York International Norman) | LUXAIRE | Singlezone Ducted, Centrally Ducted | 211386643 |  | HRCU-A-CB | HMH72B341 |  | XAUC48FXXN1+JMET12CS2N1+TXV |  |  |  | 9.5 | 17.5 | 8.5 | FALSE | FALSE | FALSE | 34000 | 25400 | 2.6 | 25400 | 2.6
211386638 | 04/19/23 | Live | Johnson Controls Inc. (York International Norman) | JOHNSON CONTROLS | Singlezone Ducted, Centrally Ducted | 211386638 |  | HRCU-A-CB | HMH72B341 |  | XAFC48FBCN1+JMET12CS2N1 |  |  |  | 9.5 | 17.5 | 8.5 | FALSE | FALSE | FALSE | 34000 | 25400 | 2.6 | 25400 | 2.6
211386610 | 04/19/23 | Live | Johnson Controls Inc. (York International Norman) | CHAMPION HEATING AND COOLING | Singlezone Ducted, Centrally Ducted | 211386610 |  | HRCU-A-CB | HMH72B341 |  | XAHC48FBCN1+JMET12CS2N1 |  |  |  | 9.5 | 17.5 | 8.5 | FALSE | FALSE | FALSE | 33800 | 24800 | 2.56 | 24800 | 2.56
211386598 | 04/19/23 | Live | Johnson Controls Inc. (York International Norman) | JOHNSON CONTROLS | Singlezone Ducted, Centrally Ducted | 211386598 |  | HRCU-A-CB | HMH72B341 |  | XAHC48FXXN1+JMET12CS2N1+TXV |  |  |  | 9.5 | 17.5 | 8.5 | FALSE | FALSE | FALSE | 33800 | 24800 | 2.56 | 24800 | 2.56
211386592 | 04/19/23 | Live | Johnson Controls Inc. (York International Norman) | FRASER-JOHNSTON | Singlezone Ducted, Centrally Ducted | 211386592 |  | HRCU-A-CB | HMH72B341 |  | XAHC48FXXN1+JMET12CS2N1+TXV |  |  |  | 9.5 | 17.5 | 8.5 | FALSE | FALSE | FALSE | 33800 | 24800 | 2.56 | 24800 | 2.56
211386589 | 04/19/23 | Live | Johnson Controls Inc. (York International Norman) | LUXAIRE | Singlezone Ducted, Centrally Ducted | 211386589 |  | HRCU-A-CB | HMH72B341 |  | XAHC48FXXN1+JMET12CS2N1+TXV |  |  |  | 9.5 | 17.5 | 8.5 | FALSE | FALSE | FALSE | 33800 | 24800 | 2.56 | 24800 | 2.56
211386587 | 04/19/23 | Live | Johnson Controls Inc. (York International Norman) | COLEMAN | Singlezone Ducted, Centrally Ducted | 211386587 |  | HRCU-A-CB | HMH72B341 |  | XAHC48FXXN1+JMET12CS2N1+TXV |  |  |  | 9.5 | 17.5 | 8.5 | FALSE | FALSE | FALSE | 33800 | 24800 | 2.56 | 24800 | 2.56
211380224 | 04/20/23 | Live | Johnson Controls Inc. (York International Norman) | YORK | Singlezone Ducted, Centrally Ducted | 211380224 |  | HRCU-A-CB | HMH72B341 |  | JHETC42FBCS2N1 |  |  |  | 9.5 | 17.5 | 8.5 | FALSE | FALSE | FALSE | 33800 | 25200 | 2.6 | 25200 | 2.6
211378935 | 04/19/23 | Live | Johnson Controls Inc. (York International Norman) | YORK | Singlezone Ducted, Centrally Ducted | 211378935 |  | HRCU-A-CB | HMH72B341 |  | JHVTB36DBCC2N1 |  |  |  | 10 | 18.5 | 8.5 | FALSE | FALSE | FALSE | 34000 | 25200 | 2.54 | 25200 | 2.54
211302338 | 03/03/23 | Live | Hisense | HISENSE | Singlezone Non-Ducted, Wall Placement | 211302338 |  | HRCU-A-CB-O | AUW-09U3SS | Mini-Splits | AST-09UW3SVEDL01 |  |  |  | 14 | 20 | 9.3 | TRUE | TRUE | FALSE | 9000 | 5800 | 2.7 | 9187 | 2.45
211295703 | 03/03/23 | Live | Hisense | HISENSE | Singlezone Non-Ducted, Wall Placement | 211295703 |  | HRCU-A-CB-O | AUW-36U3ST1 | Mini-Splits | AS-36UW3SDHVT00 |  |  |  | 10.5 | 18 | 9 | FALSE | FALSE | FALSE | 36000 | 26600 | 2.56 | 23186 | 2.4
211239258 | 05/10/23 | Live | Johnson Controls Inc. (York International Norman) | YORK | Singlezone Ducted, Centrally Ducted | 211239258 |  | HRCU-A-CB | YZV48B21 |  | JHVVD48HE3C2N1+CC |  |  |  | 12 | 19.5 | 9 | TRUE | FALSE | FALSE | 43500 | 41000 | 2.3 | 41000 | 2.3
211174353 | 04/07/23 | Live | Bathica | WABBAN | Multizone All Non-Ducted | 211174353 |  | HMSR-A-CB-O | BBM30HX4O | Non-Ducted Indoor Units |  | 12.5 | 21 | 10 | 12.5 | 21 | 10 | FALSE | FALSE | TRUE | 28400 | 27200 | 2.41 | 31860 | 2.4
211034589 | 04/20/23 | Live | Lennox Industries | DUCANE | Singlezone Non-Ducted, Ceiling Placement | 211034589 |  | HRCU-A-CB-O | 4DHP2S36S-1P | Mini-Splits | D33C236S4-*P | 9 | 18.2 | 10.6 | 9.4 | 19.2 | 8.7 | FALSE | FALSE | FALSE | 36000 | 23000 | 1.9 | 25337 | 2.37
211034539 | 04/20/23 | Live | Lennox Industries | Armstrong Air | Singlezone Non-Ducted, Wall Placement | 211034539 |  | HRCU-A-CB-O | 4DHV2S09S-1L | Mini-Splits | DWH209S4-*L | 12.5 | 21.5 | 10.3 | 12.5 | 21.5 | 9.1 | TRUE | TRUE | FALSE | 9000 | 6300 | 2.64 | 7974 | 1.88
211034537 | 04/20/23 | Live | Lennox Industries | Armstrong Air | Singlezone Non-Ducted, Ceiling Placement | 211034537 |  | HRCU-A-CB-O | 4DHP2S36S-1P | Mini-Splits | D33C236S4-*P | 9 | 18.2 | 10.6 | 9.4 | 19.2 | 8.7 | FALSE | FALSE | FALSE | 36000 | 23000 | 1.9 | 25337 | 2.37
211034513 | 04/20/23 | Live | Lennox Industries | Allied | Singlezone Non-Ducted, Wall Placement | 211034513 |  | HRCU-A-CB-O | 4DHV2S09S-1L | Mini-Splits | DWH209S4-*L | 12.5 | 21.5 | 10.3 | 12.5 | 21.5 | 9.1 | TRUE | TRUE | FALSE | 9000 | 6300 | 2.64 | 7974 | 1.88
211034487 | 04/20/23 | Live | Lennox Industries | AirEase | Singlezone Non-Ducted, Wall Placement | 211034487 |  | HRCU-A-CB-O | 4DHV2S09S-1L | Mini-Splits | DWH209S4-*L | 12.5 | 21.5 | 10.3 | 12.5 | 21.5 | 9.1 | TRUE | TRUE | FALSE | 9000 | 6300 | 2.64 | 7974 | 1.88
211034485 | 04/20/23 | Live | Lennox Industries | AirEase | Singlezone Non-Ducted, Ceiling Placement | 211034485 |  | HRCU-A-CB-O | 4DHP2S36S-1P | Mini-Splits | D33C236S4-*P | 9 | 18.2 | 10.6 | 9.4 | 19.2 | 8.7 | FALSE | FALSE | FALSE | 36000 | 23000 | 1.9 | 25337 | 2.37
211034461 | 04/20/23 | Live | Lennox Industries | LENNOX | Singlezone Non-Ducted, Wall Placement | 211034461 |  | HRCU-A-CB-O | MHB009S4S-1L | Mini-Splits | MWHB009S4-*L | 12.5 | 21.5 | 10.3 | 12.5 | 21.5 | 9.1 | TRUE | TRUE | FALSE | 9000 | 6300 | 2.64 | 7974 | 1.88
211034450 | 04/20/23 | Live | Lennox Industries | LENNOX | Singlezone Non-Ducted, Floor Placement | 211034450 |  | HRCU-A-CB-O | MLB012S4S-1P | Mini-Splits | MFMA012S4-*P | 13 | 23 | 11.5 | 13 | 23.6 | 10 | TRUE | TRUE | TRUE | 12000 | 9600 | 3.06 | 13600 | 2.23
211016458 | 07/26/23 | Live | Mitsubishi Electric Trane | Mitsubishi Electric | Multizone All Non-Ducted | 211016458 |  | HMSR-A-CB-O | MXZ-SM48NAMHZ2 | Non-Ducted Indoor Units |  | 13.1 | 23 | 12 | 13.1 | 23 | 11.5 | FALSE | FALSE | TRUE | 48000 | 39000 | 2.7 | 54000 | 2.4
211010190 | 05/10/23 | Live | Johnson Controls Inc. (York International Norman) | COLEMAN | Singlezone Ducted, Centrally Ducted | 211010190 |  | HRCU-A-CB | HC20B3621 |  | JHVVB36DE2C2N1+CC |  |  |  | 12.4 | 19.5 | 8.5 | TRUE | FALSE | FALSE | 32000 | 35800 | 2.16 | 35800 | 2.16
211010187 | 05/10/23 | Live | Johnson Controls Inc. (York International Norman) | FRASER-JOHNSTON | Singlezone Ducted, Centrally Ducted | 211010187 |  | HRCU-A-CB | HL20B6021 |  | JHVVD60HE4C2N1+CC |  |  |  | 12 | 19 | 8.5 | TRUE | FALSE | FALSE | 52500 | 46500 | 2.34 | 46500 | 2.34
211010179 | 05/10/23 | Live | Johnson Controls Inc. (York International Norman) | LUXAIRE | Singlezone Ducted, Centrally Ducted | 211010179 |  | HRCU-A-CB | HL20B2421 |  | JHVVB24DE1C2N1+CC |  |  |  | 12.4 | 19 | 8.5 | TRUE | FALSE | FALSE | 23000 | 22800 | 2.16 | 22800 | 2.16
211010174 | 05/10/23 | Live | Johnson Controls Inc. (York International Norman) | YORK | Singlezone Ducted, Centrally Ducted | 211010174 |  | HRCU-A-CB | YZV60B21 |  | JHVVD60HE4C2N1+CC |  |  |  | 12 | 19 | 8.5 | TRUE | FALSE | FALSE | 52500 | 46500 | 2.34 | 46500 | 2.34
210859425 | 07/24/23 | Live | Johnson Controls Inc. (York International Norman) | JOHNSON CONTROLS | Singlezone Ducted, Centrally Ducted | 210859425 |  | HRCU-A-CB | HMH72B481 |  | JHVTC60HBCC2N1 |  |  |  | 10 | 18 | 7.8 | FALSE | FALSE | FALSE | 48000 | 29800 | 2.44 | 29800 | 2.44
210851898 | 07/12/23 | Live | Johnson Controls Inc. (York International Norman) | JOHNSON CONTROLS | Singlezone Ducted, Centrally Ducted | 210851898 |  | HRCU-A-CB | HMH72B601 |  | XAFD60JBCN1+JMET18DS2N1 |  |  |  | 8.5 | 17 | 7.8 | FALSE | FALSE | FALSE | 58500 | 36400 | 2.46 | 36400 | 2.46
210851896 | 07/31/23 | Live | Johnson Controls Inc. (York International Norman) | JOHNSON CONTROLS | Singlezone Ducted, Centrally Ducted | 210851896 |  | HRCU-A-CB | HMH72B481 |  | XAFD60HXXN1+JMVT20DC2N1+TXV |  |  |  | 10 | 18.5 | 7.8 | FALSE | FALSE | FALSE | 48000 | 29600 | 2.48 | 29600 | 2.48
210849561 | 07/31/23 | Live | Johnson Controls Inc. (York International Norman) | JOHNSON CONTROLS | Singlezone Ducted, Centrally Ducted | 210849561 |  | HRCU-A-CB | HMH72B481 |  | XAUD60HXXN1+JMVT20DC2N1+TXV |  |  |  | 10 | 18.5 | 7.8 | FALSE | FALSE | FALSE | 48000 | 29600 | 2.48 | 29600 | 2.48
210847470 | 07/31/23 | Live | Johnson Controls Inc. (York International Norman) | JOHNSON CONTROLS | Singlezone Ducted, Centrally Ducted | 210847470 |  | HRCU-A-CB | HMH72B361 |  | XAHB36DBCN1+JMVT12BC2N1 |  |  |  | 9 | 16.5 | 7.8 | FALSE | FALSE | FALSE | 35000 | 24400 | 2.52 | 24400 | 2.52
210847380 | 07/31/23 | Live | Johnson Controls Inc. (York International Norman) | JOHNSON CONTROLS | Singlezone Ducted, Centrally Ducted | 210847380 |  | HRCU-A-CB | HMH72B481 |  | XAFC60HBCN1+JMVT17CC2N1 |  |  |  | 10 | 18.5 | 7.8 | FALSE | FALSE | FALSE | 48000 | 30000 | 2.46 | 30000 | 2.46
210846150 | 07/31/23 | Live | Johnson Controls Inc. (York International Norman) | JOHNSON CONTROLS | Singlezone Ducted, Centrally Ducted | 210846150 |  | HRCU-A-CB | HMH72B361 |  | XAFB36DXXN1+JMET12BS2N1+TXV |  |  |  | 9 | 18 | 8.1 | FALSE | FALSE | FALSE | 36000 | 25200 | 2.6 | 25200 | 2.6
210841055 | 07/31/23 | Live | Johnson Controls Inc. (York International Norman) | JOHNSON CONTROLS | Singlezone Ducted, Centrally Ducted | 210841055 |  | HRCU-A-CB | HMH72B361 |  | JHETB36DBCS2N1 | 9.25 | 17 | 9.5 | 9 | 18 | 8.1 | FALSE | FALSE | FALSE | 36000 | 25400 | 2.6 | 25400 | 2.6
210839573 | 07/31/23 | Live | Johnson Controls Inc. (York International Norman) | JOHNSON CONTROLS | Singlezone Ducted, Centrally Ducted | 210839573 |  | HRCU-A-CB | HMH72B481 |  | JHETC60HBCS2N1 | 10.25 | 18 | 9.3 | 10 | 18.5 | 7.8 | FALSE | FALSE | FALSE | 48000 | 29800 | 2.46 | 29800 | 2.46
210817731 | 07/03/23 | Live | Johnson Controls Inc. (York International Norman) | JOHNSON CONTROLS | Singlezone Ducted, Centrally Ducted | 210817731 |  | HRCU-A-CB | HMH72B361 |  | XAFB36DBCN1+JMVT12BC2N1 | 9.25 | 17 | 10 | 9 | 18 | 8.1 | FALSE | FALSE | FALSE | 36000 | 25400 | 2.6 | 25400 | 2.6
210801284 | 07/28/23 | Live | Johnson Controls Inc. (York International Norman) | JOHNSON CONTROLS | Singlezone Ducted, Centrally Ducted | 210801284 |  | HRCU-A-CB | HMH72B601 |  | JHETD60JBCS2N1 |  |  |  | 8.5 | 17.5 | 8.3 | FALSE | FALSE | FALSE | 58000 | 36600 | 2.48 | 36600 | 2.48
210627685 | 07/31/23 | Live | Johnson Controls Inc. (York International Norman) | CHAMPION HEATING AND COOLING | Singlezone Ducted, Centrally Ducted | 210627685 |  | HRCU-A-CB | HMH72B361 |  | XAFB36DBCN1+JMET12BS2N1 |  |  |  | 9 | 18 | 8.1 | FALSE | FALSE | FALSE | 36000 | 25200 | 2.6 | 25200 | 2.6
210627683 | 07/31/23 | Live | Johnson Controls Inc. (York International Norman) | LUXAIRE | Singlezone Ducted, Centrally Ducted | 210627683 |  | HRCU-A-CB | HMH72B361 |  | XAFB36DBCN1+JMET12BS2N1 |  |  |  | 9 | 18 | 8.1 | FALSE | FALSE | FALSE | 36000 | 25200 | 2.6 | 25200 | 2.6
210622631 | 07/24/23 | Live | Johnson Controls Inc. (York International Norman) | FRASER-JOHNSTON | Singlezone Ducted, Centrally Ducted | 210622631 |  | HRCU-A-CB | HMH72B481 |  | JHVTC60HBCC2N1 |  |  |  | 10 | 18 | 7.8 | FALSE | FALSE | FALSE | 48000 | 29800 | 2.44 | 29800 | 2.44
210621483 | 07/31/23 | Live | Johnson Controls Inc. (York International Norman) | COLEMAN | Singlezone Ducted, Centrally Ducted | 210621483 |  | HRCU-A-CB | HMH72B481 |  | JHETD60HBCS2N1 |  |  |  | 10 | 18.5 | 7.8 | FALSE | FALSE | FALSE | 48000 | 29800 | 2.46 | 29800 | 2.46
210621474 | 07/31/23 | Live | Johnson Controls Inc. (York International Norman) | CHAMPION HEATING AND COOLING | Singlezone Ducted, Centrally Ducted | 210621474 |  | HRCU-A-CB | HMH72B361 |  | XAUB36DXXN1+JMET12BS2N1+TXV |  |  |  | 9 | 18 | 8.1 | FALSE | FALSE | FALSE | 36000 | 25200 | 2.6 | 25200 | 2.6
210621466 | 07/31/23 | Live | Johnson Controls Inc. (York International Norman) | CHAMPION HEATING AND COOLING | Singlezone Ducted, Centrally Ducted | 210621466 |  | HRCU-A-CB | HMH72B361 |  | XAFB36DXXN1+JMET12BS2N1+TXV |  |  |  | 9 | 18 | 8.1 | FALSE | FALSE | FALSE | 36000 | 25200 | 2.6 | 25200 | 2.6
210621464 | 07/31/23 | Live | Johnson Controls Inc. (York International Norman) | LUXAIRE | Singlezone Ducted, Centrally Ducted | 210621464 |  | HRCU-A-CB | HMH72B361 |  | XAFB36DXXN1+JMET12BS2N1+TXV |  |  |  | 9 | 18 | 8.1 | FALSE | FALSE | FALSE | 36000 | 25200 | 2.6 | 25200 | 2.6
210619310 | 07/31/23 | Live | Johnson Controls Inc. (York International Norman) | YORK | Singlezone Ducted, Centrally Ducted | 210619310 |  | HRCU-A-CB | HMH72B481 |  | JHVTD60HBCC2N1 |  |  |  | 10 | 18 | 7.8 | FALSE | FALSE | FALSE | 48000 | 29400 | 2.48 | 29400 | 2.48
210619113 | 07/31/23 | Live | Johnson Controls Inc. (York International Norman) | YORK | Singlezone Ducted, Centrally Ducted | 210619113 |  | HRCU-A-CB | HMH72B481 |  | JHETD60HBCS2N1 |  |  |  | 10 | 18.5 | 7.8 | FALSE | FALSE | FALSE | 48000 | 29800 | 2.46 | 29800 | 2.46
210619110 | 07/31/23 | Live | Johnson Controls Inc. (York International Norman) | YORK | Singlezone Ducted, Centrally Ducted | 210619110 |  | HRCU-A-CB | HMH72B361 |  | XAUB36DXXN1+JMET12BS2N1+TXV |  |  |  | 9 | 18 | 8.1 | FALSE | FALSE | FALSE | 36000 | 25200 | 2.6 | 25200 | 2.6
210440226 | 07/31/23 | Live | Johnson Controls Inc. (York International Norman) | YORK | Singlezone Ducted, Centrally Ducted | 210440226 |  | HRCU-A-CB | HMH72B481 |  | XAFC60HXXN1+JMVT17CC2N1+TXV | 10 | 18 | 9.3 | 10 | 18.5 | 7.8 | FALSE | FALSE | FALSE | 48000 | 30000 | 2.46 | 30000 | 2.46
210440223 | 07/31/23 | Live | Johnson Controls Inc. (York International Norman) | YORK | Singlezone Ducted, Centrally Ducted | 210440223 |  | HRCU-A-CB | HMH72B481 |  | XAUD60HXXN1+JMVT20DC2N1+TXV | 10.5 | 18.5 | 9.5 | 10 | 18.5 | 7.8 | FALSE | FALSE | FALSE | 48000 | 29600 | 2.48 | 29600 | 2.48
210440219 | 07/31/23 | Live | Johnson Controls Inc. (York International Norman) | YORK | Singlezone Ducted, Centrally Ducted | 210440219 |  | HRCU-A-CB | HMH72B481 |  | XAFD60JXXN1+JMVT20DC2N1+TXV | 10.5 | 18.5 | 9.5 | 10 | 18 | 7.8 | FALSE | FALSE | FALSE | 47500 | 29800 | 2.48 | 29800 | 2.48
210440211 | 07/31/23 | Live | Johnson Controls Inc. (York International Norman) | LUXAIRE | Singlezone Ducted, Centrally Ducted | 210440211 |  | HRCU-A-CB | HMH72B481 |  | XAUD60HXXN1+JMET18DS2N1+TXV | 10 | 18 | 9.5 | 10 | 18 | 7.8 | FALSE | FALSE | FALSE | 48000 | 29800 | 2.46 | 29800 | 2.46
210440199 | 07/31/23 | Live | Johnson Controls Inc. (York International Norman) | LUXAIRE | Singlezone Ducted, Centrally Ducted | 210440199 |  | HRCU-A-CB | HMH72B481 |  | XAFD60HBCN1+JMVT20DC2N1 | 10.5 | 18.5 | 9.5 | 10 | 18.5 | 7.8 | FALSE | FALSE | FALSE | 48000 | 29600 | 2.48 | 29600 | 2.48
210440192 | 07/31/23 | Live | Johnson Controls Inc. (York International Norman) | FRASER-JOHNSTON | Singlezone Ducted, Centrally Ducted | 210440192 |  | HRCU-A-CB | HMH72B481 |  | XAUD60HXXN1+JMET18DS2N1+TXV | 10 | 18 | 9.5 | 10 | 18 | 7.8 | FALSE | FALSE | FALSE | 48000 | 29800 | 2.46 | 29800 | 2.46
210440183 | 07/31/23 | Live | Johnson Controls Inc. (York International Norman) | COLEMAN | Singlezone Ducted, Centrally Ducted | 210440183 |  | HRCU-A-CB | HMH72B481 |  | XAFC60HBCN1+JMVT17CC2N1 | 10 | 18 | 9.3 | 10 | 18.5 | 7.8 | FALSE | FALSE | FALSE | 48000 | 30000 | 2.46 | 30000 | 2.46
210440172 | 07/31/23 | Live | Johnson Controls Inc. (York International Norman) | CHAMPION HEATING AND COOLING | Singlezone Ducted, Centrally Ducted | 210440172 |  | HRCU-A-CB | HMH72B481 |  | XAUD60HXXN1+JMET18DS2N1+TXV | 10 | 18 | 9.5 | 10 | 18 | 7.8 | FALSE | FALSE | FALSE | 48000 | 29800 | 2.46 | 29800 | 2.46
210440158 | 07/31/23 | Live | Johnson Controls Inc. (York International Norman) | CHAMPION HEATING AND COOLING | Singlezone Ducted, Centrally Ducted | 210440158 |  | HRCU-A-CB | HMH72B481 |  | XAFD60JXXN1+JMVT20DC2N1+TXV | 10.5 | 18.5 | 9.5 | 10 | 18 | 7.8 | FALSE | FALSE | FALSE | 47500 | 29800 | 2.48 | 29800 | 2.48
210440151 | 07/31/23 | Live | Johnson Controls Inc. (York International Norman) | FRASER-JOHNSTON | Singlezone Ducted, Centrally Ducted | 210440151 |  | HRCU-A-CB | HMH72B481 |  | XAFD60HBCN1+JMET18DS2N1 | 10 | 18 | 9.5 | 10 | 18 | 7.8 | FALSE | FALSE | FALSE | 48000 | 29800 | 2.46 | 29800 | 2.46
210440099 | 07/31/23 | Live | Johnson Controls Inc. (York International Norman) | COLEMAN | Singlezone Ducted, Centrally Ducted | 210440099 |  | HRCU-A-CB | HMH72B481 |  | XAFD60HBCN1+JMVT20DC2N1 | 10.5 | 18.5 | 9.5 | 10 | 18.5 | 7.8 | FALSE | FALSE | FALSE | 48000 | 29600 | 2.48 | 29600 | 2.48
210410118 | 04/07/23 | Live | MRCOOL, LLC | MRCOOL | Singlezone Ducted, Centrally Ducted | 210410118 |  | HRCU-A-CB | MDUO18024036 |  | MDUI18036E | 10 | 18 | 10 | 10 | 16 | 9 | TRUE | TRUE | TRUE | 34000 | 24000 | 2.31 | 24000 | 2.31
209424925 | 03/14/23 | Live | Mitsubishi Electric Trane | AMERICAN STANDARD / MITSUBISHI ELECTRIC | Multizone All Non-Ducted | 209424925 |  | HMSR-A-CB-O | NTXMMX20A122C* | Non-Ducted Indoor Units |  |  |  |  | 12.7 | 20 | 9.91 | TRUE | FALSE | FALSE | 18000 | 13500 | 2.91 | 15500 | 2.6
209424923 | 03/14/23 | Live | Mitsubishi Electric Trane | TRANE / MITSUBISHI ELECTRIC | Multizone All Non-Ducted | 209424923 |  | HMSR-A-CB-O | NTXMMX20A122C* | Non-Ducted Indoor Units |  |  |  |  | 12.7 | 20 | 9.91 | TRUE | FALSE | FALSE | 18000 | 13500 | 2.91 | 15500 | 2.6
209408056 | 07/31/23 | Live | Johnson Controls Inc. (York International Norman) | YORK | Singlezone Ducted, Centrally Ducted | 209408056 |  | HRCU-A-CB | HMH72B601 |  | XAHD60JBCN1+JMVT20DC2N1 | 8.25 | 16.75 | 9.3 | 8.5 | 17 | 7.8 | FALSE | FALSE | FALSE | 57000 | 35600 | 2.42 | 35600 | 2.42
209403041 | 07/31/23 | Live | Johnson Controls Inc. (York International Norman) | COLEMAN | Singlezone Ducted, Centrally Ducted | 209403041 |  | HRCU-A-CB | HMH72B601 |  | XAHD60JBCN1+JMVT20DC2N1 | 8.25 | 16.75 | 9.3 | 8.5 | 17 | 7.8 | FALSE | FALSE | FALSE | 57000 | 35600 | 2.42 | 35600 | 2.42
209403031 | 07/31/23 | Live | Johnson Controls Inc. (York International Norman) | FRASER-JOHNSTON | Singlezone Ducted, Centrally Ducted | 209403031 |  | HRCU-A-CB | HMH72B361 |  | XAHB36DBCN1+JMVT12BC2N1 | 9 | 16.5 | 9.5 | 9 | 16.5 | 7.8 | FALSE | FALSE | FALSE | 35000 | 24400 | 2.52 | 24400 | 2.52
209156827 | 07/31/23 | Live | Johnson Controls Inc. (York International Norman) | FRASER-JOHNSTON | Singlezone Ducted, Centrally Ducted | 209156827 |  | HRCU-A-CB | HMH72B481 |  | JHETC60HBCS2N1 | 10.25 | 18 | 9.3 | 10 | 18.5 | 7.8 | FALSE | FALSE | FALSE | 48000 | 29800 | 2.46 | 29800 | 2.46
208614091 | 07/11/22 | Live | Johnson Controls Inc. (York International Norman) | COLEMAN | Singlezone Ducted, Centrally Ducted | 208614091 |  | HRCU-A-CB | HMH72B601 |  | JHETD60JBCS2N1 | 8.5 | 17 | 9.5 | 8.5 | 17.5 | 8.3 | FALSE | FALSE | FALSE | 58000 | 36600 | 2.48 | 36600 | 2.48
208614090 | 07/11/22 | Live | Johnson Controls Inc. (York International Norman) | COLEMAN | Singlezone Ducted, Centrally Ducted | 208614090 |  | HRCU-A-CB | HMH72B601 |  | XAFD60JBCN1+JMET18DS2N1 | 8.5 | 17 | 9.5 | 8.5 | 17 | 7.8 | FALSE | FALSE | FALSE | 58500 | 36400 | 2.46 | 36400 | 2.46
208614069 | 07/11/22 | Live | Johnson Controls Inc. (York International Norman) | CHAMPION HEATING AND COOLING | Singlezone Ducted, Centrally Ducted | 208614069 |  | HRCU-A-CB | HMH72B361 |  | JHETC36DBCS2N1 | 9.25 | 17.25 | 10 | 9 | 18 | 8.1 | FALSE | FALSE | FALSE | 36000 | 25000 | 2.62 | 25000 | 2.62
208614064 | 07/11/22 | Live | Johnson Controls Inc. (York International Norman) | CHAMPION HEATING AND COOLING | Singlezone Ducted, Centrally Ducted | 208614064 |  | HRCU-A-CB | HMH72B361 |  | JHVTC36DBCC2N1 | 9.5 | 17.75 | 10.5 | 9 | 18 | 8.1 | FALSE | FALSE | FALSE | 36000 | 25000 | 2.66 | 25000 | 2.66
208614058 | 07/11/22 | Live | Johnson Controls Inc. (York International Norman) | FRASER-JOHNSTON | Singlezone Ducted, Centrally Ducted | 208614058 |  | HRCU-A-CB | HMH72B361 |  | JHETC36DBCS2N1 | 9.25 | 17.25 | 10 | 9 | 18 | 8.1 | FALSE | FALSE | FALSE | 36000 | 25000 | 2.62 | 25000 | 2.62
208614051 | 07/11/22 | Live | Johnson Controls Inc. (York International Norman) | LUXAIRE | Singlezone Ducted, Centrally Ducted | 208614051 |  | HRCU-A-CB | HMH72B361 |  | JHETB36DBCS2N1 | 9.25 | 17 | 9.5 | 9 | 18 | 8.1 | FALSE | FALSE | FALSE | 36000 | 25400 | 2.6 | 25400 | 2.6
208614048 | 07/11/22 | Live | Johnson Controls Inc. (York International Norman) | LUXAIRE | Singlezone Ducted, Centrally Ducted | 208614048 |  | HRCU-A-CB | HMH72B361 |  | JHVTC36DBCC2N1 | 9.5 | 17.75 | 10.5 | 9 | 18 | 8.1 | FALSE | FALSE | FALSE | 36000 | 25000 | 2.66 | 25000 | 2.66
208553291 | 09/02/23 | Live | Rheem | RUUD | Singlezone Ducted, Centrally Ducted | 208553291 |  | HRCU-A-CB | UP18AZ36AJVC |  | RHMVZ6021SEACA |  |  |  | 12.5 | 20 | 8.5 | TRUE | TRUE | TRUE | 34200 | 38000 | 2.5 | 38000 | 2.5
208552857 | 09/02/23 | Live | Rheem | RHEEM | Singlezone Ducted, Centrally Ducted | 208552857 |  | HRCU-A-CB | RP18AZ36AJVC |  | RHMVZ6021SEACA |  |  |  | 12.5 | 20 | 8.5 | TRUE | TRUE | TRUE | 34200 | 38000 | 2.5 | 38000 | 2.5
208501110 | 07/11/22 | Live | Johnson Controls Inc. (York International Norman) | COLEMAN | Singlezone Ducted, Centrally Ducted | 208501110 |  | HRCU-A-CB | HMH72B601 |  | XAHD60JXXN1+JMVT20DC2N1+TXV | 8.25 | 16.75 | 9.3 | 8.5 | 17 | 7.8 | FALSE | FALSE | FALSE | 57000 | 35600 | 2.42 | 35600 | 2.42
208500736 | 07/11/22 | Live | Johnson Controls Inc. (York International Norman) | YORK | Singlezone Ducted, Centrally Ducted | 208500736 |  | HRCU-A-CB | HMH72B601 |  | XAHD60JXXN1+JMVT20DC2N1+TXV | 8.25 | 16.75 | 9.3 | 8.5 | 17 | 7.8 | FALSE | FALSE | FALSE | 57000 | 35600 | 2.42 | 35600 | 2.42
208500540 | 07/11/22 | Live | Johnson Controls Inc. (York International Norman) | COLEMAN | Singlezone Ducted, Centrally Ducted | 208500540 |  | HRCU-A-CB | HMH72B601 |  | XAFD60JXXN1+JMET18DS2N1+TXV | 8.5 | 17 | 9.5 | 8.5 | 17 | 7.8 | FALSE | FALSE | FALSE | 58500 | 36400 | 2.46 | 36400 | 2.46
208500193 | 07/11/22 | Live | Johnson Controls Inc. (York International Norman) | YORK | Singlezone Ducted, Centrally Ducted | 208500193 |  | HRCU-A-CB | HMH72B361 |  | XAUB36DXXN1+JMVT12BC2N1+TXV | 9.25 | 17 | 10 | 9 | 18 | 8.1 | FALSE | FALSE | FALSE | 36000 | 25400 | 2.6 | 25400 | 2.6
208404154 | 03/14/23 | Live | Fujitsu General America, Inc. | WESTINGHOUSE | Multizone All Ducted | 208404154 |  | HRCU-A-CB | WHP18M2A21S | Ducted Indoor Units |  | 11.5 | 19 | 9.6 | 11.5 | 19 | 9.4 | FALSE | FALSE | TRUE | 18000 | 12700 | 2.5 | 19831 | 1.98
208106846 | 04/20/23 | Live | Lennox Industries | DUCANE | Multizone All Ducted | 208106846 |  | HMSV-A-CB | 4DHP2S24M-1P | Ducted Indoor Units |  | 12.5 | 21.1 | 10.5 | 12.5 | 21.3 | 9.7 | TRUE | TRUE | TRUE | 24000 | 21600 | 3.37 | 24105 | 2.26
208106833 | 04/20/23 | Live | Lennox Industries | CONCORD | Multizone All Non-Ducted | 208106833 |  | HMSV-A-CB | 4DHP2S30M-1P | Non-Ducted Indoor Units |  | 12.5 | 23.8 | 10.5 | 12.7 | 24.6 | 9.3 | TRUE | FALSE | FALSE | 28000 | 21000 | 3.42 | 22987 | 2
208106831 | 04/20/23 | Live | Lennox Industries | CONCORD | Multizone All Ducted | 208106831 |  | HMSV-A-CB | 4DHP2S24M-1P | Ducted Indoor Units |  | 12.5 | 21.1 | 10.5 | 12.5 | 21.3 | 9.7 | TRUE | TRUE | TRUE | 24000 | 21600 | 3.37 | 24105 | 2.26
208106824 | 04/20/23 | Live | Lennox Industries | Armstrong Air | Multizone All Non-Ducted | 208106824 |  | HRCU-A-CB | 4DHP2S48M-1P | Non-Ducted Indoor Units |  | 11.6 | 20.5 | 11 | 11.7 | 21.8 | 9.8 | TRUE | TRUE | TRUE | 48000 | 36000 | 3.29 | 33000 | 1.97
208106816 | 04/20/23 | Live | Lennox Industries | ARMSTRONG AIR | Multizone All Ducted | 208106816 |  | HMSV-A-CB | 4DHP2S24M-1P | Ducted Indoor Units | Ducted Indoor Units | 12.5 | 21.1 | 10.5 | 12.5 | 21.3 | 9.7 | TRUE | TRUE | TRUE | 24000 | 21600 | 3.37 | 24105 | 2.26
208106803 | 04/20/23 | Live | Lennox Industries | AIREASE | Multizone All Non-Ducted | 208106803 |  | HMSV-A-CB | 4DHP2S30M-1P | Non-Ducted Indoor Units |  | 12.5 | 23.8 | 10.5 | 12.7 | 24.6 | 9.3 | TRUE | FALSE | FALSE | 28000 | 21000 | 3.42 | 22987 | 2
208106801 | 04/20/23 | Live | Lennox Industries | AIREASE | Multizone All Ducted | 208106801 |  | HMSV-A-CB | 4DHP2S24M-1P | Ducted Indoor Units |  | 12.5 | 21.1 | 10.5 | 12.5 | 21.3 | 9.7 | TRUE | TRUE | TRUE | 24000 | 21600 | 3.37 | 24105 | 2.26
207768727 | 04/20/23 | Live | Lennox Industries | LENNOX | Multizone All Non-Ducted | 207768727 |  | HMSV-A-CB | MLB018S4M-1P | Non-Ducted Indoor Units |  | 12.5 | 22 | 10.2 | 12.5 | 21.7 | 9.8 | TRUE | TRUE | TRUE | 19000 | 15000 | 3.26 | 20000 | 2.19
207702760 | 02/02/22 | Live | Mitsubishi Electric Trane | TRANE / MITSUBISHI ELECTRIC | Singlezone Ducted, Compact Ducted | 207702760 | 202392215 | HRCU-A-CB | NTXSKS12A112** | Mini-Splits | TPEADA0121AA*** | 12.9 | 20.5 | 13 | 11.8 | 20 | 10.9 | TRUE | FALSE | TRUE | 12000 | 9700 | 2.66 | 9900 | 2.71
207702740 | 04/24/20 | Live | Mitsubishi Electric Trane | TRANE / MITSUBISHI ELECTRIC | Singlezone Ducted, Compact Ducted | 207702740 | 204793349 | HRCU-A-CB | NTXSKH15A112** | Mini-Splits | TPEADA0151AA*** | 12.6 | 18.3 | 9.9 | 11.5 | 17.6 | 8.9 | FALSE | FALSE | FALSE | 15000 | 11700 | 2.29 | 18000 | 2.28
207699105 | 04/20/23 | Live | Lennox Industries | LENNOX | Multizone All Ducted | 207699105 |  | HMSV-A-CB | MLB036S4M-1P | Ducted Indoor Units |  | 11.3 | 19 | 11 | 11.7 | 18.8 | 10 | TRUE | FALSE | FALSE | 36000 | 35000 | 3.96 | 33500 | 1.98
207699101 | 04/20/23 | Live | Lennox Industries | LENNOX | Multizone All Non-Ducted | 207699101 |  | HRCU-A-CB | MPC048S4M-1P | Non-Ducted Indoor Units |  | 12.5 | 22.4 | 11 | 12.3 | 23.4 | 8.7 | TRUE | FALSE | FALSE | 48000 | 34000 | 3.1 | 33000 | 1.97
207688887 | 05/17/22 | Live | TCL AIR CONDITIONER (ZHONGSHAN) CO.,LTD. | TCL | Singlezone Non-Ducted, Wall Placement | 207688887 |  | HRCU-A-CB-O | TSC-09HA1/I3TI22 | Mini-Splits | TSC-09HA1/I3TI22-I | 12.5 | 22 | 10 | 12.5 | 23 | 9 | FALSE | FALSE | FALSE | 9000 | 5900 | 2.79 | 8380 | 2.59
213685845 | 12/10/23 | Live | Gree | KINGHOME | Multizone All Ducted | 213685845 |  | HSP-A | KRH03TCU | [5 empty] | 11 | 17.8 | 8.8 | TRUE | TRUE | TRUE | 34400 | 23400 | 2.46 | 23400 | 2.46
207525865 | 03/02/22 | Live | Mitsubishi Electric Trane | TRANE / MITSUBISHI ELECTRIC | Multizone Mix of Ducted and Non-Ducted | 207525865 |  | HMSV-A-CB | NTXMSM60A182A* | Mixed Ducted and Non-Ducted Indoor Units |  | 12.2 | 18.9 | 11.35 | 11.95 | 18.5 | 9.75 | FALSE | FALSE | TRUE | 60000 | 41000 | 2.74 | 65000 | 2.05
207525862 | 03/02/22 | Live | Mitsubishi Electric Trane | TRANE / MITSUBISHI ELECTRIC | Multizone Mix of Ducted and Non-Ducted | 207525862 |  | HMSV-A-CB | NTXMSH42A152A* | Mixed Ducted and Non-Ducted Indoor Units |  | 12.2 | 20 | 11.5 | 12 | 19.75 | 10.55 | FALSE | FALSE | TRUE | 42000 | 32000 | 2.64 | 48000 | 2.04
207518837 | 03/02/22 | Live | Mitsubishi Electric Trane | TRANE / MITSUBISHI ELECTRIC | Multizone All Ducted | 207518837 |  | HMSV-A-CB | NTXMSH36A142A* | Ducted Indoor Units |  | 12.6 | 18.3 | 11.7 | 12 | 18.5 | 11 | TRUE | FALSE | TRUE | 36000 | 26600 | 2.7 | 42000 | 1.94
207517168 | 03/02/22 | Live | Mitsubishi Electric Trane | TRANE / MITSUBISHI ELECTRIC | Multizone All Ducted | 207517168 |  | HMSV-A-CB | NTXMSH48A182A* | Ducted Indoor Units |  | 11.3 | 16.5 | 11 | 10.5 | 16 | 9.5 | FALSE | FALSE | TRUE | 48000 | 41000 | 2.34 | 54000 | 1.84
207517166 | 03/02/22 | Live | Mitsubishi Electric Trane | TRANE / MITSUBISHI ELECTRIC | Multizone All Ducted | 207517166 |  | HMSV-A-CB | NTXMSM48A182A* | Ducted Indoor Units |  | 11.3 | 16.5 | 11 | 10.5 | 16 | 8.9 | FALSE | FALSE | TRUE | 48000 | 35000 | 2.4 | 37800 | 1.74
207517161 | 03/02/22 | Live | Mitsubishi Electric Trane | MITSUBISHI ELECTRIC | Multizone All Ducted | 207517161 |  | HMSV-A-CB | MXZ-SM60NAM | Ducted Indoor Units |  | 11.1 | 17.8 | 10.7 | 10.6 | 17 | 9 | FALSE | FALSE | TRUE | 60000 | 40500 | 2.6 | 65000 | 1.94
207517157 | 03/02/22 | Live | Mitsubishi Electric Trane | MITSUBISHI ELECTRIC | Multizone All Ducted | 207517157 |  | HMSV-A-CB | MXZ-SM48NAM | Ducted Indoor Units |  | 11.3 | 16.5 | 11 | 10.5 | 16 | 8.9 | FALSE | FALSE | TRUE | 48000 | 35000 | 2.4 | 37800 | 1.74
207517156 | 03/02/22 | Live | Mitsubishi Electric Trane | MITSUBISHI ELECTRIC | Multizone All Non-Ducted | 207517156 |  | HMSR-A-CB-O | MXZ-SM48NAM | Non-Ducted Indoor Units |  | 13.1 | 23 | 12 | 13.1 | 23 | 10.4 | TRUE | FALSE | TRUE | 48000 | 31400 | 2.7 | 37800 | 2.13
207517154 | 03/02/22 | Live | Mitsubishi Electric Trane | MITSUBISHI ELECTRIC | Multizone All Non-Ducted | 207517154 |  | HMSR-A-CB-O | MXZ-SM42NAMHZ | Non-Ducted Indoor Units |  | 13.4 | 22 | 12 | 13.4 | 21.5 | 11.1 | TRUE | FALSE | TRUE | 42000 | 32000 | 2.8 | 48000 | 2.3
207517153 | 03/02/22 | Live | Mitsubishi Electric Trane | MITSUBISHI ELECTRIC | Multizone All Ducted | 207517153 |  | HMSV-A-CB | MXZ-SM36NAMHZ | Ducted Indoor Units |  | 12.6 | 18.3 | 11.7 | 12 | 18.5 | 11 | TRUE | FALSE | TRUE | 36000 | 26600 | 2.7 | 42000 | 1.94
207517150 | 03/02/22 | Live | Mitsubishi Electric Trane | MITSUBISHI ELECTRIC | Multizone All Non-Ducted | 207517150 |  | HMSR-A-CB-O | MXZ-SM36NAM | Non-Ducted Indoor Units |  | 15 | 23 | 12.5 | 15 | 23 | 11 | TRUE | FALSE | TRUE | 36000 | 26400 | 2.8 | 29400 | 2.2
207506892 | 03/14/23 | Live | Fujitsu General America, Inc. | WESTINGHOUSE | Singlezone Ducted, Centrally Ducted | 207506892 |  | HRCU-A-CB | WHM60SZA21S | Mini-Splits | WHM60DMA21S | 8.5 | 17.5 | 10 | 8.25 | 17 | 8.5 | FALSE | FALSE | FALSE | 56000 | 40000 | 2.34 | 42000 | 2.1
207436328 | 10/28/22 | Live | Lennox Industries | LENNOX | Singlezone Ducted, Centrally Ducted | 207436328 |  | HRCU-A-CB | SL25XPV-036-230A** | Ducted Indoor Units | CBA38MV-036-230*+TDR | 14 | 22 | 11 | 13.4 | 22 | 9.1 | TRUE | TRUE | TRUE | 33400 | 34000 | 2.06 | 34000 | 2.06
207436167 | 10/28/22 | Live | Lennox Industries | LENNOX | Singlezone Ducted, Centrally Ducted | 207436167 |  | HRCU-A-CB | SL25XPV-024-230A** | Ducted Indoor Units | CBA38MV-036-230*+TDR | 15.5 | 23 | 10.6 | 14.4 | 22.4 | 9.1 | TRUE | TRUE | TRUE | 22200 | 25400 | 2.18 | 25400 | 2.18
207436166 | 10/28/22 | Live | Lennox Industries | LENNOX | Singlezone Ducted, Centrally Ducted | 207436166 |  | HRCU-A-CB | SL25XPV-024-230A** | Ducted Indoor Units | CBA38MV-030-230*+TDR | 15.5 | 24 | 10.8 | 14.4 | 22.8 | 9.2 | TRUE | TRUE | TRUE | 22200 | 25200 | 2.18 | 25200 | 2.18
207436144 | 10/28/22 | Live | Lennox Industries | LENNOX | Singlezone Ducted, Centrally Ducted | 207436144 |  | HRCU-A-CB | SL25XPV-048-230A** | Ducted Indoor Units | CBA38MV-060-230*+TDR | 12.5 | 20 | 11.6 | 12 | 20 | 9.3 | TRUE | TRUE | TRUE | 44500 | 43000 | 2.16 | 43000 | 2.16
207350096 | 11/30/21 | Live | Samsung Electronics | SAMSUNG | Multizone Mix of Ducted and Non-Ducted | 207350096 |  | HMSV-A-CB | AJ030BXS4CH | Mixed Ducted and Non-Ducted Indoor Units |  | 11.5 | 18 | 10.4 | 11.5 | 18.75 | 8.65 | FALSE | FALSE | TRUE | 28400 | 17100 | 2.8 | 28600 | 1.97
213369558 | 12/20/23 | Live | Hisense | Hisense | Multizone Mix of Ducted and Non-Ducted | 213369558 |  | HMSV-A-CB | AVW-28H3FH2 | Mixed Ducted and Non-Ducted Indoor Units | AVD-07HJFH+AVBC-07HJFKA |  |  |  | 11.3 | 17.3 | 8.2 | FALSE | FALSE | TRUE | 27200 | 17800 | 2.6 | 23100 | 2.59
206709490 | 05/10/22 | Live | Mitsubishi Electric Trane | MITSUBISHI ELECTRIC | Singlezone Non-Ducted, Floor Placement | 206709490 | 204629264 | HRCU-A-CB-O | NTXSPF15A112A* | Mini-Splits | MFZ-KJ15NA*** | 13.5 | 21.8 | 11.6 | 13.5 | 22.2 | 10.7 | TRUE | FALSE | TRUE | 15000 | 12000 | 2.96 | 20000 | 1.93
206445820 | 02/10/21 | Live | GE Appliances, a Haier Company | HAIER | Singlezone Non-Ducted, Wall Placement | 206445820 |  | HRCU-A-CB-O | 1U18EH2VHE* | Mini-Splits | AW18EH2VHD* | 13 | 23 | 12 | 13 | 23 | 11 | TRUE | FALSE | TRUE | 18000 | 15300 | 2.7 | 21000 | 2.65
205470409 | 03/14/23 | Live | Fujitsu General America, Inc. | WESTINGHOUSE | Multizone All Non-Ducted | 205470409 |  | HRCU-A-CB-O | WHP24M3A21S | Non-Ducted Indoor Units |  | 12.5 | 22 | 11 | 12.5 | 22 | 9.05 | TRUE | TRUE | FALSE | 24000 | 15000 | 2.53 | 26000 | 1.9
204629575 | 01/20/21 | Live | Mitsubishi Electric Trane | MITSUBISHI ELECTRIC | Singlezone Non-Ducted, Floor Placement | 204629575 |  | HRCU-A-CB-O | MUFZ-KJ18NAHZ*** | Mini-Splits | NAXFKS18A112A* | 12.6 | 21 | 11.3 | 12.6 | 22 | 10.3 | TRUE | FALSE | TRUE | 17000 | 12800 | 2.62 | 23000 | 2.1
204629574 | 01/20/21 | Live | Mitsubishi Electric Trane | MITSUBISHI ELECTRIC | Singlezone Non-Ducted, Floor Placement | 204629574 |  | HRCU-A-CB-O | MUFZ-KJ15NAHZ*** | Mini-Splits | NAXFKS15A112A* | 13.5 | 21.8 | 11.6 | 13.5 | 22.2 | 10.7 | TRUE | FALSE | TRUE | 15000 | 12000 | 2.96 | 20000 | 1.93
204629177 | 01/20/21 | Live | Mitsubishi Electric Trane | MITSUBISHI ELECTRIC | Singlezone Non-Ducted, Floor Placement | 204629177 |  | HRCU-A-CB-O | MUFZ-KJ09NAHZ*** | Mini-Splits | NTXFKS09A112A* | 15.8 | 28.2 | 13 | 15.8 | 28.7 | 11.3 | TRUE | FALSE | TRUE | 9000 | 7500 | 2.75 | 13400 | 2.11
204344215 | 05/01/23 | Live | Hisense | Hisense | Multizone All Non-Ducted | 204344215 |  | HMSR-A-CB-O | AVW-36H3FH | Non-Ducted Indoor Units | AVC-09HJFA1 | 14.2 | 20 | 11 | 14.2 | 19.5 | 10.4 | FALSE | FALSE | TRUE | 36000 | 26000 | 3.2 | 34000 | 3.28
201796633 | 04/20/23 | Live | Lennox Industries | LENNOX | Singlezone Non-Ducted, Wall Placement | 201796633 |  | HRCU-A-CB-O | MLA012S4S-1P | Mini-Splits | MWMA012S4-3P | 12.5 | 22 | 10 | 12.5 | 19.9 | 9.1 | TRUE | FALSE | FALSE | 12000 | 7800 | 2.63 | 13159 | 1.84
10528572 | 04/20/23 | Live | Lennox Industries | LENNOX | Singlezone Ducted, Compact Ducted | 10528572 |  | HRCU-A-CB | MLA024S4S-1P | Mini-Splits | MMDB024S4-2P | 12.5 | 20.5 | 12.5 | 11.7 | 19.2 | 10.5 | TRUE | TRUE | TRUE | 24000 | 23000 | 3.42 | 25245 | 1.81
211132694 | 03/07/24 | Live | CARRIER | KENMORE | Singlezone Ducted, Compact Ducted | 211132694 |  | HRCU-A-CB | DLCSRBH18AAK | Mini-Splits | DLFSDAH18XHK | 11.7 | 17.5 | 10.6 | 12.1 | 18 | 10.8 | TRUE | TRUE | TRUE | 17500 | 15700 | 2.6 | 20000 | 2.34
211132682 | 03/07/24 | Live | CARRIER | COMFORTMAKER | Singlezone Ducted, Compact Ducted | 211132682 |  | HRCU-A-CB | DLCSRBH18AAK | Mini-Splits | DLFSDAH18XHK | 11.7 | 17.5 | 10.6 | 12.1 | 18 | 10.8 | TRUE | TRUE | TRUE | 17500 | 15700 | 2.6 | 20000 | 2.34
214389555 | 03/25/24 | Live | Midea Electric Trading | ICONIC AIR SOLUTION | Singlezone Ducted, Compact Ducted | 214389555 |  | HRCU-A-CB | ICOZ18AK | Mini-Splits | IFOV18IK | 11.7 | 17.5 | 10.6 | 12.1 | 18 | 10.8 | FALSE | FALSE | TRUE | 17500 | 15700 | 2.6 | 20000 | 2.34
211132700 | 03/07/24 | Live | CARRIER | TEMPSTAR | Singlezone Ducted, Compact Ducted | 211132700 |  | HRCU-A-CB | DLCSRBH18AAK | Mini-Splits | DLFSDAH18XHK | 11.7 | 17.5 | 10.6 | 12.1 | 18 | 10.8 | TRUE | TRUE | TRUE | 17500 | 15700 | 2.6 | 20000 | 2.34
211132697 | 03/07/24 | Live | CARRIER | MIDEA | Singlezone Ducted, Compact Ducted | 211132697 |  | HRCU-A-CB | DLCSRBH18AAK | Mini-Splits | DLFSDAH18XHK | 11.7 | 17.5 | 10.6 | 12.1 | 18 | 10.8 | TRUE | TRUE | TRUE | 17500 | 15700 | 2.6 | 20000 | 2.34
211756586 | 03/07/24 | Live | CARRIER | LPS LEGACY | Singlezone Ducted, Compact Ducted | 211756586 |  | HRCU-A-CB | DLCSRBH18AAK | Mini-Splits | DLFSDAH18XHK | 11.7 | 17.5 | 10.6 | 12.1 | 18 | 10.8 | TRUE | TRUE | TRUE | 17500 | 15700 | 2.6 | 20000 | 2.34
211132706 | 03/07/24 | Live | CARRIER | AIRQUEST | Singlezone Ducted, Compact Ducted | 211132706 |  | HRCU-A-CB | DLCSRBH18AAK | Mini-Splits | DLFSDAH18XHK | 11.7 | 17.5 | 10.6 | 12.1 | 18 | 10.8 | TRUE | TRUE | TRUE | 17500 | 15700 | 2.6 | 20000 | 2.34
211132691 | 03/07/24 | Live | CARRIER | KEEPRITE | Singlezone Ducted, Compact Ducted | 211132691 |  | HRCU-A-CB | DLCSRBH18AAK | Mini-Splits | DLFSDAH18XHK | 11.7 | 17.5 | 10.6 | 12.1 | 18 | 10.8 | TRUE | TRUE | TRUE | 17500 | 15700 | 2.6 | 20000 | 2.34
211132685 | 03/07/24 | Live | CARRIER | DAY & NIGHT | Singlezone Ducted, Compact Ducted | 211132685 |  | HRCU-A-CB | DLCSRBH18AAK | Mini-Splits | DLFSDAH18XHK | 11.7 | 17.5 | 10.6 | 12.1 | 18 | 10.8 | TRUE | TRUE | TRUE | 17500 | 15700 | 2.6 | 20000 | 2.34
211132703 | 03/07/24 | Live | CARRIER | SMART COMFORT | Singlezone Ducted, Compact Ducted | 211132703 |  | HRCU-A-CB | DLCSRBH18AAK | Mini-Splits | DLFSDAH18XHK | 11.7 | 17.5 | 10.6 | 12.1 | 18 | 10.8 | TRUE | TRUE | TRUE | 17500 | 15700 | 2.6 | 20000 | 2.34
211132688 | 03/07/24 | Live | CARRIER | HEIL | Singlezone Ducted, Compact Ducted | 211132688 |  | HRCU-A-CB | DLCSRBH18AAK | Mini-Splits | DLFSDAH18XHK | 11.7 | 17.5 | 10.6 | 12.1 | 18 | 10.8 | TRUE | TRUE | TRUE | 17500 | 15700 | 2.6 | 20000 | 2.34
211132679 | 03/07/24 | Live | CARRIER | ARCOAIRE | Singlezone Ducted, Compact Ducted | 211132679 |  | HRCU-A-CB | DLCSRBH18AAK | Mini-Splits | DLFSDAH18XHK | 11.7 | 17.5 | 10.6 | 12.1 | 18 | 10.8 | TRUE | TRUE | TRUE | 17500 | 15700 | 2.6 | 20000 | 2.34
211016663 | 07/26/23 | Live | Mitsubishi Electric Trane | Mitsubishi Electric | Multizone Mix of Ducted and Non-Ducted | 211016663 |  | HMSV-A-CB | PUMY-P60NKMU4 | Mixed Ducted and Non-Ducted Indoor Units |  |  |  |  | 11.95 | 18.5 | 9.75 | FALSE | FALSE | FALSE | 60000 | 41000 | 2.69 | 65000 | 2.14
212924870 | 07/27/23 | Live | ASPEN | GE | Singlezone Ducted, Centrally Ducted | 212924870 |  | HRCU-A-C | AUH2436ZGDA* | Ducted Indoor Units | C(A,C,D,E)24B34+TDR |  |  |  | 10 | 15.2 | 8.1 | FALSE | FALSE | TRUE | 22000 | 14000 | 2.31 | 18000 | 1.95
211132720 | 03/07/24 | Live | CARRIER | DAY & NIGHT | Singlezone Ducted, Compact Ducted | 211132720 |  | HRCU-A-CB | DLCSRBH24AAK | Mini-Splits | DLFSDAH24XHK | 11.4 | 17.6 | 11.2 | 12 | 19.2 | 11.1 | TRUE | TRUE | TRUE | 24000 | 21000 | 2.75 | 24000 | 2.3
211132712 | 03/07/24 | Live | CARRIER | ARCOAIRE | Singlezone Ducted, Compact Ducted | 211132712 |  | HRCU-A-CB | DLCSRBH24AAK | Mini-Splits | DLFSDAH24XHK | 11.4 | 17.6 | 11.2 | 12 | 19.2 | 11.1 | TRUE | TRUE | TRUE | 24000 | 21000 | 2.75 | 24000 | 2.3
211132744 | 03/07/24 | Live | CARRIER | SMART COMFORT | Singlezone Ducted, Compact Ducted | 211132744 |  | HRCU-A-CB | DLCSRBH24AAK | Mini-Splits | DLFSDAH24XHK | 11.4 | 17.6 | 11.2 | 12 | 19.2 | 11.1 | TRUE | TRUE | TRUE | 24000 | 21000 | 2.75 | 24000 | 2.3
211132728 | 03/07/24 | Live | CARRIER | KEEPRITE | Singlezone Ducted, Compact Ducted | 211132728 |  | HRCU-A-CB | DLCSRBH24AAK | Mini-Splits | DLFSDAH24XHK | 11.4 | 17.6 | 11.2 | 12 | 19.2 | 11.1 | TRUE | TRUE | TRUE | 24000 | 21000 | 2.75 | 24000 | 2.3
211132716 | 03/07/24 | Live | CARRIER | COMFORTMAKER | Singlezone Ducted, Compact Ducted | 211132716 |  | HRCU-A-CB | DLCSRBH24AAK | Mini-Splits | DLFSDAH24XHK | 11.4 | 17.6 | 11.2 | 12 | 19.2 | 11.1 | TRUE | TRUE | TRUE | 24000 | 21000 | 2.75 | 24000 | 2.3
210299844 | 07/30/23 | Live | Midea Electric Trading | MDV | Singlezone Ducted, Compact Ducted | 210299844 |  | HRCU-A-CB | MOD30-24HFN1-MU0W | Mini-Splits | MTI-24HWFN1-MSP5 | 11.4 | 17.6 | 11.2 | 12 | 19.2 | 11.1 | TRUE | TRUE | TRUE | 24000 | 21000 | 2.75 | 24000 | 2.3
206906233 | 04/18/23 | Live | Lennox Industries | CONCORD | Singlezone Ducted, Centrally Ducted | 206906233 |  | HRCU-A-CB | 4HP18V36P | Ducted Indoor Units | BCE7E24M | 13 | 20 | 10 | 12.3 | 18 | 8.5 | TRUE | FALSE | TRUE | 23200 | 15800 | 2.91 | 15800 | 2.91
206905848 | 04/18/23 | Live | Lennox Industries | ALLIED | Singlezone Ducted, Centrally Ducted | 206905848 |  | HRCU-A-CB | 4HP18V36P | Ducted Indoor Units | BCE7E24M | 13 | 20 | 10 | 12.3 | 18 | 8.5 | TRUE | FALSE | TRUE | 23200 | 15800 | 2.91 | 15800 | 2.91
206905463 | 04/18/23 | Live | Lennox Industries | AC PRO | Singlezone Ducted, Centrally Ducted | 206905463 |  | HRCU-A-CB | 4HP18V36P | Ducted Indoor Units | BCE7E24M | 13 | 20 | 10 | 12.3 | 18 | 8.5 | TRUE | FALSE | TRUE | 23200 | 15800 | 2.91 | 15800 | 2.91
214389556 | 03/25/24 | Live | Midea Electric Trading | ICONIC AIR SOLUTION | Singlezone Ducted, Compact Ducted | 214389556 |  | HRCU-A-CB | ICOZ24AK | Mini-Splits | IFOV24IK | 11.4 | 17.6 | 11.2 | 12 | 19.2 | 11.1 | FALSE | FALSE | TRUE | 24000 | 21000 | 2.75 | 24000 | 2.3
211132740 | 03/07/24 | Live | CARRIER | TEMPSTAR | Singlezone Ducted, Compact Ducted | 211132740 |  | HRCU-A-CB | DLCSRBH24AAK | Mini-Splits | DLFSDAH24XHK | 11.4 | 17.6 | 11.2 | 12 | 19.2 | 11.1 | TRUE | TRUE | TRUE | 24000 | 21000 | 2.75 | 24000 | 2.3
211132724 | 03/07/24 | Live | CARRIER | HEIL | Singlezone Ducted, Compact Ducted | 211132724 |  | HRCU-A-CB | DLCSRBH24AAK | Mini-Splits | DLFSDAH24XHK | 11.4 | 17.6 | 11.2 | 12 | 19.2 | 11.1 | TRUE | TRUE | TRUE | 24000 | 21000 | 2.75 | 24000 | 2.3
210299845 | 07/30/23 | Live | Midea Electric Trading | MDV | Singlezone Ducted, Compact Ducted | 210299845 |  | HRCU-A-CB | MOX430-17HFN1-MT0W | Mini-Splits | MTI-18HWFN1-MSP0 | 11.7 | 17.5 | 10.6 | 12.1 | 18 | 10.8 | TRUE | TRUE | TRUE | 17500 | 15700 | 2.6 | 20000 | 2.34
206903146 | 04/18/23 | Live | Lennox Industries | DUCANE | Singlezone Ducted, Centrally Ducted | 206903146 |  | HRCU-A-CB | 4HP18V36P | Ducted Indoor Units | BCE7E24M | 13 | 20 | 10 | 12.3 | 18 | 8.5 | TRUE | FALSE | TRUE | 23200 | 15800 | 2.91 | 15800 | 2.91
207590957 | 05/02/23 | Live | Lennox Industries | GE APPLIANCES | Singlezone Ducted, Centrally Ducted | 207590957 |  | HRCU-A-CB | AUH2436ZGDA* | Ducted Indoor Units | TUY36ZPDA | 10.5 | 16 | 10 | 9.8 | 15.6 | 8.8 | FALSE | FALSE | FALSE | 33200 | 24200 | 2.1 | 24200 | 2.1
211756590 | 03/07/24 | Live | CARRIER | LPS LEGACY | Singlezone Ducted, Compact Ducted | 211756590 |  | HRCU-A-CB | DLCSRBH24AAK | Mini-Splits | DLFSDAH24XHK | 11.4 | 17.6 | 11.2 | 12 | 19.2 | 11.1 | TRUE | TRUE | TRUE | 24000 | 21000 | 2.75 | 24000 | 2.3
211132748 | 03/07/24 | Live | CARRIER | AIRQUEST | Singlezone Ducted, Compact Ducted | 211132748 |  | HRCU-A-CB | DLCSRBH24AAK | Mini-Splits | DLFSDAH24XHK | 11.4 | 17.6 | 11.2 | 12 | 19.2 | 11.1 | TRUE | TRUE | TRUE | 24000 | 21000 | 2.75 | 24000 | 2.3
211132736 | 03/07/24 | Live | CARRIER | MIDEA | Singlezone Ducted, Compact Ducted | 211132736 |  | HRCU-A-CB | DLCSRBH24AAK | Mini-Splits | DLFSDAH24XHK | 11.4 | 17.6 | 11.2 | 12 | 19.2 | 11.1 | TRUE | TRUE | TRUE | 24000 | 21000 | 2.75 | 24000 | 2.3
211132732 | 03/07/24 | Live | CARRIER | KENMORE | Singlezone Ducted, Compact Ducted | 211132732 |  | HRCU-A-CB | DLCSRBH24AAK | Mini-Splits | DLFSDAH24XHK | 11.4 | 17.6 | 11.2 | 12 | 19.2 | 11.1 | TRUE | TRUE | TRUE | 24000 | 21000 | 2.75 | 24000 | 2.3
208447892 | 05/11/23 | Live | Carrier | BRYANT | Singlezone Ducted, Centrally Ducted | 208447892 |  | HRCU-A-CB | 38MURAQ36AB3 |  | 40MUAAQ36XA3 | 10.5 | 18 | 10.5 | 10 | 16 | 9.5 | TRUE | TRUE | TRUE | 36000 | 30400 | 2.4 | 47300 | 2.4
209457667 | 05/26/23 | Live | GENERALLUX | GENERALLUX | Multizone All Non-Ducted | 209457667 |  | HMSR-A-CB-O | TUM-GL-18HA2/02-ES | Mini-Splits | TSC-GL-09HA2/I3TI23 | 12.5 | 22 | 10 | 12 | 22 | 9 | FALSE | FALSE | FALSE | 17000 | 12200 | 2.73 | 15000 | 2.2
208447895 | 05/11/23 | Live | Carrier | BRYANT | Singlezone Ducted, Centrally Ducted | 208447895 |  | HRCU-A-CB | 38MURAQ60AA3 |  | 40MUAAQ60XA3 | 10.3 | 18 | 9.2 | 8.8 | 14.9 | 8.5 | FALSE | FALSE | FALSE | 57000 | 37000 | 2.35 | 39000 | 2.35
208447886 | 05/11/23 | Live | Carrier | Carrier | Singlezone Ducted, Centrally Ducted | 208447886 |  | HRCU-A-CB | 38MURAQ60AA3 | Ducted Indoor Units | 40MUAAQ60XA3 | 10.3 | 18 | 9.2 | 8.8 | 14.9 | 8.5 | FALSE | FALSE | FALSE | 57000 | 37000 | 2.35 | 39000 | 2.35
208101906 | 04/11/23 | Live | GD MIDEA AIR-CONDITIONING EQUIPMENT CO., LTD. | MDV | Singlezone Ducted, Centrally Ducted | 208101906 |  | HRCU-A-C | MOX430U-24HFN1-MR0 |  | MAC-24HWDN1-MN0 | 10.3 | 15 | 10 | 10 | 15.7 | 9.8 | FALSE | FALSE | TRUE | 24000 | 22000 | 2.5 | 23600 | 2.14
210857288 | 06/07/23 | Live | Midea Electric Trading | DIAMONDAIR | Multizone Mix of Ducted and Non-Ducted | 210857288 |  | HMSV-A-CB | DF55M2Z5 | Mixed Ducted and Non-Ducted Indoor Units |  | 10.5 | 19 | 11.15 | 10.5 | 19.6 | 9.1 | FALSE | FALSE | TRUE | 55000 | 35800 | 2.58 | 37000 | 2.17
209911728 | 05/11/23 | Live | Carrier | BRYANT | Singlezone Ducted, Centrally Ducted | 209911728 |  | HRCU-A-CB | 38MURAQ18AA3 |  | 40MUAAQ18XA3 | 11.1 | 19 | 10.8 | 10.9 | 17 | 8.8 | FALSE | FALSE | TRUE | 18000 | 12000 | 2.75 | 12300 | 2.75
209549037 | 06/07/23 | Live | Midea Electric Trading | THERMOCORE SYSTEMS | Multizone Mix of Ducted and Non-Ducted | 209549037 |  | HMSV-A-CB | T423Q-H260-C | Mixed Ducted and Non-Ducted Indoor Units |  | 10.5 | 19.75 | 10.8 | 10.5 | 20.15 | 8.85 | FALSE | FALSE | TRUE | 55000 | 34800 | 2.55 | 37000 | 2.17
209319637 | 10/10/22 | Live | Midea Electric Trading | ECO AIR | Multizone Mix of Ducted and Non-Ducted | 209319637 |  | HMSV-A-CB | M5OA-55HFN1-M | Mixed Ducted and Non-Ducted Indoor Units |  | 10.5 | 19.75 | 10.8 | 10.5 | 20.15 | 8.85 | FALSE | FALSE | TRUE | 55000 | 34800 | 2.55 | 37000 | 2.17
208650621 | 10/10/22 | Live | Midea Electric Trading | BLUERIDGE | Multizone Mix of Ducted and Non-Ducted | 208650621 |  | HMSV-A-CB | BMM55C | Mixed Ducted and Non-Ducted Indoor Units |  | 10.5 | 19 | 11.15 | 10.5 | 19.6 | 9.1 | FALSE | FALSE | TRUE | 55000 | 35800 | 2.58 | 37000 | 2.17
208101916 | 04/11/23 | Live | GD MIDEA AIR-CONDITIONING EQUIPMENT CO., LTD. | MDV | Singlezone Ducted, Centrally Ducted | 208101916 |  | HRCU-A-C | MOX330U-18HFN1-MR0 |  | MAC-24HWDN1-MN0 | 10 | 14.3 | 9.3 | 10.2 | 15.2 | 8.6 | FALSE | FALSE | TRUE | 18000 | 13000 | 2.59 | 14000 | 2.21
211253531 | 06/07/23 | Live | Midea Electric Trading | PERFECTAIRE | Multizone Mix of Ducted and Non-Ducted | 211253531 |  | HMSV-A-CB | 3PAMSH55-MZO5 | Mixed Ducted and Non-Ducted Indoor Units |  | 10.5 | 19 | 11.15 | 10.5 | 19.6 | 9.1 | FALSE | FALSE | TRUE | 55000 | 35800 | 2.58 | 37000 | 2.17
211016658 | 07/26/23 | Live | Mitsubishi Electric Trane | Mitsubishi Electric | Multizone Mix of Ducted and Non-Ducted | 211016658 |  | HMSV-A-CB | PUMY-P36NKMU4 | Mixed Ducted and Non-Ducted Indoor Units |  |  |  |  | 13.5 | 20.75 | 10.5 | FALSE | FALSE | FALSE | 36000 | 26400 | 2.73 | 36000 | 2.4
209457666 | 05/26/23 | Live | GENERALLUX | GENERALLUX | Multizone All Non-Ducted | 209457666 |  | HMSR-A-CB-O | TUM-GL-27HA2/03-ES | Mini-Splits | TSC-GL-09HA2/I3TI23 | 12.5 | 22 | 10 | 12 | 22 | 9 | FALSE | FALSE | FALSE | 24000 | 18100 | 2.96 | 19000 | 2.53
208497427 | 10/10/22 | Live | Midea Electric Trading | C&H | Multizone Mix of Ducted and Non-Ducted | 208497427 |  | HMSV-A-CB | CH-55MES-230VO | Mixed Ducted and Non-Ducted Indoor Units |  | 10.5 | 19.75 | 10.8 | 10.5 | 20.15 | 8.85 | FALSE | FALSE | TRUE | 55000 | 34800 | 2.55 | 37000 | 2.17
208447904 | 05/11/23 | Live | Carrier | PAYNE | Singlezone Ducted, Centrally Ducted | 208447904 |  | HRCU-A-CB | 38MURAQ60AA3 |  | 40MUAAQ60XA3 | 10.3 | 18 | 9.2 | 8.8 | 14.9 | 8.5 | FALSE | FALSE | FALSE | 57000 | 37000 | 2.35 | 39000 | 2.35
211016660 | 07/26/23 | Live | Mitsubishi Electric Trane | Mitsubishi Electric | Multizone Mix of Ducted and Non-Ducted | 211016660 |  | HMSV-A-CB | PUMY-HP42NKMU2 | Mixed Ducted and Non-Ducted Indoor Units |  |  |  |  | 12 | 19.75 | 10.55 | FALSE | FALSE | FALSE | 42000 | 32000 | 2.63 | 48000 | 2.02
211016659 | 07/26/23 | Live | Mitsubishi Electric Trane | Mitsubishi Electric | Multizone Mix of Ducted and Non-Ducted | 211016659 |  | HMSV-A-CB | PUMY-HP36NKMU2 | Mixed Ducted and Non-Ducted Indoor Units |  |  |  |  | 13.5 | 20.75 | 11.5 | FALSE | FALSE | FALSE | 36000 | 29600 | 2.74 | 42000 | 2.1
210799643 | 06/07/23 | Live | Midea Electric Trading | COOPER&HUNTER | Multizone Mix of Ducted and Non-Ducted | 210799643 |  | HMSV-A-CB | CH-55MES-230VO | Mixed Ducted and Non-Ducted Indoor Units |  | 10.5 | 19.75 | 10.8 | 10.5 | 20.15 | 8.85 | FALSE | FALSE | TRUE | 55000 | 34800 | 2.55 | 37000 | 2.17
208101910 | 04/11/23 | Live | GD MIDEA AIR-CONDITIONING EQUIPMENT CO., LTD. | MDV | Singlezone Ducted, Centrally Ducted | 208101910 |  | HRCU-A-C | MOD30-24HFN1-MW |  | MAC-24HWDN1-MN0 | 11 | 16 | 9.5 | 10.7 | 16.5 | 9.5 | TRUE | TRUE | TRUE | 24000 | 21000 | 2.58 | 23000 | 2.28
208101909 | 04/11/23 | Live | GD MIDEA AIR-CONDITIONING EQUIPMENT CO., LTD. | MDV | Singlezone Ducted, Centrally Ducted | 208101909 |  | HRCU-A-C | MOX430U-18HFN1-M |  | MAC-24HWDN1-MN0 | 11.6 | 15.6 | 8.8 | 11.7 | 16.1 | 9.5 | TRUE | TRUE | TRUE | 18000 | 14700 | 2.6 | 17400 | 2.42
207825918 | 04/11/23 | Live | GD MIDEA AIR-CONDITIONING EQUIPMENT CO., LTD. | MDV | Singlezone Ducted, Centrally Ducted | 207825918 |  | HRCU-A-CB | MOE30U-60HFN1-MR0 |  | MVC-60HWFN1-M | 10.3 | 18 | 9.2 | 8.8 | 14.9 | 8.5 | FALSE | FALSE | FALSE | 57000 | 37000 | 2.4 | 39000 | 2.2
206918728 | 07/26/23 | Live | Samsung Electronics | SAMSUNG | Multizone Mix of Ducted and Non-Ducted | 206918728 |  | HMSR-A-CB | AM053TXMDCH | Mixed Ducted and Non-Ducted Indoor Units |  | 10.5 | 18.75 | 10.5 | 10.45 | 18.6 | 9.4 | TRUE | TRUE | TRUE | 53000 | 36400 | 2.46 | 36400 | 2.46
212348052 | 06/09/23 | Live | Lennox Industries | LENNOX | Singlezone Ducted, Centrally Ducted | 212348052 |  | HRCU-A-CB | MLB048S4S-2P |  | MMA048S4-*P | 8.4 | 16.1 | 10 | 8 | 14.6 | 8.8 | FALSE | FALSE | FALSE | 47000 | 38000 | 1.85 | 50500 | 2.3
213265610 | 10/31/23 | Live | Midea Electric Trading | COOPER&HUNTER | Singlezone Ducted, Centrally Ducted | 213265610 |  | HRCU-A-CB | CH-NHPR48LCU-230VO |  | CH-48AHU-W | 8.4 | 16.1 | 10 | 8 | 14.6 | 8.8 | FALSE | FALSE | FALSE | 47000 | 38000 | 1.85 | 50500 | 2.3
206918727 | 07/26/23 | Live | Samsung Electronics | SAMSUNG | Multizone Mix of Ducted and Non-Ducted | 206918727 |  | HMSV-A-CB | AM053NXMDCR | Mixed Ducted and Non-Ducted Indoor Units |  | 10.5 | 18.75 | 10.5 | 10.45 | 18.6 | 9.4 | TRUE | TRUE | TRUE | 53000 | 36400 | 2.46 | 36400 | 2.46
212365448 | 07/13/23 | Live | Midea Electric Trading | CUSTOM COMFORT | Singlezone Ducted, Centrally Ducted | 212365448 |  | HRCU-A-CB | CCOXHASZ48CHP |  | CCOXHAAHUC48 | 8.4 | 16.1 | 10 | 8 | 14.6 | 8.8 | FALSE | FALSE | FALSE | 47000 | 38000 | 1.85 | 50500 | 2.3
211273238 | 04/26/23 | Live | Midea Electric Trading | Breeze33 | Singlezone Ducted, Centrally Ducted | 211273238 |  | HRCU-A-CB | BZ33-HYP48OUT2-G2-P |  | BZ33-MSAHU48-G2-P | 8.4 | 16.1 | 10 | 8 | 14.6 | 8.8 | FALSE | FALSE | FALSE | 47000 | 38000 | 1.85 | 50500 | 2.3
208141208 | 04/26/23 | Live | Midea Electric Trading | Cooper&Hunter | Singlezone Ducted, Centrally Ducted | 208141208 |  | HRCU-A-CB | CH-NHPR48LCU-230VO |  | CH-48AHU | 8.4 | 16.1 | 10 | 8 | 14.6 | 8.8 | FALSE | FALSE | FALSE | 47000 | 38000 | 1.85 | 50500 | 2.3
209948999 | 04/15/22 | Live | Mitsubishi Electric Trane | MITSUBISHI ELECTRIC | Multizone Mix of Ducted and Non-Ducted | 209948999 | 207348691 | HMSV-A-CB | MXZ-2C20NA3*** | Mixed Ducted and Non-Ducted Indoor Units |  | 11.35 | 18 | 9.65 |  |  |  | FALSE | FALSE | FALSE | 19000 | 13000 | 2.89 | 15000 | 2.47
209836181 | 04/15/22 | Live | Mitsubishi Electric Trane | MITSUBISHI ELECTRIC | Multizone All Ducted | 209836181 | 207342460 | HMSV-A-CB | MXZ-2C20NA3*** | Ducted Indoor Units |  | 10 | 16 | 9.3 |  |  |  | FALSE | FALSE | FALSE | 20000 | 12500 | 2.71 | 14500 | 2.35
206400661 | 05/19/21 | Live | Carrier | MIDEA | Singlezone Non-Ducted, Wall Placement | 206400661 |  | HRCU-A-CB-O | 38MARBQ12AA3 | Mini-Splits | DHMSHAQ12XA3 | 13.5 | 24.5 | 12.5 |  |  |  | TRUE | TRUE | TRUE | 12000 | 7500 | 3.01 | 13960 | 4.7
10153472 | 10/28/22 | Live | Trane U.S. Inc. | AMERICAN STANDARD | Singlezone Ducted, Centrally Ducted | 10153472 |  | HRCU-A-CB | 4A6V8060A1 |  | TEM8A0C60V51+TDR | 12.2 | 18 | 9.25 |  |  |  | FALSE | FALSE | FALSE | 55000 | 49000 | 2.17 | 49900 | 2.17
8738643 | 12/31/17 | Live | Carrier | BRYANT | Singlezone Non-Ducted, Wall Placement | 8738643 |  | HRCU-A-CB-O | 38MAQB24R--3 | Mini-Splits | 619PEQ024BBMA | 13 | 20.5 | 11.5 |  |  |  | TRUE | FALSE | FALSE | 24000 | 15400 | 2.64 | 25710 | 1.95
8738638 | 12/31/17 | Live | Carrier | CARRIER | Singlezone Non-Ducted, Wall Placement | 8738638 |  | HRCU-A-CB-O | 38MAQB24R--3 | Mini-Splits | 40MAQB24B--3 | 13 | 20.5 | 11.5 |  |  |  | TRUE | FALSE | FALSE | 24000 | 15400 | 2.64 | 25710 | 1.95
206400655 | 05/19/21 | Live | Carrier | PAYNE | Singlezone Non-Ducted, Wall Placement | 206400655 |  | HRCU-A-CB-O | 38MARBQ12AA3 | Mini-Splits | DHMSHAQ12XA3 | 13.5 | 24.5 | 12.5 |  |  |  | TRUE | TRUE | TRUE | 12000 | 7500 | 3.01 | 13960 | 4.7
206400643 | 05/19/21 | Live | Carrier | CARRIER | Singlezone Non-Ducted, Wall Placement | 206400643 |  | HRCU-A-CB-O | 38MARBQ12AA3 | Mini-Splits | 40MAQB12B--3 | 13.5 | 24.5 | 12.5 |  |  |  | TRUE | TRUE | TRUE | 12000 | 7500 | 3.01 | 13960 | 4.7
206400667 | 05/19/21 | Live | Carrier | WEATHERMAKER | Singlezone Non-Ducted, Wall Placement | 206400667 |  | HRCU-A-CB-O | 38MARBQ12AA3 | Mini-Splits | DHMSHAQ12XA3 | 13.5 | 24.5 | 12.5 |  |  |  | TRUE | TRUE | TRUE | 12000 | 7500 | 3.01 | 13960 | 4.7
206400649 | 05/19/21 | Live | Carrier | BRYANT | Singlezone Non-Ducted, Wall Placement | 206400649 |  | HRCU-A-CB-O | 38MARBQ12AA3 | Mini-Splits | 619PEQ012BBMA | 13.5 | 24.5 | 12.5 |  |  |  | TRUE | TRUE | TRUE | 12000 | 7500 | 3.01 | 13960 | 4.7
205104716 | 07/24/20 | Live | Friedrich Air Conditioning | FRIEDRICH | Singlezone Non-Ducted, Ceiling Placement | 205104716 |  | HRCU-A-CB-O | FPHFR12A3A | Mini-Splits | FPHFC12A3B | 12.5 | 19 | 11.5 |  |  |  | TRUE | TRUE | TRUE | 12000 | 7000 | 2.53 | 9424 | 2.42
10309007 | 04/28/22 | Live | Johnson Controls Inc. (York International Norman) | YORK | Singlezone Ducted, Centrally Ducted | 10309007 |  | HRCU-A-CB | YZV36B21 |  | AVV38CE221 | 13.3 | 20 | 9.95 |  |  |  | FALSE | FALSE | FALSE | 33600 | 33400 | 2.26 | 33500 | 2.41
207526362 | 10/28/22 | Live | Trane U.S. Inc. | TRANE | Singlezone Ducted, Centrally Ducted | 207526362 |  | HRCU-A-CB | 4TWV8X60A1 |  | TEM8A0C60V51+TDR | 12.2 | 18 | 9.25 |  |  |  | TRUE | FALSE | TRUE | 55000 | 49000 | 2.17 | 49900 | 2.17
213769949 | 01/31/24 | Live | Midea Electric Trading | AI AIR CONDITIONING | Singlezone Non-Ducted, Wall Placement | 213769949 |  | HRCU-A-CB-O | AO29-18N1-M1H | Mini-Splits | AW29-18N1-M1 | 13.1 | 25.4 | 12.6 | 12.4 | 24.1 | 12 | TRUE | TRUE | TRUE | 18000 | 12300 | 3.19 | 24485 | 1.98
212519803 | 10/31/23 | Live | Midea Electric Trading | MDV | Singlezone Non-Ducted, Wall Placement | 212519803 |  | HRCU-A-CB-O | MOD30-18HFN1-MZ22W | Mini-Splits | MSEPD-18HRFN1-MZ22W | 13.1 | 25.4 | 12.6 | 12.4 | 24.1 | 12 | TRUE | TRUE | TRUE | 18000 | 12300 | 3.19 | 24485 | 1.98
209941281 | 04/19/23 | Live | Lennox Industries | GE | Singlezone Ducted, Centrally Ducted | 209941281 |  | HRCU-A-CB | NS18H36MA4-** | Ducted Indoor Units | NAM24P1TA4 | 12.5 | 17 | 9 | 12.3 | 16.5 | 8.1 | FALSE | FALSE | TRUE | 23000 | 16100 | 2.48 | 16100 | 2.48
209941279 | 04/19/23 | Live | Lennox Industries | GE | Singlezone Ducted, Centrally Ducted | 209941279 |  | HRCU-A-CB | NS18H36MA4-** | Ducted Indoor Units | NAM42V1TA4-** | 12 | 19.5 | 10 | 11.7 | 17.5 | 8.5 | TRUE | FALSE | TRUE | 34400 | 22200 | 2.53 | 22200 | 2.53
209941278 | 04/19/23 | Live | Lennox Industries | GE | Singlezone Ducted, Centrally Ducted | 209941278 |  | HRCU-A-CB | NS18H36MA4-** | Ducted Indoor Units | NAM42E1TA4-** | 11.5 | 19.5 | 10 | 11.5 | 18 | 8.5 | FALSE | FALSE | TRUE | 34000 | 22200 | 2.5 | 22200 | 2.5
209310455 | 03/14/23 | Live | Mitsubishi Electric Trane | MITSUBISHI ELECTRIC | Multizone All Non-Ducted | 209310455 |  | HMSR-A-CB-O | MXZ-3C30NA4*** | Non-Ducted Indoor Units |  | 10.6 | 19 | 10.6 | 10.6 | 19 | 10 | FALSE | FALSE | TRUE | 28400 | 18600 | 3 | 21000 | 2.15
207769102 | 07/25/23 | Live | GE Appliances, a Haier company | GE APPLIANCES | Singlezone Non-Ducted, Wall Placement | 207769102 |  | HRCU-A-CB-O | ASH3036TRDF** | Mini-Splits | ASYW36TRDF** | 8 | 17.5 | 9.5 | 8 | 17.5 | 9 | FALSE | FALSE | FALSE | 33000 | 22000 | 2.4 | 24200 | 2.3
207769100 | 04/29/22 | Live | GE Appliances, a Haier company | GE APPLIANCES | Singlezone Non-Ducted, Wall Placement | 207769100 |  | HRCU-A-CB-O | ASH124TRDF** | Mini-Splits | ASYW24TRDF** | 11 | 20 | 10 | 11 | 20 | 9.5 | TRUE | TRUE | TRUE | 23000 | 17000 | 2.69 | 18700 | 2.57
207722668 | 04/29/22 | Live | GE Appliances, a Haier company | GE APPLIANCES | Multizone Mix of Ducted and Non-Ducted | 207722668 |  | HMSV-A-CB | ASH324JCDD** | Mixed Ducted and Non-Ducted Indoor Units |  | 11.75 | 18.5 | 9.75 | 11.9 | 19 | 9.5 | FALSE | FALSE | TRUE | 22600 | 15800 | 2.69 | 17380 | 2.57
207698998 | 04/29/22 | Live | GE Appliances, a Haier company | HAIER | Multizone All Non-Ducted | 207698998 |  | HMSR-A-CB-O | 3U24MS2HD** | Non-Ducted Indoor Units |  | 12.5 | 21 | 10.5 | 12.8 | 22 | 10 | TRUE | FALSE | TRUE | 22600 | 16000 | 2.81 | 17600 | 2.69
206906983 | 04/18/23 | Live | Lennox Industries | CONCORD | Singlezone Ducted, Centrally Ducted | 206906983 |  | HRCU-A-CB | 4HP18V60P | Ducted Indoor Units | BCE5C48M*4X | 11 | 16.5 | 9 | 10.9 | 16 | 7.8 | FALSE | FALSE | FALSE | 45000 | 31600 | 2.12 | 31600 | 2.12
206906982 | 04/18/23 | Live | Lennox Industries | CONCORD | Singlezone Ducted, Centrally Ducted | 206906982 |  | HRCU-A-CB | 4HP18V60P | Ducted Indoor Units | BCE5C48M*1P+H4TXV02 | 11 | 16.5 | 9 | 10.9 | 16 | 7.8 | FALSE | FALSE | FALSE | 45000 | 31600 | 2.12 | 31600 | 2.12
206906795 | 04/18/23 | Live | Lennox Industries | ALLIED | Singlezone Ducted, Centrally Ducted | 206906795 |  | HRCU-A-CB | 4HP18V60P | Ducted Indoor Units | BCE5C48M*4X | 11 | 16.5 | 9 | 10.9 | 16 | 7.8 | FALSE | FALSE | FALSE | 45000 | 31600 | 2.12 | 31600 | 2.12
206906794 | 04/18/23 | Live | Lennox Industries | ALLIED | Singlezone Ducted, Centrally Ducted | 206906794 |  | HRCU-A-CB | 4HP18V60P | Ducted Indoor Units | BCE5C48M*1P+H4TXV02 | 11 | 16.5 | 9 | 10.9 | 16 | 7.8 | FALSE | FALSE | FALSE | 45000 | 31600 | 2.12 | 31600 | 2.12
206906606 | 04/18/23 | Live | Lennox Industries | AC PRO | Singlezone Ducted, Centrally Ducted | 206906606 |  | HRCU-A-CB | 4HP18V60P | Ducted Indoor Units | BCE5C48M*1P+H4TXV02 | 11 | 16.5 | 9 | 10.9 | 16 | 7.8 | FALSE | FALSE | FALSE | 45000 | 31600 | 2.12 | 31600 | 2.12
206906605 | 04/18/23 | Live | Lennox Industries | CONCORD | Singlezone Ducted, Centrally Ducted | 206906605 |  | HRCU-A-CB | 4HP18V60P | Ducted Indoor Units | BCE5V60M | 10 | 16.5 | 9 | 10 | 16 | 7.8 | FALSE | FALSE | FALSE | 55500 | 38500 | 2.15 | 38500 | 2.15
206906231 | 04/18/23 | Live | Lennox Industries | CONCORD | Singlezone Ducted, Centrally Ducted | 206906231 |  | HRCU-A-CB | 4HP18V36P | Ducted Indoor Units | BCE5V42M | 12 | 19.5 | 10 | 11.7 | 17.5 | 8.5 | TRUE | FALSE | TRUE | 34400 | 22200 | 2.53 | 22200 | 2.53
206906226 | 04/18/23 | Live | Lennox Industries | CONCORD | Singlezone Ducted, Centrally Ducted | 206906226 |  | HRCU-A-CB | 4HP18V36P | Ducted Indoor Units | BCE5E36M | 11.5 | 19 | 10 | 10.9 | 17.1 | 8.5 | FALSE | FALSE | TRUE | 33800 | 22600 | 2.44 | 22600 | 2.44
206906225 | 04/18/23 | Live | Lennox Industries | CONCORD | Singlezone Ducted, Centrally Ducted | 206906225 |  | HRCU-A-CB | 4HP18V36P | Ducted Indoor Units | BCE5E30M | 13 | 18 | 10 | 12.3 | 17.5 | 8.5 | TRUE | FALSE | TRUE | 24000 | 15900 | 2.74 | 15900 | 2.74
206906223 | 04/18/23 | Live | Lennox Industries | CONCORD | Singlezone Ducted, Centrally Ducted | 206906223 |  | HRCU-A-CB | 4HP18V36P | Ducted Indoor Units | BCE5C36M*4X | 11 | 16.5 | 9.6 | 11 | 15.5 | 8.5 | FALSE | FALSE | TRUE | 34000 | 22400 | 2.42 | 22400 | 2.42
206906221 | 04/18/23 | Live | Lennox Industries | CONCORD | Singlezone Ducted, Centrally Ducted | 206906221 |  | HRCU-A-CB | 4HP18V36P | Ducted Indoor Units | BCE5C24M*4X | 12.5 | 17 | 9 | 12.3 | 16.5 | 8.1 | FALSE | FALSE | TRUE | 23000 | 16100 | 2.48 | 16100 | 2.48
206906219 | 04/18/23 | Live | Lennox Industries | CONCORD | Singlezone Ducted, Centrally Ducted | 206906219 |  | HRCU-A-CB | 4HP18V36P | Ducted Indoor Units | BCE5C18M*4X | 12.5 | 17.5 | 9.6 | 12.3 | 17.1 | 8.5 | TRUE | FALSE | TRUE | 22000 | 15400 | 2.69 | 15400 | 2.69
206905842 | 04/18/23 | Live | Lennox Industries | ALLIED | Singlezone Ducted, Centrally Ducted | 206905842 |  | HRCU-A-CB | 4HP18V36P | Ducted Indoor Units | BCE5E42M | 11.5 | 19.5 | 10 | 11.5 | 18 | 8.5 | FALSE | FALSE | TRUE | 34000 | 22200 | 2.5 | 22200 | 2.5
206905466 | 04/18/23 | Live | Lennox Industries | AC PRO | Singlezone Ducted, Centrally Ducted | 206905466 |  | HRCU-A-CB | 4HP18V36P | Ducted Indoor Units | BCE7E42M | 11.5 | 17.5 | 10 | 11 | 17.1 | 7.8 | FALSE | FALSE | FALSE | 34200 | 22000 | 2.51 | 22000 | 2.51
206905464 | 04/18/23 | Live | Lennox Industries | AC PRO | Singlezone Ducted, Centrally Ducted | 206905464 |  | HRCU-A-CB | 4HP18V36P | Ducted Indoor Units | BCE7E30M | 13 | 20 | 10 | 12.3 | 19 | 8.5 | TRUE | FALSE | TRUE | 24000 | 16200 | 3.06 | 16200 | 3.06
206905449 | 04/18/23 | Live | Lennox Industries | AC PRO | Singlezone Ducted, Centrally Ducted | 206905449 |  | HRCU-A-CB | 4HP18V36P | Ducted Indoor Units | BCE5C18M*4X | 12.5 | 17.5 | 9.6 | 12.3 | 17.1 | 8.5 | TRUE | FALSE | TRUE | 22000 | 15400 | 2.69 | 15400 | 2.69
206905072 | 04/18/23 | Live | Lennox Industries | DUCANE | Singlezone Ducted, Centrally Ducted | 206905072 |  | HRCU-A-CB | 4HP18V60P | Ducted Indoor Units | BCE5V48M | 11 | 17 | 9.6 | 11 | 16.5 | 7.8 | FALSE | FALSE | FALSE | 44500 | 31400 | 2.13 | 31400 | 2.13
206903141 | 04/18/23 | Live | Lennox Industries | DUCANE | Singlezone Ducted, Centrally Ducted | 206903141 |  | HRCU-A-CB | 4HP18V36P | Ducted Indoor Units | BCE5E30M | 13 | 18 | 10 | 12.3 | 17.5 | 8.5 | TRUE | FALSE | TRUE | 24000 | 15900 | 2.74 | 15900 | 2.74
206903140 | 04/18/23 | Live | Lennox Industries | DUCANE | Singlezone Ducted, Centrally Ducted | 206903140 |  | HRCU-A-CB | 4HP18V36P | Ducted Indoor Units | BCE5E24M | 13 | 20 | 9.6 | 12.3 | 17.5 | 8.1 | TRUE | FALSE | TRUE | 23000 | 15000 | 2.31 | 15000 | 2.31
206903138 | 04/18/23 | Live | Lennox Industries | DUCANE | Singlezone Ducted, Centrally Ducted | 206903138 |  | HRCU-A-CB | 4HP18V36P | Ducted Indoor Units | BCE5C24M*1P+H4TXV01 | 12.5 | 17 | 9 | 12.3 | 16.5 | 8.1 | FALSE | FALSE | TRUE | 23000 | 16100 | 2.48 | 16100 | 2.48
206903137 | 04/18/23 | Live | Lennox Industries | DUCANE | Singlezone Ducted, Centrally Ducted | 206903137 |  | HRCU-A-CB | 4HP18V36P | Ducted Indoor Units | BCE5C18M*4X | 12.5 | 17.5 | 9.6 | 12.3 | 17.1 | 8.5 | TRUE | FALSE | TRUE | 22000 | 15400 | 2.69 | 15400 | 2.69
206903136 | 04/18/23 | Live | Lennox Industries | DUCANE | Singlezone Ducted, Centrally Ducted | 206903136 |  | HRCU-A-CB | 4HP18V36P | Ducted Indoor Units | BCE5C18M*1P+H4TXV01 | 12.5 | 17.5 | 9.6 | 12.3 | 17.1 | 8.5 | TRUE | FALSE | TRUE | 22000 | 15400 | 2.69 | 15400 | 2.69
206902825 | 04/18/23 | Live | Lennox Industries | DUCANE | Singlezone Ducted, Centrally Ducted | 206902825 |  | HRCU-A-CB | 4HP18V36P | Ducted Indoor Units | BCE7E42M | 11.5 | 17.5 | 10 | 11 | 17.1 | 7.8 | FALSE | FALSE | FALSE | 34200 | 22000 | 2.51 | 22000 | 2.51
206902818 | 04/18/23 | Live | Lennox Industries | DUCANE | Singlezone Ducted, Centrally Ducted | 206902818 |  | HRCU-A-CB | 4HP18V36P | Ducted Indoor Units | BCE5V36M | 12 | 19.5 | 10 | 11.7 | 19 | 8.5 | TRUE | FALSE | TRUE | 34000 | 22000 | 2.5 | 22000 | 2.5
210532847 | 03/02/23 | Live | GE Appliances, a Haier company | GE Appliances | Multizone All Ducted | 210532847 |  | HMSV-A-CB | ASH542JCDD** | Ducted Indoor Units |  | 7.2 | 14.2 | 10 | 7.2 | 14.8 | 8.8 | FALSE | FALSE | FALSE | 41000 | 26000 | 2.4 | 28600 | 2.29
209941316 | 04/19/23 | Live | Lennox Industries | GE | Singlezone Ducted, Centrally Ducted | 209941316 |  | HRCU-A-CB | NS18H36MA4-** | Ducted Indoor Units | NAM30V1TA4-** | 13 | 20 | 10 | 12.3 | 18.5 | 8.5 | TRUE | FALSE | TRUE | 23600 | 15900 | 2.71 | 15900 | 2.71
209941286 | 04/19/23 | Live | Lennox Industries | GE | Singlezone Ducted, Centrally Ducted | 209941286 |  | HRCU-A-CB | NS18H60MA4-** | Ducted Indoor Units | NAM60V1TA4-** | 10 | 16.5 | 9 | 10 | 16 | 7.8 | FALSE | FALSE | FALSE | 55500 | 38500 | 2.15 | 38500 | 2.15
209941285 | 04/19/23 | Live | Lennox Industries | GE | Singlezone Ducted, Centrally Ducted | 209941285 |  | HRCU-A-CB | NS18H36MA4-** | Ducted Indoor Units | NAM24V1TA4-** | 13 | 20 | 10 | 12.3 | 18.5 | 8.5 | TRUE | FALSE | TRUE | 23400 | 16100 | 2.52 | 16100 | 2.52
209941284 | 04/19/23 | Live | Lennox Industries | GE | Singlezone Ducted, Centrally Ducted | 209941284 |  | HRCU-A-CB | NS18H36MA4-** | Ducted Indoor Units | NAM18V1TA4-** | 13 | 20 | 10 | 12.3 | 18.5 | 8.5 | TRUE | FALSE | TRUE | 23400 | 15900 | 2.82 | 15900 | 2.82
208141311 | 04/29/22 | Live | GE Appliances, a Haier company | GE APPLIANCES | Multizone Mix of Ducted and Non-Ducted | 208141311 |  | HMSV-A-CB | ASH436JCDD** | Mixed Ducted and Non-Ducted Indoor Units |  | 8.9 | 16.8 | 9.9 | 8.9 | 17.5 | 8.9 | FALSE | FALSE | FALSE | 34000 | 22800 | 2.25 | 25080 | 2.15
207465470 | 01/23/23 | Live | Samsung Electonics | SAMSUNG | Singlezone Ducted, Centrally Ducted | 207465470 |  | HRCU-A-CB | AC048BXADCH | Mini-Splits | AC048BNZDCH | 8.8 | 16.6 | 9 | 8.8 | 16.7 | 8.1 | TRUE | TRUE | FALSE | 48000 | 43000 | 1.74 | 48200 | 2.02
206906799 | 04/18/23 | Live | Lennox Industries | ALLIED | Singlezone Ducted, Centrally Ducted | 206906799 |  | HRCU-A-CB | 4HP18V60P | Ducted Indoor Units | BCE7E48M | 11.5 | 16.5 | 9 | 11 | 16.5 | 8.1 | FALSE | FALSE | TRUE | 46000 | 32200 | 2.37 | 32200 | 2.37
206906798 | 04/18/23 | Live | Lennox Industries | ALLIED | Singlezone Ducted, Centrally Ducted | 206906798 |  | HRCU-A-CB | 4HP18V60P | Ducted Indoor Units | BCE5V48M | 11 | 17 | 9.6 | 11 | 16.5 | 7.8 | FALSE | FALSE | FALSE | 44500 | 31400 | 2.13 | 31400 | 2.13
206906607 | 04/18/23 | Live | Lennox Industries | AC PRO | Singlezone Ducted, Centrally Ducted | 206906607 |  | HRCU-A-CB | 4HP18V60P | Ducted Indoor Units | BCE5C48M*4X | 11 | 16.5 | 9 | 10.9 | 16 | 7.8 | FALSE | FALSE | FALSE | 45000 | 31600 | 2.12 | 31600 | 2.12
206906230 | 04/18/23 | Live | Lennox Industries | CONCORD | Singlezone Ducted, Centrally Ducted | 206906230 |  | HRCU-A-CB | 4HP18V36P | Ducted Indoor Units | BCE5V30M | 13 | 20 | 10 | 12.3 | 18.5 | 8.5 | TRUE | FALSE | TRUE | 23600 | 15900 | 2.71 | 15900 | 2.71
206906229 | 04/18/23 | Live | Lennox Industries | CONCORD | Singlezone Ducted, Centrally Ducted | 206906229 |  | HRCU-A-CB | 4HP18V36P | Ducted Indoor Units | BCE5V24M | 13 | 20 | 10 | 12.3 | 18.5 | 8.5 | TRUE | FALSE | TRUE | 23400 | 16100 | 2.52 | 16100 | 2.52
206906220 | 04/18/23 | Live | Lennox Industries | CONCORD | Singlezone Ducted, Centrally Ducted | 206906220 |  | HRCU-A-CB | 4HP18V36P | Ducted Indoor Units | BCE5C24M*1P+H4TXV01 | 12.5 | 17 | 9 | 12.3 | 16.5 | 8.1 | FALSE | FALSE | TRUE | 23000 | 16100 | 2.48 | 16100 | 2.48
206906218 | 04/18/23 | Live | Lennox Industries | CONCORD | Singlezone Ducted, Centrally Ducted | 206906218 |  | HRCU-A-CB | 4HP18V36P | Ducted Indoor Units | BCE5C18M*1P+H4TXV01 | 12.5 | 17.5 | 9.6 | 12.3 | 17.1 | 8.5 | TRUE | FALSE | TRUE | 22000 | 15400 | 2.69 | 15400 | 2.69
206905850 | 04/18/23 | Live | Lennox Industries | ALLIED | Singlezone Ducted, Centrally Ducted | 206905850 |  | HRCU-A-CB | 4HP18V36P | Ducted Indoor Units | BCE7E36M | 12 | 19 | 10 | 10.9 | 17.5 | 8.5 | FALSE | FALSE | TRUE | 33600 | 23400 | 2.36 | 23400 | 2.36
206905849 | 04/18/23 | Live | Lennox Industries | ALLIED | Singlezone Ducted, Centrally Ducted | 206905849 |  | HRCU-A-CB | 4HP18V36P | Ducted Indoor Units | BCE7E30M | 13 | 20 | 10 | 12.3 | 19 | 8.5 | TRUE | FALSE | TRUE | 24000 | 16200 | 3.06 | 16200 | 3.06
206905837 | 04/18/23 | Live | Lennox Industries | ALLIED | Singlezone Ducted, Centrally Ducted | 206905837 |  | HRCU-A-CB | 4HP18V36P | Ducted Indoor Units | BCE5C36M*1P+H4TXV02 | 11 | 16.5 | 9.6 | 11 | 15.5 | 8.5 | FALSE | FALSE | TRUE | 34000 | 22400 | 2.42 | 22400 | 2.42
206905836 | 04/18/23 | Live | Lennox Industries | ALLIED | Singlezone Ducted, Centrally Ducted | 206905836 |  | HRCU-A-CB | 4HP18V36P | Ducted Indoor Units | BCE5C24M*4X | 12.5 | 17 | 9 | 12.3 | 16.5 | 8.1 | FALSE | FALSE | TRUE | 23000 | 16100 | 2.48 | 16100 | 2.48
206905835 | 04/18/23 | Live | Lennox Industries | ALLIED | Singlezone Ducted, Centrally Ducted | 206905835 |  | HRCU-A-CB | 4HP18V36P | Ducted Indoor Units | BCE5C24M*1P+H4TXV01 | 12.5 | 17 | 9 | 12.3 | 16.5 | 8.1 | FALSE | FALSE | TRUE | 23000 | 16100 | 2.48 | 16100 | 2.48
206905834 | 04/18/23 | Live | Lennox Industries | ALLIED | Singlezone Ducted, Centrally Ducted | 206905834 |  | HRCU-A-CB | 4HP18V36P | Ducted Indoor Units | BCE5C18M*4X | 12.5 | 17.5 | 9.6 | 12.3 | 17.1 | 8.5 | TRUE | FALSE | TRUE | 22000 | 15400 | 2.69 | 15400 | 2.69
206905833 | 04/18/23 | Live | Lennox Industries | ALLIED | Singlezone Ducted, Centrally Ducted | 206905833 |  | HRCU-A-CB | 4HP18V36P | Ducted Indoor Units | BCE5C18M*1P+H4TXV01 | 12.5 | 17.5 | 9.6 | 12.3 | 17.1 | 8.5 | TRUE | FALSE | TRUE | 22000 | 15400 | 2.69 | 15400 | 2.69
206905465 | 04/18/23 | Live | Lennox Industries | AC PRO | Singlezone Ducted, Centrally Ducted | 206905465 |  | HRCU-A-CB | 4HP18V36P | Ducted Indoor Units | BCE7E36M | 12 | 19 | 10 | 10.9 | 17.5 | 8.5 | FALSE | FALSE | TRUE | 33600 | 23400 | 2.36 | 23400 | 2.36
206905459 | 04/18/23 | Live | Lennox Industries | AC PRO | Singlezone Ducted, Centrally Ducted | 206905459 |  | HRCU-A-CB | 4HP18V36P | Ducted Indoor Units | BCE5V24M | 13 | 20 | 10 | 12.3 | 18.5 | 8.5 | TRUE | FALSE | TRUE | 23400 | 16100 | 2.52 | 16100 | 2.52
206905455 | 04/18/23 | Live | Lennox Industries | AC PRO | Singlezone Ducted, Centrally Ducted | 206905455 |  | HRCU-A-CB | 4HP18V36P | Ducted Indoor Units | BCE5E30M | 13 | 18 | 10 | 12.3 | 17.5 | 8.5 | TRUE | FALSE | TRUE | 24000 | 15900 | 2.74 | 15900 | 2.74
206905453 | 04/18/23 | Live | Lennox Industries | AC PRO | Singlezone Ducted, Centrally Ducted | 206905453 |  | HRCU-A-CB | 4HP18V36P | Ducted Indoor Units | BCE5C36M*4X | 11 | 16.5 | 9.6 | 11 | 15.5 | 8.5 | FALSE | FALSE | TRUE | 34000 | 22400 | 2.42 | 22400 | 2.42
206905452 | 04/18/23 | Live | Lennox Industries | AC PRO | Singlezone Ducted, Centrally Ducted | 206905452 |  | HRCU-A-CB | 4HP18V36P | Ducted Indoor Units | BCE5C36M*1P+H4TXV02 | 11 | 16.5 | 9.6 | 11 | 15.5 | 8.5 | FALSE | FALSE | TRUE | 34000 | 22400 | 2.42 | 22400 | 2.42
206905451 | 04/18/23 | Live | Lennox Industries | AC PRO | Singlezone Ducted, Centrally Ducted | 206905451 |  | HRCU-A-CB | 4HP18V36P | Ducted Indoor Units | BCE5C24M*4X | 12.5 | 17 | 9 | 12.3 | 16.5 | 8.1 | FALSE | FALSE | TRUE | 23000 | 16100 | 2.48 | 16100 | 2.48
206905450 | 04/18/23 | Live | Lennox Industries | AC PRO | Singlezone Ducted, Centrally Ducted | 206905450 |  | HRCU-A-CB | 4HP18V36P | Ducted Indoor Units | BCE5C24M*1P+H4TXV01 | 12.5 | 17 | 9 | 12.3 | 16.5 | 8.1 | FALSE | FALSE | TRUE | 23000 | 16100 | 2.48 | 16100 | 2.48
206905448 | 04/18/23 | Live | Lennox Industries | AC PRO | Singlezone Ducted, Centrally Ducted | 206905448 |  | HRCU-A-CB | 4HP18V36P | Ducted Indoor Units | BCE5C18M*1P+H4TXV01 | 12.5 | 17.5 | 9.6 | 12.3 | 17.1 | 8.5 | TRUE | FALSE | TRUE | 22000 | 15400 | 2.69 | 15400 | 2.69
206905445 | 04/18/23 | Live | Lennox Industries | AC PRO | Singlezone Ducted, Centrally Ducted | 206905445 |  | HRCU-A-CB | 4HP18V36P | Ducted Indoor Units | BCE5V36M | 12 | 19.5 | 10 | 11.7 | 19 | 8.5 | TRUE | FALSE | TRUE | 34000 | 22000 | 2.5 | 22000 | 2.5
206903145 | 04/18/23 | Live | Lennox Industries | DUCANE | Singlezone Ducted, Centrally Ducted | 206903145 |  | HRCU-A-CB | 4HP18V36P | Ducted Indoor Units | BCE7E18M | 13 | 20 | 10 | 12.3 | 19 | 8.5 | TRUE | FALSE | TRUE | 23200 | 15400 | 2.87 | 15400 | 2.87
206903144 | 04/18/23 | Live | Lennox Industries | DUCANE | Singlezone Ducted, Centrally Ducted | 206903144 |  | HRCU-A-CB | 4HP18V36P | Ducted Indoor Units | BCE5V30M | 13 | 20 | 10 | 12.3 | 18.5 | 8.5 | TRUE | FALSE | TRUE | 23600 | 15900 | 2.71 | 15900 | 2.71
206903143 | 04/18/23 | Live | Lennox Industries | DUCANE | Singlezone Ducted, Centrally Ducted | 206903143 |  | HRCU-A-CB | 4HP18V36P | Ducted Indoor Units | BCE5V24M | 13 | 20 | 10 | 12.3 | 18.5 | 8.5 | TRUE | FALSE | TRUE | 23400 | 16100 | 2.52 | 16100 | 2.52
206902823 | 04/18/23 | Live | Lennox Industries | DUCANE | Singlezone Ducted, Centrally Ducted | 206902823 |  | HRCU-A-CB | 4HP18V36P | Ducted Indoor Units | BCE5V42M | 12 | 19.5 | 10 | 11.7 | 17.5 | 8.5 | TRUE | FALSE | TRUE | 34400 | 22200 | 2.53 | 22200 | 2.53
206902822 | 04/18/23 | Live | Lennox Industries | DUCANE | Singlezone Ducted, Centrally Ducted | 206902822 |  | HRCU-A-CB | 4HP18V36P | Ducted Indoor Units | BCE5E42M | 11.5 | 19.5 | 10 | 11.5 | 18 | 8.5 | FALSE | FALSE | TRUE | 34000 | 22200 | 2.5 | 22200 | 2.5
206902821 | 04/18/23 | Live | Lennox Industries | DUCANE | Singlezone Ducted, Centrally Ducted | 206902821 |  | HRCU-A-CB | 4HP18V36P | Ducted Indoor Units | BCE5E36M | 11.5 | 19 | 10 | 10.9 | 17.1 | 8.5 | FALSE | FALSE | TRUE | 33800 | 22600 | 2.44 | 22600 | 2.44
206902819 | 04/18/23 | Live | Lennox Industries | DUCANE | Singlezone Ducted, Centrally Ducted | 206902819 |  | HRCU-A-CB | 4HP18V36P | Ducted Indoor Units | BCE5C36M*1P+H4TXV02 | 11 | 16.5 | 9.6 | 11 | 15.5 | 8.5 | FALSE | FALSE | TRUE | 34000 | 22400 | 2.42 | 22400 | 2.42
209941290 | 04/19/23 | Live | Lennox Industries | GE | Singlezone Ducted, Centrally Ducted | 209941290 |  | HRCU-A-CB | NS18H60MA4-** | Ducted Indoor Units | NAM48V1TA4-** | 11 | 17 | 9.6 | 11 | 16.5 | 7.8 | FALSE | FALSE | FALSE | 44500 | 31400 | 2.13 | 31400 | 2.13
209941289 | 04/19/23 | Live | Lennox Industries | GE | Singlezone Ducted, Centrally Ducted | 209941289 |  | HRCU-A-CB | NS18H60MA4-** | Ducted Indoor Units | NAM48E1TA4-** | 11 | 16.5 | 9 | 10.9 | 16 | 7.8 | FALSE | FALSE | FALSE | 45000 | 31600 | 2.12 | 31600 | 2.12
206905458 | 04/18/23 | Live | Lennox Industries | AC PRO | Singlezone Ducted, Centrally Ducted | 206905458 |  | HRCU-A-CB | 4HP18V36P | Ducted Indoor Units | BCE5V18M | 13 | 20 | 10 | 12.3 | 18.5 | 8.5 | TRUE | FALSE | TRUE | 23400 | 15900 | 2.82 | 15900 | 2.82
206905456 | 04/18/23 | Live | Lennox Industries | AC PRO | Singlezone Ducted, Centrally Ducted | 206905456 |  | HRCU-A-CB | 4HP18V36P | Ducted Indoor Units | BCE5E36M | 11.5 | 19 | 10 | 10.9 | 17.1 | 8.5 | FALSE | FALSE | TRUE | 33800 | 22600 | 2.44 | 22600 | 2.44
206903643 | 04/18/23 | Live | Lennox Industries | DUCANE | Singlezone Ducted, Centrally Ducted | 206903643 |  | HRCU-A-CB | 4HP18V60P | Ducted Indoor Units | BCE5V60M | 10 | 16.5 | 9 | 10 | 16 | 7.8 | FALSE | FALSE | FALSE | 55500 | 38500 | 2.15 | 38500 | 2.15
210135401 | 07/30/23 | Live | Midea Electric Trading | MDV | Singlezone Ducted, Compact Ducted | 210135401 |  | HRCU-A-CB | MOE30U-48HFN1-M[X] | Mini-Splits | MHG-48HWFN1-MW | 11.7 | 19.3 | 11 | 11 | 16.5 | 10.3 | FALSE | FALSE | TRUE | 48000 | 40000 | 2.46 | 54000 | 2.2
209941277 | 04/19/23 | Live | Lennox Industries | GE | Singlezone Ducted, Centrally Ducted | 209941277 |  | HRCU-A-CB | NS18H36MA4-** | Ducted Indoor Units | NAM36E1TA4-** | 11.5 | 19 | 10 | 10.9 | 17.1 | 8.5 | FALSE | FALSE | TRUE | 33800 | 22600 | 2.44 | 22600 | 2.44
209941276 | 04/19/23 | Live | Lennox Industries | GE | Singlezone Ducted, Centrally Ducted | 209941276 |  | HRCU-A-CB | NS18H36MA4-** | Ducted Indoor Units | NAM36P1TA4 | 11 | 16.5 | 9.6 | 11 | 15.5 | 8.5 | FALSE | FALSE | TRUE | 34000 | 22400 | 2.42 | 22400 | 2.42
209941275 | 04/19/23 | Live | Lennox Industries | GE | Singlezone Ducted, Centrally Ducted | 209941275 |  | HRCU-A-CB | NS18H36MA4-** | Ducted Indoor Units | NAM36V1TA4-** | 12 | 19.5 | 10 | 11.7 | 19 | 8.5 | TRUE | FALSE | TRUE | 34000 | 22000 | 2.5 | 22000 | 2.5
208131916 | 04/29/22 | Live | GE Appliances, a Haier company | HAIER | Multizone Mix of Ducted and Non-Ducted | 208131916 |  | HMSV-A-CB | 4U36MS2HD** | Mixed Ducted and Non-Ducted Indoor Units |  | 8.9 | 16.8 | 9.9 | 8.9 | 17.5 | 8.9 | FALSE | FALSE | FALSE | 34000 | 22800 | 2.25 | 25080 | 2.15
207722664 | 04/29/22 | Live | GE Appliances, a Haier company | HAIER | Multizone Mix of Ducted and Non-Ducted | 207722664 |  | HMSV-A-CB | 3U24MS2HD** | Mixed Ducted and Non-Ducted Indoor Units |  | 11.75 | 18.5 | 9.75 | 11.9 | 19 | 9.5 | FALSE | FALSE | TRUE | 22600 | 15800 | 2.69 | 17380 | 2.57
207465464 | 01/23/23 | Live | Samsung Electonics | SAMSUNG | Singlezone Ducted, Centrally Ducted | 207465464 |  | HRCU-A-CB | AC036BXADCH | Mini-Splits | AC036BNZDCH | 9.6 | 16 | 9.7 | 9.6 | 16.6 | 8.4 | TRUE | TRUE | FALSE | 36000 | 34800 | 2.1 | 36400 | 2.17
207465452 | 01/23/23 | Live | Samsung Electonics | SAMSUNG | Singlezone Ducted, Centrally Ducted | 207465452 |  | HRCU-A-CB | AC018BXADCH | Mini-Splits | AC018BNZDCH | 10.4 | 16.2 | 8.8 | 10.4 | 16.2 | 8.1 | TRUE | TRUE | TRUE | 18000 | 18700 | 1.9 | 25700 | 1.76
206906796 | 04/18/23 | Live | Lennox Industries | ALLIED | Singlezone Ducted, Centrally Ducted | 206906796 |  | HRCU-A-CB | 4HP18V60P | Ducted Indoor Units | BCE5E48M | 11 | 16.5 | 9 | 10.9 | 16 | 7.8 | FALSE | FALSE | FALSE | 45000 | 31600 | 2.12 | 31600 | 2.12
206906236 | 04/18/23 | Live | Lennox Industries | CONCORD | Singlezone Ducted, Centrally Ducted | 206906236 |  | HRCU-A-CB | 4HP18V36P | Ducted Indoor Units | BCE7E42M | 11.5 | 17.5 | 10 | 11 | 17.1 | 7.8 | FALSE | FALSE | FALSE | 34200 | 22000 | 2.51 | 22000 | 2.51
206906235 | 04/18/23 | Live | Lennox Industries | CONCORD | Singlezone Ducted, Centrally Ducted | 206906235 |  | HRCU-A-CB | 4HP18V36P | Ducted Indoor Units | BCE7E36M | 12 | 19 | 10 | 10.9 | 17.5 | 8.5 | FALSE | FALSE | TRUE | 33600 | 23400 | 2.36 | 23400 | 2.36
206906224 | 04/18/23 | Live | Lennox Industries | CONCORD | Singlezone Ducted, Centrally Ducted | 206906224 |  | HRCU-A-CB | 4HP18V36P | Ducted Indoor Units | BCE5E24M | 13 | 20 | 9.6 | 12.3 | 17.5 | 8.1 | TRUE | FALSE | TRUE | 23000 | 15000 | 2.31 | 15000 | 2.31
206906222 | 04/18/23 | Live | Lennox Industries | CONCORD | Singlezone Ducted, Centrally Ducted | 206906222 |  | HRCU-A-CB | 4HP18V36P | Ducted Indoor Units | BCE5C36M*1P+H4TXV02 | 11 | 16.5 | 9.6 | 11 | 15.5 | 8.5 | FALSE | FALSE | TRUE | 34000 | 22400 | 2.42 | 22400 | 2.42
206905846 | 04/18/23 | Live | Lennox Industries | ALLIED | Singlezone Ducted, Centrally Ducted | 206905846 |  | HRCU-A-CB | 4HP18V36P | Ducted Indoor Units | BCE5V42M | 12 | 19.5 | 10 | 11.7 | 17.5 | 8.5 | TRUE | FALSE | TRUE | 34400 | 22200 | 2.53 | 22200 | 2.53
206905843 | 04/18/23 | Live | Lennox Industries | ALLIED | Singlezone Ducted, Centrally Ducted | 206905843 |  | HRCU-A-CB | 4HP18V36P | Ducted Indoor Units | BCE5V18M | 13 | 20 | 10 | 12.3 | 18.5 | 8.5 | TRUE | FALSE | TRUE | 23400 | 15900 | 2.82 | 15900 | 2.82
206905840 | 04/18/23 | Live | Lennox Industries | ALLIED | Singlezone Ducted, Centrally Ducted | 206905840 |  | HRCU-A-CB | 4HP18V36P | Ducted Indoor Units | BCE5E30M | 13 | 18 | 10 | 12.3 | 17.5 | 8.5 | TRUE | FALSE | TRUE | 24000 | 15900 | 2.74 | 15900 | 2.74
206905839 | 04/18/23 | Live | Lennox Industries | ALLIED | Singlezone Ducted, Centrally Ducted | 206905839 |  | HRCU-A-CB | 4HP18V36P | Ducted Indoor Units | BCE5E24M | 13 | 20 | 9.6 | 12.3 | 17.5 | 8.1 | TRUE | FALSE | TRUE | 23000 | 15000 | 2.31 | 15000 | 2.31
206905838 | 04/18/23 | Live | Lennox Industries | ALLIED | Singlezone Ducted, Centrally Ducted | 206905838 |  | HRCU-A-CB | 4HP18V36P | Ducted Indoor Units | BCE5C36M*4X | 11 | 16.5 | 9.6 | 11 | 15.5 | 8.5 | FALSE | FALSE | TRUE | 34000 | 22400 | 2.42 | 22400 | 2.42
206905461 | 04/18/23 | Live | Lennox Industries | AC PRO | Singlezone Ducted, Centrally Ducted | 206905461 |  | HRCU-A-CB | 4HP18V36P | Ducted Indoor Units | BCE5V42M | 12 | 19.5 | 10 | 11.7 | 17.5 | 8.5 | TRUE | FALSE | TRUE | 34400 | 22200 | 2.53 | 22200 | 2.53
206905460 | 04/18/23 | Live | Lennox Industries | AC PRO | Singlezone Ducted, Centrally Ducted | 206905460 |  | HRCU-A-CB | 4HP18V36P | Ducted Indoor Units | BCE5V30M | 13 | 20 | 10 | 12.3 | 18.5 | 8.5 | TRUE | FALSE | TRUE | 23600 | 15900 | 2.71 | 15900 | 2.71
206905457 | 04/18/23 | Live | Lennox Industries | AC PRO | Singlezone Ducted, Centrally Ducted | 206905457 |  | HRCU-A-CB | 4HP18V36P | Ducted Indoor Units | BCE5E42M | 11.5 | 19.5 | 10 | 11.5 | 18 | 8.5 | FALSE | FALSE | TRUE | 34000 | 22200 | 2.5 | 22200 | 2.5
206905447 | 04/18/23 | Live | Lennox Industries | CONCORD | Singlezone Ducted, Centrally Ducted | 206905447 |  | HRCU-A-CB | 4HP18V36P | Ducted Indoor Units | BCE5V36M | 12 | 19.5 | 10 | 11.7 | 19 | 8.5 | TRUE | FALSE | TRUE | 34000 | 22000 | 2.5 | 22000 | 2.5
206905446 | 04/18/23 | Live | Lennox Industries | ALLIED | Singlezone Ducted, Centrally Ducted | 206905446 |  | HRCU-A-CB | 4HP18V36P | Ducted Indoor Units | BCE5V36M | 12 | 19.5 | 10 | 11.7 | 19 | 8.5 | TRUE | FALSE | TRUE | 34000 | 22000 | 2.5 | 22000 | 2.5
206905073 | 04/18/23 | Live | Lennox Industries | DUCANE | Singlezone Ducted, Centrally Ducted | 206905073 |  | HRCU-A-CB | 4HP18V60P | Ducted Indoor Units | BCE7E48M | 11.5 | 16.5 | 9 | 11 | 16.5 | 8.1 | FALSE | FALSE | TRUE | 46000 | 32200 | 2.37 | 32200 | 2.37
206905070 | 04/18/23 | Live | Lennox Industries | DUCANE | Singlezone Ducted, Centrally Ducted | 206905070 |  | HRCU-A-CB | 4HP18V60P | Ducted Indoor Units | BCE5C48M*4X | 11 | 16.5 | 9 | 10.9 | 16 | 7.8 | FALSE | FALSE | FALSE | 45000 | 31600 | 2.12 | 31600 | 2.12
206905069 | 04/18/23 | Live | Lennox Industries | DUCANE | Singlezone Ducted, Centrally Ducted | 206905069 |  | HRCU-A-CB | 4HP18V60P | Ducted Indoor Units | BCE5C48M*1P+H4TXV02 | 11 | 16.5 | 9 | 10.9 | 16 | 7.8 | FALSE | FALSE | FALSE | 45000 | 31600 | 2.12 | 31600 | 2.12
206903147 | 04/18/23 | Live | Lennox Industries | DUCANE | Singlezone Ducted, Centrally Ducted | 206903147 |  | HRCU-A-CB | 4HP18V36P | Ducted Indoor Units | BCE7E30M | 13 | 20 | 10 | 12.3 | 19 | 8.5 | TRUE | FALSE | TRUE | 24000 | 16200 | 3.06 | 16200 | 3.06
206903139 | 04/18/23 | Live | Lennox Industries | DUCANE | Singlezone Ducted, Centrally Ducted | 206903139 |  | HRCU-A-CB | 4HP18V36P | Ducted Indoor Units | BCE5C24M*4X | 12.5 | 17 | 9 | 12.3 | 16.5 | 8.1 | FALSE | FALSE | TRUE | 23000 | 16100 | 2.48 | 16100 | 2.48
206902820 | 04/18/23 | Live | Lennox Industries | DUCANE | Singlezone Ducted, Centrally Ducted | 206902820 |  | HRCU-A-CB | 4HP18V36P | Ducted Indoor Units | BCE5C36M*4X | 11 | 16.5 | 9.6 | 11 | 15.5 | 8.5 | FALSE | FALSE | TRUE | 34000 | 22400 | 2.42 | 22400 | 2.42
209941288 | 04/19/23 | Live | Lennox Industries | GE | Singlezone Ducted, Centrally Ducted | 209941288 |  | HRCU-A-CB | NS18H60MA4-** | Ducted Indoor Units | NAM48P1TA4 | 11 | 16.5 | 9 | 10.9 | 16 | 7.8 | FALSE | FALSE | FALSE | 45000 | 31600 | 2.12 | 31600 | 2.12
209941283 | 04/19/23 | Live | Lennox Industries | GE | Singlezone Ducted, Centrally Ducted | 209941283 |  | HRCU-A-CB | NS18H36MA4-** | Ducted Indoor Units | NAM30E1TA4-** | 13 | 18 | 10 | 12.3 | 17.5 | 8.5 | TRUE | FALSE | TRUE | 24000 | 15900 | 2.74 | 15900 | 2.74
209941282 | 04/19/23 | Live | Lennox Industries | GE | Singlezone Ducted, Centrally Ducted | 209941282 |  | HRCU-A-CB | NS18H36MA4-** | Ducted Indoor Units | NAM24E1TA4-** | 13 | 20 | 9.6 | 12.3 | 17.5 | 8.1 | TRUE | FALSE | TRUE | 23000 | 15000 | 2.31 | 15000 | 2.31
209941280 | 04/19/23 | Live | Lennox Industries | GE | Singlezone Ducted, Centrally Ducted | 209941280 |  | HRCU-A-CB | NS18H36MA4-** | Ducted Indoor Units | NAM18P1TA4 | 12.5 | 17.5 | 9.6 | 12.3 | 17.1 | 8.5 | TRUE | FALSE | TRUE | 22000 | 15400 | 2.69 | 15400 | 2.69
207769099 | 07/25/23 | Live | GE Appliances, a Haier company | HAIER | Singlezone Non-Ducted, Wall Placement | 207769099 |  | HRCU-A-CB-O | 1U3036TL2HF** | Mini-Splits | AW36TL2HF** | 8 | 17.5 | 9.5 | 8 | 17.5 | 9 | FALSE | FALSE | FALSE | 33000 | 22000 | 2.4 | 24200 | 2.3
207722662 | 04/29/22 | Live | GE Appliances, a Haier company | HAIER | Multizone All Ducted | 207722662 |  | HMSV-A-CB | 3U24MS2HD** | Ducted Indoor Units |  | 11 | 16 | 9 | 11 | 16 | 9 | FALSE | FALSE | FALSE | 22600 | 15600 | 2.6 | 17160 | 2.49
207698999 | 04/29/22 | Live | GE Appliances, a Haier company | GE APPLIANCES | Multizone All Non-Ducted | 207698999 |  | HMSR-A-CB-O | ASH324JCDD** | Non-Ducted Indoor Units |  | 12.5 | 21 | 10.5 | 12.8 | 22 | 10 | TRUE | FALSE | TRUE | 22600 | 16000 | 2.81 | 17600 | 2.69
207465456 | 01/23/23 | Live | Samsung Electonics | SAMSUNG | Singlezone Ducted, Centrally Ducted | 207465456 |  | HRCU-A-CB | AC024BXADCH | Mini-Splits | AC024BNZDCH | 9.7 | 16.5 | 9.6 | 9.7 | 16.9 | 7.9 | FALSE | FALSE | FALSE | 24000 | 25800 | 1.8 | 27500 | 1.7
206906987 | 04/18/23 | Live | Lennox Industries | CONCORD | Singlezone Ducted, Centrally Ducted | 206906987 |  | HRCU-A-CB | 4HP18V60P | Ducted Indoor Units | BCE7E48M | 11.5 | 16.5 | 9 | 11 | 16.5 | 8.1 | FALSE | FALSE | TRUE | 46000 | 32200 | 2.37 | 32200 | 2.37
206906986 | 04/18/23 | Live | Lennox Industries | CONCORD | Singlezone Ducted, Centrally Ducted | 206906986 |  | HRCU-A-CB | 4HP18V60P | Ducted Indoor Units | BCE5V48M | 11 | 17 | 9.6 | 11 | 16.5 | 7.8 | FALSE | FALSE | FALSE | 44500 | 31400 | 2.13 | 31400 | 2.13
206906984 | 04/18/23 | Live | Lennox Industries | CONCORD | Singlezone Ducted, Centrally Ducted | 206906984 |  | HRCU-A-CB | 4HP18V60P | Ducted Indoor Units | BCE5E48M | 11 | 16.5 | 9 | 10.9 | 16 | 7.8 | FALSE | FALSE | FALSE | 45000 | 31600 | 2.12 | 31600 | 2.12
206906611 | 04/18/23 | Live | Lennox Industries | AC PRO | Singlezone Ducted, Centrally Ducted | 206906611 |  | HRCU-A-CB | 4HP18V60P | Ducted Indoor Units | BCE7E48M | 11.5 | 16.5 | 9 | 11 | 16.5 | 8.1 | FALSE | FALSE | TRUE | 46000 | 32200 | 2.37 | 32200 | 2.37
206906610 | 04/18/23 | Live | Lennox Industries | AC PRO | Singlezone Ducted, Centrally Ducted | 206906610 |  | HRCU-A-CB | 4HP18V60P | Ducted Indoor Units | BCE5V48M | 11 | 17 | 9.6 | 11 | 16.5 | 7.8 | FALSE | FALSE | FALSE | 44500 | 31400 | 2.13 | 31400 | 2.13
206906608 | 04/18/23 | Live | Lennox Industries | AC PRO | Singlezone Ducted, Centrally Ducted | 206906608 |  | HRCU-A-CB | 4HP18V60P | Ducted Indoor Units | BCE5E48M | 11 | 16.5 | 9 | 10.9 | 16 | 7.8 | FALSE | FALSE | FALSE | 45000 | 31600 | 2.12 | 31600 | 2.12
206906604 | 04/18/23 | Live | Lennox Industries | ALLIED | Singlezone Ducted, Centrally Ducted | 206906604 |  | HRCU-A-CB | 4HP18V60P | Ducted Indoor Units | BCE5V60M | 10 | 16.5 | 9 | 10 | 16 | 7.8 | FALSE | FALSE | FALSE | 55500 | 38500 | 2.15 | 38500 | 2.15
206906603 | 04/18/23 | Live | Lennox Industries | AC PRO | Singlezone Ducted, Centrally Ducted | 206906603 |  | HRCU-A-CB | 4HP18V60P | Ducted Indoor Units | BCE5V60M | 10 | 16.5 | 9 | 10 | 16 | 7.8 | FALSE | FALSE | FALSE | 55500 | 38500 | 2.15 | 38500 | 2.15
206906234 | 04/18/23 | Live | Lennox Industries | CONCORD | Singlezone Ducted, Centrally Ducted | 206906234 |  | HRCU-A-CB | 4HP18V36P | Ducted Indoor Units | BCE7E30M | 13 | 20 | 10 | 12.3 | 19 | 8.5 | TRUE | FALSE | TRUE | 24000 | 16200 | 3.06 | 16200 | 3.06
206906232 | 04/18/23 | Live | Lennox Industries | CONCORD | Singlezone Ducted, Centrally Ducted | 206906232 |  | HRCU-A-CB | 4HP18V36P | Ducted Indoor Units | BCE7E18M | 13 | 20 | 10 | 12.3 | 19 | 8.5 | TRUE | FALSE | TRUE | 23200 | 15400 | 2.87 | 15400 | 2.87
206906228 | 04/18/23 | Live | Lennox Industries | CONCORD | Singlezone Ducted, Centrally Ducted | 206906228 |  | HRCU-A-CB | 4HP18V36P | Ducted Indoor Units | BCE5V18M | 13 | 20 | 10 | 12.3 | 18.5 | 8.5 | TRUE | FALSE | TRUE | 23400 | 15900 | 2.82 | 15900 | 2.82
206906227 | 04/18/23 | Live | Lennox Industries | CONCORD | Singlezone Ducted, Centrally Ducted | 206906227 |  | HRCU-A-CB | 4HP18V36P | Ducted Indoor Units | BCE5E42M | 11.5 | 19.5 | 10 | 11.5 | 18 | 8.5 | FALSE | FALSE | TRUE | 34000 | 22200 | 2.5 | 22200 | 2.5
206905851 | 04/18/23 | Live | Lennox Industries | ALLIED | Singlezone Ducted, Centrally Ducted | 206905851 |  | HRCU-A-CB | 4HP18V36P | Ducted Indoor Units | BCE7E42M | 11.5 | 17.5 | 10 | 11 | 17.1 | 7.8 | FALSE | FALSE | FALSE | 34200 | 22000 | 2.51 | 22000 | 2.51
206905847 | 04/18/23 | Live | Lennox Industries | ALLIED | Singlezone Ducted, Centrally Ducted | 206905847 |  | HRCU-A-CB | 4HP18V36P | Ducted Indoor Units | BCE7E18M | 13 | 20 | 10 | 12.3 | 19 | 8.5 | TRUE | FALSE | TRUE | 23200 | 15400 | 2.87 | 15400 | 2.87
206905845 | 04/18/23 | Live | Lennox Industries | ALLIED | Singlezone Ducted, Centrally Ducted | 206905845 |  | HRCU-A-CB | 4HP18V36P | Ducted Indoor Units | BCE5V30M | 13 | 20 | 10 | 12.3 | 18.5 | 8.5 | TRUE | FALSE | TRUE | 23600 | 15900 | 2.71 | 15900 | 2.71
206905844 | 04/18/23 | Live | Lennox Industries | ALLIED | Singlezone Ducted, Centrally Ducted | 206905844 |  | HRCU-A-CB | 4HP18V36P | Ducted Indoor Units | BCE5V24M | 13 | 20 | 10 | 12.3 | 18.5 | 8.5 | TRUE | FALSE | TRUE | 23400 | 16100 | 2.52 | 16100 | 2.52
206905841 | 04/18/23 | Live | Lennox Industries | ALLIED | Singlezone Ducted, Centrally Ducted | 206905841 |  | HRCU-A-CB | 4HP18V36P | Ducted Indoor Units | BCE5E36M | 11.5 | 19 | 10 | 10.9 | 17.1 | 8.5 | FALSE | FALSE | TRUE | 33800 | 22600 | 2.44 | 22600 | 2.44
206905462 | 04/18/23 | Live | Lennox Industries | AC PRO | Singlezone Ducted, Centrally Ducted | 206905462 |  | HRCU-A-CB | 4HP18V36P | Ducted Indoor Units | BCE7E18M | 13 | 20 | 10 | 12.3 | 19 | 8.5 | TRUE | FALSE | TRUE | 23200 | 15400 | 2.87 | 15400 | 2.87
206905454 | 04/18/23 | Live | Lennox Industries | AC PRO | Singlezone Ducted, Centrally Ducted | 206905454 |  | HRCU-A-CB | 4HP18V36P | Ducted Indoor Units | BCE5E24M | 13 | 20 | 9.6 | 12.3 | 17.5 | 8.1 | TRUE | FALSE | TRUE | 23000 | 15000 | 2.31 | 15000 | 2.31
206905071 | 04/18/23 | Live | Lennox Industries | DUCANE | Singlezone Ducted, Centrally Ducted | 206905071 |  | HRCU-A-CB | 4HP18V60P | Ducted Indoor Units | BCE5E48M | 11 | 16.5 | 9 | 10.9 | 16 | 7.8 | FALSE | FALSE | FALSE | 45000 | 31600 | 2.12 | 31600 | 2.12
206903142 | 04/18/23 | Live | Lennox Industries | DUCANE | Singlezone Ducted, Centrally Ducted | 206903142 |  | HRCU-A-CB | 4HP18V36P | Ducted Indoor Units | BCE5V18M | 13 | 20 | 10 | 12.3 | 18.5 | 8.5 | TRUE | FALSE | TRUE | 23400 | 15900 | 2.82 | 15900 | 2.82
206902824 | 04/18/23 | Live | Lennox Industries | DUCANE | Singlezone Ducted, Centrally Ducted | 206902824 |  | HRCU-A-CB | 4HP18V36P | Ducted Indoor Units | BCE7E36M | 12 | 19 | 10 | 10.9 | 17.5 | 8.5 | FALSE | FALSE | TRUE | 33600 | 23400 | 2.36 | 23400 | 2.36
208106753 | 04/20/23 | Live | Lennox Industries | CONCORD | Singlezone Non-Ducted, Wall Placement | 208106753 |  | HRCU-A-CB-O | 4DHV2S09S-1P | Mini-Splits | DWH209S4-1P | 12.6 | 21.5 | 10 | 12.6 | 21.7 | 9.4 | TRUE | TRUE | FALSE | 9000 | 6000 | 2.51 | 8066 | 2.17
208106742 | 04/20/23 | Live | Lennox Industries | ARM STRONG AIR | Singlezone Non-Ducted, Wall Placement | 208106742 |  | HRCU-A-CB-O | 4DHV2S09S-1P | Mini-Splits | DWH209S4-1P | 12.6 | 21.5 | 10 | 12.6 | 21.7 | 9.4 | TRUE | TRUE | FALSE | 9000 | 6000 | 2.51 | 8066 | 2.17
210435087 | 02/16/23 | Live | Daikin Comfort Technologies | DAIKIN | Singlezone Ducted, Centrally Ducted | 210435087 |  | HRCU-A-CB | DZ6VSA6010A* | Ducted Indoor Units | DFVE60DP1400A* | 8 | 16.1 | 9.5 | 8 | 16.1 | 8.1 | FALSE | FALSE | FALSE | 53000 | 34800 | 2.63 | 40500 | 2.39
209949000 | 04/15/22 | Live | Mitsubishi Electric Trane | MITSUBISHI ELECTRIC | Multizone Mix of Ducted and Non-Ducted | 209949000 |  | HMSV-A-CB | MXZ-3C24NA3*** | Mixed Ducted and Non-Ducted Indoor Units |  | 12.4 | 18 | 9.6 | 12.4 | 18 | 9.05 | TRUE | FALSE | TRUE | 22800 | 14000 | 2.75 | 19600 | 2.29
208106731 | 04/20/23 | Live | Lennox Industries | AIREASE | Singlezone Non-Ducted, Wall Placement | 208106731 |  | HRCU-A-CB-O | 4DHV2S09S-1P | Mini-Splits | DWH209S4-1P | 12.6 | 21.5 | 10 | 12.6 | 21.7 | 9.4 | TRUE | TRUE | FALSE | 9000 | 6000 | 2.51 | 8066 | 2.17
208106720 | 04/20/23 | Live | Lennox Industries | DUCANE | Singlezone Non-Ducted, Wall Placement | 208106720 |  | HRCU-A-CB-O | 4DHV2S09S-1P | Mini-Splits | DWH209S4-1P | 12.6 | 21.5 | 10 | 12.6 | 21.7 | 9.4 | TRUE | TRUE | FALSE | 9000 | 6000 | 2.51 | 8066 | 2.17
208106709 | 04/20/23 | Live | Lennox Industries | ALLIED | Singlezone Non-Ducted, Wall Placement | 208106709 |  | HRCU-A-CB-O | 4DHV2S09S-1P | Mini-Splits | DWH209S4-1P | 12.6 | 21.5 | 10 | 12.6 | 21.7 | 9.4 | TRUE | TRUE | FALSE | 9000 | 6000 | 2.51 | 8066 | 2.17
208106643 | 04/20/23 | Live | Lennox Industries | Lennox | Singlezone Non-Ducted, Wall Placement | 208106643 |  | HRCU-A-CB-O | MHB009S4S-1P | Mini-Splits | MWHB009S4-1P | 12.6 | 21.5 | 10 | 12.6 | 21.7 | 9.4 | TRUE | TRUE | FALSE | 9000 | 6000 | 2.51 | 8066 | 2.17
213785813 | 12/21/23 | Live | Midea Electric Trading | MIDEA | Singlezone Non-Ducted, Wall Placement | 213785813 |  | HRCU-A-CB-O | MOD-24HFN1AA | Mini-Splits | MSEP-24HFN1AA | 14 | 22 | 12 | 14 | 22 | 10 | FALSE | FALSE | TRUE | 24000 | 16200 | 2.4 | 20000 | 2.1
212615064 | 07/26/23 | Live | Midea Electric Trading | YONAN | Singlezone Non-Ducted, Wall Placement | 212615064 |  | HRCU-A-CB-O | YS-24HRFN1-C5OU | Mini-Splits | YS-24HRFN1-C5 | 14 | 22 | 12 | 14 | 22 | 10 | FALSE | FALSE | TRUE | 24000 | 16200 | 2.4 | 20000 | 2.1
211793559 | 04/27/23 | Live | Midea Electric Trading | KADEN | Singlezone Non-Ducted, Wall Placement | 211793559 |  | HRCU-A-CB-O | KO-PSX24HP-2AAMA | Mini-Splits | KI-PSX24WM-2AAMA | 14 | 22 | 12 | 14 | 22 | 10 | FALSE | FALSE | TRUE | 24000 | 16200 | 2.4 | 20000 | 2.1
209550325 | 04/27/23 | Live | Midea Electric Trading | TGM | Singlezone Non-Ducted, Wall Placement | 209550325 |  | HRCU-A-CB-O | MRAPT24AS | Mini-Splits | MWAPT24S | 14 | 22 | 12 | 14 | 22 | 10 | FALSE | FALSE | TRUE | 24000 | 16200 | 2.4 | 20000 | 2.1
208447611 | 04/27/23 | Live | Midea Electric Trading | SUNCHILLERS | Singlezone Non-Ducted, Wall Placement | 208447611 |  | HRCU-A-CB-O | 24WODU-UL | Mini-Splits | 24WIDU-UL | 14 | 22 | 12 | 14 | 22 | 10 | FALSE | FALSE | TRUE | 24000 | 16200 | 2.4 | 20000 | 2.1
207671411 | 04/27/23 | Live | Midea Electric Trading | YONAN | Singlezone Non-Ducted, Wall Placement | 207671411 |  | HRCU-A-CB-O | YSA25-24HRN1 | Mini-Splits | YSA25-24HRN1 | 14 | 22 | 12 | 14 | 22 | 10 | FALSE | FALSE | TRUE | 24000 | 16200 | 2.4 | 20000 | 2.1
207658925 | 01/05/23 | Live | Midea Electric Trading | COMFORTSTAR | Singlezone Non-Ducted, Wall Placement | 207658925 |  | HRCU-A-CB-O | CZP24CD(O) | Mini-Splits | CHF24CD(I) | 14 | 22 | 12 | 14 | 22 | 10 | TRUE | FALSE | TRUE | 24000 | 16200 | 2.4 | 20000 | 2.1
206369561 | 10/27/22 | Live | Midea Electric Trading | MDV | Singlezone Non-Ducted, Wall Placement | 206369561 |  | HRCU-A-CB-O | MOD33-24HFN1-MT0W | Mini-Splits | MSEPD-24HRFN1-MU0W | 14 | 22 | 12 | 14 | 22 | 10 | TRUE | FALSE | TRUE | 24000 | 16200 | 2.4 | 20000 | 2.1
211709680 | 04/27/23 | Live | Midea Electric Trading | NOVAIR | Singlezone Non-Ducted, Wall Placement | 211709680 |  | HRCU-A-CB-O | LEA24SZ25SK-O | Mini-Splits | 2LEA24UUSK-I | 14 | 22 | 12 | 14 | 22 | 10 | FALSE | FALSE | TRUE | 24000 | 16200 | 2.4 | 20000 | 2.1
210799671 | 01/05/23 | Live | Midea Electric Trading | Cooper&Hunter | Singlezone Non-Ducted, Wall Placement | 210799671 |  | HRCU-A-CB-O | CH-ES24-230VO | Mini-Splits | CH-24MASTWM-230VI | 14 | 22 | 12 | 14 | 22 | 10 | TRUE | FALSE | TRUE | 24000 | 16200 | 2.4 | 20000 | 2.1
209937048 | 01/05/23 | Live | Midea Electric Trading | C&H | Singlezone Non-Ducted, Wall Placement | 209937048 |  | HRCU-A-CB-O | CH-ES24-230VO | Mini-Splits | CH-24MASTWM-230VI | 14 | 22 | 12 | 14 | 22 | 10 | TRUE | FALSE | TRUE | 24000 | 16200 | 2.4 | 20000 | 2.1
208816912 | 01/05/23 | Live | Midea Electric Trading | TRUST AIR CONDITIONERS | Singlezone Non-Ducted, Wall Placement | 208816912 |  | HRCU-A-CB-O | OUS24H/O4S4P | Mini-Splits | IUMW124H/I41P | 14 | 22 | 12 | 14 | 22 | 10 | FALSE | FALSE | TRUE | 24000 | 16200 | 2.4 | 20000 | 2.1
208568351 | 04/27/23 | Live | Midea Electric Trading | MIDEA | Singlezone Non-Ducted, Wall Placement | 208568351 |  | HRCU-A-CB-O | MOD32-24HFN1-MT0W | Mini-Splits | MSEPD-24HRFN1-MU0W | 14 | 22 | 12 | 14 | 22 | 10 | FALSE | FALSE | TRUE | 24000 | 16200 | 2.4 | 20000 | 2.1
208121899 | 01/05/23 | Live | Midea Electric Trading | Alsetria | Singlezone Non-Ducted, Wall Placement | 208121899 |  | HRCU-A-CB-O | MOD33-24HFN1-MT0W | Mini-Splits | MSEPD-24HRFN1-MU0W | 14 | 22 | 12 | 14 | 22 | 10 | TRUE | FALSE | TRUE | 24000 | 16200 | 2.4 | 20000 | 2.1
207827148 | 01/05/23 | Live | Midea Electric Trading | AC PRO.COM | Singlezone Non-Ducted, Wall Placement | 207827148 |  | HRCU-A-CB-O | AOD32-24HFN1-MT0W | Mini-Splits | ASEPD-24HRFN1-MU0W | 14 | 22 | 12 | 14 | 22 | 10 | TRUE | FALSE | TRUE | 24000 | 16200 | 2.4 | 20000 | 2.1
207743722 | 01/05/23 | Live | Midea Electric Trading | DIRECT AIR | Singlezone Non-Ducted, Wall Placement | 207743722 |  | HRCU-A-CB-O | DIRM-24DA25-1Z | Mini-Splits | DIRM-24HP-WM | 14 | 22 | 12 | 14 | 22 | 10 | TRUE | FALSE | TRUE | 24000 | 16200 | 2.4 | 20000 | 2.1
207742493 | 01/05/23 | Live | Midea Electric Trading | MOOVAIR | Singlezone Non-Ducted, Wall Placement | 207742493 |  | HRCU-A-CB-O | DMA24HOS25230E8 | Mini-Splits | DMA24HIW25230E8 | 14 | 22 | 12 | 14 | 22 | 10 | TRUE | FALSE | TRUE | 24000 | 16200 | 2.4 | 20000 | 2.1
213785809 | 12/21/23 | Live | Midea Electric Trading | MDV | Singlezone Non-Ducted, Wall Placement | 213785809 |  | HRCU-A-CB-O | MVD-24HFN1AA | Mini-Splits | MVEP-24HFN1AA | 14 | 22 | 12 | 14 | 22 | 10 | FALSE | FALSE | TRUE | 24000 | 16200 | 2.4 | 20000 | 2.1
208552817 | 01/05/23 | Live | Midea Electric Trading | MRCOOL | Singlezone Non-Ducted, Wall Placement | 208552817 |  | HRCU-A-CB-O | O-ES-24-HP-C-230B | Mini-Splits | O-24-HP-WMAH-230B | 14 | 22 | 12 | 14 | 22 | 10 | TRUE | FALSE | TRUE | 24000 | 16200 | 2.4 | 20000 | 2.1
208121862 | 01/05/23 | Live | Midea Electric Trading | ECO-AIR | Singlezone Non-Ducted, Wall Placement | 208121862 |  | HRCU-A-CB-O | MOD33-24HFN1-MT0W | Mini-Splits | MSEPD-24HRFN1-MU0W | 14 | 22 | 12 | 14 | 22 | 10 | TRUE | FALSE | TRUE | 24000 | 16200 | 2.4 | 20000 | 2.1
207826696 | 04/27/23 | Live | Midea Electric Trading | MIDEA | Singlezone Non-Ducted, Wall Placement | 207826696 |  | HRCU-A-CB-O | MOD33-24HFN1-MT0W | Mini-Splits | MSEPD-24HRFN1-MU0W | 14 | 22 | 12 | 14 | 22 | 10 | FALSE | FALSE | TRUE | 24000 | 16200 | 2.4 | 20000 | 2.1
207742427 | 01/05/23 | Live | Midea Electric Trading | ELIOS | Singlezone Non-Ducted, Wall Placement | 207742427 |  | HRCU-A-CB-O | DEA24HOS25230E8 | Mini-Splits | DEA24HIW25230E8 | 14 | 22 | 12 | 14 | 22 | 10 | TRUE | FALSE | TRUE | 24000 | 16200 | 2.4 | 20000 | 2.1
210819419 | 05/11/23 | Live | Carrier | MIDEA | Singlezone Ducted, Centrally Ducted | 210819419 |  | HRCU-A-CB | 38MARBQ30AA3 |  | 40MBABQ30XB3 | 11.1 | 19 | 10 | 11.2 | 17.5 | 8.4 | FALSE | FALSE | TRUE | 30000 | 20400 | 2.6 | 20400 | 2.6
210819426 | 05/11/23 | Live | Carrier | MIDEA | Singlezone Ducted, Centrally Ducted | 210819426 |  | HRCU-A-CB | DLCSRBH30AAK |  | DLFSABH30XBK | 11.1 | 19 | 10 | 11.2 | 17.5 | 8.4 | FALSE | FALSE | TRUE | 30000 | 20400 | 2.6 | 20400 | 2.6
210819425 | 05/11/23 | Live | Carrier | KENMORE | Singlezone Ducted, Centrally Ducted | 210819425 |  | HRCU-A-CB | DLCSRBH30AAK |  | DLFSABH30XBK | 11.1 | 19 | 10 | 11.2 | 17.5 | 8.4 | FALSE | FALSE | TRUE | 30000 | 20400 | 2.6 | 20400 | 2.6
207705483 | 04/13/23 | Live | Mitsubishi Electric Trane | TRANE / MITSUBISHI ELECTRIC | Singlezone Non-Ducted, Wall Placement | 207705483 |  | HRCU-A-CB-O | MUZ-GS18NA*** | Mini-Splits | NTXWST18B112** | 13.45 | 20.5 | 12 | 13.45 | 21.5 | 10.3 | FALSE | FALSE | TRUE | 18000 | 13300 | 2.67 | 18200 | 2.56
207679243 | 04/13/23 | Live | Mitsubishi Electric Trane | MITSUBISHI ELECTRIC | Singlezone Non-Ducted, Wall Placement | 207679243 |  | HRCU-A-CB-O | MUZ-GS12NA*** | Mini-Splits | MSZ-GS12NA*** | 13.05 | 23.1 | 13.2 | 13.05 | 25.6 | 10.7 | TRUE | TRUE | TRUE | 12000 | 9000 | 2.64 | 12000 | 2.11
207797364 | 08/27/24 | Live | Sunrise Tradex Corp | FORESTAIR | Singlezone Non-Ducted, Wall Placement | 207797364 |  | HRCU-A-CB-O | FA-H23-D23TL/O-ES | Mini-Splits | FA-H23-D23TL/I-ES | 12.5 | 20 | 10 | 12.5 | 20 | 9 | FALSE | FALSE | FALSE | 23000 | 13900 | 2.75 | 21760 | 2.21
207797363 | 08/27/24 | Live | Sunrise Tradex Corp | FORESTAIR | Singlezone Non-Ducted, Wall Placement | 207797363 |  | HRCU-A-CB-O | FA-H18-D23TL/O-ES | Mini-Splits | FA-H18-D23TL/I-ES | 13 | 21.5 | 10 | 13 | 22 | 9 | FALSE | FALSE | FALSE | 18000 | 10000 | 2.85 | 15600 | 2.64
207797362 | 08/27/24 | Live | Sunrise Tradex Corp | FORESTAIR | Singlezone Non-Ducted, Wall Placement | 207797362 |  | HRCU-A-CB-O | FA-H12-D23TL/O-ES | Mini-Splits | FA-H12-D23TL/I-ES | 13 | 23 | 10 | 13 | 23 | 9.5 | FALSE | FALSE | TRUE | 12000 | 7600 | 3.14 | 11100 | 2.48
207797361 | 08/27/24 | Live | Sunrise Tradex Corp | FORESTAIR | Singlezone Non-Ducted, Wall Placement | 207797361 |  | HRCU-A-CB-O | FA-H09-D23TL/O-ES | Mini-Splits | FA-H09-D23TL/I-ES | 13 | 23 | 10 | 13 | 23.5 | 9.2 | FALSE | FALSE | FALSE | 9000 | 5900 | 2.79 | 8380 | 2.61
207797360 | 08/27/24 | Live | Sunrise Tradex Corp | FORESTAIR | Singlezone Non-Ducted, Wall Placement | 207797360 |  | HRCU-A-CB-O | FA-H12-A23TL/O-ES | Mini-Splits | FA-H12-A23TL/I-ES | 12.5 | 22 | 10 | 12.5 | 22 | 9 | FALSE | FALSE | FALSE | 12000 | 7100 | 3.02 | 10900 | 2.5
207797359 | 08/27/24 | Live | Sunrise Tradex Corp | FORESTAIR | Singlezone Non-Ducted, Wall Placement | 207797359 |  | HRCU-A-CB-O | FA-H09-A23TL/O-ES | Mini-Splits | FA-H09-A23TL/I-ES | 12.5 | 22 | 10 | 12.5 | 23 | 9 | FALSE | FALSE | FALSE | 9000 | 5900 | 2.79 | 8380 | 2.59
207335554 | 10/20/21 | Live | Wolf Steel Ltd | NAPOLEON | Singlezone Ducted, Centrally Ducted | 207335554 |  | HRCU-A-CB | NS18HV48A60 |  | NPFX48A | 11.5 | 18 | 10.5 | 11 | 17 | 9 | FALSE | FALSE | TRUE | 48000 | 31400 | 2.5 | 48000 | 2.04
207335558 | 10/20/21 | Live | Wolf Steel Ltd | CONTINENTAL | Singlezone Ducted, Centrally Ducted | 207335558 |  | HRCU-A-CB | CS18HV48A60 |  | CPFX48A | 11.5 | 18 | 10.5 | 11 | 17 | 9 | FALSE | FALSE | TRUE | 48000 | 31400 | 2.5 | 48000 | 2.04
207335559 | 10/20/21 | Live | Wolf Steel Ltd | CONTINENTAL | Singlezone Ducted, Centrally Ducted | 207335559 |  | HRCU-A-CB | CS18HV48A60 |  | CPFX48A60A | 10.5 | 17 | 10 | 10 | 15.8 | 9 | FALSE | FALSE | TRUE | 54000 | 36000 | 2.4 | 49000 | 2.03
207335557 | 10/20/21 | Live | Wolf Steel Ltd | CONTINENTAL | Singlezone Ducted, Centrally Ducted | 207335557 |  | HRCU-A-CB | CS18HV24A36 |  | CPFX24A36A | 10 | 18 | 10 | 10 | 16 | 9 | FALSE | FALSE | TRUE | 34000 | 24000 | 2.31 | 35000 | 1.95
207335555 | 10/20/21 | Live | Wolf Steel Ltd | NAPOLEON | Singlezone Ducted, Centrally Ducted | 207335555 |  | HRCU-A-CB | NS18HV48A60 |  | NPFX48A60A | 10.5 | 17 | 10 | 10 | 15.8 | 9 | FALSE | FALSE | TRUE | 54000 | 36000 | 2.4 | 49000 | 2.03
207335556 | 10/20/21 | Live | Wolf Steel Ltd | CONTINENTAL | Singlezone Ducted, Centrally Ducted | 207335556 |  | HRCU-A-CB | CS18HV24A36 |  | CPFX24A | 12.5 | 20 | 10.5 | 12 | 17 | 9 | TRUE | TRUE | TRUE | 24000 | 16000 | 2.31 | 24000 | 2.3
214655291 | 08/22/24 | Live | Midea Electric Trading | KEPLERX | Singlezone Ducted, Centrally Ducted | 214655291 |  | HRCU-A-CB | K18HVH60WD2U |  | K18HVH60WD2H | 9 | 16.4 | 10.5 | 8.8 | 15.3 | 9.4 | FALSE | FALSE | FALSE | 55000 | 42000 | 2.6 | 52500 | 2.3
214841713 | 07/23/24 | Live | Hisense | HISENSE | Singlezone Ducted, Centrally Ducted | 214841713 |  | HRCU-A-C | AUWR-36U3SA2 |  | DC37A44-210L |  |  |  | 11.3 | 15.5 | 9.4 | TRUE | TRUE | TRUE | 30000 | 23000 | 2.89 | 34520 | 2.29
214841714 | 07/23/24 | Live | Hisense | HISENSE | Singlezone Ducted, Centrally Ducted | 214841714 |  | HRCU-A-C | AUWR-48U3SP2 |  | DC61A44-245R |  |  |  | 11.4 | 15.55 | 8.55 | TRUE | TRUE | TRUE | 42000 | 31200 | 3.22 | 39000 | 2.19
214855379 | 08/16/24 | Live | Hisense | HISENSE | Singlezone Ducted, Centrally Ducted | 214855379 |  | HRCU-A-CB | AUWR-6024P |  | AHU-6024 |  |  |  | 11 | 19 | 9 | TRUE | TRUE | TRUE | 57000 | 37000 | 2.61 | 42000 | 2.34
215278607 | 08/23/24 | Live | Hisense | HISENSE | Singlezone Ducted, Centrally Ducted | 215278607 |  | HRCU-A-CB | AUWR-4824P |  | AHU-4824 |  |  |  | 12 | 19 | 9 | TRUE | TRUE | TRUE | 48000 | 36600 | 2.64 | 38600 | 2.11
214855378 | 08/16/24 | Live | Hisense | HISENSE | Singlezone Ducted, Centrally Ducted | 214855378 |  | HRCU-A-CB | AUWR-3624P |  | AHU-3624 |  |  |  | 11.7 | 19.5 | 10.5 | TRUE | TRUE | TRUE | 32000 | 32000 | 2.93 | 34000 | 2.34
214855377 | 08/16/24 | Live | Hisense | HISENSE | Singlezone Ducted, Centrally Ducted | 214855377 |  | HRCU-A-CB | AUWR-2424P |  | AHU-2424 |  |  |  | 12 | 20 | 10 | TRUE | TRUE | TRUE | 24000 | 20400 | 3.05 | 21500 | 2.47
215359293 | 08/22/24 | Live | Midea Electric Trading | DURASTAR | Singlezone Ducted, Compact Ducted | 215359293 |  | HRCU-A-CB | DRA1U24S2A | Mini-Splits | DRADH24F2A |  |  |  | 12.5 | 19 | 11 | TRUE | TRUE | TRUE | 24000 | 21200 | 2.6 | 21600 | 2.56
215359289 | 08/22/24 | Live | Midea Electric Trading | DURASTAR | Singlezone Ducted, Compact Ducted | 215359289 |  | HRCU-A-CB | DRA1U18S2A | Mini-Splits | DRADH18F2A |  |  |  | 13.3 | 20 | 11.3 | TRUE | TRUE | TRUE | 17500 | 14900 | 2.89 | 15900 | 2.65
215359288 | 08/22/24 | Live | Midea Electric Trading | DURASTAR | Singlezone Ducted, Compact Ducted | 215359288 |  | HRCU-A-CB | DRA1U18S2A | Mini-Splits | DRADL18F2A |  |  |  | 12.5 | 20 | 10.5 | TRUE | TRUE | TRUE | 17000 | 14000 | 2.6 | 14100 | 2.4
215359281 | 08/22/24 | Live | Midea Electric Trading | DURASTAR | Singlezone Ducted, Compact Ducted | 215359281 |  | HRCU-A-CB | DRA1U12S2A | Mini-Splits | DRADL0612F2A |  |  |  | 11.7 | 19 | 10.2 | TRUE | TRUE | TRUE | 11500 | 9500 | 2.58 | 10300 | 2.58
215359276 | 08/22/24 | Live | Midea Electric Trading | DURASTAR | Singlezone Ducted, Compact Ducted | 215359276 |  | HRCU-A-CB | DRA1U09S2A | Mini-Splits | DRADH0912F2A |  |  |  | 13 | 19.7 | 11.5 | TRUE | TRUE | TRUE | 9000 | 9300 | 2.9 | 9800 | 2.56
215359275 | 08/22/24 | Live | Midea Electric Trading | DURASTAR | Singlezone Ducted, Compact Ducted | 215359275 |  | HRCU-A-CB | DRA1U09S2A | Mini-Splits | DRADL0612F2A |  |  |  | 12.8 | 19.5 | 11 | TRUE | TRUE | TRUE | 9000 | 8900 | 2.61 | 9600 | 2.45
215359268 | 08/22/24 | Live | Midea Electric Trading | DURASTAR | Singlezone Ducted, Compact Ducted | 215359268 |  | HRCU-A-CB | DRA1H24S2A | Mini-Splits | DRADH24F2A |  |  |  | 12 | 19 | 11.7 | TRUE | TRUE | TRUE | 24000 | 21600 | 2.71 | 23600 | 2.48
215359264 | 08/22/24 | Live | Midea Electric Trading | DURASTAR | Singlezone Ducted, Compact Ducted | 215359264 |  | HRCU-A-CB | DRA1H18S2A | Mini-Splits | DRADH18F2A |  |  |  | 12 | 18.4 | 11.1 | TRUE | TRUE | TRUE | 17500 | 15000 | 2.89 | 20000 | 2.5
215359263 | 08/22/24 | Live | Midea Electric Trading | DURASTAR | Singlezone Ducted, Compact Ducted | 215359263 |  | HRCU-A-CB | DRA1H18S2A | Mini-Splits | DRADL18F2A |  |  |  | 12 | 18 | 10.5 | TRUE | TRUE | TRUE | 17000 | 15000 | 2.7 | 19000 | 2.23
215359257 | 08/22/24 | Live | Midea Electric Trading | DURASTAR | Singlezone Ducted, Compact Ducted | 215359257 |  | HRCU-A-CB | DRA1H12S2A | Mini-Splits | DRADH0912F2A |  |  |  | 12 | 20 | 10.6 | TRUE | TRUE | TRUE | 12000 | 10200 | 2.6 | 14000 | 2.31
215359256 | 08/22/24 | Live | Midea Electric Trading | DURASTAR | Singlezone Ducted, Compact Ducted | 215359256 |  | HRCU-A-CB | DRA1H12S2A | Mini-Splits | DRADL0612F2A |  |  |  | 12 | 20 | 10 | TRUE | TRUE | TRUE | 12000 | 9600 | 2.49 | 13100 | 1.99
215359251 | 08/22/24 | Live | Midea Electric Trading | DURASTAR | Singlezone Ducted, Compact Ducted | 215359251 |  | HRCU-A-CB | DRA1H09S2A | Mini-Splits | DRADH0912F2A |  |  |  | 14 | 20.5 | 13.8 | TRUE | TRUE | TRUE | 9000 | 10200 | 2.45 | 12600 | 1.94
215359250 | 08/22/24 | Live | Midea Electric Trading | DURASTAR | Singlezone Ducted, Compact Ducted | 215359250 |  | HRCU-A-CB | DRA1H09S2A | Mini-Splits | DRADL0612F2A |  |  |  | 13.4 | 21.4 | 12.5 | TRUE | TRUE | TRUE | 9000 | 9600 | 2.49 | 12600 | 1.99
215359244 | 08/22/24 | Live | Midea Electric Trading | DURASTAR | Singlezone Ducted, Compact Ducted | 215359244 |  | HRCU-A-CB | DRA1H06S2A | Mini-Splits | DRADL0612F2A |  |  |  | 14.4 | 21.4 | 13.8 | TRUE | TRUE | TRUE | 6500 | 8000 | 2.69 | 9100 | 2.52
215359214 | 08/22/24 | Live | Midea Electric Trading | DURASTAR | Multizone Mix of Ducted and Non-Ducted | 215359214 |  | HMSV-A-CB | DRA6U60M2A | Mixed Ducted and Non-Ducted Indoor Units |  |  |  |  | 10 | 18.6 | 9.4 | FALSE | FALSE | TRUE | 60000 | 39000 | 2.65 | 40500 | 2.3
215359213 | 08/22/24 | Live | Midea Electric Trading | DURASTAR | Multizone All Ducted | 215359213 |  | HMSV-A-CB | DRA6U60M2A | Ducted Indoor Units |  |  |  |  | 10 | 18 | 9.2 | FALSE | FALSE | TRUE | 60000 | 39000 | 2.6 | 41000 | 2.3
215359212 | 08/22/24 | Live | Midea Electric Trading | DURASTAR | Multizone All Non-Ducted | 215359212 |  | HMSR-A-CB-O | DRA6U60M2A | Non-Ducted Indoor Units |  |  |  |  | 10 | 19.2 | 9.6 | FALSE | FALSE | TRUE | 60000 | 39000 | 2.7 | 40000 | 2.3
215359241 | 08/22/24 | Live | Midea Electric Trading | DURASTAR | Multizone Mix of Ducted and Non-Ducted | 215359241 |  | HMSV-A-CB | DRA5U48M2A | Mixed Ducted and Non-Ducted Indoor Units |  |  |  |  | 11.85 | 20.85 | 10.3 | FALSE | FALSE | FALSE | 45000 | 35400 | 2.45 | 37500 | 2.15
215359240 | 08/22/24 | Live | Midea Electric Trading | DURASTAR | Multizone All Ducted | 215359240 |  | HMSV-A-CB | DRA5U48M2A | Ducted Indoor Units |  |  |  |  | 12 | 20.4 | 10.6 | FALSE | FALSE | FALSE | 45000 | 37000 | 2.5 | 41000 | 2.4
215359239 | 08/22/24 | Live | Midea Electric Trading | DURASTAR | Multizone All Non-Ducted | 215359239 |  | HMSR-A-CB-O | DRA5U48M2A | Non-Ducted Indoor Units |  |  |  |  | 11.7 | 21.3 | 10 | FALSE | FALSE | FALSE | 45000 | 34000 | 2.4 | 34000 | 1.9
215359238 | 08/22/24 | Live | Midea Electric Trading | DURASTAR | Multizone Mix of Ducted and Non-Ducted | 215359238 |  | HMSV-A-CB | DRA5U36M2A | Mixed Ducted and Non-Ducted Indoor Units |  |  |  |  | 11.85 | 21.55 | 9.6 | TRUE | TRUE | TRUE | 35000 | 26600 | 2.35 | 29000 | 2.19
215359237 | 08/22/24 | Live | Midea Electric Trading | DURASTAR | Multizone All Ducted | 215359237 |  | HMSV-A-CB | DRA5U36M2A | Ducted Indoor Units |  |  |  |  | 11.7 | 20 | 9.2 | TRUE | TRUE | TRUE | 35000 | 26400 | 2.3 | 28000 | 2.2
215359236 | 08/22/24 | Live | Midea Electric Trading | DURASTAR | Multizone All Non-Ducted | 215359236 |  | HMSR-A-CB-O | DRA5U36M2A | Non-Ducted Indoor Units |  |  |  |  | 12 | 23.1 | 10 | TRUE | TRUE | TRUE | 35000 | 27000 | 2.4 | 30000 | 2.18
215359235 | 08/22/24 | Live | Midea Electric Trading | DURASTAR | Multizone Mix of Ducted and Non-Ducted | 215359235 |  | HMSV-A-CB | DRA4U28M2A | Mixed Ducted and Non-Ducted Indoor Units |  |  |  |  | 12.1 | 22 | 9.25 | TRUE | TRUE | TRUE | 26200 | 18200 | 2.5 | 18300 | 2.09
215359234 | 08/22/24 | Live | Midea Electric Trading | DURASTAR | Multizone All Ducted | 215359234 |  | HMSV-A-CB | DRA4U28M2A | Ducted Indoor Units |  |  |  |  | 12 | 21 | 9 | TRUE | TRUE | TRUE | 26600 | 18400 | 2.5 | 18600 | 2.3
215359233 | 08/22/24 | Live | Midea Electric Trading | DURASTAR | Multizone All Non-Ducted | 215359233 |  | HMSR-A-CB-O | DRA4U28M2A | Non-Ducted Indoor Units |  |  |  |  | 12.2 | 23 | 9.5 | TRUE | TRUE | TRUE | 26000 | 18000 | 2.5 | 18000 | 1.9
215359232 | 08/22/24 | Live | Midea Electric Trading | DURASTAR | Multizone Mix of Ducted and Non-Ducted | 215359232 |  | HMSV-A-CB | DRA3U18M2A | Mixed Ducted and Non-Ducted Indoor Units |  |  |  |  | 12.25 | 21.5 | 10 | TRUE | TRUE | TRUE | 18000 | 14000 | 2.46 | 14300 | 2.25
215359231 | 08/22/24 | Live | Midea Electric Trading | DURASTAR | Multizone All Ducted | 215359231 |  | HMSV-A-CB | DRA3U18M2A | Ducted Indoor Units |  |  |  |  | 12 | 20 | 10 | TRUE | TRUE | TRUE | 18000 | 14600 | 2.3 | 14600 | 2.3
215359230 | 08/22/24 | Live | Midea Electric Trading | DURASTAR | Multizone All Non-Ducted | 215359230 |  | HMSR-A-CB-O | DRA3U18M2A | Non-Ducted Indoor Units |  |  |  |  | 12.5 | 23 | 10 | TRUE | TRUE | TRUE | 18000 | 13500 | 2.6 | 14000 | 2.21
215359229 | 08/22/24 | Live | Midea Electric Trading | DURASTAR | Multizone Mix of Ducted and Non-Ducted | 215359229 |  | HMSV-A-CB | DRA5H55M2A | Mixed Ducted and Non-Ducted Indoor Units |  |  |  |  | 11.85 | 20.7 | 10.65 | FALSE | FALSE | FALSE | 52000 | 45000 | 2.65 | 50500 | 2.25
215359228 | 08/22/24 | Live | Midea Electric Trading | DURASTAR | Multizone All Ducted | 215359228 |  | HMSV-A-CB | DRA5H55M2A | Ducted Indoor Units |  |  |  |  | 11.7 | 20 | 10.7 | FALSE | FALSE | FALSE | 53000 | 45000 | 2.7 | 52000 | 2.3
215359227 | 08/22/24 | Live | Midea Electric Trading | DURASTAR | Multizone All Non-Ducted | 215359227 |  | HMSR-A-CB-O | DRA5H55M2A | Non-Ducted Indoor Units |  |  |  |  | 12 | 21.4 | 10.6 | FALSE | FALSE | FALSE | 51000 | 45000 | 2.6 | 49000 | 2.2
215359226 | 08/22/24 | Live | Midea Electric Trading | DURASTAR | Multizone Mix of Ducted and Non-Ducted | 215359226 |  | HMSV-A-CB | DRA5H48M2A | Mixed Ducted and Non-Ducted Indoor Units |  |  |  |  | 11.85 | 20.8 | 10.6 | FALSE | FALSE | FALSE | 46000 | 42500 | 2.5 | 44000 | 2.1
215359225 | 08/22/24 | Live | Midea Electric Trading | DURASTAR | Multizone All Ducted | 215359225 |  | HMSV-A-CB | DRA5H48M2A | Ducted Indoor Units |  |  |  |  | 11.7 | 20.4 | 11 | FALSE | FALSE | FALSE | 47000 | 44500 | 2.6 | 46000 | 2.2
215359224 | 08/22/24 | Live | Midea Electric Trading | DURASTAR | Multizone All Non-Ducted | 215359224 |  | HMSR-A-CB-O | DRA5H48M2A | Non-Ducted Indoor Units |  |  |  |  | 12 | 21.2 | 10.2 | FALSE | FALSE | FALSE | 45000 | 40500 | 2.4 | 42000 | 2
215359223 | 08/22/24 | Live | Midea Electric Trading | DURASTAR | Multizone Mix of Ducted and Non-Ducted | 215359223 |  | HMSV-A-CB | DRA5H36M2A | Mixed Ducted and Non-Ducted Indoor Units |  |  |  |  | 12.1 | 20.45 | 10.85 | TRUE | TRUE | TRUE | 36000 | 34800 | 2.39 | 38500 | 2.26
215359222 | 08/22/24 | Live | Midea Electric Trading | DURASTAR | Multizone All Ducted | 215359222 |  | HMSV-A-CB | DRA5H36M2A | Ducted Indoor Units |  |  |  |  | 12 | 19.4 | 10.4 | TRUE | TRUE | TRUE | 36000 | 33000 | 2.4 | 34000 | 2.2
215359221 | 08/22/24 | Live | Midea Electric Trading | DURASTAR | Multizone All Non-Ducted | 215359221 |  | HMSR-A-CB-O | DRA5H36M2A | Non-Ducted Indoor Units |  |  |  |  | 12.2 | 21.5 | 11.3 | TRUE | TRUE | TRUE | 36000 | 36600 | 2.37 | 43000 | 2.3
215359220 | 08/22/24 | Live | Midea Electric Trading | DURASTAR | Multizone Mix of Ducted and Non-Ducted | 215359220 |  | HMSV-A-CB | DRA4H28M2A | Mixed Ducted and Non-Ducted Indoor Units |  |  |  |  | 12 | 20 | 9.75 | TRUE | TRUE | TRUE | 27400 | 23200 | 2.4 | 27000 | 1.99
215359219 | 08/22/24 | Live | Midea Electric Trading | DURASTAR | Multizone All Ducted | 215359219 |  | HMSV-A-CB | DRA4H28M2A | Ducted Indoor Units |  |  |  |  | 12 | 19 | 9.5 | TRUE | TRUE | TRUE | 28000 | 23000 | 2.4 | 27000 | 2.1
215359218 | 08/22/24 | Live | Midea Electric Trading | DURASTAR | Multizone All Non-Ducted | 215359218 |  | HMSR-A-CB-O | DRA4H28M2A | Non-Ducted Indoor Units |  |  |  |  | 12 | 21 | 10 | TRUE | TRUE | TRUE | 27000 | 23600 | 2.4 | 27000 | 1.9
215359217 | 08/22/24 | Live | Midea Electric Trading | DURASTAR | Multizone Mix of Ducted and Non-Ducted | 215359217 |  | HMSV-A-CB | DRA3H18M2A | Mixed Ducted and Non-Ducted Indoor Units |  |  |  |  | 13 | 20.5 | 10 | TRUE | TRUE | TRUE | 19000 | 16700 | 2.55 | 20000 | 2.3
215359216 | 08/22/24 | Live | Midea Electric Trading | DURASTAR | Multizone All Ducted | 215359216 |  | HMSV-A-CB | DRA3H18M2A | Ducted Indoor Units |  |  |  |  | 13 | 20 | 10 | TRUE | TRUE | TRUE | 19000 | 17000 | 2.59 | 22000 | 2.5
215359215 | 08/22/24 | Live | Midea Electric Trading | DURASTAR | Multizone All Non-Ducted | 215359215 |  | HMSR-A-CB-O | DRA3H18M2A | Non-Ducted Indoor Units |  |  |  |  | 13 | 21 | 10 | TRUE | TRUE | TRUE | 19000 | 16400 | 2.5 | 18000 | 2.1
215359269 | 08/22/24 | Live | Midea Electric Trading | DURASTAR | Singlezone Non-Ducted, Wall Placement | 215359269 |  | HRCU-A-CB-O | DRA1H33S2A | Mini-Splits | DRAW33F2A |  |  |  | 11.7 | 20 | 10.5 | TRUE | TRUE | TRUE | 33000 | 29600 | 2.61 | 30200 | 2
215359267 | 08/22/24 | Live | Midea Electric Trading | DURASTAR | Singlezone Non-Ducted, Floor Placement | 215359267 |  | HRCU-A-CB-O | DRA1H24S2A | Mini-Splits | DRAF24F2A |  |  |  | 12 | 20.4 | 12.1 | TRUE | TRUE | TRUE | 22000 | 20200 | 2.74 | 23300 | 2.38
215359262 | 08/22/24 | Live | Midea Electric Trading | DURASTAR | Singlezone Non-Ducted, Floor Placement | 215359262 |  | HRCU-A-CB-O | DRA1H18S2A | Mini-Splits | DRAF18F2A |  |  |  | 12.5 | 20.4 | 10.3 | TRUE | TRUE | TRUE | 17000 | 14400 | 2.54 | 20200 | 2.24
215359261 | 08/22/24 | Live | Midea Electric Trading | DURASTAR | Singlezone Non-Ducted, Wall Placement | 215359261 |  | HRCU-A-CB-O | DRA1H18S2A | Mini-Splits | DRAS16F2A |  |  |  | 12.5 | 20 | 10.3 | TRUE | TRUE | TRUE | 16000 | 14200 | 2.6 | 18800 | 2.13
215359260 | 08/22/24 | Live | Midea Electric Trading | DURASTAR | Singlezone Non-Ducted, Ceiling Placement | 215359260 |  | HRCU-A-CB-O | DRA1H18S2A | Mini-Splits | DRAC18F2A |  |  |  | 12.5 | 20 | 12.3 | TRUE | TRUE | TRUE | 16000 | 14900 | 2.7 | 18000 | 2.1
215359259 | 08/22/24 | Live | Midea Electric Trading | DURASTAR | Singlezone Non-Ducted, Ceiling Placement | 215359259 |  | HRCU-A-CB-O | DRA1H18S2A | Mini-Splits | DRAL18F2A |  |  |  | 12.5 | 20.6 | 12.2 | TRUE | TRUE | TRUE | 16700 | 14500 | 2.5 | 18800 | 2.05
215359254 | 08/22/24 | Live | Midea Electric Trading | DURASTAR | Singlezone Non-Ducted, Ceiling Placement | 215359254 |  | HRCU-A-CB-O | DRA1H12S2A | Mini-Splits | DRAC0912F2A |  |  |  | 12.5 | 22.2 | 11.6 | TRUE | TRUE | TRUE | 12000 | 10000 | 2.74 | 12900 | 2.14
215359253 | 08/22/24 | Live | Midea Electric Trading | DURASTAR | Singlezone Non-Ducted, Ceiling Placement | 215359253 |  | HRCU-A-CB-O | DRA1H12S2A | Mini-Splits | DRAL0612F2A |  |  |  | 13 | 23 | 10 | TRUE | TRUE | TRUE | 12000 | 9600 | 2.65 | 11900 | 1.95
215359248 | 08/22/24 | Live | Midea Electric Trading | DURASTAR | Singlezone Non-Ducted, Wall Placement | 215359248 |  | HRCU-A-CB-O | DRA1H09S2A | Mini-Splits | DRAS09F2A |  |  |  | 15.1 | 27.2 | 10.9 | TRUE | TRUE | TRUE | 9000 | 9800 | 2.71 | 12200 | 2.17
215359247 | 08/22/24 | Live | Midea Electric Trading | DURASTAR | Singlezone Non-Ducted, Ceiling Placement | 215359247 |  | HRCU-A-CB-O | DRA1H09S2A | Mini-Splits | DRAC0912F2A |  |  |  | 14 | 22.6 | 12.1 | TRUE | TRUE | TRUE | 9000 | 9700 | 2.63 | 12600 | 2.1
215359246 | 08/22/24 | Live | Midea Electric Trading | DURASTAR | Singlezone Non-Ducted, Ceiling Placement | 215359246 |  | HRCU-A-CB-O | DRA1H09S2A | Mini-Splits | DRAL0612F2A |  |  |  | 14.6 | 24 | 12.1 | TRUE | TRUE | TRUE | 9000 | 9000 | 2.44 | 11900 | 2
215359292 | 08/22/24 | Live | Midea Electric Trading | DURASTAR | Singlezone Non-Ducted, Floor Placement | 215359292 |  | HRCU-A-CB-O | DRA1U24S2A | Mini-Splits | DRAF24F2A |  |  |  | 12.2 | 21.1 | 11.1 | TRUE | TRUE | TRUE | 24000 | 20000 | 2.56 | 20000 | 2.31
215359287 | 08/22/24 | Live | Midea Electric Trading | DURASTAR | Singlezone Non-Ducted, Floor Placement | 215359287 |  | HRCU-A-CB-O | DRA1U18S2A | Mini-Splits | DRAF18F2A |  |  |  | 12.5 | 22.3 | 10.4 | TRUE | TRUE | TRUE | 18000 | 13700 | 2.51 | 15100 | 2.38
215359286 | 08/22/24 | Live | Midea Electric Trading | DURASTAR | Singlezone Non-Ducted, Wall Placement | 215359286 |  | HRCU-A-CB-O | DRA1U18S2A | Mini-Splits | DRAS16F2A |  |  |  | 12.5 | 23.8 | 13.5 | TRUE | TRUE | TRUE | 16000 | 14100 | 2.75 | 14600 | 2.58
215359285 | 08/22/24 | Live | Midea Electric Trading | DURASTAR | Singlezone Non-Ducted, Ceiling Placement | 215359285 |  | HRCU-A-CB-O | DRA1U18S2A | Mini-Splits | DRAC18F2A |  |  |  | 12.5 | 20.7 | 11.4 | TRUE | TRUE | TRUE | 16800 | 13900 | 2.66 | 14800 | 2.36
215359284 | 08/22/24 | Live | Midea Electric Trading | DURASTAR | Singlezone Non-Ducted, Ceiling Placement | 215359284 |  | HRCU-A-CB-O | DRA1U18S2A | Mini-Splits | DRAL18F2A |  |  |  | 12.5 | 22.2 | 12.2 | TRUE | TRUE | TRUE | 18000 | 14000 | 2.77 | 15200 | 2.47
215359280 | 08/22/24 | Live | Midea Electric Trading | DURASTAR | Singlezone Non-Ducted, Wall Placement | 215359280 |  | HRCU-A-CB-O | DRA1U12S2A | Mini-Splits | DRAS12F2A |  |  |  | 12.7 | 24.6 | 11 | TRUE | TRUE | TRUE | 12000 | 9000 | 2.87 | 9600 | 2.49
215359279 | 08/22/24 | Live | Midea Electric Trading | DURASTAR | Singlezone Non-Ducted, Ceiling Placement | 215359279 |  | HRCU-A-CB-O | DRA1U12S2A | Mini-Splits | DRAC0912F2A |  |  |  | 12.5 | 21.1 | 10.4 | TRUE | TRUE | TRUE | 12000 | 8500 | 2.8 | 9300 | 2.55
215359278 | 08/22/24 | Live | Midea Electric Trading | DURASTAR | Singlezone Non-Ducted, Ceiling Placement | 215359278 |  | HRCU-A-CB-O | DRA1U12S2A | Mini-Splits | DRAL0612F2A |  |  |  | 12.3 | 22.1 | 10 | TRUE | TRUE | TRUE | 12000 | 8600 | 2.77 | 10000 | 2.59
215359274 | 08/22/24 | Live | Midea Electric Trading | DURASTAR | Singlezone Non-Ducted, Wall Placement | 215359274 |  | HRCU-A-CB-O | DRA1U09S2A | Mini-Splits | DRAS12F2A |  |  |  | 16.2 | 26 | 13.9 | TRUE | TRUE | TRUE | 9000 | 9000 | 2.9 | 9600 | 2.49
215359273 | 08/22/24 | Live | Midea Electric Trading | DURASTAR | Singlezone Non-Ducted, Wall Placement | 215359273 |  | HRCU-A-CB-O | DRA1U09S2A | Mini-Splits | DRAS09F2A |  |  |  | 16.2 | 26 | 13.9 | TRUE | TRUE | TRUE | 9000 | 9000 | 2.9 | 9600 | 2.49
215359272 | 08/22/24 | Live | Midea Electric Trading | DURASTAR | Singlezone Non-Ducted, Ceiling Placement | 215359272 |  | HRCU-A-CB-O | DRA1U09S2A | Mini-Splits | DRAC0912F2A |  |  |  | 14.3 | 21.6 | 11.3 | TRUE | TRUE | TRUE | 9000 | 8500 | 2.8 | 9300 | 2.55
215359271 | 08/22/24 | Live | Midea Electric Trading | DURASTAR | Singlezone Non-Ducted, Ceiling Placement | 215359271 |  | HRCU-A-CB-O | DRA1U09S2A | Mini-Splits | DRAL0612F2A |  |  |  | 14.4 | 22.1 | 11.8 | TRUE | TRUE | TRUE | 9000 | 7900 | 2.69 | 9900 | 2.59
215359249 | 08/22/24 | Live | Midea Electric Trading | DURASTAR | Singlezone Non-Ducted, Wall Placement | 215359249 |  | HRCU-A-CB-O | DRA1H09S2A | Mini-Splits | DRAS12F2A |  |  |  | 15.1 | 27.2 | 10.9 | TRUE | TRUE | TRUE | 9000 | 9800 | 2.71 | 12200 | 2.17
215359243 | 08/22/24 | Live | Midea Electric Trading | DURASTAR | Singlezone Non-Ducted, Ceiling Placement | 215359243 |  | HRCU-A-CB-O | DRA1H06S2A | Mini-Splits | DRAL0612F2A |  |  |  | 15 | 22 | 12 | TRUE | TRUE | TRUE | 6500 | 7000 | 2.66 | 9500 | 2.53
215359290 | 08/22/24 | Live | Midea Electric Trading | DURASTAR | Singlezone Non-Ducted, Wall Placement | 215359290 |  | HRCU-A-CB-O | DRA1U24S2A | Mini-Splits | DRAW24F2A |  |  |  | 13 | 23.5 | 10 | TRUE | TRUE | TRUE | 24000 | 19500 | 2.5 | 21300 | 2.42
215359283 | 08/22/24 | Live | Midea Electric Trading | DURASTAR | Singlezone Non-Ducted, Wall Placement | 215359283 |  | HRCU-A-CB-O | DRA1U18S2A | Mini-Splits | DRAW18F2A |  |  |  | 13.5 | 24 | 11.1 | TRUE | TRUE | TRUE | 18000 | 13000 | 2.59 | 15000 | 2.43
215359277 | 08/22/24 | Live | Midea Electric Trading | DURASTAR | Singlezone Non-Ducted, Wall Placement | 215359277 |  | HRCU-A-CB-O | DRA1U12S2A | Mini-Splits | DRAW12F2A |  |  |  | 12.2 | 23.1 | 11.5 | TRUE | TRUE | TRUE | 12000 | 9600 | 2.84 | 9900 | 2.57
215359270 | 08/22/24 | Live | Midea Electric Trading | DURASTAR | Singlezone Non-Ducted, Wall Placement | 215359270 |  | HRCU-A-CB-O | DRA1U09S2A | Mini-Splits | DRAW09F2A |  |  |  | 14.7 | 24.6 | 13 | TRUE | TRUE | TRUE | 9000 | 8600 | 2.8 | 10200 | 2.47
215359265 | 08/22/24 | Live | Midea Electric Trading | DURASTAR | Singlezone Non-Ducted, Wall Placement | 215359265 |  | HRCU-A-CB-O | DRA1H24S2A | Mini-Splits | DRAW24F2A |  |  |  | 12.5 | 22.3 | 13.3 | TRUE | TRUE | TRUE | 23000 | 21600 | 2.61 | 23400 | 2.33
215359258 | 08/22/24 | Live | Midea Electric Trading | DURASTAR | Singlezone Non-Ducted, Wall Placement | 215359258 |  | HRCU-A-CB-O | DRA1H18S2A | Mini-Splits | DRAW18F2A |  |  |  | 13 | 21.7 | 10.8 | TRUE | TRUE | TRUE | 18000 | 14400 | 2.61 | 19800 | 2.49
215359242 | 08/22/24 | Live | Midea Electric Trading | DURASTAR | Singlezone Non-Ducted, Wall Placement | 215359242 |  | HRCU-A-CB-O | DRA1H06S2A | Mini-Splits | DRAW06F2A |  |  |  | 16 | 25.3 | 14.6 | TRUE | TRUE | TRUE | 6000 | 7600 | 2.5 | 8700 | 2.04
215359252 | 08/22/24 | Live | Midea Electric Trading | DURASTAR | Singlezone Non-Ducted, Wall Placement | 215359252 |  | HRCU-A-CB-O | DRA1H12S2A | Mini-Splits | DRAW12F2A |  |  |  | 13.2 | 24 | 10.5 | TRUE | TRUE | TRUE | 12000 | 10000 | 2.59 | 12800 | 1.75
215359245 | 08/22/24 | Live | Midea Electric Trading | DURASTAR | Singlezone Non-Ducted, Wall Placement | 215359245 |  | HRCU-A-CB-O | DRA1H09S2A | Mini-Splits | DRAW09F2A |  |  |  | 15 | 26 | 12.5 | TRUE | TRUE | TRUE | 9000 | 10000 | 2.59 | 12800 | 1.75
214875725 | 08/22/24 | Live | Midea Electric Trading | DUOHOME | Singlezone Non-Ducted, Ceiling Placement | 214875725 |  | HRCU-A-CB-O | DOX430-18HFN1-MU0W | Mini-Splits | DCA3U-18HRFN1-M(C) | 12.5 | 20.5 | 11 | 12.5 | 20.5 | 10.5 | FALSE | FALSE | TRUE | 16000 | 12000 | 2.51 | 13600 | 2.24
214875724 | 08/22/24 | Live | Midea Electric Trading | DUOHOME | Singlezone Non-Ducted, Wall Placement | 214875724 |  | HRCU-A-CB-O | DOD33-24HFN1-MT0W | Mini-Splits | DCD1-24HRFN1-MT0W(GA) | 12.5 | 20.7 | 10.5 | 12.5 | 21.5 | 9.7 | FALSE | FALSE | TRUE | 24000 | 19000 | 2.6 | 20800 | 2.36
215338141 | 08/22/24 | Live | Midea Electric Trading | BREEZE33 | Singlezone Ducted, Compact Ducted | 215338141 |  | HRCU-A-CB | BZ33-HYP48OUT2-G2-P | Mini-Splits | BZ33-DIDU48-P | 8.7 | 16 | 11.1 | 8.2 | 14.3 | 10.3 | FALSE | FALSE | FALSE | 48000 | 39500 | 2.39 | 51000 | 2.33
215338144 | 08/22/24 | Live | Midea Electric Trading | BREEZE33 | Singlezone Non-Ducted, Wall Placement | 215338144 |  | HRCU-A-CB-O | BZ33-HYP48OUT2-G2-P | Mini-Splits | BZ33-CASS48-G2-P | 8.3 | 16.5 | 10.7 | 8.3 | 16.8 | 10.7 | TRUE | TRUE | FALSE | 48000 | 35000 | 2.59 | 46000 | 2.32
215338139 | 08/22/24 | Live | Midea Electric Trading | BREEZE33 | Singlezone Non-Ducted, Wall Placement | 215338139 |  | HRCU-A-CB-O | BZ33-HYP48OUT2-G2-P | Mini-Splits | BZ33-IFMU48-G2-P | 8.2 | 17 | 10.8 | 8.2 | 17 | 9.8 | TRUE | TRUE | FALSE | 48000 | 35000 | 2.34 | 52000 | 2.1
215338140 | 08/22/24 | Live | Midea Electric Trading | BREEZE33 | Singlezone Ducted, Compact Ducted | 215338140 |  | HRCU-A-CB | BZ33-HYP36OUT2-G2-P | Mini-Splits | BZ33-DIDU36-P | 9 | 17.5 | 11.5 | 9 | 16.5 | 11 | TRUE | TRUE | FALSE | 36000 | 34000 | 2.49 | 43000 | 2.23
215338142 | 08/22/24 | Live | Midea Electric Trading | BREEZE33 | Singlezone Non-Ducted, Wall Placement | 215338142 |  | HRCU-A-CB-O | BZ33-HYP36OUT2-G2-P | Mini-Splits | BZ33-CASS36-G2-P | 9.5 | 19 | 10.3 | 9.5 | 19.4 | 10.5 | TRUE | TRUE | TRUE | 36000 | 33000 | 2.4 | 40500 | 1.93
215338137 | 08/22/24 | Live | Midea Electric Trading | BREEZE33 | Singlezone Non-Ducted, Wall Placement | 215338137 |  | HRCU-A-CB-O | BZ33-HYP36OUT2-G2-P | Mini-Splits | BZ33-IFMU36-G2-P | 8.6 | 17.5 | 10 | 8.8 | 17.6 | 10 | TRUE | TRUE | FALSE | 36000 | 32000 | 2.23 | 42000 | 1.9
214875727 | 08/22/24 | Live | Midea Electric Trading | DUOHOME | Singlezone Non-Ducted, Wall Placement | 214875727 |  | HRCU-A-CB-O | DOE30U-48HFN1-MP0(GA) | Mini-Splits | DCD1-48HRFN1-M(GA) | 9.5 | 17.8 | 11.5 | 9.5 | 18.5 | 9.8 | FALSE | FALSE | TRUE | 48000 | 30000 | 2.34 | 39000 | 2.05
214875726 | 08/22/24 | Live | Midea Electric Trading | DUOHOME | Singlezone Non-Ducted, Wall Placement | 214875726 |  | HRCU-A-CB-O | DOD30U-36HFN1-MP0(GA) | Mini-Splits | DCD1-36HRFN1-M(GA) | 9 | 18.2 | 10.6 | 9.4 | 19.2 | 8.8 | FALSE | FALSE | FALSE | 36000 | 23000 | 2.45 | 26000 | 2.13
214875728 | 08/22/24 | Live | Midea Electric Trading | DUOHOME | Singlezone Non-Ducted, Ceiling Placement | 214875728 |  | HRCU-A-CB-O | DOX230-12HFN1-MV5W | Mini-Splits | DCA3U-12HRFN1-M(C) | 14 | 22 | 10.6 | 14 | 22.7 | 10 | FALSE | FALSE | TRUE | 12000 | 8900 | 2.75 | 9300 | 2.39
214875723 | 08/22/24 | Live | Midea Electric Trading | DUOHOME | Singlezone Non-Ducted, Ceiling Placement | 214875723 |  | HRCU-A-CB-O | DOX230-09HFN1-MW5W | Mini-Splits | DCA3U-09HRFN1-M(C) | 13 | 20 | 10.5 | 13 | 20 | 10 | FALSE | FALSE | TRUE | 9000 | 7500 | 2.44 | 9400 | 2.19
214844431 | 08/22/24 | Live | Midea Electric Trading | ELIOS | Singlezone Non-Ducted, Wall Placement | 214844431 |  | HRCU-A-CB-O | DEA12HOS25230E8 | Mini-Splits | DUB12HIFU230X5A | 13 | 23.5 | 13.3 | 13 | 25 | 11 | TRUE | TRUE | TRUE | 12000 | 9200 | 2.43 | 9600 | 2.47
214844432 | 08/22/24 | Live | Midea Electric Trading | ELIOS | Singlezone Non-Ducted, Wall Placement | 214844432 |  | HRCU-A-CB-O | DEA12HOS28230E8 | Mini-Splits | DUB12HIFU230X5A | 13.3 | 23 | 11.8 | 13.3 | 24.2 | 10.7 | TRUE | TRUE | TRUE | 12000 | 10200 | 2.72 | 12800 | 2.33
215359208 | 08/22/24 | Live | Midea Electric Trading | BLUERIDGE | Singlezone Non-Ducted, Wall Placement | 215359208 |  | HRCU-A-CB-O | BMY36HHUC | Mini-Splits | BM36MCC | 9.5 | 19 | 10.3 | 9.5 | 19.4 | 10.5 | TRUE | TRUE | TRUE | 36000 | 33000 | 2.4 | 40500 | 1.93
215359207 | 08/22/24 | Live | Midea Electric Trading | BLUERIDGE | Singlezone Non-Ducted, Wall Placement | 215359207 |  | HRCU-A-CB-O | BMY36UC | Mini-Splits | BM36MCC | 9 | 18.2 | 10.6 | 9.4 | 19.2 | 8.8 | FALSE | FALSE | FALSE | 36000 | 23000 | 2.45 | 26000 | 2.13
215402350 | 08/22/24 | Live | Midea Electric Trading | QUEBEC VAIR | Singlezone Non-Ducted, Wall Placement | 215402350 |  | HRCU-A-CB-O | NE-T52-QVAIR3018E | Mini-Splits | NE-T52-QVAIR3018I | 12.5 | 21.5 | 13 | 12.5 | 21.5 | 11.3 | FALSE | FALSE | TRUE | 18000 | 15000 | 2.35 | 19200 | 1.99
215402349 | 08/22/24 | Live | Midea Electric Trading | QUEBEC VAIR | Singlezone Non-Ducted, Wall Placement | 215402349 |  | HRCU-A-CB-O | NE-T52-QVAIR3012E | Mini-Splits | NE-T52-QVAIR3012I | 14 | 25.5 | 13 | 14 | 25.5 | 10.4 | FALSE | FALSE | TRUE | 12000 | 10000 | 2.4 | 13112 | 2.11
214810657 | 08/22/24 | Live | Midea Electric Trading | COMFORT-AIRE | Singlezone Ducted, Centrally Ducted | 214810657 |  | HRCU-A-C | A-VCD36SA-1 |  | MCD30/36B1A |  |  |  | 10 | 15.5 | 8.6 | TRUE | TRUE | TRUE | 35000 | 27400 | 2.12 | 38000 | 1.9
214810656 | 08/22/24 | Live | Midea Electric Trading | CENTURY | Singlezone Ducted, Centrally Ducted | 214810656 |  | HRCU-A-C | A-VCD36SA-1 |  | MCD30/36B1A |  |  |  | 10 | 15.5 | 8.6 | TRUE | TRUE | TRUE | 35000 | 27400 | 2.12 | 38000 | 1.9
215374888 | 08/22/24 | Live | Midea Electric Trading | DURASTAR | Singlezone Ducted, Centrally Ducted | 215374888 |  | HRCU-A-CB | DRU1H42S2A |  | DRUM4260S2A |  |  |  | 11.7 | 16.7 | 9.5 | TRUE | TRUE | TRUE | 42000 | 37000 | 2.7 | 38300 | 2.02
215374896 | 08/22/24 | Live | Midea Electric Trading | DURASTAR | Singlezone Ducted, Centrally Ducted | 215374896 |  | HRCU-A-CB | DRU1U48S2A |  | DRUM4260S2A |  |  |  | 10 | 16 | 8.5 | TRUE | TRUE | TRUE | 48000 | 32400 | 2.46 | 35400 | 2
215374894 | 08/22/24 | Live | Midea Electric Trading | DURASTAR | Singlezone Ducted, Centrally Ducted | 215374894 |  | HRCU-A-CB | DRU1U30S2A |  | DRUM3036S2A |  |  |  | 10.7 | 17 | 8.5 | FALSE | FALSE | TRUE | 30000 | 18500 | 2.4 | 20200 | 2.26
215374892 | 08/22/24 | Live | Midea Electric Trading | DURASTAR | Singlezone Ducted, Centrally Ducted | 215374892 |  | HRCU-A-CB | DRU1U18S2A |  | DRUM1824S2A |  |  |  | 11 | 18.8 | 9.1 | FALSE | FALSE | TRUE | 18000 | 12600 | 2.6 | 12600 | 2.2
215374889 | 08/22/24 | Live | Midea Electric Trading | DURASTAR | Singlezone Ducted, Centrally Ducted | 215374889 |  | HRCU-A-CB | DRU1H48S2A |  | DRUM4260S2A |  |  |  | 10.5 | 16.5 | 9.5 | TRUE | TRUE | TRUE | 48000 | 37000 | 2.7 | 38300 | 2.02
215374886 | 08/22/24 | Live | Midea Electric Trading | DURASTAR | Singlezone Ducted, Centrally Ducted | 215374886 |  | HRCU-A-CB | DRA1H30S2A |  | DRUM3036S2A |  |  |  | 11.7 | 16.8 | 10 | FALSE | FALSE | FALSE | 30000 | 23800 | 2.76 | 37800 | 2.39
215374884 | 08/22/24 | Live | Midea Electric Trading | DURASTAR | Singlezone Ducted, Centrally Ducted | 215374884 |  | HRCU-A-CB | DRU1H18S2A |  | DRUM1824S2A |  |  |  | 12.5 | 19 | 9.7 | TRUE | TRUE | TRUE | 18000 | 15000 | 2.6 | 21600 | 2.3
215374897 | 08/22/24 | Live | Midea Electric Trading | DURASTAR | Singlezone Ducted, Centrally Ducted | 215374897 |  | HRCU-A-CB | DRU1U60S2A |  | DRUM4260S2A |  |  |  | 8.6 | 15.2 | 8.4 | TRUE | TRUE | FALSE | 54000 | 33000 | 2.34 | 35800 | 1.96
215374895 | 08/22/24 | Live | Midea Electric Trading | DURASTAR | Singlezone Ducted, Centrally Ducted | 215374895 |  | HRCU-A-CB | DRU1U36S2A |  | DRUM3036S2A |  |  |  | 10 | 16.1 | 8.7 | TRUE | TRUE | TRUE | 36000 | 25600 | 2.6 | 26200 | 2.19
215374893 | 08/22/24 | Live | Midea Electric Trading | DURASTAR | Singlezone Ducted, Centrally Ducted | 215374893 |  | HRCU-A-CB | DRU1U24S2A |  | DRUM1824S2A |  |  |  | 11 | 18.1 | 9.7 | TRUE | TRUE | TRUE | 24000 | 20000 | 2.42 | 22200 | 2.24
215374891 | 08/22/24 | Live | Midea Electric Trading | DURASTAR | Singlezone Ducted, Centrally Ducted | 215374891 |  | HRCU-A-CB | DRU1H60S2A |  | DRUM4260S2A |  |  |  | 10 | 16 | 9 | TRUE | TRUE | TRUE | 54000 | 45000 | 2.4 | 50400 | 2.3
215374890 | 08/22/24 | Live | Midea Electric Trading | DURASTAR | Singlezone Ducted, Centrally Ducted | 215374890 |  | HRCU-A-CB | DRU1H49S2A |  | DRUM4260S2A |  |  |  | 11.7 | 16.3 | 9 | TRUE | TRUE | TRUE | 48000 | 45000 | 2.4 | 50400 | 2.3
215374881 | 08/22/24 | Live | Midea Electric Trading | DURASTAR | Singlezone Ducted, Centrally Ducted | 215374881 |  | HRCU-A-CB | DRA1U24S2A |  | DRAM24F2A |  |  |  | 11.7 | 19.7 | 9 | TRUE | TRUE | TRUE | 24000 | 17600 | 2.4 | 23200 | 2.55
215374880 | 08/22/24 | Live | Midea Electric Trading | DURASTAR | Singlezone Ducted, Centrally Ducted | 215374880 |  | HRCU-A-CB | DRA1U18S2A |  | DRAM18F2A |  |  |  | 12.1 | 18.5 | 9.8 | TRUE | TRUE | TRUE | 18000 | 13200 | 2.6 | 14800 | 2.48
215374883 | 08/22/24 | Live | Midea Electric Trading | DURASTAR | Singlezone Ducted, Centrally Ducted | 215374883 |  | HRCU-A-CB | DRA1H24S2A |  | DRAM24F2A |  |  |  | 12 | 18.7 | 10 | TRUE | TRUE | TRUE | 23000 | 16900 | 2.4 | 24000 | 2.39
215374882 | 08/22/24 | Live | Midea Electric Trading | DURASTAR | Singlezone Ducted, Centrally Ducted | 215374882 |  | HRCU-A-CB | DRA1H18S2A |  | DRAM18F2A |  |  |  | 12 | 18 | 10 | TRUE | TRUE | TRUE | 18000 | 14000 | 2.6 | 19800 | 2.38
215359199 | 08/22/24 | Live | Midea Electric Trading | BLUERIDGE | Singlezone Ducted, Centrally Ducted | 215359199 |  | HRCU-A-C | BMAH2420C |  | BMAHC24A |  |  |  | 10.7 | 16.1 | 9.8 | TRUE | TRUE | TRUE | 24000 | 22400 | 2.42 | 25000 | 2.24
215359203 | 08/22/24 | Live | Midea Electric Trading | BLUERIDGE | Singlezone Ducted, Centrally Ducted | 215359203 |  | HRCU-A-C | BMAH3618C |  | BMAHC36B |  |  |  | 10 | 15.5 | 8.6 | TRUE | TRUE | TRUE | 35000 | 27400 | 2.12 | 38000 | 1.9
215359206 | 08/22/24 | Live | Midea Electric Trading | BLUERIDGE | Singlezone Ducted, Centrally Ducted | 215359206 |  | HRCU-A-C | BMAH6016C |  | BMAHC60D |  |  |  | 8.6 | 14.5 | 8.6 | FALSE | FALSE | FALSE | 53000 | 37000 | 2.26 | 38000 | 2.26
214810554 | 08/22/24 | Live | Midea Electric Trading | POLARWAVE | Singlezone Ducted, Centrally Ducted | 214810554 |  | HRCU-A-CB | EZ-24-HP |  | EZ-24-AH |  |  |  | 11.7 | 17.4 | 10 | TRUE | TRUE | TRUE | 24000 | 19200 | 2.5 | 26400 | 2.14
214810558 | 08/22/24 | Live | Midea Electric Trading | INFINITYLIVING | Singlezone Ducted, Centrally Ducted | 214810558 |  | HRCU-A-CB | EZ-24-HP |  | EZ-24-AH |  |  |  | 11.7 | 17.4 | 10 | TRUE | TRUE | TRUE | 24000 | 19200 | 2.5 | 26400 | 2.14
214810550 | 08/22/24 | Live | Midea Electric Trading | DIYCOOL | Singlezone Ducted, Centrally Ducted | 214810550 |  | HRCU-A-CB | EZ-24-HP |  | EZ-24-AH |  |  |  | 11.7 | 17.4 | 10 | TRUE | TRUE | TRUE | 24000 | 19200 | 2.5 | 26400 | 2.14
214810546 | 08/22/24 | Live | Midea Electric Trading | 1HVAC | Singlezone Ducted, Centrally Ducted | 214810546 |  | HRCU-A-CB | EZ-24-HP |  | EZ-24-AH |  |  |  | 11.7 | 17.4 | 10 | TRUE | TRUE | TRUE | 24000 | 19200 | 2.5 | 26400 | 2.14
214810547 | 08/22/24 | Live | Midea Electric Trading | 1HVAC | Singlezone Ducted, Centrally Ducted | 214810547 |  | HRCU-A-CB | EZ-48-HP |  | EZ-48-AH | 8.5 | 16 | 10 | 8.2 | 15.6 | 9.4 | TRUE | TRUE | FALSE | 47000 | 36000 | 2.36 | 50000 | 2.18
214810551 | 08/22/24 | Live | Midea Electric Trading | DIYCOOL | Singlezone Ducted, Centrally Ducted | 214810551 |  | HRCU-A-CB | EZ-48-HP |  | EZ-48-AH | 8.5 | 16 | 10 | 8.2 | 15.6 | 9.4 | TRUE | TRUE | FALSE | 47000 | 36000 | 2.36 | 50000 | 2.18
214810559 | 08/22/24 | Live | Midea Electric Trading | INFINITYLIVING | Singlezone Ducted, Centrally Ducted | 214810559 |  | HRCU-A-CB | EZ-48-HP |  | EZ-48-AH | 8.5 | 16 | 10 | 8.2 | 15.6 | 9.4 | TRUE | TRUE | FALSE | 47000 | 36000 | 2.36 | 50000 | 2.18
214810555 | 08/22/24 | Live | Midea Electric Trading | POLARWAVE | Singlezone Ducted, Centrally Ducted | 214810555 |  | HRCU-A-CB | EZ-48-HP |  | EZ-48-AH | 8.5 | 16 | 10 | 8.2 | 15.6 | 9.4 | TRUE | TRUE | FALSE | 47000 | 36000 | 2.36 | 50000 | 2.18
214810560 | 08/22/24 | Live | Midea Electric Trading | INFINITYLIVING | Singlezone Ducted, Centrally Ducted | 214810560 |  | HRCU-A-CB | EZ-60-HP |  | EZ-60-AH | 9 | 16.4 | 10.5 | 8.8 | 15.3 | 9.4 | TRUE | TRUE | FALSE | 55000 | 42000 | 2.6 | 52500 | 2.3
214810552 | 08/22/24 | Live | Midea Electric Trading | DIYCOOL | Singlezone Ducted, Centrally Ducted | 214810552 |  | HRCU-A-CB | EZ-60-HP |  | EZ-60-AH | 9 | 16.4 | 10.5 | 8.8 | 15.3 | 9.4 | TRUE | TRUE | FALSE | 55000 | 42000 | 2.6 | 52500 | 2.3
214810556 | 08/22/24 | Live | Midea Electric Trading | POLARWAVE | Singlezone Ducted, Centrally Ducted | 214810556 |  | HRCU-A-CB | EZ-60-HP |  | EZ-60-AH | 9 | 16.4 | 10.5 | 8.8 | 15.3 | 9.4 | TRUE | TRUE | FALSE | 55000 | 42000 | 2.6 | 52500 | 2.3
214810548 | 08/22/24 | Live | Midea Electric Trading | 1HVAC | Singlezone Ducted, Centrally Ducted | 214810548 |  | HRCU-A-CB | EZ-60-HP |  | EZ-60-AH | 9 | 16.4 | 10.5 | 8.8 | 15.3 | 9.4 | TRUE | TRUE | FALSE | 55000 | 42000 | 2.6 | 52500 | 2.3
215359197 | 08/22/24 | Live | Midea Electric Trading | BLUERIDGE | Singlezone Ducted, Centrally Ducted | 215359197 |  | HRCU-A-CB | BMAHM3618C |  | BMAHM3618I | 8.8 | 17.5 | 11.3 | 8.2 | 15.4 | 9 | FALSE | FALSE | FALSE | 36000 | 27000 | 2.54 | 27200 | 2.53
215359205 | 08/22/24 | Live | Midea Electric Trading | BLUERIDGE | Singlezone Ducted, Centrally Ducted | 215359205 |  | HRCU-A-C | BMAH4816C |  | BMAHC48C | 9 | 14 | 10 | 8.6 | 14.3 | 9 | FALSE | FALSE | FALSE | 46000 | 32000 | 2.36 | 45000 | 2.11
215359204 | 08/22/24 | Live | Midea Electric Trading | BLUERIDGE | Singlezone Ducted, Centrally Ducted | 215359204 |  | HRCU-A-C | BMAH3618C |  | BMAHC36C | 10.2 | 14.8 | 9.6 | 10 | 15.2 | 10 | TRUE | TRUE | TRUE | 35000 | 33000 | 2.4 | 38000 | 1.9
214867644 | 08/22/24 | Live | Midea Electric Trading | NOVAIR | Singlezone Ducted, Centrally Ducted | 214867644 |  | HRCU-A-C | LEA36-EVOX-30-O |  | LEA-30/36-ACOIL-410A | 10.2 | 14.8 | 9.6 | 10 | 15.2 | 10 | FALSE | FALSE | TRUE | 35000 | 33000 | 2.4 | 38000 | 1.9
215359202 | 08/22/24 | Live | Midea Electric Trading | BLUERIDGE | Singlezone Ducted, Centrally Ducted | 215359202 |  | HRCU-A-C | BMAH3018C |  | BMAHC36C | 10.7 | 14.2 | 9.5 | 10.5 | 15.5 | 9.7 | TRUE | TRUE | TRUE | 30000 | 22600 | 2.62 | 26000 | 2.28
214867642 | 08/22/24 | Live | Midea Electric Trading | NOVAIR | Singlezone Ducted, Centrally Ducted | 214867642 |  | HRCU-A-C | LEA30-EVOX-30-O |  | LEA-30/36-ACOIL-410A | 10.7 | 14.2 | 9.5 | 10.5 | 15.5 | 9.7 | FALSE | FALSE | TRUE | 30000 | 22600 | 2.62 | 26000 | 2.28
214867641 | 08/22/24 | Live | Midea Electric Trading | NOVAIR | Singlezone Ducted, Centrally Ducted | 214867641 |  | HRCU-A-C | LEA24-EVOX-30-O |  | LEA-18/24-ACOIL-410A | 11 | 16 | 9.5 | 10.7 | 16.5 | 9.5 | FALSE | FALSE | TRUE | 24000 | 21000 | 2.58 | 23000 | 2.28
215359200 | 08/22/24 | Live | Midea Electric Trading | BLUERIDGE | Singlezone Ducted, Centrally Ducted | 215359200 |  | HRCU-A-C | BMAH2420C |  | BMAHC24B | 11 | 16 | 9.5 | 10.7 | 16.5 | 9.5 | TRUE | TRUE | TRUE | 24000 | 21000 | 2.58 | 23000 | 2.28
215359198 | 08/22/24 | Live | Midea Electric Trading | BLUERIDGE | Singlezone Ducted, Centrally Ducted | 215359198 |  | HRCU-A-C | BMAH1820C |  | BMAHC24B | 11.6 | 15.6 | 8.8 | 11.7 | 16.1 | 9.5 | TRUE | TRUE | TRUE | 18000 | 14700 | 2.6 | 17400 | 2.42
214867643 | 08/22/24 | Live | Midea Electric Trading | NOVAIR | Singlezone Ducted, Centrally Ducted | 214867643 |  | HRCU-A-C | LEA18-EVOX-30-O |  | LEA-18/24-ACOIL-410A | 11.6 | 15.6 | 8.8 | 11.7 | 16.1 | 9.5 | FALSE | FALSE | TRUE | 18000 | 14700 | 2.6 | 17400 | 2.42
215359194 | 08/22/24 | Live | Midea Electric Trading | BLUERIDGE | Singlezone Ducted, Centrally Ducted | 215359194 |  | HRCU-A-CB | BMY18HH22C |  | BMAHM1820I | 12.5 | 20 | 10.8 | 11.7 | 17.6 | 9.6 | TRUE | TRUE | TRUE | 18000 | 15400 | 2.7 | 18200 | 2.14
215359196 | 08/22/24 | Live | Midea Electric Trading | BLUERIDGE | Singlezone Ducted, Centrally Ducted | 215359196 |  | HRCU-A-CB | BMY3021C |  | BMAHM3018I | 11.1 | 19 | 10 | 11.2 | 17.5 | 8.4 | FALSE | FALSE | TRUE | 30000 | 20400 | 2.04 | 22000 | 2.04
215359195 | 08/22/24 | Live | Midea Electric Trading | BLUERIDGE | Singlezone Ducted, Centrally Ducted | 215359195 |  | HRCU-A-CB | BMY24HH22C |  | BMAHM2420I | 12.5 | 21 | 11.6 | 11.7 | 18.4 | 9.3 | TRUE | TRUE | TRUE | 23000 | 16900 | 2.4 | 25000 | 2.22
214810561 | 08/22/24 | Live | Midea Electric Trading | STEALTH | Singlezone Ducted, Centrally Ducted | 214810561 |  | HRCU-A-CB | ACIQ-18-HPB |  | ACIQ-18-AHB | 12.5 | 20 | 11 | 12.4 | 18 | 9.3 | TRUE | TRUE | TRUE | 18000 | 13500 | 2.6 | 21000 | 2.21
214810557 | 08/22/24 | Live | Midea Electric Trading | ACIQ | Singlezone Ducted, Centrally Ducted | 214810557 |  | HRCU-A-CB | ACIQ-18-HPB |  | ACIQ-18-AHB | 12.5 | 20 | 11 | 12.4 | 18 | 9.3 | TRUE | TRUE | TRUE | 18000 | 13500 | 2.6 | 21000 | 2.21
214810553 | 08/22/24 | Live | Midea Electric Trading | POLARWAVE | Singlezone Ducted, Centrally Ducted | 214810553 |  | HRCU-A-CB | ACIQ-18-HPB |  | ACIQ-18-AHB | 12.5 | 20 | 11 | 12.4 | 18 | 9.3 | TRUE | TRUE | TRUE | 18000 | 13500 | 2.6 | 21000 | 2.21
214810549 | 08/22/24 | Live | Midea Electric Trading | DIYCOOL | Singlezone Ducted, Centrally Ducted | 214810549 |  | HRCU-A-CB | ACIQ-18-HPB |  | ACIQ-18-AHB | 12.5 | 20 | 11 | 12.4 | 18 | 9.3 | TRUE | TRUE | TRUE | 18000 | 13500 | 2.6 | 21000 | 2.21
214810545 | 08/22/24 | Live | Midea Electric Trading | 1HVAC | Singlezone Ducted, Centrally Ducted | 214810545 |  | HRCU-A-CB | ACIQ-18-HPB |  | ACIQ-18-AHB | 12.5 | 20 | 11 | 12.4 | 18 | 9.3 | TRUE | TRUE | TRUE | 18000 | 13500 | 2.6 | 21000 | 2.21
215323719 | 08/22/24 | Live | Midea Electric Trading | MDV | Singlezone Ducted, Centrally Ducted | 215323719 |  | HRCU-A-CB | MOX630-36HFN10-M3X |  | MVBDM-36HWFN10-WB3 |  |  |  | 12 | 18 | 10 | TRUE | TRUE | TRUE | 36000 | 31000 | 2.5 | 41500 | 2.21
215374763 | 08/22/24 | Live | Midea Electric Trading | MDV | Singlezone Ducted, Centrally Ducted | 215374763 |  | HRCU-A-CB | MOX630-42HFN10-M3X-D |  | MVBC-48HWFN10-MD3E-DD |  |  |  | 11.7 | 16.7 | 9.5 | TRUE | TRUE | TRUE | 42000 | 37000 | 2.7 | 38300 | 2.02
215359331 | 08/22/24 | Live | Midea Electric Trading | MDV | Singlezone Ducted, Centrally Ducted | 215359331 |  | HRCU-A-CB | MOX630-48HFN10-M3X |  | MVBDM-60HWFN10-WC3-D |  |  |  | 12 | 17.5 | 9.5 | TRUE | TRUE | TRUE | 48000 | 34000 | 2.56 | 48000 | 2.13
215359330 | 08/22/24 | Live | Midea Electric Trading | MDV | Singlezone Ducted, Centrally Ducted | 215359330 |  | HRCU-A-CB | MOX630-48HFN10-M3 |  | MVBC-60HWFN10-MD3E-D |  |  |  | 10 | 16 | 8.5 | TRUE | TRUE | TRUE | 48000 | 32400 | 2.46 | 35400 | 2
215359329 | 08/22/24 | Live | Midea Electric Trading | MDV | Singlezone Ducted, Centrally Ducted | 215359329 |  | HRCU-A-CB | MOD30-30HFN10-M3 |  | MVBC-36HWFN10-MC3E-D |  |  |  | 10.7 | 17 | 8.5 | FALSE | FALSE | TRUE | 30000 | 18500 | 2.4 | 20200 | 2.26
215359328 | 08/22/24 | Live | Midea Electric Trading | MDV | Singlezone Ducted, Centrally Ducted | 215359328 |  | HRCU-A-CB | MOX330-18HFN10-M3 |  | MVBC-24HWFN10-MB3E-D |  |  |  | 11 | 18.8 | 9.1 | TRUE | FALSE | TRUE | 18000 | 12600 | 2.6 | 12600 | 2.2
215359327 | 08/22/24 | Live | Midea Electric Trading | MDV | Singlezone Ducted, Centrally Ducted | 215359327 |  | HRCU-A-CB | MOX630-48HFN10-M3X |  | MVBC-60HWFN10-MD3E-D |  |  |  | 10.5 | 16.5 | 9.5 | TRUE | TRUE | TRUE | 48000 | 37000 | 2.7 | 38300 | 2.02
215359326 | 08/22/24 | Live | Midea Electric Trading | MDV | Singlezone Ducted, Centrally Ducted | 215359326 |  | HRCU-A-CB | MOD30-30HFN10-M3X |  | MVBDM-36HWFN10-WB3-D |  |  |  | 12 | 17.2 | 10.8 | TRUE | TRUE | TRUE | 30000 | 24000 | 2.69 | 24600 | 1.94
215359325 | 08/22/24 | Live | Midea Electric Trading | MDV | Singlezone Ducted, Centrally Ducted | 215359325 |  | HRCU-A-CB | MOD30-30HFN10-M3X |  | MVBC-36HWFN10-MC3E-D |  |  |  | 11.7 | 16.8 | 10 | TRUE | TRUE | TRUE | 30000 | 23800 | 2.76 | 37800 | 2.39
215359324 | 08/22/24 | Live | Midea Electric Trading | MDV | Singlezone Ducted, Centrally Ducted | 215359324 |  | HRCU-A-CB | MOX430-18HFN10-M3X |  | MVBDM-24HWFN10-WA3-D |  |  |  | 12.5 | 19 | 10.1 | TRUE | TRUE | TRUE | 18000 | 14700 | 2.66 | 19000 | 2.37
215359323 | 08/22/24 | Live | Midea Electric Trading | MDV | Singlezone Ducted, Centrally Ducted | 215359323 |  | HRCU-A-CB | MOX430-18HFN10-M3X |  | MVBC-24HWFN10-MB3E-D |  |  |  | 12.5 | 19 | 9.7 | TRUE | TRUE | TRUE | 18000 | 15000 | 2.6 | 21600 | 2.3
215318732 | 08/22/24 | Live | Midea Electric Trading | MDV | Singlezone Ducted, Centrally Ducted | 215318732 |  | HRCU-A-CB | MOX630-48HFN10-M3X |  | MVBDM-60HWFN10-WC3 |  |  |  | 12 | 17.5 | 9.5 | TRUE | TRUE | TRUE | 48000 | 34000 | 2.56 | 48000 | 2.13
215318731 | 08/22/24 | Live | Midea Electric Trading | MDV | Singlezone Ducted, Centrally Ducted | 215318731 |  | HRCU-A-CB | MOD30-30HFN10-M3X |  | MVBDM-36HWFN10-WB3 |  |  |  | 12.1 | 17.2 | 10.8 | TRUE | TRUE | TRUE | 30000 | 24000 | 2.69 | 24600 | 1.94
215318730 | 08/22/24 | Live | Midea Electric Trading | MDV | Singlezone Ducted, Centrally Ducted | 215318730 |  | HRCU-A-CB | MOX430-18HFN10-M3X |  | MVBDM-24HWFN10-WA3 |  |  |  | 12.5 | 19 | 10.2 | TRUE | TRUE | TRUE | 18000 | 14700 | 2.66 | 19000 | 2.37
215351191 | 08/22/24 | Live | Midea Electric Trading | MDV | Multizone Mix of Ducted and Non-Ducted | 215351191 |  | HMSV-A-CB | M5OX631-30HFN10-M1XD | Mixed Ducted and Non-Ducted Indoor Units |  |  |  |  | 12.85 | 21.75 | 10.6 | TRUE | TRUE | TRUE | 30000 | 31400 | 2.4 | 38000 | 2.41
215351188 | 08/22/24 | Live | Midea Electric Trading | MDV | Multizone All Ducted | 215351188 |  | HMSV-A-CB | M5OX631-30HFN10-M1XD | Ducted Indoor Units |  |  |  |  | 12.5 | 19.5 | 10.5 | TRUE | TRUE | TRUE | 30000 | 33000 | 2.4 | 34000 | 2.2
215351187 | 08/22/24 | Live | Midea Electric Trading | MDV | Multizone All Non-Ducted | 215351187 |  | HMSR-A-CB-O | M5OX631-30HFN10-M1XD | Non-Ducted Indoor Units |  |  |  |  | 13.2 | 24 | 10.7 | TRUE | TRUE | TRUE | 30000 | 30000 | 2.4 | 42000 | 2.6
215351192 | 08/22/24 | Live | Midea Electric Trading | MDV | Multizone Mix of Ducted and Non-Ducted | 215351192 |  | HMSV-A-CB | M5OD30-30HFN10-M1D | Mixed Ducted and Non-Ducted Indoor Units |  |  |  |  | 12.5 | 23 | 9.75 | TRUE | TRUE | TRUE | 30000 | 26200 | 2.45 | 27300 | 2.15
215351186 | 08/22/24 | Live | Midea Electric Trading | MDV | Multizone All Ducted | 215351186 |  | HMSV-A-CB | M5OD30-30HFN10-M1D | Ducted Indoor Units |  |  |  |  | 12 | 21 | 9.5 | TRUE | TRUE | TRUE | 30000 | 26000 | 2.4 | 28000 | 2.2
215351185 | 08/22/24 | Live | Midea Electric Trading | MDV | Multizone All Non-Ducted | 215351185 |  | HMSR-A-CB-O | M5OD30-30HFN10-M1D | Non-Ducted Indoor Units |  |  |  |  | 13 | 25 | 10 | TRUE | TRUE | TRUE | 30000 | 26600 | 2.5 | 26600 | 2.1
215351190 | 08/22/24 | Live | Midea Electric Trading | MDV | Multizone Mix of Ducted and Non-Ducted | 215351190 |  | HMSV-A-CB | M4OD31-24HFN10-M1XD | Mixed Ducted and Non-Ducted Indoor Units |  |  |  |  | 13 | 22 | 9.75 | TRUE | TRUE | TRUE | 24000 | 23200 | 2.45 | 27500 | 2.1
215351184 | 08/22/24 | Live | Midea Electric Trading | MDV | Multizone All Ducted | 215351184 |  | HMSV-A-CB | M4OD31-24HFN10-M1XD | Ducted Indoor Units |  |  |  |  | 13 | 20 | 9.5 | TRUE | TRUE | TRUE | 24000 | 23000 | 2.4 | 27000 | 2.1
215351183 | 08/22/24 | Live | Midea Electric Trading | MDV | Multizone All Non-Ducted | 215351183 |  | HMSR-A-CB-O | M4OD31-24HFN10-M1XD | Non-Ducted Indoor Units |  |  |  |  | 13 | 24 | 10 | TRUE | TRUE | TRUE | 24000 | 23600 | 2.5 | 28000 | 2.1
215351189 | 08/22/24 | Live | Midea Electric Trading | MDV | Multizone Mix of Ducted and Non-Ducted | 215351189 |  | HMSV-A-CB | M4OD30-24HFN10-M1D | Mixed Ducted and Non-Ducted Indoor Units |  |  |  |  | 13 | 23 | 9.5 | TRUE | TRUE | TRUE | 24000 | 18000 | 2.6 | 18800 | 2.3
215351182 | 08/22/24 | Live | Midea Electric Trading | MDV | Multizone All Ducted | 215351182 |  | HMSV-A-CB | M4OD30-24HFN10-M1D | Ducted Indoor Units |  |  |  |  | 12.5 | 21 | 9.5 | TRUE | TRUE | TRUE | 24000 | 18200 | 2.6 | 18600 | 2.3
215351181 | 08/22/24 | Live | Midea Electric Trading | MDV | Multizone All Non-Ducted | 215351181 |  | HMSR-A-CB-O | M4OD30-24HFN10-M1D | Non-Ducted Indoor Units |  |  |  |  | 13.5 | 25 | 9.5 | TRUE | TRUE | TRUE | 24000 | 17800 | 2.6 | 19000 | 2.3
208650724 | 07/14/22 | Live | RBL A/C INC. | HAXXAIR | Multizone All Non-Ducted | 208650724 |  | HRCU-A-CB-O | HVHM-18T2D | Non-Ducted Indoor Units |  | 12.5 | 22 | 11 | 12.5 | 21 | 9.5 | TRUE | TRUE | TRUE | 18000 | 12700 | 2.7 | 20000 | 1.81
201754495 | 02/02/22 | Live | Mitsubishi Electric Trane | MITSUBISHI ELECTRIC | Singlezone Ducted, Centrally Ducted | 201754495 |  | HRCU-A-CB | PUZ-HA42NKA |  | PVA-A42AA* | 9.8 | 15.3 | 11 |  |  |  | FALSE | FALSE | FALSE | 42000 | 42000 | 2.47 | 48000 | 2.1
205921365 | 11/02/23 | Live | RBL A/C INC. | HAXXAIR | Singlezone Non-Ducted, Ceiling Placement | 205921365 |  | HRCU-A-CB-O | HVHSC-12T2D | Mini-Splits | HAHC-12T2D | 12.5 | 23 | 11.5 | 12.5 | 20.5 | 9.5 | TRUE | TRUE | TRUE | 12000 | 7600 | 2.72 | 9423 | 2.42
214728308 | 08/19/24 | Live | ECOER INC. | ECOER | Singlezone Ducted, Centrally Ducted | 214728308 |  | HSP-A | ERDA19H-60AA* | [5 empty] | 11.2 | 18.5 | 9.2 | TRUE | TRUE | TRUE | 55000 | 44500 | 2.3 | 45000 | 2.21
214660548 | 08/19/24 | Live | ECOER INC. | ECOER | Singlezone Ducted, Centrally Ducted | 214660548 |  | HRCU-A-C | EODA19H-4860AA* | Ducted Indoor Units | GNC4860DPT+DK |  |  |  | 10.8 | 15.2 | 8.6 | TRUE | TRUE | TRUE | 52000 | 42000 | 2.2 | 42000 | 2.26
214660547 | 08/19/24 | Live | ECOER INC. | ECOER | Singlezone Ducted, Centrally Ducted | 214660547 |  | HRCU-A-C | EODA19H-4860AA* | Ducted Indoor Units | GNC4860CPT+DK |  |  |  | 10.8 | 15.2 | 8.6 | TRUE | TRUE | TRUE | 52000 | 42000 | 2.2 | 42000 | 2.26
214660546 | 08/19/24 | Live | ECOER INC. | ECOER | Singlezone Ducted, Centrally Ducted | 214660546 |  | HRCU-A-C | EODA19H-4860AA* | Ducted Indoor Units | GNC4248CPT+DK |  |  |  | 11.7 | 15.2 | 8.6 | TRUE | TRUE | TRUE | 42000 | 37000 | 2.2 | 38000 | 2.2
214660545 | 08/19/24 | Live | ECOER INC. | ECOER | Singlezone Ducted, Centrally Ducted | 214660545 |  | HRCU-A-C | EODA19H-2436AA* | Ducted Indoor Units | GNC3036BPT+DK |  |  |  | 10.8 | 15.2 | 8.8 | TRUE | TRUE | TRUE | 31000 | 25600 | 2.3 | 27000 | 2.15
214660544 | 08/19/24 | Live | ECOER INC. | ECOER | Singlezone Ducted, Centrally Ducted | 214660544 |  | HRCU-A-C | EODA19H-2436AA* | Ducted Indoor Units | GNC2430BPT+DK |  |  |  | 11.7 | 15.2 | 8.8 | TRUE | TRUE | TRUE | 23200 | 21000 | 2.3 | 23000 | 2.14
214660543 | 08/19/24 | Live | ECOER INC. | ECOER | Singlezone Ducted, Centrally Ducted | 214660543 |  | HRCU-A-C | EODA19H-2436AA* | Ducted Indoor Units | GNC2430APT+DK |  |  |  | 11.7 | 15.2 | 8.6 | TRUE | TRUE | TRUE | 22800 | 21000 | 2.3 | 23000 | 2.14
214660542 | 08/19/24 | Live | ECOER INC. | ECOER | Singlezone Ducted, Centrally Ducted | 214660542 |  | HRCU-A-CB | EODA19H-4860AA* | Ducted Indoor Units | EAHATN-60BA* |  |  |  | 11.7 | 18.5 | 9.5 | TRUE | TRUE | TRUE | 54000 | 43500 | 2.3 | 45000 | 2.21
214660541 | 08/19/24 | Live | ECOER INC. | ECOER | Singlezone Ducted, Centrally Ducted | 214660541 |  | HRCU-A-CB | EODA19H-4860AA* | Ducted Indoor Units | EAHATN-48BA* |  |  |  | 12.5 | 19 | 9.5 | TRUE | TRUE | TRUE | 47000 | 40000 | 2.4 | 42000 | 2.25
214660564 | 08/19/24 | Live | ECOER INC. | ECOER | Singlezone Ducted, Centrally Ducted | 214660564 |  | HRCU-A-CB | EODA19H-4860AA* | Ducted Indoor Units | EAHATN-36BA* |  |  |  | 12.5 | 19.5 | 9.5 | TRUE | TRUE | TRUE | 35200 | 32000 | 2.44 | 36000 | 2.25
214660540 | 08/19/24 | Live | ECOER INC. | ECOER | Singlezone Ducted, Centrally Ducted | 214660540 |  | HRCU-A-CB | EODA19H-2436AA* | Ducted Indoor Units | EAHATN-36BA* |  |  |  | 12 | 19.5 | 9.5 | TRUE | TRUE | TRUE | 34200 | 28000 | 2.4 | 29000 | 2.24
214660539 | 08/19/24 | Live | ECOER INC. | ECOER | Singlezone Ducted, Centrally Ducted | 214660539 |  | HRCU-A-CB | EODA19H-2436AA* | Ducted Indoor Units | EAHATN-24BA* |  |  |  | 13 | 20.5 | 9.5 | TRUE | TRUE | TRUE | 24000 | 22400 | 2.44 | 24000 | 2.18
214608223 | 08/19/24 | Live | ECOER INC. | ECOER | Singlezone Ducted, Centrally Ducted | 214608223 |  | HRCU-A-C | EODA18H-4860BAA | Ducted Indoor Units | GNC4860DPT+DK |  |  |  | 10 | 15.2 | 8.5 | TRUE | TRUE | TRUE | 52000 | 42000 | 2.26 | 42000 | 2.26
214608222 | 08/19/24 | Live | ECOER INC. | ECOER | Singlezone Ducted, Centrally Ducted | 214608222 |  | HRCU-A-C | EODA18H-4860BAA | Ducted Indoor Units | GNC4860CPT+DK |  |  |  | 10 | 15.2 | 8.5 | TRUE | TRUE | TRUE | 52000 | 42000 | 2.26 | 42000 | 2.26
214608221 | 08/19/24 | Live | ECOER INC. | ECOER | Singlezone Ducted, Centrally Ducted | 214608221 |  | HRCU-A-C | EODA18H-4860BAA | Ducted Indoor Units | GNC4248CPT+DK |  |  |  | 10.5 | 15.2 | 8.5 | TRUE | TRUE | TRUE | 42000 | 38000 | 2.2 | 38000 | 2.2
214608220 | 08/19/24 | Live | ECOER INC. | ECOER | Singlezone Ducted, Centrally Ducted | 214608220 |  | HRCU-A-C | EODA18H-2436BAA | Ducted Indoor Units | GNC3036BPT+DK |  |  |  | 10 | 15.2 | 8.5 | TRUE | TRUE | TRUE | 31000 | 25600 | 2.3 | 27000 | 2.15
214608218 | 08/19/24 | Live | ECOER INC. | ECOER | Singlezone Ducted, Centrally Ducted | 214608218 |  | HRCU-A-C | EODA18H-2436BAA | Ducted Indoor Units | GNC2430BPT+DK |  |  |  | 11 | 15.2 | 8.5 | TRUE | TRUE | TRUE | 22800 | 21000 | 2.3 | 23000 | 2.14
214608219 | 08/19/24 | Live | ECOER INC. | ECOER | Singlezone Ducted, Centrally Ducted | 214608219 |  | HRCU-A-C | EODA18H-2436BAA | Ducted Indoor Units | GNC2430APT+DK |  |  |  | 11 | 15.2 | 8.2 | TRUE | TRUE | TRUE | 22800 | 21000 | 2.3 | 23000 | 2.14
214608237 | 08/19/24 | Live | ECOER INC. | ECOER | Singlezone Ducted, Centrally Ducted | 214608237 |  | HRCU-A-CB | EODA18H-4860BAA | Ducted Indoor Units | EAHATN-60 |  |  |  | 10 | 16 | 8.8 | TRUE | TRUE | TRUE | 54000 | 42000 | 2.3 | 45000 | 2.2
214608215 | 08/19/24 | Live | ECOER INC. | ECOER | Singlezone Ducted, Centrally Ducted | 214608215 |  | HRCU-A-CB | EODA18H-4860BAA | Ducted Indoor Units | EAHATN-48 |  |  |  | 11.7 | 17 | 8.8 | TRUE | FALSE | TRUE | 45000 | 39000 | 2.4 | 42000 | 2.22
214608214 | 08/19/24 | Live | ECOER INC. | ECOER | Singlezone Ducted, Centrally Ducted | 214608214 |  | HRCU-A-CB | EODA18H-4860BAA | Ducted Indoor Units | EAHATN-36 |  |  |  | 12 | 18 | 8.8 | TRUE | FALSE | TRUE | 35200 | 32000 | 2.44 | 36000 | 2.21
214608236 | 08/19/24 | Live | ECOER INC. | ECOER | Singlezone Ducted, Centrally Ducted | 214608236 |  | HRCU-A-CB | EODA18H-2436BAA | Ducted Indoor Units | EAHATN-36 |  |  |  | 11.2 | 17 | 8.8 | TRUE | TRUE | TRUE | 34200 | 27600 | 2.4 | 29000 | 2.18
214608213 | 08/19/24 | Live | ECOER INC. | ECOER | Singlezone Ducted, Centrally Ducted | 214608213 |  | HRCU-A-CB | EODA18H-2436BAA | Ducted Indoor Units | EAHATN-24 |  |  |  | 13 | 19 | 8.8 | TRUE | FALSE | TRUE | 24000 | 22400 | 2.44 | 24000 | 2.23
214608235 | 08/19/24 | Live | ECOER INC. | ECOER | Singlezone Ducted, Centrally Ducted | 214608235 |  | HRCU-A-CB | EODA18H-4860 | Ducted Indoor Units | EAHATN-60BAA |  |  |  | 10 | 16 | 8.5 | TRUE | TRUE | TRUE | 54000 | 35600 | 2.4 | 40000 | 2.16
214608234 | 08/19/24 | Live | ECOER INC. | ECOER | Singlezone Ducted, Centrally Ducted | 214608234 |  | HRCU-A-CB | EODA18H-4860 | Ducted Indoor Units | EAHATN-48BAA |  |  |  | 11.2 | 17 | 8.5 | TRUE | TRUE | TRUE | 45000 | 32000 | 2.46 | 36000 | 2.2
214608212 | 08/19/24 | Live | ECOER INC. | ECOER | Singlezone Ducted, Centrally Ducted | 214608212 |  | HRCU-A-CB | EODA18H-4860 | Ducted Indoor Units | EAHATN-36BAA |  |  |  | 12 | 18 | 8.5 | TRUE | FALSE | TRUE | 36000 | 24000 | 2.4 | 36000 | 2.24
214608211 | 08/19/24 | Live | ECOER INC. | ECOER | Singlezone Ducted, Centrally Ducted | 214608211 |  | HRCU-A-CB | EODA18H-2436 | Ducted Indoor Units | EAHATN-36BAA |  |  |  | 10 | 16.5 | 8.5 | FALSE | FALSE | FALSE | 34200 | 24000 | 2.4 | 25600 | 2.29
214608210 | 08/19/24 | Live | ECOER INC. | ECOER | Singlezone Ducted, Centrally Ducted | 214608210 |  | HRCU-A-CB | EODA18H-2436 | Ducted Indoor Units | EAHATN-24BAA |  |  |  | 12 | 18.5 | 8.5 | TRUE | FALSE | TRUE | 23400 | 19200 | 2.61 | 20400 | 2.34
214608201 | 08/19/24 | Live | ECOER INC. | ECOER | Singlezone Ducted, Centrally Ducted | 214608201 |  | HRCU-A-C | EODA18H-4860BAA | Ducted Indoor Units | GNC4860DPT | 10 | 16 | 9.5 | 10 | 14.5 | 8.5 | FALSE | FALSE | FALSE | 52000 | 42000 | 2.26 | 42000 | 2.26
214608200 | 08/19/24 | Live | ECOER INC. | ECOER | Singlezone Ducted, Centrally Ducted | 214608200 |  | HRCU-A-C | EODA18H-4860BAA | Ducted Indoor Units | GNC4860CPT | 10 | 16 | 9.5 | 10 | 14.5 | 8.5 | FALSE | FALSE | FALSE | 52000 | 42000 | 2.26 | 42000 | 2.26
214608199 | 08/19/24 | Live | ECOER INC. | ECOER | Singlezone Ducted, Centrally Ducted | 214608199 |  | HRCU-A-C | EODA18H-4860BAA | Ducted Indoor Units | GNC4248CPT | 10.5 | 16 | 9.5 | 10.5 | 14.3 | 8.5 | FALSE | FALSE | FALSE | 42000 | 38000 | 2.2 | 38000 | 2.2
214608198 | 08/19/24 | Live | ECOER INC. | ECOER | Singlezone Ducted, Centrally Ducted | 214608198 |  | HRCU-A-C | EODA18H-2436BAA | Ducted Indoor Units | GNC3036BPT | 10 | 16 | 9.5 | 10 | 14.3 | 8.5 | FALSE | FALSE | FALSE | 31000 | 25600 | 2.3 | 27000 | 2.15
214608226 | 08/19/24 | Live | ECOER INC. | ECOER | Singlezone Ducted, Centrally Ducted | 214608226 |  | HRCU-A-C | EODA18H-2436BAA | Ducted Indoor Units | GNC2430BPT | 11.5 | 16 | 9.5 | 11 | 15.2 | 8.5 | TRUE | TRUE | TRUE | 22800 | 21000 | 2.3 | 23000 | 2.14
214608197 | 08/19/24 | Live | ECOER INC. | ECOER | Singlezone Ducted, Centrally Ducted | 214608197 |  | HRCU-A-C | EODA18H-2436BAA | Ducted Indoor Units | GNC2430APT | 11.5 | 16 | 9.5 | 11 | 14.5 | 8.2 | FALSE | FALSE | FALSE | 22800 | 21000 | 2.3 | 23000 | 2.14
214608225 | 08/19/24 | Live | ECOER INC. | ECOER | Singlezone Ducted, Centrally Ducted | 214608225 |  | HRCU-A-CB | EODA18H-4860BAA | Ducted Indoor Units | EAHATN-60BAA | 10.5 | 18 | 10 | 10 | 17 | 9 | TRUE | TRUE | TRUE | 54000 | 42000 | 2.3 | 45000 | 2.21
214608196 | 08/19/24 | Live | ECOER INC. | ECOER | Singlezone Ducted, Centrally Ducted | 214608196 |  | HRCU-A-CB | EODA18H-4860BAA | Ducted Indoor Units | EAHATN-48BAA | 11.5 | 19 | 10 | 11.7 | 18 | 9 | TRUE | FALSE | TRUE | 45000 | 39000 | 2.4 | 42000 | 2.25
214608195 | 08/19/24 | Live | ECOER INC. | ECOER | Singlezone Ducted, Centrally Ducted | 214608195 |  | HRCU-A-CB | EODA18H-4860BAA | Ducted Indoor Units | EAHATN-36BAA | 12.5 | 20 | 10.5 | 12 | 19 | 9.2 | TRUE | TRUE | TRUE | 35200 | 32000 | 2.44 | 36000 | 2.25
214608224 | 08/19/24 | Live | ECOER INC. | ECOER | Singlezone Ducted, Centrally Ducted | 214608224 |  | HRCU-A-CB | EODA18H-2436BAA | Ducted Indoor Units | EAHATN-36BAA | 11.5 | 20 | 10.5 | 11.2 | 18 | 9 | TRUE | TRUE | TRUE | 34200 | 27600 | 2.4 | 29000 | 2.24
214608194 | 08/19/24 | Live | ECOER INC. | ECOER | Singlezone Ducted, Centrally Ducted | 214608194 |  | HRCU-A-CB | EODA18H-2436BAA | Ducted Indoor Units | EAHATN-24BAA | 13.5 | 20.5 | 10.5 | 13 | 20 | 9.2 | TRUE | TRUE | TRUE | 24000 | 22400 | 2.44 | 24000 | 2.18
213880755 | 01/15/24 | Live | ECOER INC. | ECOER | Singlezone Ducted, Centrally Ducted | 213880755 |  | HRCU-A-C | ESCA16H-60 | Ducted Indoor Units | SNC48DPT* |  |  |  | 10 | 15.2 | 9.2 | TRUE | TRUE | TRUE | 45000 | 37000 | 2.26 | 38000 | 2.26
213386490 | 10/31/23 | Live | ECOER INC. | ECOER | Singlezone Ducted, Centrally Ducted | 213386490 |  | HRCU-A-C | ESCA16H-36 | Ducted Indoor Units | SNC36CPT | 10.2 | 14.8 | 9.6 | 10 | 15.2 | 10 | TRUE | TRUE | TRUE | 35000 | 33000 | 2.4 | 38000 | 1.9
214336192 | 08/19/24 | Live | Lennox Industries | ADP | Singlezone Ducted, Centrally Ducted | 214336192 |  | HRCU-A-CB | AC036BXUDCH | Ducted Indoor Units | F,PE*CC1937 |  |  |  | 9 | 17 | 8.1 | FALSE | FALSE | FALSE | 36000 | 35000 | 2.1 | 41700 | 2
211289596 | 04/17/23 | Live | Lennox Industries | ADP | Singlezone Ducted, Centrally Ducted | 211289596 |  | HRCU-A-CB | AC048BXUPCH | Ducted Indoor Units | F,PE*CC3948 |  |  |  | 8.6 | 17 | 8.5 | FALSE | FALSE | FALSE | 48000 | 46000 | 2.1 | 54200 | 2.21
211289595 | 04/17/23 | Live | Lennox Industries | ADP | Singlezone Ducted, Centrally Ducted | 211289595 |  | HRCU-A-CB | AC036BXUPCH | Ducted Indoor Units | F,PE*CC3937 |  |  |  | 10.5 | 18.5 | 8.4 | FALSE | FALSE | TRUE | 36000 | 40500 | 2.1 | 41700 | 2.11
211289597 | 04/17/23 | Live | Lennox Industries | ADP | Singlezone Ducted, Centrally Ducted | 211289597 |  | HRCU-A-CB | AC060BXUPCH | Ducted Indoor Units | F,PE*CC7960 |  |  |  | 8.5 | 17.5 | 9 | FALSE | FALSE | FALSE | 57000 | 54000 | 2.1 | 54000 | 2.1
215374879 | 08/19/24 | Live | Lennox Industries | ADP | Singlezone Ducted, Centrally Ducted | 215374879 |  | HRCU-A-C | AUWR-60U3SP2 | Ducted Indoor Units | HE50960+TD |  |  |  | 8 | 14.5 | 8 | FALSE | FALSE | FALSE | 48500 | 35200 | 2.1 | 42000 | 2.1
215374878 | 08/19/24 | Live | Lennox Industries | ADP | Singlezone Ducted, Centrally Ducted | 215374878 |  | HRCU-A-C | AUWR-60U3SP2 | Ducted Indoor Units | HE49960+TD |  |  |  | 8 | 14.5 | 8 | FALSE | FALSE | FALSE | 48000 | 35200 | 2.1 | 42000 | 2.1
215374877 | 08/19/24 | Live | Lennox Industries | ADP | Singlezone Ducted, Centrally Ducted | 215374877 |  | HRCU-A-C | AUWR-36U3SA2 | Ducted Indoor Units | HE33(1,2)36+TXV+TD |  |  |  | 9 | 15.2 | 8 | FALSE | FALSE | FALSE | 27400 | 17700 | 2.1 | 34520 | 2.38
215374876 | 08/19/24 | Live | Lennox Industries | ADP | Singlezone Ducted, Centrally Ducted | 215374876 |  | HRCU-A-C | AUWR-24U3SF2 | Ducted Indoor Units | HE31(1,2)24+TXV+TD |  |  |  | 9 | 14.5 | 7.8 | FALSE | FALSE | FALSE | 21000 | 16000 | 2.1 | 18000 | 1.99
215374875 | 08/19/24 | Live | Lennox Industries | ADP | Singlezone Ducted, Centrally Ducted | 215374875 |  | HRCU-A-C | AUWR-48U3SP2 | Ducted Indoor Units | HE48960+TD |  |  |  | 9 | 15.2 | 8.3 | FALSE | FALSE | FALSE | 44000 | 32000 | 2.1 | 39000 | 2.3
215374874 | 08/19/24 | Live | Lennox Industries | ADP | Singlezone Ducted, Centrally Ducted | 215374874 |  | HRCU-A-C | AUWR-48U3SP2 | Ducted Indoor Units | HE36960+TD |  |  |  | 9 | 15.2 | 8.3 | FALSE | FALSE | FALSE | 43000 | 32000 | 2.1 | 39000 | 2.3
215374873 | 08/19/24 | Live | Lennox Industries | ADP | Singlezone Ducted, Centrally Ducted | 215374873 |  | HRCU-A-C | AUWR-24U3SF2 | Ducted Indoor Units | HE34936+TD |  |  |  | 9.5 | 14.5 | 7.8 | FALSE | FALSE | FALSE | 21400 | 16000 | 2.1 | 18000 | 1.99
215374872 | 08/19/24 | Live | Lennox Industries | ADP | Singlezone Ducted, Centrally Ducted | 215374872 |  | HRCU-A-C | AUWR-24U3SF2 | Ducted Indoor Units | HE33936+TD |  |  |  | 9.5 | 14.5 | 7.8 | FALSE | FALSE | FALSE | 21400 | 16000 | 2.1 | 18000 | 1.99
215374871 | 08/19/24 | Live | Lennox Industries | ADP | Singlezone Ducted, Centrally Ducted | 215374871 |  | HRCU-A-C | AUWR-24U3SF2 | Ducted Indoor Units | HE32936+TD |  |  |  | 9.5 | 14.5 | 7.8 | FALSE | FALSE | FALSE | 21400 | 16000 | 2.1 | 18000 | 1.99
215374870 | 08/19/24 | Live | Lennox Industries | ADP | Singlezone Ducted, Centrally Ducted | 215374870 |  | HRCU-A-C | AUWR-24U3SF2 | Ducted Indoor Units | HE31930+TD |  |  |  | 9 | 14.5 | 7.8 | FALSE | FALSE | FALSE | 21000 | 16000 | 2.1 | 18000 | 1.99
215351202 | 08/19/24 | Live | Lennox Industries | ADP | Singlezone Ducted, Centrally Ducted | 215351202 |  | HRCU-A-C | AUWR-60U3SP2 | Ducted Indoor Units | HG50960+TD |  |  |  | 8 | 14.5 | 8 | FALSE | FALSE | FALSE | 48500 | 35200 | 2.1 | 42000 | 2.1
215350420 | 08/19/24 | Live | Lennox Industries | ADP | Singlezone Ducted, Centrally Ducted | 215350420 |  | HRCU-A-C | AUWR-48U3SP2 | Ducted Indoor Units | HG50960+TD |  |  |  | 9.5 | 15.2 | 8.3 | FALSE | FALSE | FALSE | 44500 | 32000 | 2.1 | 39000 | 2.3
215350419 | 08/19/24 | Live | Lennox Industries | ADP | Singlezone Ducted, Centrally Ducted | 215350419 |  | HRCU-A-C | AUWR-36U3SA2 | Ducted Indoor Units | HG81936+TD |  |  |  | 9 | 15.2 | 8 | FALSE | FALSE | FALSE | 27800 | 17700 | 2.1 | 34520 | 2.38
215350418 | 08/19/24 | Live | Lennox Industries | ADP | Singlezone Ducted, Centrally Ducted | 215350418 |  | HRCU-A-C | AUWR-24U3SF2 | Ducted Indoor Units | HG81936+TD |  |  |  | 9.5 | 14.5 | 7.8 | FALSE | FALSE | FALSE | 21400 | 16000 | 2.1 | 18000 | 1.99
215350417 | 08/19/24 | Live | Lennox Industries | ADP | Singlezone Ducted, Centrally Ducted | 215350417 |  | HRCU-A-C | AUWR-36U3SA | Ducted Indoor Units | HG81936+TD |  |  |  | 11 | 15.2 | 9.4 | FALSE | FALSE | TRUE | 30000 | 22000 | 2.1 | 34520 | 2.29
215350416 | 08/19/24 | Live | Lennox Industries | ADP | Singlezone Ducted, Centrally Ducted | 215350416 |  | HRCU-A-CB | AUWR-60U3SP2 | Ducted Indoor Units | BV**C7960 |  |  |  | 8 | 15.2 | 8.45 | FALSE | FALSE | FALSE | 55000 | 39000 | 2.1 | 42000 | 2.1
215350415 | 08/19/24 | Live | Lennox Industries | ADP | Singlezone Ducted, Centrally Ducted | 215350415 |  | HRCU-A-CB | AUWR-60U3SP2 | Ducted Indoor Units | F,PE*TT7960 |  |  |  | 8 | 16 | 8.45 | FALSE | FALSE | FALSE | 55500 | 39000 | 2.1 | 42000 | 2.1
215350414 | 08/19/24 | Live | Lennox Industries | ADP | Singlezone Ducted, Centrally Ducted | 215350414 |  | HRCU-A-CB | AUWR-48U3SP2 | Ducted Indoor Units | F,PE*TT7960 |  |  |  | 10 | 17 | 8.45 | FALSE | FALSE | TRUE | 47500 | 30000 | 2.1 | 39000 | 2.3
215350413 | 08/19/24 | Live | Lennox Industries | ADP | Singlezone Ducted, Centrally Ducted | 215350413 |  | HRCU-A-CB | AUWR-48U3SP2 | Ducted Indoor Units | BV**C1942 |  |  |  | 11 | 15.2 | 8.5 | FALSE | FALSE | TRUE | 41000 | 30200 | 2.1 | 39000 | 2.3
215350412 | 08/19/24 | Live | Lennox Industries | ADP | Singlezone Ducted, Centrally Ducted | 215350412 |  | HRCU-A-CB | AUWR-48U3SP2 | Ducted Indoor Units | BV**C6948 |  |  |  | 9.5 | 16 | 8.1 | FALSE | FALSE | FALSE | 45000 | 30000 | 2.1 | 39000 | 2.3
215350408 | 08/19/24 | Live | Lennox Industries | ADP | Singlezone Ducted, Centrally Ducted | 215350408 |  | HRCU-A-CB | AUWR-36U3SA2 | Ducted Indoor Units | F,PE*TT3937 |  |  |  | 10 | 17 | 9.5 | FALSE | FALSE | TRUE | 34000 | 23000 | 2.1 | 34520 | 2.38
215350407 | 08/19/24 | Live | Lennox Industries | ADP | Singlezone Ducted, Centrally Ducted | 215350407 |  | HRCU-A-CB | AUWR-24U3SF2 | Ducted Indoor Units | BV**B6925 |  |  |  | 9.5 | 14.5 | 7.8 | FALSE | FALSE | FALSE | 21400 | 16000 | 2.1 | 18000 | 1.99
215350404 | 08/19/24 | Live | Lennox Industries | ADP | Singlezone Ducted, Centrally Ducted | 215350404 |  | HRCU-A-CB | AUWR-24U3SF2 | Ducted Indoor Units | F,PE*G32924 |  |  |  | 9.5 | 15.2 | 8.75 | FALSE | FALSE | FALSE | 21000 | 15000 | 2.1 | 18000 | 1.99
215350403 | 08/19/24 | Live | Lennox Industries | ADP | Singlezone Ducted, Centrally Ducted | 215350403 |  | HRCU-A-CB | AUWR-24U3SF2 | Ducted Indoor Units | F,PE*E31924 |  |  |  | 9.5 | 15 | 8.6 | FALSE | FALSE | FALSE | 20600 | 15000 | 2.1 | 18000 | 1.99
215350402 | 08/19/24 | Live | Lennox Industries | ADP | Singlezone Ducted, Centrally Ducted | 215350402 |  | HRCU-A-CB | AUWR-24U3SF2 | Ducted Indoor Units | BV**B1925 |  |  |  | 9 | 14.5 | 7.8 | FALSE | FALSE | FALSE | 21000 | 16000 | 2.1 | 18000 | 1.99
215348617 | 08/19/24 | Live | Lennox Industries | ADP | Singlezone Ducted, Centrally Ducted | 215348617 |  | HRCU-A-C | AUWR-24U3SF2 | Ducted Indoor Units | HG37936+TD |  |  |  | 9.5 | 14.5 | 7.8 | FALSE | FALSE | FALSE | 21400 | 16000 | 2.1 | 18000 | 1.99
215333854 | 08/19/24 | Live | Lennox Industries | ADP | Singlezone Ducted, Centrally Ducted | 215333854 |  | HRCU-A-C | AUWR-60U3SP2 | Ducted Indoor Units | HG88960+TD |  |  |  | 8 | 14.5 | 8 | FALSE | FALSE | FALSE | 49000 | 35200 | 2.1 | 42000 | 2.1
215333853 | 08/19/24 | Live | Lennox Industries | ADP | Singlezone Ducted, Centrally Ducted | 215333853 |  | HRCU-A-C | AUWR-60U3SP2 | Ducted Indoor Units | HE51960+TD |  |  |  | 8 | 14.5 | 8 | FALSE | FALSE | FALSE | 48500 | 35200 | 2.1 | 42000 | 2.1
215333852 | 08/19/24 | Live | Lennox Industries | ADP | Singlezone Ducted, Centrally Ducted | 215333852 |  | HRCU-A-C | AUWR-60U3SP2 | Ducted Indoor Units | HG52960+TD |  |  |  | 8 | 14.5 | 8 | FALSE | FALSE | FALSE | 49500 | 35200 | 2.1 | 42000 | 2.1
215333851 | 08/19/24 | Live | Lennox Industries | ADP | Singlezone Ducted, Centrally Ducted | 215333851 |  | HRCU-A-C | AUWR-24U3SF2 | Ducted Indoor Units | HG36936+TD |  |  |  | 9.5 | 14.5 | 7.8 | FALSE | FALSE | FALSE | 21400 | 16000 | 2.1 | 18000 | 1.99
215333850 | 08/19/24 | Live | Lennox Industries | ADP | Singlezone Ducted, Centrally Ducted | 215333850 |  | HRCU-A-C | AUWR-48U3SP | Ducted Indoor Units | HG52960+TD |  |  |  | 11 | 15.2 | 8.55 | FALSE | FALSE | TRUE | 42000 | 30200 | 2.1 | 39000 | 2.19
215333849 | 08/19/24 | Live | Lennox Industries | ADP | Singlezone Ducted, Centrally Ducted | 215333849 |  | HRCU-A-C | AUWR-48U3SP | Ducted Indoor Units | HG50960+TD |  |  |  | 11 | 15.2 | 8.55 | FALSE | FALSE | TRUE | 41500 | 30200 | 2.1 | 39000 | 2.19
215333848 | 08/19/24 | Live | Lennox Industries | ADP | Singlezone Ducted, Centrally Ducted | 215333848 |  | HRCU-A-C | AUWR-48U3SP | Ducted Indoor Units | HE49960+TD |  |  |  | 11 | 15.2 | 8.55 | FALSE | FALSE | TRUE | 41000 | 30200 | 2.1 | 39000 | 2.19
215333847 | 08/19/24 | Live | Lennox Industries | ADP | Singlezone Ducted, Centrally Ducted | 215333847 |  | HRCU-A-C | AUWR-36U3SA | Ducted Indoor Units | HE36936+TD |  |  |  | 11 | 15.2 | 9.4 | FALSE | FALSE | TRUE | 29600 | 22000 | 2.1 | 34520 | 2.29
215333846 | 08/19/24 | Live | Lennox Industries | ADP | Singlezone Ducted, Centrally Ducted | 215333846 |  | HRCU-A-C | AUWR-36U3SA | Ducted Indoor Units | HE35936+TD |  |  |  | 11 | 15.2 | 9.4 | FALSE | FALSE | TRUE | 29400 | 22000 | 2.1 | 34520 | 2.29
214728360 | 08/19/24 | Live | Lennox Industries | ADP | Singlezone Ducted, Centrally Ducted | 214728360 |  | HRCU-A-C | AUWR-60U3SP2 | Ducted Indoor Units | H,RG88960+TD |  |  |  | 8 | 14.5 | 8 | FALSE | FALSE | FALSE | 49000 | 35200 | 2.1 | 42000 | 2.1
214779302 | 08/16/24 | Live | Johnson Controls Inc. (York International Norman) | HITACHI | Singlezone Non-Ducted, Ceiling Placement | 214779302 |  | HRCU-A-CB-O | PAS-48BUFASDQ1 | Mini-Splits | PPFC-B48UFA1DQ |  |  |  | 12 | 20.5 | 9.5 | TRUE | TRUE | TRUE | 42000 | 40000 | 2.4 | 40390 | 2.26
214779301 | 08/16/24 | Live | Johnson Controls Inc. (York International Norman) | HITACHI | Singlezone Non-Ducted, Ceiling Placement | 214779301 |  | HRCU-A-CB-O | PAS-36BUFASDQ1 | Mini-Splits | PPFC-B36UFA1DQ |  |  |  | 12 | 19.4 | 10 | TRUE | TRUE | TRUE | 36000 | 33000 | 2.6 | 36700 | 2.43
214779300 | 08/16/24 | Live | Johnson Controls Inc. (York International Norman) | HITACHI | Singlezone Non-Ducted, Ceiling Placement | 214779300 |  | HRCU-A-CB-O | PAS-30BUFASDQ1 | Mini-Splits | PPFC-B30UFA1DQ |  |  |  | 12 | 19.6 | 10 | TRUE | TRUE | TRUE | 30000 | 28000 | 2.8 | 31640 | 2.46
214779299 | 08/16/24 | Live | Johnson Controls Inc. (York International Norman) | HITACHI | Singlezone Non-Ducted, Ceiling Placement | 214779299 |  | HRCU-A-CB-O | PAS-24BUFASDQ1 | Mini-Splits | PPFC-B24UFA1DQ |  |  |  | 13 | 21 | 10 | TRUE | TRUE | TRUE | 22000 | 20000 | 2.7 | 23250 | 2.62
214779298 | 08/16/24 | Live | Johnson Controls Inc. (York International Norman) | HITACHI | Singlezone Non-Ducted, Ceiling Placement | 214779298 |  | HRCU-A-CB-O | PAS-18BUFASDQ1 | Mini-Splits | PPFC-B18UFA1DQ |  |  |  | 13 | 23 | 10 | TRUE | TRUE | TRUE | 18000 | 18000 | 2.71 | 18100 | 2.68
214723262 | 08/16/24 | Live | Johnson Controls Inc. (York International Norman) | HITACHI | Singlezone Non-Ducted, Ceiling Placement | 214723262 |  | HRCU-A-CB-O | PAS-48BUFASDQ1 | Mini-Splits | PCI-B48UFA1DQ |  |  |  | 13 | 22.5 | 10 | TRUE | TRUE | TRUE | 45000 | 39000 | 2.5 | 43570 | 2.48
214723261 | 08/16/24 | Live | Johnson Controls Inc. (York International Norman) | HITACHI | Singlezone Non-Ducted, Ceiling Placement | 214723261 |  | HRCU-A-CB-O | PAS-36BUFASDQ1 | Mini-Splits | PCI-B36UFA1DQ |  |  |  | 13 | 21 | 10 | TRUE | TRUE | TRUE | 36000 | 34000 | 2.8 | 37160 | 2.54
214723260 | 08/16/24 | Live | Johnson Controls Inc. (York International Norman) | HITACHI | Singlezone Non-Ducted, Ceiling Placement | 214723260 |  | HRCU-A-CB-O | PAS-30BUFASDQ1 | Mini-Splits | PCI-B30UFA1DQ |  |  |  | 14 | 21 | 10 | TRUE | TRUE | TRUE | 30000 | 28000 | 2.9 | 32250 | 2.55
214723259 | 08/16/24 | Live | Johnson Controls Inc. (York International Norman) | HITACHI | Singlezone Non-Ducted, Ceiling Placement | 214723259 |  | HRCU-A-CB-O | PAS-24BUFASDQ1 | Mini-Splits | PCI-B24UFA1DQ |  |  |  | 13 | 24 | 10 | TRUE | TRUE | TRUE | 22000 | 20000 | 2.9 | 23600 | 2.82
214723258 | 08/16/24 | Live | Johnson Controls Inc. (York International Norman) | HITACHI | Singlezone Non-Ducted, Ceiling Placement | 214723258 |  | HRCU-A-CB-O | PAS-18BUFASDQ1 | Mini-Splits | PCI-B18UFA1DQ |  |  |  | 15 | 27 | 11 | TRUE | TRUE | TRUE | 18000 | 17000 | 2.9 | 18600 | 2.87
213685842 | 07/25/24 | Live | Johnson Controls Inc. (York International Norman) | HITACHI | Singlezone Ducted, Centrally Ducted | 213685842 |  | HRCU-A-CB | PAS-48BUFASDQ1 | Mini-Splits | PPIM-B48UFA1DQ |  |  |  | 12.7 | 21 | 10 | TRUE | TRUE | TRUE | 43500 | 41000 | 2.5 | 43000 | 2.45
213685841 | 07/25/24 | Live | Johnson Controls Inc. (York International Norman) | HITACHI | Singlezone Ducted, Centrally Ducted | 213685841 |  | HRCU-A-CB | PAS-36BUFASDQ1 | Mini-Splits | PPIM-B36UFA1DQ |  |  |  | 12.8 | 20 | 9.8 | TRUE | TRUE | TRUE | 36000 | 34400 | 2.71 | 36000 | 2.3
213685840 | 07/25/24 | Live | Johnson Controls Inc. (York International Norman) | HITACHI | Singlezone Ducted, Centrally Ducted | 213685840 |  | HRCU-A-CB | PAS-30BUFASDQ1 | Mini-Splits | PPIM-B30UFA1DQ |  |  |  | 13 | 20 | 10 | TRUE | TRUE | TRUE | 30000 | 28600 | 2.6 | 32000 | 2.4
213685839 | 07/25/24 | Live | Johnson Controls Inc. (York International Norman) | HITACHI | Singlezone Ducted, Centrally Ducted | 213685839 |  | HRCU-A-CB | PAS-24BUFASDQ1 | Mini-Splits | PPIM-B24UFA1DQ |  |  |  | 12.7 | 20 | 9.6 | TRUE | TRUE | TRUE | 22000 | 21800 | 2.7 | 22800 | 2.53
213685838 | 07/25/24 | Live | Johnson Controls Inc. (York International Norman) | HITACHI | Singlezone Ducted, Centrally Ducted | 213685838 |  | HRCU-A-CB | PAS-18BUFASDQ1 | Mini-Splits | PPIM-B18UFA1DQ |  |  |  | 13 | 21 | 9.5 | TRUE | TRUE | TRUE | 18000 | 18200 | 2.6 | 18200 | 2.6
213352688 | 11/01/23 | Live | ECOER INC. | ECOER | Singlezone Ducted, Centrally Ducted | 213352688 |  | HRCU-A-CB | EODA18H-4860B | Ducted Indoor Units | EAHATN-60 |  |  |  | 10 | 16 | 8.8 | FALSE | FALSE | TRUE | 54000 | 42000 | 2.3 | 45000 | 2.22
213352687 | 11/01/23 | Live | ECOER INC. | ECOER | Singlezone Ducted, Centrally Ducted | 213352687 |  | HRCU-A-CB | EODA18H-4860B | Ducted Indoor Units | EAHATN-48 |  |  |  | 11.7 | 17 | 8.8 | TRUE | FALSE | TRUE | 45000 | 39000 | 2.4 | 42000 | 2.26
213352686 | 11/01/23 | Live | ECOER INC. | ECOER | Singlezone Ducted, Centrally Ducted | 213352686 |  | HRCU-A-CB | EODA18H-4860B | Ducted Indoor Units | EAHATN-36 |  |  |  | 12 | 18 | 8.8 | TRUE | FALSE | TRUE | 35200 | 32000 | 2.44 | 36000 | 2.3
213352685 | 11/01/23 | Live | ECOER INC. | ECOER | Singlezone Ducted, Centrally Ducted | 213352685 |  | HRCU-A-CB | EODA18H-2436B | Ducted Indoor Units | EAHATN-36 |  |  |  | 11.2 | 17 | 8.8 | FALSE | FALSE | TRUE | 34200 | 27600 | 2.4 | 29000 | 2.3
213352684 | 11/01/23 | Live | ECOER INC. | ECOER | Singlezone Ducted, Centrally Ducted | 213352684 |  | HRCU-A-CB | EODA18H-2436B | Ducted Indoor Units | EAHATN-24 |  |  |  | 13 | 19 | 8.8 | TRUE | FALSE | TRUE | 24000 | 22400 | 2.44 | 24000 | 2.34
211887782 | 09/07/23 | Live | ECOER INC. | ECOER | Singlezone Ducted, Centrally Ducted | 211887782 |  | HRCU-A-CB | EODA18H-4860 | Ducted Indoor Units | EAHATN-60B |  |  |  | 10 | 16 | 8.5 | FALSE | FALSE | TRUE | 54000 | 35600 | 2.4 | 40000 | 2.16
211887781 | 09/07/23 | Live | ECOER INC. | ECOER | Singlezone Ducted, Centrally Ducted | 211887781 |  | HRCU-A-CB | EODA18H-4860 | Ducted Indoor Units | EAHATN-48B |  |  |  | 11.2 | 17 | 8.5 | FALSE | FALSE | TRUE | 45000 | 32000 | 2.46 | 36000 | 2.2
211887780 | 09/07/23 | Live | ECOER INC. | ECOER | Singlezone Ducted, Centrally Ducted | 211887780 |  | HRCU-A-CB | EODA18H-4860 | Ducted Indoor Units | EAHATN-36B |  |  |  | 12 | 18 | 8.5 | TRUE | FALSE | TRUE | 36000 | 24000 | 2.4 | 36000 | 2.3
211887779 | 09/07/23 | Live | ECOER INC. | ECOER | Singlezone Ducted, Centrally Ducted | 211887779 |  | HRCU-A-CB | EODA18H-2436 | Ducted Indoor Units | EAHATN-36B |  |  |  | 10 | 16.5 | 8.5 | FALSE | FALSE | FALSE | 34200 | 24000 | 2.4 | 25600 | 2.29
211887778 | 09/07/23 | Live | ECOER INC. | ECOER | Singlezone Ducted, Centrally Ducted | 211887778 |  | HRCU-A-CB | EODA18H-2436 | Ducted Indoor Units | EAHATN-24B |  |  |  | 12 | 18.5 | 8.5 | TRUE | FALSE | TRUE | 23400 | 19200 | 2.61 | 20400 | 2.34
207861766 | 12/29/22 | Live | ECOER INC. | ECOER | Singlezone Ducted, Centrally Ducted | 207861766 |  | HRCU-A-C | EODA18H-4860B | Ducted Indoor Units | GNC4860DPT | 10 | 16 | 9.5 | 10 | 14.5 | 8.5 | FALSE | FALSE | FALSE | 52000 | 42000 | 2.26 | 42000 | 2.26
207861765 | 12/29/22 | Live | ECOER INC. | ECOER | Singlezone Ducted, Centrally Ducted | 207861765 |  | HRCU-A-C | EODA18H-4860B | Ducted Indoor Units | GNC4860CPT | 10 | 16 | 9.5 | 10 | 14.5 | 8.5 | FALSE | FALSE | FALSE | 52000 | 42000 | 2.26 | 42000 | 2.26
207861764 | 12/29/22 | Live | ECOER INC. | ECOER | Singlezone Ducted, Centrally Ducted | 207861764 |  | HRCU-A-C | EODA18H-4860B | Ducted Indoor Units | GNC4248CPT | 10.5 | 16 | 9.5 | 10.5 | 14.3 | 8.5 | FALSE | FALSE | FALSE | 42000 | 38000 | 2.2 | 38000 | 2.2
207861763 | 12/29/22 | Live | ECOER INC. | ECOER | Singlezone Ducted, Centrally Ducted | 207861763 |  | HRCU-A-C | EODA18H-2436B | Ducted Indoor Units | GNC3036BPT | 10 | 16 | 9.5 | 10 | 14.3 | 8.5 | FALSE | FALSE | FALSE | 31000 | 25600 | 2.3 | 27000 | 2.21
207861762 | 12/29/22 | Live | ECOER INC. | ECOER | Singlezone Ducted, Centrally Ducted | 207861762 |  | HRCU-A-C | EODA18H-2436B | Ducted Indoor Units | GNC2430BPT | 11.5 | 16 | 9.5 | 11 | 15.2 | 8.5 | FALSE | FALSE | TRUE | 22800 | 21000 | 2.3 | 23000 | 2.3
207861761 | 12/29/22 | Live | ECOER INC. | ECOER | Singlezone Ducted, Centrally Ducted | 207861761 |  | HRCU-A-C | EODA18H-2436B | Ducted Indoor Units | GNC2430APT | 11.5 | 16 | 9.5 | 11 | 14.5 | 8.2 | FALSE | FALSE | FALSE | 22800 | 21000 | 2.3 | 23000 | 2.3
207861760 | 12/29/22 | Live | ECOER INC. | ECOER | Singlezone Ducted, Centrally Ducted | 207861760 |  | HRCU-A-CB | EODA18H-4860B | Ducted Indoor Units | EAHATN-60B | 10.5 | 18 | 10 | 10 | 17 | 9 | FALSE | FALSE | TRUE | 54000 | 42000 | 2.3 | 45000 | 2.27
207861759 | 12/29/22 | Live | ECOER INC. | ECOER | Singlezone Ducted, Centrally Ducted | 207861759 |  | HRCU-A-CB | EODA18H-4860B | Ducted Indoor Units | EAHATN-48B | 11.5 | 19 | 10 | 11.7 | 18 | 9 | TRUE | FALSE | TRUE | 45000 | 39000 | 2.4 | 42000 | 2.29
207861758 | 12/29/22 | Live | ECOER INC. | ECOER | Singlezone Ducted, Centrally Ducted | 207861758 |  | HRCU-A-CB | EODA18H-4860B | Ducted Indoor Units | EAHATN-36B | 12.5 | 20 | 10.5 | 12 | 19 | 9.2 | TRUE | TRUE | TRUE | 35200 | 32000 | 2.44 | 36000 | 2.3
207861757 | 12/29/22 | Live | ECOER INC. | ECOER | Singlezone Ducted, Centrally Ducted | 207861757 |  | HRCU-A-CB | EODA18H-2436B | Ducted Indoor Units | EAHATN-36B | 11.5 | 20 | 10.5 | 11.2 | 18 | 9 | FALSE | FALSE | TRUE | 34200 | 27600 | 2.4 | 29000 | 2.3
207861756 | 12/29/22 | Live | ECOER INC. | ECOER | Singlezone Ducted, Centrally Ducted | 207861756 |  | HRCU-A-CB | EODA18H-2436B | Ducted Indoor Units | EAHATN-24B | 13.5 | 20.5 | 10.5 | 13 | 20 | 9.2 | TRUE | TRUE | TRUE | 24000 | 22400 | 2.44 | 24000 | 2.32
206395296 | 12/29/22 | Live | ECOER INC. | ECOER | Singlezone Ducted, Centrally Ducted | 206395296 |  | HRCU-A-C | EODA18H-2436 | Ducted Indoor Units | GNC2430BPT | 11 | 16 | 9.5 | 11 | 14.3 | 8.1 | FALSE | FALSE | FALSE | 22800 | 15400 | 2.4 | 18000 | 2.26
203376745 | 12/29/22 | Live | ECOER INC. | ECOER | Singlezone Ducted, Centrally Ducted | 203376745 |  | HRCU-A-C | EODA18H-4860 | Ducted Indoor Units | GNC4860DPT | 10 | 16 | 9.5 | 9.8 | 14.3 | 8.1 | FALSE | FALSE | FALSE | 51000 | 39000 | 2.2 | 39000 | 2.2
203376744 | 12/29/22 | Live | ECOER INC. | ECOER | Singlezone Ducted, Centrally Ducted | 203376744 |  | HRCU-A-C | EODA18H-4860 | Ducted Indoor Units | GNC4860CPT | 10 | 16 | 9.5 | 9.8 | 14.3 | 8.1 | FALSE | FALSE | FALSE | 51000 | 39000 | 2.2 | 39000 | 2.2
203376743 | 12/29/22 | Live | ECOER INC. | ECOER | Singlezone Ducted, Centrally Ducted | 203376743 |  | HRCU-A-C | EODA18H-4860 | Ducted Indoor Units | GNC4248CPT | 10.5 | 16 | 9.5 | 10 | 14.3 | 8.1 | FALSE | FALSE | FALSE | 41000 | 33000 | 2.2 | 33000 | 2.2
203376742 | 12/29/22 | Live | ECOER INC. | ECOER | Singlezone Ducted, Centrally Ducted | 203376742 |  | HRCU-A-C | EODA18H-2436 | Ducted Indoor Units | GNC3036BPT | 10 | 16 | 9.5 | 9.8 | 14.3 | 8.1 | FALSE | FALSE | FALSE | 30000 | 22000 | 2.2 | 23000 | 2.1
203376741 | 12/29/22 | Live | ECOER INC. | ECOER | Singlezone Ducted, Centrally Ducted | 203376741 |  | HRCU-A-C | EODA18H-2436 | Ducted Indoor Units | GNC2430APT | 11 | 16 | 9.5 | 11 | 14.3 | 8.1 | FALSE | FALSE | FALSE | 22800 | 15400 | 2.4 | 18000 | 2.26
202337970 | 12/29/22 | Live | ECOER INC. | ECOER | Singlezone Ducted, Centrally Ducted | 202337970 |  | HRCU-A-CB | EODA18H-4860 | Ducted Indoor Units | EAHATN-48 | 12 | 17 | 9.5 | 11.2 | 16.5 | 8.5 | TRUE | TRUE | TRUE | 45000 | 32000 | 2.46 | 36000 | 2.2
202337969 | 12/29/22 | Live | ECOER INC. | ECOER | Singlezone Ducted, Centrally Ducted | 202337969 |  | HRCU-A-CB | EODA18H-2436 | Ducted Indoor Units | EAHATN-24 | 13 | 20 | 10 | 12 | 18 | 8.5 | TRUE | TRUE | TRUE | 23400 | 19200 | 2.61 | 20400 | 2.34
202110529 | 12/29/22 | Live | ECOER INC. | ECOER | Singlezone Ducted, Centrally Ducted | 202110529 |  | HRCU-A-CB | EODA18H-4860 | Ducted Indoor Units | EAHATN-36 | 13 | 20 | 10 | 12 | 17.5 | 8.5 | TRUE | TRUE | TRUE | 36000 | 24000 | 2.4 | 36000 | 2.3
202110525 | 12/29/22 | Live | ECOER INC. | ECOER | Singlezone Ducted, Centrally Ducted | 202110525 |  | HRCU-A-CB | EODA18H-2436 | Ducted Indoor Units | EAHATN-36 | 11.2 | 18 | 10 | 10 | 16 | 8.5 | FALSE | FALSE | FALSE | 34200 | 24000 | 2.4 | 25600 | 2.29
214861615 | 08/15/24 | Live | Midea Electric Trading | MDV | Singlezone Ducted, Centrally Ducted | 214861615 |  | HRCU-A-CB | MOE30-60HFN10-M3X |  | MVBDM-60HWFN10-WC3-D |  |  |  | 12 | 17.5 | 9.5 | TRUE | TRUE | TRUE | 54000 | 35000 | 2.5 | 54000 | 2.29
214861614 | 08/15/24 | Live | Midea Electric Trading | MDV | Singlezone Ducted, Centrally Ducted | 214861614 |  | HRCU-A-CB | MOX630-48HFN10-M3X |  | MVBDM-48HWFN10-WC3-D |  |  |  | 12 | 17.5 | 9.5 | TRUE | TRUE | TRUE | 48000 | 34000 | 2.56 | 48000 | 2.13
214861602 | 08/15/24 | Live | Midea Electric Trading | MDV | Singlezone Ducted, Centrally Ducted | 214861602 |  | HRCU-A-CB | MOX630-60HFN10-M3 |  | MVBC-60HWFN10-MD3E-D |  |  |  | 8.6 | 15.2 | 8.4 | TRUE | TRUE | FALSE | 54000 | 33000 | 2.34 | 35800 | 1.96
214861601 | 08/15/24 | Live | Midea Electric Trading | MDV | Singlezone Ducted, Centrally Ducted | 214861601 |  | HRCU-A-CB | MOX630-48HFN10-M3 |  | MVBC-48HWFN10-MD3E-D |  |  |  | 10 | 16 | 8.5 | TRUE | TRUE | TRUE | 48000 | 32400 | 2.46 | 35400 | 2
214861600 | 08/15/24 | Live | Midea Electric Trading | MDV | Singlezone Ducted, Centrally Ducted | 214861600 |  | HRCU-A-CB | MOD30-36HFN10-M3 |  | MVBC-36HWFN10-MC3E-D |  |  |  | 10 | 16.1 | 8.7 | TRUE | TRUE | TRUE | 36000 | 25600 | 2.6 | 26200 | 2.19
214861599 | 08/15/24 | Live | Midea Electric Trading | MDV | Singlezone Ducted, Centrally Ducted | 214861599 |  | HRCU-A-CB | MOD30-30HFN10-M3 |  | MVBC-30HWFN10-MC3E-D |  |  |  | 10.7 | 17 | 8.5 | FALSE | FALSE | TRUE | 30000 | 18500 | 2.4 | 20200 | 2.26
214861598 | 08/15/24 | Live | Midea Electric Trading | MDV | Singlezone Ducted, Centrally Ducted | 214861598 |  | HRCU-A-CB | MOX430-24HFN10-M3 |  | MVBC-24HWFN10-MB3E-D |  |  |  | 11 | 18.1 | 9.7 | TRUE | TRUE | TRUE | 24000 | 20000 | 2.42 | 22200 | 2.24
214861597 | 08/15/24 | Live | Midea Electric Trading | MDV | Singlezone Ducted, Centrally Ducted | 214861597 |  | HRCU-A-CB | MOX330-18HFN10-M3 |  | MVBC-18HWFN10-MB3E-D |  |  |  | 11 | 18.8 | 9.1 | TRUE | FALSE | TRUE | 18000 | 12600 | 2.6 | 12600 | 2.2
214861596 | 08/15/24 | Live | Midea Electric Trading | MDV | Singlezone Ducted, Centrally Ducted | 214861596 |  | HRCU-A-CB | MOE30-60HFN10-M3X |  | MVBC-60HWFN10-MD3E-D |  |  |  | 10 | 16 | 9 | TRUE | TRUE | TRUE | 54000 | 45000 | 2.4 | 50400 | 2.3
214861595 | 08/15/24 | Live | Midea Electric Trading | MDV | Singlezone Ducted, Centrally Ducted | 214861595 |  | HRCU-A-CB | MOE30-48HFN10-M3X-D |  | MVBC-48HWFN10-MD3E-DD |  |  |  | 11.7 | 16.3 | 9 | TRUE | TRUE | TRUE | 48000 | 45000 | 2.4 | 50400 | 2.3
214861594 | 08/15/24 | Live | Midea Electric Trading | MDV | Singlezone Ducted, Centrally Ducted | 214861594 |  | HRCU-A-CB | MOX630-48HFN10-M3X |  | MVBC-48HWFN10-MD3E-D |  |  |  | 10.5 | 16.5 | 9.5 | TRUE | TRUE | TRUE | 48000 | 37000 | 2.7 | 38300 | 2.02
214861593 | 08/15/24 | Live | Midea Electric Trading | MDV | Singlezone Ducted, Centrally Ducted | 214861593 |  | HRCU-A-CB | MOX630-42HFN10-M3X-D |  | MVBC-42HWFN10-MD3E-DD |  |  |  | 11.7 | 16.7 | 9.5 | TRUE | TRUE | TRUE | 42000 | 37000 | 2.7 | 38300 | 2.02
214861591 | 08/15/24 | Live | Midea Electric Trading | MDV | Singlezone Ducted, Centrally Ducted | 214861591 |  | HRCU-A-CB | MOD30-36HFN10-M3X |  | MVBDM-36HWFN10-WB3-D |  |  |  | 12 | 17.7 | 10 | TRUE | TRUE | TRUE | 36000 | 24600 | 2.68 | 33000 | 2.26
214861590 | 08/15/24 | Live | Midea Electric Trading | MDV | Singlezone Ducted, Centrally Ducted | 214861590 |  | HRCU-A-CB | MOD30-30HFN10-M3X |  | MVBDM-30HWFN10-WB3-D |  |  |  | 12 | 17.2 | 10.8 | TRUE | TRUE | TRUE | 30000 | 24000 | 2.69 | 24600 | 1.94
214861589 | 08/15/24 | Live | Midea Electric Trading | MDV | Singlezone Ducted, Centrally Ducted | 214861589 |  | HRCU-A-CB | MOD30-30HFN10-M3X |  | MVBC-30HWFN10-MC3E-D |  |  |  | 11.7 | 16.8 | 10 | TRUE | TRUE | TRUE | 30000 | 23800 | 2.76 | 37800 | 2.39
214861588 | 08/15/24 | Live | Midea Electric Trading | MDV | Singlezone Ducted, Centrally Ducted | 214861588 |  | HRCU-A-CB | MOX430-24HFN10-M3X |  | MVBDM-24HWFN10-WA3-D |  |  |  | 12 | 18.6 | 10 | TRUE | TRUE | TRUE | 24000 | 19000 | 2.64 | 20200 | 2.24
214861586 | 08/15/24 | Live | Midea Electric Trading | MDV | Singlezone Ducted, Centrally Ducted | 214861586 |  | HRCU-A-CB | MOX430-18HFN10-M3X |  | MVBDM-18HWFN10-WA3-D |  |  |  | 12.5 | 19 | 10.1 | TRUE | TRUE | TRUE | 18000 | 14700 | 2.66 | 19000 | 2.37
214861584 | 08/15/24 | Live | Midea Electric Trading | MDV | Singlezone Ducted, Centrally Ducted | 214861584 |  | HRCU-A-CB | MOD30-36HFN10-M1E |  | MVBC-36HWFN10-MC1-D |  |  |  | 8.5 | 16 | 7.7 | FALSE | FALSE | FALSE | 36000 | 17900 | 2.04 | 22400 | 2.04
214861583 | 08/15/24 | Live | Midea Electric Trading | MDV | Singlezone Ducted, Centrally Ducted | 214861583 |  | HRCU-A-CB | MOD30-30HFN10-M1E |  | MVBC-30HWFN10-MC1-D |  |  |  | 11 | 17 | 8.7 | FALSE | FALSE | TRUE | 30000 | 19400 | 2.4 | 23600 | 2.23
214861582 | 08/15/24 | Live | Midea Electric Trading | MDV | Singlezone Ducted, Centrally Ducted | 214861582 |  | HRCU-A-CB | MOD30-24HFN10-M1 |  | MVBC-24HWFN10-MB1-D |  |  |  | 11.7 | 19.7 | 9 | TRUE | TRUE | TRUE | 24000 | 17600 | 2.4 | 23200 | 2.55
214861581 | 08/15/24 | Live | Midea Electric Trading | MDV | Singlezone Ducted, Centrally Ducted | 214861581 |  | HRCU-A-CB | MOX430-18HFN10-M1 |  | MVBC-18HWFN10-MB1-D |  |  |  | 12.1 | 18.5 | 9.8 | TRUE | TRUE | TRUE | 18000 | 13200 | 2.6 | 14800 | 2.48
214861580 | 08/15/24 | Live | Midea Electric Trading | MDV | Singlezone Ducted, Centrally Ducted | 214861580 |  | HRCU-A-CB | MOE30-60HFN10-M2 |  | MVBC-60HWFN10-MD2-D |  |  |  | 9.5 | 16 | 9.1 | FALSE | FALSE | FALSE | 55000 | 40500 | 2.6 | 41500 | 2.2
214861579 | 08/15/24 | Live | Midea Electric Trading | MDV | Singlezone Ducted, Centrally Ducted | 214861579 |  | HRCU-A-CB | MOE30-48HFN10-M2 |  | MVBC-48HWFN10-MD2-D |  |  |  | 10 | 17.7 | 10 | TRUE | TRUE | TRUE | 48000 | 40000 | 2.6 | 41000 | 2.28
214861578 | 08/15/24 | Live | Midea Electric Trading | MDV | Singlezone Ducted, Centrally Ducted | 214861578 |  | HRCU-A-CB | MOD30-36HFN10-M2 |  | MVBC-36HWFN10-MC2-D |  |  |  | 9 | 15.8 | 9.3 | FALSE | FALSE | FALSE | 36000 | 25000 | 2.4 | 27000 | 2.15
214861577 | 08/15/24 | Live | Midea Electric Trading | MDV | Singlezone Ducted, Centrally Ducted | 214861577 |  | HRCU-A-CB | MOE30-60HFN10-M2X |  | MVBC-60HWFN10-MD2-D |  |  |  | 10 | 15.2 | 9.2 | TRUE | TRUE | TRUE | 54000 | 41000 | 2.6 | 51500 | 2.2
214861576 | 08/15/24 | Live | Midea Electric Trading | MDV | Singlezone Ducted, Centrally Ducted | 214861576 |  | HRCU-A-CB | MOE30-48HFN10-M2X |  | MVBC-48HWFN10-MD2-D |  |  |  | 10 | 17 | 10.2 | TRUE | TRUE | TRUE | 48000 | 40000 | 2.5 | 42000 | 2.16
214861575 | 08/15/24 | Live | Midea Electric Trading | MDV | Singlezone Ducted, Centrally Ducted | 214861575 |  | HRCU-A-CB | MOX630-36HFN10-M2X |  | MVBC-36HWFN10-MC2-D |  |  |  | 11.7 | 17.2 | 9.5 | TRUE | TRUE | TRUE | 36000 | 28000 | 2.2 | 38000 | 2.11
214861574 | 08/15/24 | Live | Midea Electric Trading | MDV | Singlezone Ducted, Centrally Ducted | 214861574 |  | HRCU-A-CB | MOD30-33HFN10-M1X |  | MVBC-36HWFN10-MC1-D |  |  |  | 11.7 | 16.5 | 10 | TRUE | TRUE | TRUE | 33000 | 27400 | 2.58 | 33400 | 2.62
214861573 | 08/15/24 | Live | Midea Electric Trading | MDV | Singlezone Ducted, Centrally Ducted | 214861573 |  | HRCU-A-CB | MOD30-24HFN10-M1X |  | MVBC-24HWFN10-MB1-D |  |  |  | 12 | 18.7 | 10 | TRUE | TRUE | TRUE | 23000 | 16900 | 2.4 | 24000 | 2.39
214861572 | 08/15/24 | Live | Midea Electric Trading | MDV | Singlezone Ducted, Centrally Ducted | 214861572 |  | HRCU-A-CB | MOX430-18HFN10-M1X |  | MVBC-18HWFN10-MB1-D |  |  |  | 12 | 18 | 10 | TRUE | TRUE | TRUE | 18000 | 14000 | 2.6 | 19800 | 2.38
214861567 | 08/15/24 | Live | Midea Electric Trading | MDV | Singlezone Ducted, Centrally Ducted | 214861567 |  | HRCU-A-CB | MOE30-60HFN10-M2X |  | MVBC-60HWFN10-MD2 |  |  |  | 10 | 15.4 | 9.2 | TRUE | TRUE | TRUE | 54000 | 41000 | 2.6 | 51500 | 2.2
214861566 | 08/15/24 | Live | Midea Electric Trading | MDV | Singlezone Ducted, Centrally Ducted | 214861566 |  | HRCU-A-CB | MOX630-36HFN10-M2X |  | MVBC-36HWFN10-MC2 |  |  |  | 11.7 | 17.3 | 9.5 | TRUE | TRUE | TRUE | 36000 | 28000 | 2.2 | 38000 | 2.11
214861556 | 08/15/24 | Live | Midea Electric Trading | MDV | Singlezone Ducted, Centrally Ducted | 214861556 |  | HRCU-A-CB | MOX630-60HFN10-M3 |  | MVBC-60HWFN10-MD3E |  |  |  | 8.7 | 15.2 | 8.4 | TRUE | TRUE | FALSE | 54000 | 33000 | 2.34 | 35800 | 1.96
214861555 | 08/15/24 | Live | Midea Electric Trading | MDV | Singlezone Ducted, Centrally Ducted | 214861555 |  | HRCU-A-CB | MOX630-48HFN10-M3 |  | MVBC-48HWFN10-MD3E |  |  |  | 10 | 16 | 8.5 | TRUE | TRUE | TRUE | 48000 | 32400 | 2.46 | 35400 | 2
214861554 | 08/15/24 | Live | Midea Electric Trading | MDV | Singlezone Ducted, Centrally Ducted | 214861554 |  | HRCU-A-CB | MOD30-36HFN10-M3 |  | MVBC-36HWFN10-MC3E |  |  |  | 10 | 16.2 | 8.7 | TRUE | TRUE | TRUE | 36000 | 25600 | 2.6 | 26200 | 2.19
214861553 | 08/15/24 | Live | Midea Electric Trading | MDV | Singlezone Ducted, Centrally Ducted | 214861553 |  | HRCU-A-CB | MOD30-30HFN10-M3 |  | MVBC-30HWFN10-MC3E |  |  |  | 10.8 | 17 | 8.5 | FALSE | FALSE | TRUE | 30000 | 18500 | 2.4 | 20200 | 2.26
214861552 | 08/15/24 | Live | Midea Electric Trading | MDV | Singlezone Ducted, Centrally Ducted | 214861552 |  | HRCU-A-CB | MOX430-24HFN10-M3 |  | MVBC-24HWFN10-MB3E |  |  |  | 11 | 18.2 | 9.7 | TRUE | TRUE | TRUE | 24000 | 20000 | 2.42 | 22200 | 2.24
214861551 | 08/15/24 | Live | Midea Electric Trading | MDV | Singlezone Ducted, Centrally Ducted | 214861551 |  | HRCU-A-CB | MOX330-18HFN10-M3 |  | MVBC-18HWFN10-MB3E |  |  |  | 11 | 18.8 | 9.2 | TRUE | FALSE | TRUE | 18000 | 12600 | 2.6 | 12600 | 2.2
214861550 | 08/15/24 | Live | Midea Electric Trading | MDV | Singlezone Ducted, Centrally Ducted | 214861550 |  | HRCU-A-CB | MOE30-60HFN10-M3X |  | MVBDM-60HWFN10-WC3 |  |  |  | 12 | 17.5 | 9.5 | TRUE | TRUE | TRUE | 54000 | 35000 | 2.5 | 54000 | 2.29
214861549 | 08/15/24 | Live | Midea Electric Trading | MDV | Singlezone Ducted, Centrally Ducted | 214861549 |  | HRCU-A-CB | MOE30-60HFN10-M3X |  | MVBC-60HWFN10-MD3E |  |  |  | 10 | 16 | 9 | TRUE | TRUE | TRUE | 54000 | 45000 | 2.4 | 50400 | 2.3
214861548 | 08/15/24 | Live | Midea Electric Trading | MDV | Singlezone Ducted, Centrally Ducted | 214861548 |  | HRCU-A-CB | MOX630-48HFN10-M3X |  | MVBDM-48HWFN10-WC3 |  |  |  | 12 | 17.5 | 9.5 | TRUE | TRUE | TRUE | 48000 | 34000 | 2.56 | 48000 | 2.13
214861547 | 08/15/24 | Live | Midea Electric Trading | MDV | Singlezone Ducted, Centrally Ducted | 214861547 |  | HRCU-A-CB | MOX630-48HFN10-M3X |  | MVBC-48HWFN10-MD3E |  |  |  | 10.5 | 16.5 | 9.5 | TRUE | TRUE | TRUE | 48000 | 37000 | 2.7 | 38300 | 2.02
214861545 | 08/15/24 | Live | Midea Electric Trading | MDV | Singlezone Ducted, Centrally Ducted | 214861545 |  | HRCU-A-CB | MOD30-36HFN10-M3X |  | MVBDM-36HWFN10-WB3 |  |  |  | 12 | 17.7 | 10 | TRUE | TRUE | TRUE | 36000 | 24600 | 2.68 | 33000 | 2.26
214861544 | 08/15/24 | Live | Midea Electric Trading | MDV | Singlezone Ducted, Centrally Ducted | 214861544 |  | HRCU-A-CB | MOD30-30HFN10-M3X |  | MVBDM-30HWFN10-WB3 |  |  |  | 12.1 | 17.2 | 10.8 | TRUE | TRUE | TRUE | 30000 | 24000 | 2.69 | 24600 | 1.94
214861543 | 08/15/24 | Live | Midea Electric Trading | MDV | Singlezone Ducted, Centrally Ducted | 214861543 |  | HRCU-A-CB | MOD30-30HFN10-M3X |  | MVBC-30HWFN10-MC3E |  |  |  | 11.7 | 16.9 | 10 | TRUE | TRUE | TRUE | 30000 | 23800 | 2.76 | 37800 | 2.39
214861542 | 08/15/24 | Live | Midea Electric Trading | MDV | Singlezone Ducted, Centrally Ducted | 214861542 |  | HRCU-A-CB | MOX430-24HFN10-M3X |  | MVBDM-24HWFN10-WA3 |  |  |  | 12 | 18.7 | 10 | TRUE | TRUE | TRUE | 24000 | 19000 | 2.64 | 20200 | 2.24
214861540 | 08/15/24 | Live | Midea Electric Trading | MDV | Singlezone Ducted, Centrally Ducted | 214861540 |  | HRCU-A-CB | MOX430-18HFN10-M3X |  | MVBDM-18HWFN10-WA3 |  |  |  | 12.5 | 19 | 10.2 | TRUE | TRUE | TRUE | 18000 | 14700 | 2.66 | 19000 | 2.37
214861538 | 08/15/24 | Live | Midea Electric Trading | MDV | Singlezone Ducted, Centrally Ducted | 214861538 |  | HRCU-A-CB | MOD30-36HFN10-M1E |  | MVBC-36HWFN10-MC1 |  |  |  | 8.6 | 16 | 7.7 | FALSE | FALSE | FALSE | 36000 | 17900 | 2.04 | 22400 | 2.04
214861537 | 08/15/24 | Live | Midea Electric Trading | MDV | Singlezone Ducted, Centrally Ducted | 214861537 |  | HRCU-A-CB | MOD30-30HFN10-M1E |  | MVBC-30HWFN10-MC1 |  |  |  | 11 | 17 | 8.8 | FALSE | FALSE | TRUE | 30000 | 19400 | 2.4 | 23600 | 2.23
214861536 | 08/15/24 | Live | Midea Electric Trading | MDV | Singlezone Ducted, Centrally Ducted | 214861536 |  | HRCU-A-CB | MOD30-24HFN10-M1 |  | MVBC-24HWFN10-MB1 |  |  |  | 11.7 | 19.8 | 9 | TRUE | TRUE | TRUE | 24000 | 17600 | 2.4 | 23200 | 2.55
214861535 | 08/15/24 | Live | Midea Electric Trading | MDV | Singlezone Ducted, Centrally Ducted | 214861535 |  | HRCU-A-CB | MOX430-18HFN10-M1 |  | MVBC-18HWFN10-MB1 |  |  |  | 12.2 | 18.5 | 9.8 | TRUE | TRUE | TRUE | 18000 | 13200 | 2.6 | 14800 | 2.48
214861534 | 08/15/24 | Live | Midea Electric Trading | MDV | Singlezone Ducted, Centrally Ducted | 214861534 |  | HRCU-A-CB | MOE30-60HFN10-M2 |  | MVBC-60HWFN10-MD2 |  |  |  | 9.5 | 16 | 9.2 | FALSE | FALSE | FALSE | 55000 | 40500 | 2.6 | 41500 | 2.2
214861533 | 08/15/24 | Live | Midea Electric Trading | MDV | Singlezone Ducted, Centrally Ducted | 214861533 |  | HRCU-A-CB | MOE30-48HFN10-M2 |  | MVBC-48HWFN10-MD2 |  |  |  | 10 | 17.8 | 10 | TRUE | TRUE | TRUE | 48000 | 40000 | 2.6 | 41000 | 2.28
214861532 | 08/15/24 | Live | Midea Electric Trading | MDV | Singlezone Ducted, Centrally Ducted | 214861532 |  | HRCU-A-CB | MOD30-36HFN10-M2 |  | MVBC-36HWFN10-MC2 |  |  |  | 9 | 15.9 | 9.3 | FALSE | FALSE | FALSE | 36000 | 25000 | 2.4 | 27000 | 2.15
214861531 | 08/15/24 | Live | Midea Electric Trading | MDV | Singlezone Ducted, Centrally Ducted | 214861531 |  | HRCU-A-CB | MOE30-48HFN10-M2X |  | MVBC-48HWFN10-MD2 |  |  |  | 10.1 | 17 | 10.2 | TRUE | TRUE | TRUE | 48000 | 40000 | 2.5 | 42000 | 2.16
214861530 | 08/15/24 | Live | Midea Electric Trading | MDV | Singlezone Ducted, Centrally Ducted | 214861530 |  | HRCU-A-CB | MOD30-33HFN10-M1X |  | MVBC-36HWFN10-MC1 |  |  |  | 11.7 | 16.7 | 10 | TRUE | TRUE | TRUE | 33000 | 27400 | 2.58 | 33400 | 2.62
214861529 | 08/15/24 | Live | Midea Electric Trading | MDV | Singlezone Ducted, Centrally Ducted | 214861529 |  | HRCU-A-CB | MOD30-24HFN10-M1X |  | MVBC-24HWFN10-MB1 |  |  |  | 12 | 18.8 | 10 | TRUE | TRUE | TRUE | 23000 | 16900 | 2.4 | 24000 | 2.39
214861528 | 08/15/24 | Live | Midea Electric Trading | MDV | Singlezone Ducted, Centrally Ducted | 214861528 |  | HRCU-A-CB | MOX430-18HFN10-M1X |  | MVBC-18HWFN10-MB1 |  |  |  | 12 | 18.2 | 10.1 | TRUE | TRUE | TRUE | 18000 | 14000 | 2.6 | 19800 | 2.38
205150423 | 08/12/24 | Live | Air-Con | AIR-CON | Singlezone Non-Ducted, Ceiling Placement | 205150423 |  | HRCU-A-CB-O | ASLCI4H4S36 | Mini-Splits | ASLEC4H4S36 | 10.6 | 19.5 | 10.5 | 10.65 | 18 | 9.8 | FALSE | FALSE | TRUE | 36000 | 28000 | 2.62 | 33971 | 2.37
205129521 | 08/12/24 | Live | Air-Con | AIR-CON | Singlezone Non-Ducted, Ceiling Placement | 205129521 |  | HRCU-A-CB-O | ASLCI4H4S24 | Mini-Splits | ASLEC4H4S24 | 12.5 | 19 | 10 | 12.5 | 18.5 | 10 | TRUE | TRUE | TRUE | 24000 | 19000 | 2.61 | 23500 | 2.2
205129519 | 08/12/24 | Live | Air-Con | AIR-CON | Singlezone Non-Ducted, Ceiling Placement | 205129519 |  | HRCU-A-CB-O | ASLCI4H4S18 | Mini-Splits | ASLEC4H4S18 | 12.65 | 22 | 11 | 12.5 | 20.5 | 10 | TRUE | TRUE | TRUE | 18000 | 12000 | 2.64 | 18000 | 2.6
205129518 | 08/12/24 | Live | Air-Con | AIR-CON | Singlezone Non-Ducted, Ceiling Placement | 205129518 |  | HRCU-A-CB-O | ASLCI4H4S12 | Mini-Splits | ASLEC4H4S12 | 12.5 | 23 | 11.5 | 12.5 | 20.5 | 9.5 | TRUE | TRUE | TRUE | 12000 | 7600 | 2.72 | 9423 | 2.42
205129516 | 08/12/24 | Live | Air-Con | AIR-CON | Singlezone Ducted, Compact Ducted | 205129516 |  | HRCU-A-CB | ASLCI4H4S09 | Mini-Splits | ASLEK4H4S09 | 12 | 20 | 10 | 12 | 18 | 9 | TRUE | FALSE | TRUE | 9000 | 6500 | 2.65 | 8150 | 2.46
205129515 | 08/12/24 | Live | Air-Con | AIR-CON | Singlezone Non-Ducted, Ceiling Placement | 205129515 |  | HRCU-A-CB-O | ASLCI4H4S09 | Mini-Splits | ASLEC4H4S09 | 12.85 | 22 | 10 | 12.85 | 20.5 | 10 | TRUE | TRUE | TRUE | 9000 | 7200 | 2.81 | 8640 | 2.81
207026916 | 08/12/24 | Live | Air-Con | AIR-CON | Singlezone Ducted, Centrally Ducted | 207026916 |  | HRCU-A-CB | ASDDI4H4S48 |  | ASDVI4H4S48 | 10.2 | 18 | 10 | 10.1 | 17.5 | 8.5 | TRUE | TRUE | TRUE | 48000 | 31000 | 2.36 | 39000 | 2.3
207026911 | 08/12/24 | Live | Air-Con | AIR-CON | Singlezone Ducted, Centrally Ducted | 207026911 |  | HRCU-A-CB | ASDDI4H4S24 |  | ASDVI4H4S24 | 10.9 | 18 | 10 | 10.1 | 16.5 | 9 | TRUE | TRUE | TRUE | 22000 | 16000 | 2.4 | 18000 | 1.99
10272501 | 08/12/24 | Live | Air-Con | AIR-CON | Singlezone Non-Ducted, Wall Placement | 10272501 |  | HRCU-A-CB-O | ABZCI4H4S12 | Mini-Splits | ABZEM4H4S12 | 15.4 | 25 | 12 | 15.4 | 23.5 | 9.8 | TRUE | TRUE | TRUE | 12000 | 7000 | 2.77 | 13160 | 2.41
10272500 | 08/12/24 | Live | Air-Con | AIR-CON | Singlezone Non-Ducted, Wall Placement | 10272500 |  | HRCU-A-CB-O | ABZCI4H4S09 | Mini-Splits | ABZEM4H4S09 | 16.1 | 28 | 12.5 | 15.5 | 27.5 | 10.5 | TRUE | TRUE | TRUE | 9000 | 6000 | 2.88 | 9100 | 2.26
211583436 | 08/12/24 | Live | Air-Con | AIR-CON | Singlezone Non-Ducted, Wall Placement | 211583436 |  | HRCU-A-CB-O | ABHCI4H4S24 | Mini-Splits | ABHEM4H4S24 | 12.5 | 21 | 11.5 | 12.5 | 21 | 10 | TRUE | TRUE | TRUE | 24000 | 15500 | 1.31 | 21000 | 1.62
211583435 | 08/12/24 | Live | Air-Con | AIR-CON | Singlezone Non-Ducted, Wall Placement | 211583435 |  | HRCU-A-CB-O | ABHCI4H4S18 | Mini-Splits | ABHEM4H4S18 | 13 | 20.5 | 10.5 | 13.2 | 20.5 | 9.5 | TRUE | TRUE | TRUE | 18000 | 10500 | 1.2 | 17500 | 1.84
211583438 | 08/12/24 | Live | Air-Con | AIR-CON | Singlezone Non-Ducted, Wall Placement | 211583438 |  | HRCU-A-CB-O | ABHCI4H4S12 | Mini-Splits | ABHEM4H4S12 | 12.5 | 23 | 11 | 12.7 | 23.5 | 9.5 | TRUE | TRUE | TRUE | 12000 | 6800 | 2.73 | 11500 | 2.41
211583437 | 08/12/24 | Live | Air-Con | AIR-CON | Singlezone Non-Ducted, Wall Placement | 211583437 |  | HRCU-A-CB-O | ABHCI4H4S09 | Mini-Splits | ABHEM4H4S09 | 14.5 | 24.5 | 12 | 14.5 | 25.5 | 10.5 | TRUE | TRUE | TRUE | 9000 | 5500 | 2.93 | 9500 | 2.14
205150425 | 08/12/24 | Live | Air-Con | AIR-CON | Multizone All Ducted | 205150425 |  | HMSV-A-CB | AMSCI4H4S42 | Ducted Indoor Units |  | 10 | 18 | 9.5 | 10 | 18 | 8.8 | FALSE | FALSE | TRUE | 41000 | 28400 | 2.96 | 39887 | 1.88
205150427 | 08/12/24 | Live | Air-Con | AIR-CON | Multizone Mix of Ducted and Non-Ducted | 205150427 |  | HMSR-A-CB-O | AMSCI4H4S42 | Mixed Ducted and Non-Ducted Indoor Units |  | 10.25 | 19 | 9.75 | 10.25 | 19 | 8.88 | FALSE | FALSE | TRUE | 41500 | 27600 | 2.85 | 40031 | 1.88
205150426 | 08/12/24 | Live | Air-Con | AIR-CON | Multizone All Non-Ducted | 205150426 |  | HMSR-A-CB-O | AMSCI4H4S42 | Non-Ducted Indoor Units |  | 10.5 | 20 | 10 | 10.5 | 20 | 8.95 | FALSE | FALSE | FALSE | 42000 | 27000 | 2.76 | 40000 | 2.02
204462795 | 08/12/24 | Live | Air-Con | AIR-CON | Multizone All Non-Ducted | 204462795 |  | HMSR-A-CB-O | AMSCI4H4S36 | Non-Ducted Indoor Units |  | 12.5 | 21 | 11 | 12.5 | 21 | 9 | TRUE | TRUE | FALSE | 32000 | 22400 | 2.52 | 40000 | 1.89
204462799 | 08/12/24 | Live | Air-Con | AIR-CON | Multizone All Ducted | 204462799 |  | HMSV-A-CB | AMSCI4H4S36 | Ducted Indoor Units |  | 12 | 19.5 | 10.8 | 12 | 19.5 | 8.9 | TRUE | TRUE | TRUE | 32000 | 23000 | 2.51 | 39859 | 1.88
204462797 | 08/12/24 | Live | Air-Con | AIR-CON | Multizone Mix of Ducted and Non-Ducted | 204462797 |  | HMSR-A-CB-O | AMSCI4H4S36 | Mixed Ducted and Non-Ducted Indoor Units |  | 12.25 | 20.25 | 10.9 | 12.25 | 20.25 | 8.95 | TRUE | TRUE | TRUE | 32000 | 22600 | 2.51 | 40035 | 1.96
204462794 | 08/12/24 | Live | Air-Con | AIR-CON | Multizone All Non-Ducted | 204462794 |  | HMSR-A-CB-O | AMSCI4H4S24 | Non-Ducted Indoor Units |  | 12.5 | 22 | 11 | 12.5 | 22 | 9.05 | TRUE | TRUE | FALSE | 24000 | 15000 | 2.34 | 25932 | 1.95
204462796 | 08/12/24 | Live | Air-Con | AIR-CON | Multizone Mix of Ducted and Non-Ducted | 204462796 |  | HMSR-A-CB-O | AMSCI4H4S24 | Mixed Ducted and Non-Ducted Indoor Units |  | 12.3 | 21.5 | 10.5 | 12.3 | 21.5 | 8.83 | TRUE | TRUE | TRUE | 24000 | 14800 | 2.4 | 25800 | 1.98
205150432 | 08/12/24 | Live | Air-Con | AIR-CON | Multizone All Non-Ducted | 205150432 |  | HMSR-A-CB-O | AMSCI4H4S18 | Non-Ducted Indoor Units |  | 12.5 | 22 | 11 | 12.5 | 21 | 9.5 | TRUE | TRUE | TRUE | 18000 | 12700 | 2.7 | 20000 | 1.81
205150431 | 08/12/24 | Live | Air-Con | AIR-CON | Multizone All Ducted | 205150431 |  | HMSV-A-CB | AMSCI4H4S18 | Ducted Indoor Units |  | 11.5 | 19 | 9.6 | 11.5 | 19 | 9.4 | FALSE | FALSE | TRUE | 18000 | 12700 | 2.5 | 19831 | 1.98
205150433 | 08/12/24 | Live | Air-Con | AIR-CON | Multizone Mix of Ducted and Non-Ducted | 205150433 |  | HMSR-A-CB-O | AMSCI4H4S18 | Mixed Ducted and Non-Ducted Indoor Units |  | 12 | 20.5 | 10.3 | 12.25 | 20 | 9.45 | TRUE | TRUE | TRUE | 18000 | 12700 | 2.6 | 19708 | 1.92
211694654 | 08/12/24 | Live | Air-Con | AIR-CON | Singlezone Non-Ducted, Wall Placement | 211694654 |  | HRCU-A-CB-O | ALPCI4H4E24 | Mini-Splits | ALPEM4H4E24 | 12.5 | 20 | 10 | 12.5 | 20 | 9 | TRUE | FALSE | FALSE | 23000 | 13900 | 2.75 | 21760 | 2.21
211694653 | 08/12/24 | Live | Air-Con | AIR-CON | Singlezone Non-Ducted, Wall Placement | 211694653 |  | HRCU-A-CB-O | ALPCI4H4E18 | Mini-Splits | ALPEM4H4E18 | 13 | 21.5 | 10 | 13 | 22 | 9 | TRUE | FALSE | FALSE | 18000 | 10000 | 2.85 | 15600 | 2.64
211694652 | 08/12/24 | Live | Air-Con | AIR-CON | Singlezone Non-Ducted, Wall Placement | 211694652 |  | HRCU-A-CB-O | ALPCI4H4E12 | Mini-Splits | ALPEM4H4E12 | 13 | 23 | 10 | 13 | 23 | 9.5 | TRUE | TRUE | TRUE | 12000 | 7600 | 3.14 | 11100 | 2.48
211694650 | 08/12/24 | Live | Air-Con | AIR-CON | Singlezone Non-Ducted, Wall Placement | 211694650 |  | HRCU-A-CB-O | ALPCI4H4E09 | Mini-Splits | ALPEM4H4E09 | 13 | 23 | 10 | 13 | 23.5 | 9.2 | TRUE | TRUE | FALSE | 9000 | 5900 | 2.79 | 8380 | 2.61
203446800 | 08/12/24 | Live | Air-Con | AIR-CON | Singlezone Non-Ducted, Wall Placement | 203446800 |  | HRCU-A-CB-O | ABXCI4H4S24 | Mini-Splits | ABXEM4H4S24 | 12.5 | 21 | 10.5 | 12.2 | 20.5 | 8.6 | TRUE | TRUE | FALSE | 23000 | 12500 | 2.13 | 20250 | 2.12
203446799 | 08/12/24 | Live | Air-Con | AIR-CON | Singlezone Non-Ducted, Wall Placement | 203446799 |  | HRCU-A-CB-O | ABXCI4H4S18 | Mini-Splits | ABXEM4H4S18 | 13 | 23.3 | 11.6 | 13 | 22.5 | 8.6 | TRUE | TRUE | FALSE | 18000 | 10000 | 2.33 | 14960 | 2.28
203446795 | 08/12/24 | Live | Air-Con | AIR-CON | Singlezone Non-Ducted, Wall Placement | 203446795 |  | HRCU-A-CB-O | ABXCI4H4S12 | Mini-Splits | ABXEM4H4S12 | 13 | 22 | 10.5 | 13 | 21 | 9.5 | FALSE | FALSE | TRUE | 12000 | 7500 | 2.71 | 10100 | 1.95
203446794 | 08/12/24 | Live | Air-Con | AIR-CON | Singlezone Non-Ducted, Wall Placement | 203446794 |  | HRCU-A-CB-O | ABXCI4H4S09 | Mini-Splits | ABXEM4H4S09 | 13.7 | 22.5 | 10.7 | 13.7 | 22 | 9 | TRUE | TRUE | FALSE | 9000 | 5000 | 2.44 | 7800 | 2.04
215318729 | 08/08/24 | Live | INNOVAIR | INNOVAIR | Singlezone Ducted, Centrally Ducted | 215318729 |  | HRCU-A-CB | GOV60H2BA |  | GAV60B2A |  |  |  | 10 | 17 | 8.6 | FALSE | FALSE | TRUE | 55500 | 42000 | 2.1 | 42000 | 2.1
215318728 | 08/08/24 | Live | INNOVAIR | INNOVAIR | Singlezone Ducted, Centrally Ducted | 215318728 |  | HRCU-A-CB | GOV60H2BA |  | GAV48B2A |  |  |  | 11.3 | 17.5 | 9 | FALSE | FALSE | TRUE | 47500 | 40000 | 2.2 | 40000 | 2.2
215318727 | 08/08/24 | Live | INNOVAIR | INNOVAIR | Singlezone Ducted, Centrally Ducted | 215318727 |  | HRCU-A-CB | GOV36H2BA |  | GAV36B2A |  |  |  | 11.7 | 18.6 | 9 | FALSE | FALSE | TRUE | 34000 | 24000 | 2.3 | 24000 | 2.3
215318726 | 08/08/24 | Live | INNOVAIR | INNOVAIR | Singlezone Ducted, Centrally Ducted | 215318726 |  | HRCU-A-CB | GOV36H2BA |  | GAV24B2A |  |  |  | 13.3 | 20 | 9.4 | FALSE | FALSE | TRUE | 24000 | 19200 | 2.4 | 19200 | 2.4
206330208 | 04/18/22 | Live | INNOVAIR | INNOVAIR | Singlezone Non-Ducted, Wall Placement | 206330208 |  | HRCU-A-CB-O | EIN13H2V32(O) | Mini-Splits | EIN13H2V32(I) | 15.3 | 30.5 | 14 | 14 | 24 | 8.5 | TRUE | TRUE | FALSE | 12000 | 8100 | 2.86 | 15000 | 2.38
214855471 | 08/08/24 | Live | Midea Electric Trading | MDV | Singlezone Non-Ducted, Wall Placement | 214855471 |  | HRCU-A-CB-O | MOX130-09HFN10-B1L | Mini-Splits | MSAFA-09HRDN10-B1L |  |  |  | 10.1 | 18 | 9 | FALSE | FALSE | FALSE | 9000 | 6900 | 2.32 | 7200 | 2.03
214797686 | 08/08/24 | Live | WILLIS | WILLIS | Singlezone Ducted, Centrally Ducted | 214797686 |  | HRCU-A-CB | FLEX48/60KUH | Mini-Splits | FLEXAH48/60K | 10.5 | 17 | 10 | 10 | 15.8 | 9 | TRUE | TRUE | TRUE | 54000 | 36000 | 2.4 | 49000 | 2.03
214797687 | 08/08/24 | Live | WILLIS | WILLIS | Singlezone Ducted, Centrally Ducted | 214797687 |  | HRCU-A-C | FLEX48/60KUH | Mini-Splits | CC48V1 |  |  |  | 10 | 15.2 | 8.5 | FALSE | FALSE | TRUE | 47000 | 31200 | 2.1 | 32700 | 2.08
214797688 | 08/08/24 | Live | WILLIS | WILLIS | Singlezone Ducted, Centrally Ducted | 214797688 |  | HRCU-A-C | FLEX48/60KUH | Mini-Splits | CC60V1 |  |  |  | 9.5 | 15.2 | 8.5 | FALSE | FALSE | FALSE | 50500 | 35200 | 2.1 | 36900 | 2.08
214855573 | 07/29/24 | Live | Midea Electric Trading | MDV | Singlezone Non-Ducted, Floor Placement | 214855573 |  | HRCU-A-CB-O | MOD30-24HFN10-M1X | Mini-Splits | MUE-24HRFN10-M1-D |  |  |  | 12 | 20.4 | 12.1 | TRUE | TRUE | TRUE | 22000 | 20200 | 2.74 | 23300 | 2.38
214855571 | 07/29/24 | Live | Midea Electric Trading | MDV | Singlezone Non-Ducted, Floor Placement | 214855571 |  | HRCU-A-CB-O | MOX430-18HFN10-M1X | Mini-Splits | MUE-18HRFN10-M1-D |  |  |  | 12.5 | 20.4 | 10.3 | TRUE | TRUE | TRUE | 17000 | 14400 | 2.54 | 20200 | 2.24
214855570 | 07/29/24 | Live | Midea Electric Trading | MDV | Singlezone Non-Ducted, Wall Placement | 214855570 |  | HRCU-A-CB-O | MOX430-18HFN10-M1X | Mini-Splits | MFA2-16HRFN10-M1-D |  |  |  | 12.5 | 20 | 10.3 | TRUE | TRUE | TRUE | 16000 | 14200 | 2.6 | 18800 | 2.13
214855569 | 07/29/24 | Live | Midea Electric Trading | MDV | Singlezone Non-Ducted, Ceiling Placement | 214855569 |  | HRCU-A-CB-O | MOX430-18HFN10-M1X | Mini-Splits | MCA4-18HRFN10-M1-D |  |  |  | 12.5 | 20 | 12.3 | TRUE | TRUE | TRUE | 16000 | 14900 | 2.7 | 18000 | 2.1
214855568 | 07/29/24 | Live | Midea Electric Trading | MDV | Singlezone Non-Ducted, Ceiling Placement | 214855568 |  | HRCU-A-CB-O | MOX430-18HFN10-M1X | Mini-Splits | MCB-18HRFN10-M1-D |  |  |  | 12.5 | 20.6 | 12.2 | TRUE | TRUE | TRUE | 16700 | 14500 | 2.5 | 18800 | 2.05
214855565 | 07/29/24 | Live | Midea Electric Trading | MDV | Singlezone Non-Ducted, Ceiling Placement | 214855565 |  | HRCU-A-CB-O | MOX330-12HFN10-M1X | Mini-Splits | MCA4M-12HRFN10-M1-D |  |  |  | 12.5 | 22.2 | 11.6 | TRUE | TRUE | TRUE | 12000 | 10000 | 2.74 | 12900 | 2.14
214855564 | 07/29/24 | Live | Midea Electric Trading | MDV | Singlezone Non-Ducted, Ceiling Placement | 214855564 |  | HRCU-A-CB-O | MOX330-12HFN10-M1X | Mini-Splits | MCBM-12HRFN10-M1-D |  |  |  | 13 | 23 | 10 | TRUE | TRUE | TRUE | 12000 | 9600 | 2.65 | 11900 | 1.95
214855562 | 07/29/24 | Live | Midea Electric Trading | MDV | Singlezone Non-Ducted, Wall Placement | 214855562 |  | HRCU-A-CB-O | MOX330-09HFN10-M1X | Mini-Splits | MFA2-09HRFN10-M1-D |  |  |  | 15.1 | 27.2 | 10.9 | TRUE | TRUE | TRUE | 9000 | 9800 | 2.71 | 12200 | 2.17
214855561 | 07/29/24 | Live | Midea Electric Trading | MDV | Singlezone Non-Ducted, Ceiling Placement | 214855561 |  | HRCU-A-CB-O | MOX330-09HFN10-M1X | Mini-Splits | MCA4M-12HRFN10-M1-D |  |  |  | 14 | 22.6 | 12.1 | TRUE | TRUE | TRUE | 9000 | 9700 | 2.63 | 12600 | 2.1
214855560 | 07/29/24 | Live | Midea Electric Trading | MDV | Singlezone Non-Ducted, Ceiling Placement | 214855560 |  | HRCU-A-CB-O | MOX330-09HFN10-M1X | Mini-Splits | MCBM-12HRFN10-M1-D |  |  |  | 14.6 | 24 | 12.1 | TRUE | TRUE | TRUE | 9000 | 9000 | 2.44 | 11900 | 2
214855558 | 07/29/24 | Live | Midea Electric Trading | MDV | Singlezone Non-Ducted, Ceiling Placement | 214855558 |  | HRCU-A-CB-O | MOX230-06HFN10-M1X | Mini-Splits | MCB-06HRFN10-M1-D |  |  |  | 15 | 22 | 12 | TRUE | TRUE | TRUE | 6500 | 7000 | 2.66 | 9500 | 2.53
214855550 | 07/29/24 | Live | Midea Electric Trading | MDV | Singlezone Non-Ducted, Floor Placement | 214855550 |  | HRCU-A-CB-O | MOE30-60HFN10-M2 | Mini-Splits | MUE-60HRFN10-M2-D |  |  |  | 9.5 | 19.5 | 9.5 | FALSE | FALSE | TRUE | 54000 | 37200 | 2.53 | 45300 | 2.22
214855549 | 07/29/24 | Live | Midea Electric Trading | MDV | Singlezone Non-Ducted, Floor Placement | 214855549 |  | HRCU-A-CB-O | MOE30-48HFN10-M2 | Mini-Splits | MUE-48HRFN10-M2-D |  |  |  | 9.5 | 19.8 | 10.2 | TRUE | TRUE | TRUE | 48000 | 39500 | 2.4 | 45100 | 2.13
214855547 | 07/29/24 | Live | Midea Electric Trading | MDV | Singlezone Non-Ducted, Floor Placement | 214855547 |  | HRCU-A-CB-O | MOD30-36HFN10-M2 | Mini-Splits | MUE-36HRFN10-M2-D |  |  |  | 10.1 | 20 | 10 | FALSE | FALSE | TRUE | 36000 | 26400 | 2.68 | 30900 | 2.36
214855546 | 07/29/24 | Live | Midea Electric Trading | MDV | Singlezone Non-Ducted, Wall Placement | 214855546 |  | HRCU-A-CB-O | MOD30-36HFN10-M2 | Mini-Splits | MCD-36HRFN10-M2-D |  |  |  | 9.6 | 20 | 10.3 | TRUE | TRUE | TRUE | 36000 | 26800 | 2.68 | 28100 | 2.22
214855545 | 07/29/24 | Live | Midea Electric Trading | MDV | Singlezone Non-Ducted, Floor Placement | 214855545 |  | HRCU-A-CB-O | MOE30-60HFN10-M2X | Mini-Splits | MUE-60HRFN10-M2-D |  |  |  | 9 | 18 | 10.7 | TRUE | TRUE | TRUE | 54000 | 41000 | 2.33 | 58000 | 2.17
214855544 | 07/29/24 | Live | Midea Electric Trading | MDV | Singlezone Non-Ducted, Floor Placement | 214855544 |  | HRCU-A-CB-O | MOE30-48HFN10-M2X | Mini-Splits | MUE-48HRFN10-M2-D |  |  |  | 9.4 | 18.5 | 10.1 | TRUE | TRUE | TRUE | 48000 | 38500 | 2.38 | 44500 | 2.23
214855543 | 07/29/24 | Live | Midea Electric Trading | MDV | Singlezone Non-Ducted, Wall Placement | 214855543 |  | HRCU-A-CB-O | MOE30-48HFN10-M2X | Mini-Splits | MCD-48HRFN10-M2-D |  |  |  | 10 | 18 | 11 | TRUE | TRUE | TRUE | 48000 | 44000 | 2.44 | 48000 | 2.17
214855542 | 07/29/24 | Live | Midea Electric Trading | MDV | Singlezone Non-Ducted, Floor Placement | 214855542 |  | HRCU-A-CB-O | MOX630-36HFN10-M2X | Mini-Splits | MUE-36HRFN10-M2-D |  |  |  | 12 | 20 | 10.8 | TRUE | TRUE | TRUE | 36400 | 30200 | 2.58 | 42400 | 2.16
214855541 | 07/29/24 | Live | Midea Electric Trading | MDV | Singlezone Non-Ducted, Wall Placement | 214855541 |  | HRCU-A-CB-O | MOX630-36HFN10-M2X | Mini-Splits | MCD-36HRFN10-M2-D |  |  |  | 12 | 21.2 | 10.6 | TRUE | TRUE | TRUE | 36600 | 30600 | 2.56 | 46200 | 2.17
214855531 | 07/29/24 | Live | Midea Electric Trading | MDV | Singlezone Non-Ducted, Floor Placement | 214855531 |  | HRCU-A-CB-O | MOD30-24HFN10-M1 | Mini-Splits | MUE-24HRFN10-M1-D |  |  |  | 12.2 | 21.1 | 11.1 | TRUE | TRUE | TRUE | 24000 | 20000 | 2.56 | 20000 | 2.31
214855528 | 07/29/24 | Live | Midea Electric Trading | MDV | Singlezone Non-Ducted, Floor Placement | 214855528 |  | HRCU-A-CB-O | MOX430-18HFN10-M1 | Mini-Splits | MUE-18HRFN10-M1-D |  |  |  | 12.5 | 22.3 | 10.4 | TRUE | TRUE | TRUE | 18000 | 13700 | 2.51 | 15100 | 2.38
214855527 | 07/29/24 | Live | Midea Electric Trading | MDV | Singlezone Non-Ducted, Wall Placement | 214855527 |  | HRCU-A-CB-O | MOX430-18HFN10-M1 | Mini-Splits | MFA2-16HRFN10-M1-D |  |  |  | 12.5 | 23.8 | 13.5 | TRUE | TRUE | TRUE | 16000 | 14100 | 2.75 | 14600 | 2.58
214855526 | 07/29/24 | Live | Midea Electric Trading | MDV | Singlezone Non-Ducted, Ceiling Placement | 214855526 |  | HRCU-A-CB-O | MOX430-18HFN10-M1 | Mini-Splits | MCA4-18HRFN10-M1-D |  |  |  | 12.5 | 20.7 | 11.4 | TRUE | TRUE | TRUE | 16800 | 13900 | 2.66 | 14800 | 2.36
214855525 | 07/29/24 | Live | Midea Electric Trading | MDV | Singlezone Non-Ducted, Ceiling Placement | 214855525 |  | HRCU-A-CB-O | MOX430-18HFN10-M1 | Mini-Splits | MCB-18HRFN10-M1-D |  |  |  | 12.5 | 22.2 | 12.2 | TRUE | TRUE | TRUE | 18000 | 14000 | 2.77 | 15200 | 2.47
214855523 | 07/29/24 | Live | Midea Electric Trading | MDV | Singlezone Non-Ducted, Wall Placement | 214855523 |  | HRCU-A-CB-O | MOX230-12HFN10-M1 | Mini-Splits | MFA2M-12HRFN10-M1-D |  |  |  | 12.7 | 24.6 | 11 | TRUE | TRUE | TRUE | 12000 | 9000 | 2.87 | 9600 | 2.49
214855522 | 07/29/24 | Live | Midea Electric Trading | MDV | Singlezone Non-Ducted, Ceiling Placement | 214855522 |  | HRCU-A-CB-O | MOX230-12HFN10-M1 | Mini-Splits | MCA4M-12HRFN10-M1-D |  |  |  | 12.5 | 21.1 | 10.4 | TRUE | TRUE | TRUE | 12000 | 8500 | 2.8 | 9300 | 2.55
214855521 | 07/29/24 | Live | Midea Electric Trading | MDV | Singlezone Non-Ducted, Ceiling Placement | 214855521 |  | HRCU-A-CB-O | MOX230-12HFN10-M1 | Mini-Splits | MCBM-12HRFN10-M1-D |  |  |  | 12.3 | 22.1 | 10 | TRUE | TRUE | TRUE | 12000 | 8600 | 2.77 | 10000 | 2.59
214855519 | 07/29/24 | Live | Midea Electric Trading | MDV | Singlezone Non-Ducted, Wall Placement | 214855519 |  | HRCU-A-CB-O | MOX230-09HFN10-M1 | Mini-Splits | MFA2M-12HRFN10-M1-D |  |  |  | 16.2 | 26 | 13.9 | TRUE | TRUE | TRUE | 9000 | 9000 | 2.9 | 9600 | 2.49
214855518 | 07/29/24 | Live | Midea Electric Trading | MDV | Singlezone Non-Ducted, Wall Placement | 214855518 |  | HRCU-A-CB-O | MOX230-09HFN10-M1 | Mini-Splits | MFA2-09HRFN10-M1-D |  |  |  | 16.2 | 26 | 13.9 | TRUE | TRUE | TRUE | 9000 | 9000 | 2.9 | 9600 | 2.49
214855517 | 07/29/24 | Live | Midea Electric Trading | MDV | Singlezone Non-Ducted, Ceiling Placement | 214855517 |  | HRCU-A-CB-O | MOX230-09HFN10-M1 | Mini-Splits | MCA4M-12HRFN10-M1-D |  |  |  | 14.3 | 21.6 | 11.3 | TRUE | TRUE | TRUE | 9000 | 8500 | 2.8 | 9300 | 2.55
214855516 | 07/29/24 | Live | Midea Electric Trading | MDV | Singlezone Non-Ducted, Ceiling Placement | 214855516 |  | HRCU-A-CB-O | MOX230-09HFN10-M1 | Mini-Splits | MCA4-09HRFN10-M1-D |  |  |  | 14.3 | 21.6 | 11.3 | TRUE | TRUE | TRUE | 9000 | 8500 | 2.8 | 9300 | 2.55
214855515 | 07/29/24 | Live | Midea Electric Trading | MDV | Singlezone Non-Ducted, Ceiling Placement | 214855515 |  | HRCU-A-CB-O | MOX230-09HFN10-M1 | Mini-Splits | MCBM-12HRFN10-M1-D |  |  |  | 14.4 | 22.1 | 11.8 | TRUE | TRUE | TRUE | 9000 | 7900 | 2.69 | 9900 | 2.59
214855514 | 07/29/24 | Live | Midea Electric Trading | MDV | Singlezone Non-Ducted, Ceiling Placement | 214855514 |  | HRCU-A-CB-O | MOX230-09HFN10-M1 | Mini-Splits | MCB-09HRFN10-M1-D |  |  |  | 14.4 | 22.1 | 11.8 | TRUE | TRUE | TRUE | 9000 | 7900 | 2.69 | 9900 | 2.59
214855508 | 07/29/24 | Live | Midea Electric Trading | MDV | Singlezone Non-Ducted, Wall Placement | 214855508 |  | HRCU-A-CB-O | MOX330-09HFN10-M1X | Mini-Splits | MFA2M-12HRFN10-M1-D |  |  |  | 15.1 | 27.2 | 10.9 | TRUE | TRUE | TRUE | 9000 | 9800 | 2.71 | 12200 | 2.17
214855507 | 07/29/24 | Live | Midea Electric Trading | MDV | Singlezone Non-Ducted, Ceiling Placement | 214855507 |  | HRCU-A-CB-O | MOX330-09HFN10-M1X | Mini-Splits | MCA4-09HRFN10-M1-D |  |  |  | 14 | 22.6 | 12.1 | TRUE | TRUE | TRUE | 9000 | 9700 | 2.63 | 12600 | 2.1
214855506 | 07/29/24 | Live | Midea Electric Trading | MDV | Singlezone Non-Ducted, Ceiling Placement | 214855506 |  | HRCU-A-CB-O | MOX330-09HFN10-M1X | Mini-Splits | MCB-09HRFN10-M1-D |  |  |  | 14.6 | 24 | 12.1 | TRUE | TRUE | TRUE | 9000 | 9000 | 2.44 | 11900 | 2
214855505 | 07/29/24 | Live | Midea Electric Trading | MDV | Singlezone Non-Ducted, Ceiling Placement | 214855505 |  | HRCU-A-CB-O | MOX230-06HFN10-M1X | Mini-Splits | MCBM-12HRFN10-M1-D |  |  |  | 15 | 22 | 12 | TRUE | TRUE | TRUE | 6500 | 7000 | 2.66 | 9500 | 2.53
214855496 | 07/29/24 | Live | Midea Electric Trading | MDV | Singlezone Non-Ducted, Floor Placement | 214855496 |  | HRCU-A-CB-O | MOE30-48HFN10-M2 | Mini-Splits | MUE-48HRFN10-M2 |  |  |  | 9.5 | 19.9 | 10.2 | TRUE | TRUE | TRUE | 48000 | 39500 | 2.4 | 45100 | 2.13
214855494 | 07/29/24 | Live | Midea Electric Trading | MDV | Singlezone Non-Ducted, Wall Placement | 214855494 |  | HRCU-A-CB-O | MOD30-36HFN10-M2 | Mini-Splits | MCD-36HRFN10-M2 |  |  |  | 9.7 | 20 | 10.4 | TRUE | TRUE | TRUE | 36000 | 26800 | 2.68 | 28100 | 2.22
214855493 | 07/29/24 | Live | Midea Electric Trading | MDV | Singlezone Non-Ducted, Floor Placement | 214855493 |  | HRCU-A-CB-O | MOE30-60HFN10-M2X | Mini-Splits | MUE-60HRFN10-M2 |  |  |  | 9 | 18.1 | 10.7 | TRUE | TRUE | TRUE | 54000 | 41000 | 2.33 | 58000 | 2.17
214855492 | 07/29/24 | Live | Midea Electric Trading | MDV | Singlezone Non-Ducted, Floor Placement | 214855492 |  | HRCU-A-CB-O | MOE30-48HFN10-M2X | Mini-Splits | MUE-48HRFN10-M2 |  |  |  | 9.4 | 18.7 | 10.1 | TRUE | TRUE | TRUE | 48000 | 38500 | 2.38 | 44500 | 2.23
214855491 | 07/29/24 | Live | Midea Electric Trading | MDV | Singlezone Non-Ducted, Wall Placement | 214855491 |  | HRCU-A-CB-O | MOE30-48HFN10-M2X | Mini-Splits | MCD-48HRFN10-M2 |  |  |  | 10 | 18.2 | 11 | TRUE | TRUE | TRUE | 48000 | 44000 | 2.44 | 48000 | 2.17
214855490 | 07/29/24 | Live | Midea Electric Trading | MDV | Singlezone Non-Ducted, Floor Placement | 214855490 |  | HRCU-A-CB-O | MOX630-36HFN10-M2X | Mini-Splits | MUE-36HRFN10-M2 |  |  |  | 12 | 20.2 | 10.8 | TRUE | TRUE | TRUE | 36400 | 30200 | 2.58 | 42400 | 2.16
214855489 | 07/29/24 | Live | Midea Electric Trading | MDV | Singlezone Non-Ducted, Wall Placement | 214855489 |  | HRCU-A-CB-O | MOX630-36HFN10-M2X | Mini-Splits | MCD-36HRFN10-M2 |  |  |  | 12 | 21.3 | 10.6 | TRUE | TRUE | TRUE | 36600 | 30600 | 2.56 | 46200 | 2.17
214855488 | 07/29/24 | Live | Midea Electric Trading | MDV | Singlezone Non-Ducted, Floor Placement | 214855488 |  | HRCU-A-CB-O | MOD30-24HFN10-M1 | Mini-Splits | MUE-24HRFN10-M1 |  |  |  | 12.2 | 21.2 | 11.1 | TRUE | TRUE | TRUE | 24000 | 20000 | 2.56 | 20000 | 2.31
214855487 | 07/29/24 | Live | Midea Electric Trading | MDV | Singlezone Non-Ducted, Wall Placement | 214855487 |  | HRCU-A-CB-O | MOD30-24HFN10-M1 | Mini-Splits | MCD-24HRFN10-M1 |  |  |  | 12 | 22.1 | 10.5 | TRUE | TRUE | TRUE | 24000 | 20400 | 2.73 | 20500 | 2.55
214855486 | 07/29/24 | Live | Midea Electric Trading | MDV | Singlezone Non-Ducted, Floor Placement | 214855486 |  | HRCU-A-CB-O | MOX430-18HFN10-M1 | Mini-Splits | MUE-18HRFN10-M1 |  |  |  | 12.5 | 22.4 | 10.4 | TRUE | TRUE | TRUE | 18000 | 13700 | 2.51 | 15100 | 2.38
214855485 | 07/29/24 | Live | Midea Electric Trading | MDV | Singlezone Non-Ducted, Floor Placement | 214855485 |  | HRCU-A-CB-O | MOD30-24HFN10-M1X | Mini-Splits | MUE-24HRFN10-M1 |  |  |  | 12 | 20.5 | 12.1 | TRUE | TRUE | TRUE | 22000 | 20200 | 2.74 | 23300 | 2.38
214855483 | 07/29/24 | Live | Midea Electric Trading | MDV | Singlezone Non-Ducted, Floor Placement | 214855483 |  | HRCU-A-CB-O | MOX430-18HFN10-M1X | Mini-Splits | MUE-18HRFN10-M1 |  |  |  | 12.6 | 20.5 | 10.3 | TRUE | TRUE | TRUE | 17000 | 14400 | 2.54 | 20200 | 2.24
214855481 | 07/29/24 | Live | Midea Electric Trading | MDV | Singlezone Non-Ducted, Floor Placement | 214855481 |  | HRCU-A-CB-O | MOE30-60HFN10-M2 | Mini-Splits | MUE-60HRFN10-M2 |  |  |  | 9.6 | 19.5 | 9.5 | FALSE | FALSE | TRUE | 54000 | 37200 | 2.53 | 45300 | 2.22
214855478 | 07/29/24 | Live | Midea Electric Trading | MDV | Singlezone Non-Ducted, Floor Placement | 214855478 |  | HRCU-A-CB-O | MOD30-36HFN10-M2 | Mini-Splits | MUE-36HRFN10-M2 |  |  |  | 10.2 | 20 | 10 | FALSE | FALSE | TRUE | 36000 | 26400 | 2.68 | 30900 | 2.36
214855450 | 07/29/24 | Live | Midea Electric Trading | MDV | Singlezone Non-Ducted, Wall Placement | 214855450 |  | HRCU-A-CB-O | MOX430-18HFN10-M1 | Mini-Splits | MFA2-16HRFN10-M1 |  |  |  | 12.5 | 23.9 | 13.5 | TRUE | TRUE | TRUE | 16000 | 14100 | 2.75 | 14600 | 2.58
214855449 | 07/29/24 | Live | Midea Electric Trading | MDV | Singlezone Non-Ducted, Ceiling Placement | 214855449 |  | HRCU-A-CB-O | MOX430-18HFN10-M1 | Mini-Splits | MCA4-18HRFN10-M1 |  |  |  | 12.5 | 20.8 | 11.4 | TRUE | TRUE | TRUE | 16800 | 13900 | 2.66 | 14800 | 2.36
214855448 | 07/29/24 | Live | Midea Electric Trading | MDV | Singlezone Non-Ducted, Ceiling Placement | 214855448 |  | HRCU-A-CB-O | MOX430-18HFN10-M1 | Mini-Splits | MCB-18HRFN10-M1 |  |  |  | 12.5 | 22.3 | 12.2 | TRUE | TRUE | TRUE | 18000 | 14000 | 2.77 | 15200 | 2.47
214855443 | 07/29/24 | Live | Midea Electric Trading | MDV | Singlezone Non-Ducted, Wall Placement | 214855443 |  | HRCU-A-CB-O | MOX230-12HFN10-M1 | Mini-Splits | MFA2M-12HRFN10-M1 |  |  |  | 12.7 | 24.7 | 11 | TRUE | TRUE | TRUE | 12000 | 9000 | 2.87 | 9600 | 2.49
214855442 | 07/29/24 | Live | Midea Electric Trading | MDV | Singlezone Non-Ducted, Ceiling Placement | 214855442 |  | HRCU-A-CB-O | MOX230-12HFN10-M1 | Mini-Splits | MCA4M-12HRFN10-M1 |  |  |  | 12.5 | 21.2 | 10.4 | TRUE | TRUE | TRUE | 12000 | 8500 | 2.8 | 9300 | 2.55
214855441 | 07/29/24 | Live | Midea Electric Trading | MDV | Singlezone Non-Ducted, Ceiling Placement | 214855441 |  | HRCU-A-CB-O | MOX230-12HFN10-M1 | Mini-Splits | MCBM-12HRFN10-M1 |  |  |  | 12.3 | 22.2 | 10.1 | TRUE | TRUE | TRUE | 12000 | 8600 | 2.77 | 10000 | 2.59
214855436 | 07/29/24 | Live | Midea Electric Trading | MDV | Singlezone Non-Ducted, Wall Placement | 214855436 |  | HRCU-A-CB-O | MOX230-09HFN10-M1 | Mini-Splits | MFA2M-12HRFN10-M1 |  |  |  | 16.3 | 26 | 13.9 | TRUE | TRUE | TRUE | 9000 | 9000 | 2.9 | 9600 | 2.49
214855435 | 07/29/24 | Live | Midea Electric Trading | MDV | Singlezone Non-Ducted, Wall Placement | 214855435 |  | HRCU-A-CB-O | MOX230-09HFN10-M1 | Mini-Splits | MFA2-09HRFN10-M1 |  |  |  | 16.3 | 26 | 13.9 | TRUE | TRUE | TRUE | 9000 | 9000 | 2.9 | 9600 | 2.49
214855434 | 07/29/24 | Live | Midea Electric Trading | MDV | Singlezone Non-Ducted, Ceiling Placement | 214855434 |  | HRCU-A-CB-O | MOX230-09HFN10-M1 | Mini-Splits | MCA4M-12HRFN10-M1 |  |  |  | 14.3 | 21.7 | 11.3 | TRUE | TRUE | TRUE | 9000 | 8500 | 2.8 | 9300 | 2.55
214855433 | 07/29/24 | Live | Midea Electric Trading | MDV | Singlezone Non-Ducted, Ceiling Placement | 214855433 |  | HRCU-A-CB-O | MOX230-09HFN10-M1 | Mini-Splits | MCA4-09HRFN10-M1 |  |  |  | 14.3 | 21.7 | 11.3 | TRUE | TRUE | TRUE | 9000 | 8500 | 2.8 | 9300 | 2.55
214855432 | 07/29/24 | Live | Midea Electric Trading | MDV | Singlezone Non-Ducted, Ceiling Placement | 214855432 |  | HRCU-A-CB-O | MOX230-09HFN10-M1 | Mini-Splits | MCBM-12HRFN10-M1 |  |  |  | 14.4 | 22.2 | 11.8 | TRUE | TRUE | TRUE | 9000 | 7900 | 2.69 | 9900 | 2.59
214855431 | 07/29/24 | Live | Midea Electric Trading | MDV | Singlezone Non-Ducted, Ceiling Placement | 214855431 |  | HRCU-A-CB-O | MOX230-09HFN10-M1 | Mini-Splits | MCB-09HRFN10-M1 |  |  |  | 14.4 | 22.2 | 11.8 | TRUE | TRUE | TRUE | 9000 | 7900 | 2.69 | 9900 | 2.59
214855416 | 07/29/24 | Live | Midea Electric Trading | MDV | Singlezone Non-Ducted, Wall Placement | 214855416 |  | HRCU-A-CB-O | MOX430-18HFN10-M1X | Mini-Splits | MFA2-16HRFN10-M1 |  |  |  | 12.5 | 20.2 | 10.3 | TRUE | TRUE | TRUE | 16000 | 14200 | 2.6 | 18800 | 2.13
214855415 | 07/29/24 | Live | Midea Electric Trading | MDV | Singlezone Non-Ducted, Ceiling Placement | 214855415 |  | HRCU-A-CB-O | MOX430-18HFN10-M1X | Mini-Splits | MCA4-18HRFN10-M1 |  |  |  | 12.5 | 20 | 12.4 | TRUE | TRUE | TRUE | 16000 | 14900 | 2.7 | 18000 | 2.1
214855414 | 07/29/24 | Live | Midea Electric Trading | MDV | Singlezone Non-Ducted, Ceiling Placement | 214855414 |  | HRCU-A-CB-O | MOX430-18HFN10-M1X | Mini-Splits | MCB-18HRFN10-M1 |  |  |  | 12.5 | 20.7 | 12.2 | TRUE | TRUE | TRUE | 16700 | 14500 | 2.5 | 18800 | 2.05
214855411 | 07/29/24 | Live | Midea Electric Trading | MDV | Singlezone Non-Ducted, Ceiling Placement | 214855411 |  | HRCU-A-CB-O | MOX330-12HFN10-M1X | Mini-Splits | MCA4M-12HRFN10-M1 |  |  |  | 12.7 | 22.3 | 11.6 | TRUE | TRUE | TRUE | 12000 | 10000 | 2.74 | 12900 | 2.14
214855410 | 07/29/24 | Live | Midea Electric Trading | MDV | Singlezone Non-Ducted, Ceiling Placement | 214855410 |  | HRCU-A-CB-O | MOX330-12HFN10-M1X | Mini-Splits | MCBM-12HRFN10-M1 |  |  |  | 13 | 23 | 10.2 | TRUE | TRUE | TRUE | 12000 | 9600 | 2.65 | 11900 | 1.95
214855408 | 07/29/24 | Live | Midea Electric Trading | MDV | Singlezone Non-Ducted, Wall Placement | 214855408 |  | HRCU-A-CB-O | MOX330-09HFN10-M1X | Mini-Splits | MFA2M-12HRFN10-M1 |  |  |  | 15.2 | 27.3 | 10.9 | TRUE | TRUE | TRUE | 9000 | 9800 | 2.71 | 12200 | 2.17
214855407 | 07/29/24 | Live | Midea Electric Trading | MDV | Singlezone Non-Ducted, Wall Placement | 214855407 |  | HRCU-A-CB-O | MOX330-09HFN10-M1X | Mini-Splits | MFA2-09HRFN10-M1 |  |  |  | 15.2 | 27.3 | 10.9 | TRUE | TRUE | TRUE | 9000 | 9800 | 2.71 | 12200 | 2.17
214855406 | 07/29/24 | Live | Midea Electric Trading | MDV | Singlezone Non-Ducted, Ceiling Placement | 214855406 |  | HRCU-A-CB-O | MOX330-09HFN10-M1X | Mini-Splits | MCA4M-12HRFN10-M1 |  |  |  | 14 | 22.7 | 12.2 | TRUE | TRUE | TRUE | 9000 | 9700 | 2.63 | 12600 | 2.1
214855405 | 07/29/24 | Live | Midea Electric Trading | MDV | Singlezone Non-Ducted, Ceiling Placement | 214855405 |  | HRCU-A-CB-O | MOX330-09HFN10-M1X | Mini-Splits | MCA4-09HRFN10-M1 |  |  |  | 14 | 22.7 | 12.2 | TRUE | TRUE | TRUE | 9000 | 9700 | 2.63 | 12600 | 2.1
214855404 | 07/29/24 | Live | Midea Electric Trading | MDV | Singlezone Non-Ducted, Ceiling Placement | 214855404 |  | HRCU-A-CB-O | MOX330-09HFN10-M1X | Mini-Splits | MCBM-12HRFN10-M1 |  |  |  | 14.7 | 24 | 12.2 | TRUE | TRUE | TRUE | 9000 | 9000 | 2.44 | 11900 | 2
214855403 | 07/29/24 | Live | Midea Electric Trading | MDV | Singlezone Non-Ducted, Ceiling Placement | 214855403 |  | HRCU-A-CB-O | MOX330-09HFN10-M1X | Mini-Splits | MCB-09HRFN10-M1 |  |  |  | 14.7 | 24 | 12.2 | TRUE | TRUE | TRUE | 9000 | 9000 | 2.44 | 11900 | 2
214855401 | 07/29/24 | Live | Midea Electric Trading | MDV | Singlezone Non-Ducted, Ceiling Placement | 214855401 |  | HRCU-A-CB-O | MOX230-06HFN10-M1X | Mini-Splits | MCBM-12HRFN10-M1 |  |  |  | 15.2 | 22 | 12 | TRUE | TRUE | TRUE | 6500 | 7000 | 2.66 | 9500 | 2.53
214855400 | 07/29/24 | Live | Midea Electric Trading | MDV | Singlezone Non-Ducted, Ceiling Placement | 214855400 |  | HRCU-A-CB-O | MOX230-06HFN10-M1X | Mini-Splits | MCB-06HRFN10-M1 |  |  |  | 15.2 | 22 | 12 | TRUE | TRUE | TRUE | 6500 | 7000 | 2.66 | 9500 | 2.53
214861959 | 07/29/24 | Live | Midea Electric Trading | MDV | Singlezone Ducted, Compact Ducted | 214861959 |  | HRCU-A-CB | MOE30-60HFN10-M2 | Mini-Splits | MHJ-60HWFN10-M2-D |  |  |  | 10 | 17 | 9.7 | FALSE | FALSE | TRUE | 58000 | 40000 | 2.66 | 41500 | 2.45
214861958 | 07/29/24 | Live | Midea Electric Trading | MDV | Singlezone Ducted, Compact Ducted | 214861958 |  | HRCU-A-CB | MOE30-60HFN10-M2X | Mini-Splits | MHJ-60HWFN10-M2-D |  |  |  | 10.2 | 15.8 | 10.4 | TRUE | TRUE | TRUE | 55000 | 45000 | 2.72 | 52000 | 2.41
214861957 | 07/29/24 | Live | Midea Electric Trading | MDV | Singlezone Ducted, Compact Ducted | 214861957 |  | HRCU-A-CB | MOE30-48HFN10-M2 | Mini-Splits | MTJ-48HWFN10-M2-D |  |  |  | 10 | 17.1 | 9.8 | TRUE | TRUE | TRUE | 48000 | 39000 | 2.48 | 46500 | 2.35
214861956 | 07/29/24 | Live | Midea Electric Trading | MDV | Singlezone Ducted, Compact Ducted | 214861956 |  | HRCU-A-CB | MOD30-36HFN10-M2 | Mini-Splits | MTJ-36HWFN10-M2-D |  |  |  | 10.1 | 18.7 | 10.2 | FALSE | FALSE | TRUE | 36000 | 27400 | 2.73 | 31000 | 2.39
214861955 | 07/29/24 | Live | Midea Electric Trading | MDV | Singlezone Ducted, Compact Ducted | 214861955 |  | HRCU-A-CB | MOE30-48HFN10-M2X | Mini-Splits | MTJ-48HWFN10-M2-D |  |  |  | 10.4 | 16.7 | 10.8 | TRUE | TRUE | TRUE | 48000 | 45000 | 2.61 | 45500 | 2.4
214861954 | 07/29/24 | Live | Midea Electric Trading | MDV | Singlezone Ducted, Compact Ducted | 214861954 |  | HRCU-A-CB | MOX630-36HFN10-M2X | Mini-Splits | MTJ-36HWFN10-M2-D |  |  |  | 12 | 17.7 | 11.1 | TRUE | TRUE | TRUE | 36000 | 31600 | 2.73 | 40000 | 2.29
214861953 | 07/29/24 | Live | Midea Electric Trading | MDV | Singlezone Ducted, Compact Ducted | 214861953 |  | HRCU-A-CB | MOD30-24HFN10-M1 | Mini-Splits | MTJ-24HWFN10-M1-D |  |  |  | 12.5 | 19 | 11 | TRUE | TRUE | TRUE | 24000 | 21200 | 2.6 | 21600 | 2.56
214861952 | 07/29/24 | Live | Midea Electric Trading | MDV | Singlezone Ducted, Compact Ducted | 214861952 |  | HRCU-A-CB | MOX430-18HFN10-M1 | Mini-Splits | MTJ-18HWFN10-M1-D |  |  |  | 13.3 | 20 | 11.3 | TRUE | TRUE | TRUE | 17500 | 14900 | 2.89 | 15900 | 2.65
214861951 | 07/29/24 | Live | Midea Electric Trading | MDV | Singlezone Ducted, Compact Ducted | 214861951 |  | HRCU-A-CB | MOX430-18HFN10-M1 | Mini-Splits | MTI-18HWFN10-M1-D |  |  |  | 12.5 | 20 | 10.5 | TRUE | TRUE | TRUE | 17000 | 14000 | 2.6 | 14100 | 2.4
214861949 | 07/29/24 | Live | Midea Electric Trading | MDV | Singlezone Ducted, Compact Ducted | 214861949 |  | HRCU-A-CB | MOX230-12HFN10-M1 | Mini-Splits | MTIM-12HWFN10-M1-D |  |  |  | 11.7 | 19 | 10.2 | TRUE | TRUE | TRUE | 11500 | 9500 | 2.58 | 10300 | 2.58
214861948 | 07/29/24 | Live | Midea Electric Trading | MDV | Singlezone Ducted, Compact Ducted | 214861948 |  | HRCU-A-CB | MOX230-09HFN10-M1 | Mini-Splits | MTJM-12HWFN10-M1-D |  |  |  | 13 | 19.7 | 11.5 | TRUE | TRUE | TRUE | 9000 | 9300 | 2.9 | 9800 | 2.56
214861946 | 07/29/24 | Live | Midea Electric Trading | MDV | Singlezone Ducted, Compact Ducted | 214861946 |  | HRCU-A-CB | MOX230-09HFN10-M1 | Mini-Splits | MTIM-12HWFN10-M1-D |  |  |  | 12.8 | 19.5 | 11 | TRUE | TRUE | TRUE | 9000 | 8900 | 2.61 | 9600 | 2.45
214861945 | 07/29/24 | Live | Midea Electric Trading | MDV | Singlezone Ducted, Compact Ducted | 214861945 |  | HRCU-A-CB | MOX230-09HFN10-M1 | Mini-Splits | MTI-09HWFN10-M1-D |  |  |  | 12.8 | 19.5 | 11 | TRUE | TRUE | TRUE | 9000 | 8900 | 2.61 | 9600 | 2.45
214861944 | 07/29/24 | Live | Midea Electric Trading | MDV | Singlezone Ducted, Compact Ducted | 214861944 |  | HRCU-A-CB | MOD30-24HFN10-M1X | Mini-Splits | MTJ-24HWFN10-M1-D |  |  |  | 12 | 19 | 11.7 | TRUE | TRUE | TRUE | 24000 | 21600 | 2.71 | 23600 | 2.48
214861943 | 07/29/24 | Live | Midea Electric Trading | MDV | Singlezone Ducted, Compact Ducted | 214861943 |  | HRCU-A-CB | MOX430-18HFN10-M1X | Mini-Splits | MTJ-18HWFN10-M1-D |  |  |  | 12 | 18.4 | 11.1 | TRUE | TRUE | TRUE | 17500 | 15000 | 2.89 | 20000 | 2.5
214861942 | 07/29/24 | Live | Midea Electric Trading | MDV | Singlezone Ducted, Compact Ducted | 214861942 |  | HRCU-A-CB | MOX430-18HFN10-M1X | Mini-Splits | MTI-18HWFN10-M1-D |  |  |  | 12 | 18 | 10.5 | TRUE | TRUE | TRUE | 17000 | 15000 | 2.7 | 19000 | 2.23
214861941 | 07/29/24 | Live | Midea Electric Trading | MDV | Singlezone Ducted, Compact Ducted | 214861941 |  | HRCU-A-CB | MOX330-12HFN10-M1X | Mini-Splits | MTJM-12HWFN10-M1-D |  |  |  | 12 | 20 | 10.6 | TRUE | TRUE | TRUE | 12000 | 10200 | 2.6 | 14000 | 2.31
214861940 | 07/29/24 | Live | Midea Electric Trading | MDV | Singlezone Ducted, Compact Ducted | 214861940 |  | HRCU-A-CB | MOX330-12HFN10-M1X | Mini-Splits | MTIM-12HWFN10-M1-D |  |  |  | 12 | 20 | 10 | TRUE | TRUE | TRUE | 12000 | 9600 | 2.49 | 13100 | 1.99
214861939 | 07/29/24 | Live | Midea Electric Trading | MDV | Singlezone Ducted, Compact Ducted | 214861939 |  | HRCU-A-CB | MOX330-09HFN10-M1X | Mini-Splits | MTJM-12HWFN10-M1-D |  |  |  | 14 | 20.5 | 13.8 | TRUE | TRUE | TRUE | 9000 | 10200 | 2.45 | 12600 | 1.94
214861938 | 07/29/24 | Live | Midea Electric Trading | MDV | Singlezone Ducted, Compact Ducted | 214861938 |  | HRCU-A-CB | MOX330-09HFN10-M1X | Mini-Splits | MTJ-09HWFN10-M1-D |  |  |  | 14 | 20.5 | 13.8 | TRUE | TRUE | TRUE | 9000 | 10200 | 2.45 | 12600 | 1.94
214861937 | 07/29/24 | Live | Midea Electric Trading | MDV | Singlezone Ducted, Compact Ducted | 214861937 |  | HRCU-A-CB | MOX330-09HFN10-M1X | Mini-Splits | MTIM-12HWFN10-M1-D |  |  |  | 13.4 | 21.4 | 12.5 | TRUE | TRUE | TRUE | 9000 | 9600 | 2.49 | 12600 | 1.99
214861936 | 07/29/24 | Live | Midea Electric Trading | MDV | Singlezone Ducted, Compact Ducted | 214861936 |  | HRCU-A-CB | MOX330-09HFN10-M1X | Mini-Splits | MTI-09HWFN10-M1-D |  |  |  | 13.4 | 21.4 | 12.5 | TRUE | TRUE | TRUE | 9000 | 9600 | 2.49 | 12600 | 1.99
214861935 | 07/29/24 | Live | Midea Electric Trading | MDV | Singlezone Ducted, Compact Ducted | 214861935 |  | HRCU-A-CB | MOX230-06HFN10-M1X | Mini-Splits | MTIM-12HWFN10-M1-D |  |  |  | 14.4 | 21.4 | 13.8 | TRUE | TRUE | TRUE | 6500 | 8000 | 2.69 | 9100 | 2.52
214861934 | 07/29/24 | Live | Midea Electric Trading | MDV | Singlezone Ducted, Compact Ducted | 214861934 |  | HRCU-A-CB | MOX230-06HFN10-M1X | Mini-Splits | MTI-06HWFN10-M1-D |  |  |  | 14.4 | 21.4 | 13.8 | TRUE | TRUE | TRUE | 6500 | 8000 | 2.69 | 9100 | 2.52
214861933 | 07/29/24 | Live | Midea Electric Trading | MDV | Singlezone Ducted, Compact Ducted | 214861933 |  | HRCU-A-CB | MOX430-18HFN10-M1 | Mini-Splits | MTJ-18HWFN10-M1 |  |  |  | 13.3 | 20 | 11.4 | TRUE | TRUE | TRUE | 17500 | 14900 | 2.89 | 15900 | 2.65
214861931 | 07/29/24 | Live | Midea Electric Trading | MDV | Singlezone Ducted, Compact Ducted | 214861931 |  | HRCU-A-CB | MOX230-09HFN10-M1 | Mini-Splits | MTJM-12HWFN10-M1 |  |  |  | 13 | 19.8 | 11.5 | TRUE | TRUE | TRUE | 9000 | 9300 | 2.9 | 9800 | 2.56
214861930 | 07/29/24 | Live | Midea Electric Trading | MDV | Singlezone Ducted, Compact Ducted | 214861930 |  | HRCU-A-CB | MOX230-09HFN10-M1 | Mini-Splits | MTJ-09HWFN10-M1 |  |  |  | 13 | 19.8 | 11.5 | TRUE | TRUE | TRUE | 9000 | 9300 | 2.9 | 9800 | 2.56
214861929 | 07/29/24 | Live | Midea Electric Trading | MDV | Singlezone Ducted, Compact Ducted | 214861929 |  | HRCU-A-CB | MOX230-09HFN10-M1 | Mini-Splits | MTIM-12HWFN10-M1 |  |  |  | 12.8 | 19.6 | 11 | TRUE | TRUE | TRUE | 9000 | 8900 | 2.61 | 9600 | 2.45
214861928 | 07/29/24 | Live | Midea Electric Trading | MDV | Singlezone Ducted, Compact Ducted | 214861928 |  | HRCU-A-CB | MOX430-18HFN10-M1X | Mini-Splits | MTJ-18HWFN10-M1 |  |  |  | 12.1 | 18.5 | 11.1 | TRUE | TRUE | TRUE | 17500 | 15000 | 2.89 | 20000 | 2.5
214861927 | 07/29/24 | Live | Midea Electric Trading | MDV | Singlezone Ducted, Compact Ducted | 214861927 |  | HRCU-A-CB | MOX330-12HFN10-M1X | Mini-Splits | MTJM-12HWFN10-M1 |  |  |  | 12 | 20.2 | 10.6 | TRUE | TRUE | TRUE | 12000 | 10200 | 2.6 | 14000 | 2.31
214861926 | 07/29/24 | Live | Midea Electric Trading | MDV | Singlezone Ducted, Compact Ducted | 214861926 |  | HRCU-A-CB | MOX330-09HFN10-M1X | Mini-Splits | MTJM-12HWFN10-M1 |  |  |  | 14 | 20.6 | 13.8 | TRUE | TRUE | TRUE | 9000 | 10200 | 2.45 | 12600 | 1.94
214861925 | 07/29/24 | Live | Midea Electric Trading | MDV | Singlezone Ducted, Compact Ducted | 214861925 |  | HRCU-A-CB | MOX330-09HFN10-M1X | Mini-Splits | MTJ-09HWFN10-M1 |  |  |  | 14 | 20.6 | 13.8 | TRUE | TRUE | TRUE | 9000 | 10200 | 2.45 | 12600 | 1.94
214861924 | 07/29/24 | Live | Midea Electric Trading | MDV | Singlezone Ducted, Compact Ducted | 214861924 |  | HRCU-A-CB | MOX330-09HFN10-M1X | Mini-Splits | MTIM-12HWFN10-M1 |  |  |  | 13.5 | 21.5 | 12.5 | TRUE | TRUE | TRUE | 9000 | 9600 | 2.49 | 12600 | 1.99
214861923 | 07/29/24 | Live | Midea Electric Trading | MDV | Singlezone Ducted, Compact Ducted | 214861923 |  | HRCU-A-CB | MOX230-06HFN10-M1X | Mini-Splits | MTIM-12HWFN10-M1 |  |  |  | 14.5 | 21.5 | 13.8 | TRUE | TRUE | TRUE | 6500 | 8000 | 2.69 | 9100 | 2.52
214855482 | 07/29/24 | Live | Midea Electric Trading | MDV | Singlezone Ducted, Compact Ducted | 214855482 |  | HRCU-A-CB | MOE30-60HFN10-M2 | Mini-Splits | MHJ-60HWFN10-M2 |  |  |  | 10 | 17 | 9.8 | FALSE | FALSE | TRUE | 58000 | 40000 | 2.66 | 41500 | 2.45
214855480 | 07/29/24 | Live | Midea Electric Trading | MDV | Singlezone Ducted, Compact Ducted | 214855480 |  | HRCU-A-CB | MOE30-48HFN10-M2 | Mini-Splits | MTJ-48HWFN10-M2 |  |  |  | 10 | 17.2 | 9.8 | TRUE | TRUE | TRUE | 48000 | 39000 | 2.48 | 46500 | 2.35
214855479 | 07/29/24 | Live | Midea Electric Trading | MDV | Singlezone Ducted, Compact Ducted | 214855479 |  | HRCU-A-CB | MOD30-36HFN10-M2 | Mini-Splits | MTJ-36HWFN10-M2 |  |  |  | 10.2 | 18.8 | 10.2 | FALSE | FALSE | TRUE | 36000 | 27400 | 2.73 | 31000 | 2.39
214855477 | 07/29/24 | Live | Midea Electric Trading | MDV | Singlezone Ducted, Compact Ducted | 214855477 |  | HRCU-A-CB | MOE30-60HFN10-M2X | Mini-Splits | MHJ-60HWFN10-M2 |  |  |  | 10.2 | 15.9 | 10.4 | TRUE | TRUE | TRUE | 55000 | 45000 | 2.72 | 52000 | 2.41
214855476 | 07/29/24 | Live | Midea Electric Trading | MDV | Singlezone Ducted, Compact Ducted | 214855476 |  | HRCU-A-CB | MOE30-48HFN10-M2X | Mini-Splits | MTJ-48HWFN10-M2 |  |  |  | 10.4 | 16.8 | 10.8 | TRUE | TRUE | TRUE | 48000 | 45000 | 2.61 | 45500 | 2.4
214855475 | 07/29/24 | Live | Midea Electric Trading | MDV | Singlezone Ducted, Compact Ducted | 214855475 |  | HRCU-A-CB | MOX630-36HFN10-M2X | Mini-Splits | MTJ-36HWFN10-M2 |  |  |  | 12 | 17.8 | 11.1 | TRUE | TRUE | TRUE | 36000 | 31600 | 2.73 | 40000 | 2.29
214855455 | 07/29/24 | Live | Midea Electric Trading | MDV | Singlezone Ducted, Compact Ducted | 214855455 |  | HRCU-A-CB | MOD30-24HFN10-M1 | Mini-Splits | MTJ-24HWFN10-M1 |  |  |  | 12.5 | 19 | 11 | TRUE | TRUE | TRUE | 24000 | 21200 | 2.6 | 21600 | 2.56
214855451 | 07/29/24 | Live | Midea Electric Trading | MDV | Singlezone Ducted, Compact Ducted | 214855451 |  | HRCU-A-CB | MOX430-18HFN10-M1 | Mini-Splits | MTI-18HWFN10-M1 |  |  |  | 12.5 | 20 | 10.6 | TRUE | TRUE | TRUE | 17000 | 14000 | 2.6 | 14100 | 2.4
214855444 | 07/29/24 | Live | Midea Electric Trading | MDV | Singlezone Ducted, Compact Ducted | 214855444 |  | HRCU-A-CB | MOX230-12HFN10-M1 | Mini-Splits | MTIM-12HWFN10-M1 |  |  |  | 11.7 | 19 | 10.3 | TRUE | TRUE | TRUE | 11500 | 9500 | 2.58 | 10300 | 2.58
214855437 | 07/29/24 | Live | Midea Electric Trading | MDV | Singlezone Ducted, Compact Ducted | 214855437 |  | HRCU-A-CB | MOX230-09HFN10-M1 | Mini-Splits | MTI-09HWFN10-M1 |  |  |  | 12.8 | 19.6 | 11 | TRUE | TRUE | TRUE | 9000 | 8900 | 2.61 | 9600 | 2.45
214855420 | 07/29/24 | Live | Midea Electric Trading | MDV | Singlezone Ducted, Compact Ducted | 214855420 |  | HRCU-A-CB | MOD30-24HFN10-M1X | Mini-Splits | MTJ-24HWFN10-M1 |  |  |  | 12 | 19.2 | 11.7 | TRUE | TRUE | TRUE | 24000 | 21600 | 2.71 | 23600 | 2.48
214855417 | 07/29/24 | Live | Midea Electric Trading | MDV | Singlezone Ducted, Compact Ducted | 214855417 |  | HRCU-A-CB | MOX430-18HFN10-M1X | Mini-Splits | MTI-18HWFN10-M1 |  |  |  | 12 | 18 | 10.8 | TRUE | TRUE | TRUE | 17000 | 15000 | 2.4 | 19000 | 2.23
214855413 | 07/29/24 | Live | Midea Electric Trading | MDV | Singlezone Ducted, Compact Ducted | 214855413 |  | HRCU-A-CB | MOX330-12HFN10-M1X | Mini-Splits | MTIM-12HWFN10-M1 |  |  |  | 12 | 20 | 10.2 | TRUE | TRUE | TRUE | 12000 | 9600 | 2.49 | 13100 | 1.99
214855409 | 07/29/24 | Live | Midea Electric Trading | MDV | Singlezone Ducted, Compact Ducted | 214855409 |  | HRCU-A-CB | MOX330-09HFN10-M1X | Mini-Splits | MTI-09HWFN10-M1 |  |  |  | 13.5 | 21.5 | 12.5 | TRUE | TRUE | TRUE | 9000 | 9600 | 2.49 | 12600 | 1.99
214855402 | 07/29/24 | Live | Midea Electric Trading | MDV | Singlezone Ducted, Compact Ducted | 214855402 |  | HRCU-A-CB | MOX230-06HFN10-M1X | Mini-Splits | MTI-06HWFN10-M1 |  |  |  | 14.5 | 21.5 | 13.8 | TRUE | TRUE | TRUE | 6500 | 8000 | 2.69 | 9100 | 2.52
214861340 | 07/29/24 | Live | Midea Electric Trading | MDV | Singlezone Non-Ducted, Wall Placement | 214861340 |  | HRCU-A-CB-O | MOX130-12HFN10-M1L | Mini-Splits | MSAFB-12HRDN10-M1L |  |  |  | 8.8 | 18 | 8.8 | FALSE | FALSE | FALSE | 12000 | 8000 | 2.58 | 8300 | 2.41
214861339 | 07/29/24 | Live | Midea Electric Trading | MDV | Singlezone Non-Ducted, Wall Placement | 214861339 |  | HRCU-A-CB-O | MOX130-09HFN10-M1L | Mini-Splits | MSAFB-09HRDN10-M1L |  |  |  | 10.9 | 19 | 9.7 | TRUE | TRUE | TRUE | 9000 | 8000 | 2.58 | 8300 | 2.41
214861338 | 07/29/24 | Live | Midea Electric Trading | MDV | Singlezone Non-Ducted, Wall Placement | 214861338 |  | HRCU-A-CB-O | MOD30-36HFN10-M1E | Mini-Splits | MSEPDM-36HRFN10-M1E |  |  |  | 8.7 | 19 | 8.5 | FALSE | FALSE | FALSE | 36000 | 24200 | 2.28 | 25600 | 2.27
214861337 | 07/29/24 | Live | Midea Electric Trading | MDV | Singlezone Non-Ducted, Wall Placement | 214861337 |  | HRCU-A-CB-O | MOD30-36HFN10-M1E | Mini-Splits | MSAG11FM-36HRFN10-M1E |  |  |  | 9.4 | 19.5 | 9.1 | FALSE | FALSE | FALSE | 36000 | 25600 | 2.3 | 25600 | 2.27
214861336 | 07/29/24 | Live | Midea Electric Trading | MDV | Singlezone Non-Ducted, Wall Placement | 214861336 |  | HRCU-A-CB-O | MOD30-33HFN10-M1X | Mini-Splits | MSAG11F-33HRFN10-M1 |  |  |  | 11.7 | 20 | 10.5 | TRUE | TRUE | TRUE | 33000 | 29600 | 2.61 | 30200 | 2
214855567 | 07/29/24 | Live | Midea Electric Trading | MDV | Singlezone Non-Ducted, Wall Placement | 214855567 |  | HRCU-A-CB-O | MOX430-18HFN10-M1X | Mini-Splits | MSEPC-18HRFN10-M1-D |  |  |  | 12.5 | 21.4 | 11 | TRUE | TRUE | TRUE | 18000 | 15000 | 2.56 | 19200 | 2
214855557 | 07/29/24 | Live | Midea Electric Trading | MDV | Singlezone Non-Ducted, Wall Placement | 214855557 |  | HRCU-A-CB-O | MOX230-06HFN10-M1X | Mini-Splits | MSEPB-06HRFN10-M1-D |  |  |  | 18 | 25.5 | 14.8 | TRUE | TRUE | TRUE | 6000 | 7900 | 2.79 | 8600 | 2.38
214855556 | 07/29/24 | Live | Midea Electric Trading | MDV | Singlezone Non-Ducted, Wall Placement | 214855556 |  | HRCU-A-CB-O | MOX430-24HFN10-M1E | Mini-Splits | MSAG11D-24HRFN10-M1E-D |  |  |  | 9.6 | 18.5 | 9 | TRUE | TRUE | FALSE | 24000 | 17200 | 2.46 | 20200 | 2.26
214855540 | 07/29/24 | Live | Midea Electric Trading | MDV | Singlezone Non-Ducted, Wall Placement | 214855540 |  | HRCU-A-CB-O | MOD30-36HFN10-M1E | Mini-Splits | MSEPDM-36HRFN10-M1E-D |  |  |  | 8.6 | 19 | 8.5 | FALSE | FALSE | FALSE | 36000 | 24200 | 2.28 | 25600 | 2.27
214855539 | 07/29/24 | Live | Midea Electric Trading | MDV | Singlezone Non-Ducted, Wall Placement | 214855539 |  | HRCU-A-CB-O | MOD30-36HFN10-M1E | Mini-Splits | MSAG11FM-36HRFN10-M1E-D |  |  |  | 9.3 | 19.5 | 9.1 | FALSE | FALSE | FALSE | 36000 | 25600 | 2.3 | 25600 | 2.27
214855538 | 07/29/24 | Live | Midea Electric Trading | MDV | Singlezone Non-Ducted, Wall Placement | 214855538 |  | HRCU-A-CB-O | MOD30-30HFN10-M1E | Mini-Splits | MSEPD-30HRFN10-M1E-D |  |  |  | 12 | 20.5 | 9.5 | TRUE | FALSE | TRUE | 30000 | 20400 | 2.52 | 21000 | 2.08
214855537 | 07/29/24 | Live | Midea Electric Trading | MDV | Singlezone Non-Ducted, Wall Placement | 214855537 |  | HRCU-A-CB-O | MOD30-30HFN10-M1E | Mini-Splits | MSAG11F-30HRFN10-M1E-D |  |  |  | 12 | 22.3 | 9 | TRUE | FALSE | FALSE | 30000 | 20000 | 2.4 | 21500 | 2.2
214855536 | 07/29/24 | Live | Midea Electric Trading | MDV | Singlezone Non-Ducted, Wall Placement | 214855536 |  | HRCU-A-CB-O | MOX330-18HFN10-M1E | Mini-Splits | MSAG11C-18HRFN10-M1E-D |  |  |  | 11.5 | 20.2 | 9.1 | FALSE | FALSE | FALSE | 18000 | 11700 | 2.62 | 13300 | 2.41
214855535 | 07/29/24 | Live | Midea Electric Trading | MDV | Singlezone Non-Ducted, Wall Placement | 214855535 |  | HRCU-A-CB-O | MOX230-12HFN10-M1E | Mini-Splits | MSAG11B-12HRFN10-M1E-D |  |  |  | 10.8 | 21.3 | 9.2 | FALSE | FALSE | FALSE | 12000 | 8300 | 2.32 | 9300 | 2.11
214855534 | 07/29/24 | Live | Midea Electric Trading | MDV | Singlezone Non-Ducted, Wall Placement | 214855534 |  | HRCU-A-CB-O | MOX230-09HFN10-M1E | Mini-Splits | MSAG11A-09HRFN10-M1E-D |  |  |  | 12.6 | 21.6 | 9.4 | TRUE | TRUE | FALSE | 9000 | 6600 | 2.45 | 7500 | 2
214855533 | 07/29/24 | Live | Midea Electric Trading | MDV | Singlezone Non-Ducted, Wall Placement | 214855533 |  | HRCU-A-CB-O | MOX230-12HFN10-B1E | Mini-Splits | MSAG11B-12HRFN10-B1E-D |  |  |  | 10 | 21.3 | 8.7 | FALSE | FALSE | FALSE | 12000 | 7800 | 2.31 | 8100 | 1.99
214855532 | 07/29/24 | Live | Midea Electric Trading | MDV | Singlezone Non-Ducted, Wall Placement | 214855532 |  | HRCU-A-CB-O | MOX230-09HFN10-B1E | Mini-Splits | MSAG11A-09HRFN10-B1E-D |  |  |  | 12.5 | 21.5 | 9 | TRUE | TRUE | FALSE | 9000 | 6600 | 2.33 | 7600 | 1.9
214855529 | 07/29/24 | Live | Midea Electric Trading | MDV | Singlezone Non-Ducted, Wall Placement | 214855529 |  | HRCU-A-CB-O | MOD30-24HFN10-M1 | Mini-Splits | MSEPD-24HRFN10-M1-D |  |  |  | 14 | 23 | 11.7 | TRUE | TRUE | TRUE | 24000 | 18800 | 2.65 | 19300 | 2.33
214855524 | 07/29/24 | Live | Midea Electric Trading | MDV | Singlezone Non-Ducted, Wall Placement | 214855524 |  | HRCU-A-CB-O | MOX430-18HFN10-M1 | Mini-Splits | MSEPC-18HRFN10-M1-D |  |  |  | 12.7 | 23.5 | 10.8 | TRUE | TRUE | TRUE | 18000 | 13600 | 2.73 | 14900 | 2.43
214855520 | 07/29/24 | Live | Midea Electric Trading | MDV | Singlezone Non-Ducted, Wall Placement | 214855520 |  | HRCU-A-CB-O | MOX230-12HFN10-M1 | Mini-Splits | MSEPBM-12HRFN10-M1-D |  |  |  | 13 | 25.5 | 10.6 | TRUE | TRUE | TRUE | 12000 | 9300 | 2.84 | 9600 | 2.38
214855513 | 07/29/24 | Live | Midea Electric Trading | MDV | Singlezone Non-Ducted, Wall Placement | 214855513 |  | HRCU-A-CB-O | MOX230-09HFN10-M1 | Mini-Splits | MSEPB-09HRFN10-M1-D |  |  |  | 14.9 | 25.8 | 12.5 | TRUE | TRUE | TRUE | 9000 | 8100 | 2.83 | 9400 | 2.37
214855512 | 07/29/24 | Live | Midea Electric Trading | MDV | Singlezone Non-Ducted, Wall Placement | 214855512 |  | HRCU-A-CB-O | MOX230-12HFN10-B1 | Mini-Splits | MSEPB-12HRFN10-B1-D |  |  |  | 13 | 23.4 | 9.5 | TRUE | FALSE | TRUE | 12000 | 8700 | 2.68 | 8700 | 2.43
214855511 | 07/29/24 | Live | Midea Electric Trading | MDV | Singlezone Non-Ducted, Wall Placement | 214855511 |  | HRCU-A-CB-O | MOX230-09HFN10-B1 | Mini-Splits | MSEPB-09HRFN10-B1-D |  |  |  | 14.5 | 25.4 | 10 | TRUE | TRUE | TRUE | 9000 | 8500 | 2.71 | 8600 | 2.4
214855510 | 07/29/24 | Live | Midea Electric Trading | MDV | Singlezone Non-Ducted, Wall Placement | 214855510 |  | HRCU-A-CB-O | MOD30-33HFN10-M1X | Mini-Splits | MSEPD-33HRFN10-M1-D |  |  |  | 12 | 19.5 | 10.5 | TRUE | TRUE | TRUE | 33000 | 30000 | 2.69 | 30200 | 2.02
214855509 | 07/29/24 | Live | Midea Electric Trading | MDV | Singlezone Non-Ducted, Wall Placement | 214855509 |  | HRCU-A-CB-O | MOD30-24HFN10-M1X | Mini-Splits | MSEPD-24HRFN10-M1-D |  |  |  | 13 | 21 | 13.5 | TRUE | TRUE | TRUE | 24000 | 21000 | 2.88 | 23200 | 2.35
214855504 | 07/29/24 | Live | Midea Electric Trading | MDV | Singlezone Non-Ducted, Wall Placement | 214855504 |  | HRCU-A-CB-O | MOD30-18HFN10-M1H | Mini-Splits | MSEPD-18HRFN10-M1H-D |  |  |  | 15 | 25.6 | 16.2 | TRUE | TRUE | TRUE | 18000 | 19300 | 3.01 | 23200 | 2.35
214855503 | 07/29/24 | Live | Midea Electric Trading | MDV | Singlezone Non-Ducted, Wall Placement | 214855503 |  | HRCU-A-CB-O | MOX430-12HFN10-M1H | Mini-Splits | MSEPC-12HRFN10-M1H-D |  |  |  | 14.2 | 29.4 | 14.5 | TRUE | TRUE | TRUE | 12000 | 11000 | 2.41 | 14600 | 2.26
214855502 | 07/29/24 | Live | Midea Electric Trading | MDV | Singlezone Non-Ducted, Wall Placement | 214855502 |  | HRCU-A-CB-O | MOX430-09HFN10-M1H | Mini-Splits | MSEPC-09HRFN10-M1H-D |  |  |  | 17 | 33.3 | 22 | TRUE | TRUE | TRUE | 9000 | 11000 | 2.41 | 14600 | 2.26
214855501 | 07/29/24 | Live | Midea Electric Trading | MDV | Singlezone Non-Ducted, Wall Placement | 214855501 |  | HRCU-A-CB-O | MOX430-06HFN10-M1H | Mini-Splits | MSEPC-06HRFN10-M1H-D |  |  |  | 17.4 | 35 | 30 | TRUE | TRUE | TRUE | 6000 | 11000 | 2.41 | 14600 | 2.26
214855500 | 07/29/24 | Live | Midea Electric Trading | MDV | Singlezone Non-Ducted, Wall Placement | 214855500 |  | HRCU-A-CB-O | MOD30-18HFN10-M1H | Mini-Splits | MSEPD-18HRFN10-M1H-C |  |  |  | 14 | 24.5 | 15.2 | TRUE | TRUE | TRUE | 18000 | 19300 | 3.01 | 23200 | 2.35
214855499 | 07/29/24 | Live | Midea Electric Trading | MDV | Singlezone Non-Ducted, Wall Placement | 214855499 |  | HRCU-A-CB-O | MOX430-12HFN10-M1H | Mini-Splits | MSEPC-12HRFN10-M1H-C |  |  |  | 13.5 | 28 | 13.5 | TRUE | TRUE | TRUE | 12000 | 11000 | 2.41 | 14600 | 2.26
214855498 | 07/29/24 | Live | Midea Electric Trading | MDV | Singlezone Non-Ducted, Wall Placement | 214855498 |  | HRCU-A-CB-O | MOX430-09HFN10-M1H | Mini-Splits | MSEPC-09HRFN10-M1H-C |  |  |  | 16 | 31.5 | 21 | TRUE | TRUE | TRUE | 9000 | 11000 | 2.41 | 14600 | 2.26
214855497 | 07/29/24 | Live | Midea Electric Trading | MDV | Singlezone Non-Ducted, Wall Placement | 214855497 |  | HRCU-A-CB-O | MOX430-06HFN10-M1H | Mini-Splits | MSEPC-06HRFN10-M1H-C |  |  |  | 16.5 | 33.1 | 29 | TRUE | TRUE | TRUE | 6000 | 11000 | 2.41 | 14600 | 2.26
214855474 | 07/29/24 | Live | Midea Electric Trading | MDV | Singlezone Non-Ducted, Wall Placement | 214855474 |  | HRCU-A-CB-O | MOX430-24HFN10-M1L | Mini-Splits | MSAFD-24HRDN10-M1L |  |  |  | 9 | 17 | 8.5 | TRUE | TRUE | FALSE | 24000 | 17100 | 2.29 | 18400 | 2.17
214855473 | 07/29/24 | Live | Midea Electric Trading | MDV | Singlezone Non-Ducted, Wall Placement | 214855473 |  | HRCU-A-CB-O | MOX230-17HFN10-M1L | Mini-Splits | MSAFC-17HRDN10-M1L |  |  |  | 9.9 | 18.3 | 8.7 | FALSE | FALSE | FALSE | 17000 | 11200 | 2.41 | 11200 | 2.2
214855472 | 07/29/24 | Live | Midea Electric Trading | MDV | Singlezone Non-Ducted, Wall Placement | 214855472 |  | HRCU-A-CB-O | MOX130-12HFN10-B1L | Mini-Splits | MSAFB-12HRDN10-B1L |  |  |  | 8.8 | 19 | 9.2 | FALSE | FALSE | FALSE | 12000 | 7700 | 2.59 | 7900 | 2.41
214855470 | 07/29/24 | Live | Midea Electric Trading | MDV | Singlezone Non-Ducted, Wall Placement | 214855470 |  | HRCU-A-CB-O | MOD30-36HFN10-M1E | Mini-Splits | MSAB3FM-36HRFN10-M1E |  |  |  | 9 | 18 | 8.5 | FALSE | FALSE | FALSE | 36000 | 24600 | 2.25 | 25000 | 2.14
214855469 | 07/29/24 | Live | Midea Electric Trading | MDV | Singlezone Non-Ducted, Wall Placement | 214855469 |  | HRCU-A-CB-O | MOD30-30HFN10-M1E | Mini-Splits | MSEPD-30HRFN10-M1E |  |  |  | 12 | 20.5 | 9.5 | TRUE | FALSE | TRUE | 30000 | 20400 | 2.52 | 21000 | 2.08
214855468 | 07/29/24 | Live | Midea Electric Trading | MDV | Singlezone Non-Ducted, Wall Placement | 214855468 |  | HRCU-A-CB-O | MOD30-30HFN10-M1E | Mini-Splits | MSAG11F-30HRFN10-M1E |  |  |  | 12 | 22.4 | 9 | TRUE | FALSE | FALSE | 30000 | 20000 | 2.4 | 21500 | 2.2
214855467 | 07/29/24 | Live | Midea Electric Trading | MDV | Singlezone Non-Ducted, Wall Placement | 214855467 |  | HRCU-A-CB-O | MOD30-30HFN10-M1E | Mini-Splits | MSAB3F-30HRFN10-M1E |  |  |  | 11 | 20 | 9.2 | FALSE | FALSE | FALSE | 30000 | 19000 | 2.26 | 19800 | 1.99
214855466 | 07/29/24 | Live | Midea Electric Trading | MDV | Singlezone Non-Ducted, Wall Placement | 214855466 |  | HRCU-A-CB-O | MOX430-24HFN10-M1E | Mini-Splits | MSAB3E-24HRFN10-M1E |  |  |  | 10 | 18.7 | 9.3 | TRUE | TRUE | FALSE | 24000 | 16900 | 2.53 | 18700 | 2.18
214855465 | 07/29/24 | Live | Midea Electric Trading | MDV | Singlezone Non-Ducted, Wall Placement | 214855465 |  | HRCU-A-CB-O | MOX330-18HFN10-M1E | Mini-Splits | MSAG11C-18HRFN10-M1E |  |  |  | 11.5 | 20.3 | 9.1 | FALSE | FALSE | FALSE | 18000 | 11700 | 2.62 | 13300 | 2.41
214855464 | 07/29/24 | Live | Midea Electric Trading | MDV | Singlezone Non-Ducted, Wall Placement | 214855464 |  | HRCU-A-CB-O | MOX330-18HFN10-M1E | Mini-Splits | MSAB3D-18HRFN10-M1E |  |  |  | 10.8 | 19.2 | 9.6 | FALSE | FALSE | TRUE | 18000 | 12300 | 2.63 | 14800 | 2.58
214855463 | 07/29/24 | Live | Midea Electric Trading | MDV | Singlezone Non-Ducted, Wall Placement | 214855463 |  | HRCU-A-CB-O | MOX230-12HFN10-M1E | Mini-Splits | MSAG11B-12HRFN10-M1E |  |  |  | 10.8 | 21.4 | 9.2 | FALSE | FALSE | FALSE | 12000 | 8300 | 2.32 | 9300 | 2.11
214855462 | 07/29/24 | Live | Midea Electric Trading | MDV | Singlezone Non-Ducted, Wall Placement | 214855462 |  | HRCU-A-CB-O | MOX230-12HFN10-M1E | Mini-Splits | MSAB3B-12HRFN10-M1E |  |  |  | 10.8 | 21.3 | 9.1 | FALSE | FALSE | FALSE | 12000 | 8700 | 2.41 | 9200 | 2.16
214855461 | 07/29/24 | Live | Midea Electric Trading | MDV | Singlezone Non-Ducted, Wall Placement | 214855461 |  | HRCU-A-CB-O | MOX230-09HFN10-M1E | Mini-Splits | MSAG11A-09HRFN10-M1E |  |  |  | 12.6 | 21.7 | 9.4 | TRUE | TRUE | FALSE | 9000 | 6600 | 2.45 | 7500 | 2
214855460 | 07/29/24 | Live | Midea Electric Trading | MDV | Singlezone Non-Ducted, Wall Placement | 214855460 |  | HRCU-A-CB-O | MOX230-09HFN10-M1E | Mini-Splits | MSAB3A-09HRFN10-M1E |  |  |  | 12.6 | 21.2 | 9.1 | TRUE | TRUE | FALSE | 9000 | 6800 | 2.46 | 8300 | 2.23
214855459 | 07/29/24 | Live | Midea Electric Trading | MDV | Singlezone Non-Ducted, Wall Placement | 214855459 |  | HRCU-A-CB-O | MOX230-12HFN10-B1E | Mini-Splits | MSAG11B-12HRFN10-B1E |  |  |  | 10 | 21.4 | 8.7 | FALSE | FALSE | FALSE | 12000 | 7800 | 2.31 | 8100 | 1.99
214855458 | 07/29/24 | Live | Midea Electric Trading | MDV | Singlezone Non-Ducted, Wall Placement | 214855458 |  | HRCU-A-CB-O | MOX230-12HFN10-B1E | Mini-Splits | MSAB3B-12HRFN10-B1E |  |  |  | 10.1 | 21.2 | 8.7 | FALSE | FALSE | FALSE | 12000 | 7300 | 2.23 | 8000 | 2.19
214855457 | 07/29/24 | Live | Midea Electric Trading | MDV | Singlezone Non-Ducted, Wall Placement | 214855457 |  | HRCU-A-CB-O | MOX230-09HFN10-B1E | Mini-Splits | MSAG11A-09HRFN10-B1E |  |  |  | 12.5 | 21.5 | 9.1 | TRUE | TRUE | FALSE | 9000 | 6600 | 2.33 | 7600 | 1.9
214855456 | 07/29/24 | Live | Midea Electric Trading | MDV | Singlezone Non-Ducted, Wall Placement | 214855456 |  | HRCU-A-CB-O | MOX230-09HFN10-B1E | Mini-Splits | MSAB3A-09HRFN10-B1E |  |  |  | 12.5 | 21.5 | 9 | TRUE | FALSE | FALSE | 9000 | 6500 | 2.3 | 8000 | 2.13
214855454 | 07/29/24 | Live | Midea Electric Trading | MDV | Singlezone Non-Ducted, Wall Placement | 214855454 |  | HRCU-A-CB-O | MOD30-24HFN10-M1 | Mini-Splits | MSEPD-24HRFN10-M1 |  |  |  | 14 | 23.1 | 11.7 | TRUE | TRUE | TRUE | 24000 | 18800 | 2.65 | 19300 | 2.33
214855453 | 07/29/24 | Live | Midea Electric Trading | MDV | Singlezone Non-Ducted, Wall Placement | 214855453 |  | HRCU-A-CB-O | MOD30-24HFN10-M1 | Mini-Splits | MSAG11D-23HRFN10-M1 |  |  |  | 13 | 23.5 | 10 | TRUE | TRUE | TRUE | 24000 | 19500 | 2.5 | 21300 | 2.42
214855452 | 07/29/24 | Live | Midea Electric Trading | MDV | Singlezone Non-Ducted, Wall Placement | 214855452 |  | HRCU-A-CB-O | MOD30-24HFN10-M1 | Mini-Splits | MSAB3E-24HRFN10-M1 |  |  |  | 12 | 21 | 9.5 | TRUE | TRUE | TRUE | 24000 | 16700 | 2.17 | 21400 | 2.55
214855447 | 07/29/24 | Live | Midea Electric Trading | MDV | Singlezone Non-Ducted, Wall Placement | 214855447 |  | HRCU-A-CB-O | MOX430-18HFN10-M1 | Mini-Splits | MSEPC-18HRFN10-M1 |  |  |  | 12.8 | 23.5 | 10.8 | TRUE | TRUE | TRUE | 18000 | 13600 | 2.73 | 14900 | 2.43
214855446 | 07/29/24 | Live | Midea Electric Trading | MDV | Singlezone Non-Ducted, Wall Placement | 214855446 |  | HRCU-A-CB-O | MOX430-18HFN10-M1 | Mini-Splits | MSAG11D-18HRFN10-M1 |  |  |  | 13.5 | 24 | 11.1 | TRUE | TRUE | TRUE | 18000 | 13000 | 2.59 | 15000 | 2.43
214855445 | 07/29/24 | Live | Midea Electric Trading | MDV | Singlezone Non-Ducted, Wall Placement | 214855445 |  | HRCU-A-CB-O | MOX430-18HFN10-M1 | Mini-Splits | MSAB3E-18HRFN10-M1 |  |  |  | 13.5 | 23.7 | 11.9 | TRUE | TRUE | TRUE | 18000 | 14100 | 2.95 | 16300 | 2.68
214855440 | 07/29/24 | Live | Midea Electric Trading | MDV | Singlezone Non-Ducted, Wall Placement | 214855440 |  | HRCU-A-CB-O | MOX230-12HFN10-M1 | Mini-Splits | MSEPBM-12HRFN10-M1 |  |  |  | 13.1 | 25.5 | 10.7 | TRUE | TRUE | TRUE | 12000 | 9300 | 2.84 | 9600 | 2.38
214855439 | 07/29/24 | Live | Midea Electric Trading | MDV | Singlezone Non-Ducted, Wall Placement | 214855439 |  | HRCU-A-CB-O | MOX230-12HFN10-M1 | Mini-Splits | MSAG11BM-12HRFN10-M1 |  |  |  | 12.2 | 23.1 | 11.5 | TRUE | TRUE | TRUE | 12000 | 9600 | 2.84 | 9900 | 2.57
214855438 | 07/29/24 | Live | Midea Electric Trading | MDV | Singlezone Non-Ducted, Wall Placement | 214855438 |  | HRCU-A-CB-O | MOX230-12HFN10-M1 | Mini-Splits | MSAB3BM-12HRFN10-M1 |  |  |  | 12.2 | 23.1 | 10.2 | TRUE | TRUE | TRUE | 12000 | 9100 | 2.49 | 9500 | 2.28
214855430 | 07/29/24 | Live | Midea Electric Trading | MDV | Singlezone Non-Ducted, Wall Placement | 214855430 |  | HRCU-A-CB-O | MOX230-09HFN10-M1 | Mini-Splits | MSEPB-09HRFN10-M1 |  |  |  | 14.9 | 26 | 12.5 | TRUE | TRUE | TRUE | 9000 | 8100 | 2.83 | 9400 | 2.37
214855429 | 07/29/24 | Live | Midea Electric Trading | MDV | Singlezone Non-Ducted, Wall Placement | 214855429 |  | HRCU-A-CB-O | MOX230-09HFN10-M1 | Mini-Splits | MSAG11B-09HRFN10-M1 |  |  |  | 14.7 | 24.6 | 13 | TRUE | TRUE | TRUE | 9000 | 8600 | 2.8 | 10200 | 2.47
214855428 | 07/29/24 | Live | Midea Electric Trading | MDV | Singlezone Non-Ducted, Wall Placement | 214855428 |  | HRCU-A-CB-O | MOX230-09HFN10-M1 | Mini-Splits | MSAB3B-09HRFN10-M1 |  |  |  | 14.4 | 24.6 | 13 | TRUE | TRUE | TRUE | 9000 | 8600 | 2.83 | 9300 | 2.2
214855427 | 07/29/24 | Live | Midea Electric Trading | MDV | Singlezone Non-Ducted, Wall Placement | 214855427 |  | HRCU-A-CB-O | MOX230-12HFN10-B1 | Mini-Splits | MSEPB-12HRFN10-B1 |  |  |  | 13 | 23.5 | 9.5 | TRUE | FALSE | TRUE | 12000 | 8700 | 2.68 | 8700 | 2.43
214855426 | 07/29/24 | Live | Midea Electric Trading | MDV | Singlezone Non-Ducted, Wall Placement | 214855426 |  | HRCU-A-CB-O | MOX230-12HFN10-B1 | Mini-Splits | MSAG11B-12HRFN10-B1 |  |  |  | 12.5 | 23.2 | 10.4 | TRUE | FALSE | TRUE | 12000 | 8800 | 2.77 | 8800 | 2.77
214855425 | 07/29/24 | Live | Midea Electric Trading | MDV | Singlezone Non-Ducted, Wall Placement | 214855425 |  | HRCU-A-CB-O | MOX230-12HFN10-B1 | Mini-Splits | MSAB3B-12HRFN10-B1 |  |  |  | 12.5 | 23.5 | 10.1 | TRUE | FALSE | TRUE | 12000 | 9100 | 2.69 | 9200 | 2.37
214855424 | 07/29/24 | Live | Midea Electric Trading | MDV | Singlezone Non-Ducted, Wall Placement | 214855424 |  | HRCU-A-CB-O | MOX230-09HFN10-B1 | Mini-Splits | MSEPB-09HRFN10-B1 |  |  |  | 14.5 | 25.5 | 10 | TRUE | TRUE | TRUE | 9000 | 8500 | 2.71 | 8600 | 2.4
214855423 | 07/29/24 | Live | Midea Electric Trading | MDV | Singlezone Non-Ducted, Wall Placement | 214855423 |  | HRCU-A-CB-O | MOX230-09HFN10-B1 | Mini-Splits | MSAG11B-09HRFN10-B1 |  |  |  | 15 | 24.5 | 10.7 | TRUE | TRUE | TRUE | 9000 | 8800 | 2.77 | 8800 | 2.77
214855422 | 07/29/24 | Live | Midea Electric Trading | MDV | Singlezone Non-Ducted, Wall Placement | 214855422 |  | HRCU-A-CB-O | MOX230-09HFN10-B1 | Mini-Splits | MSAB3B-09HRFN10-B1 |  |  |  | 14 | 25 | 10 | TRUE | TRUE | TRUE | 9000 | 8500 | 2.62 | 9200 | 2.37
214855421 | 07/29/24 | Live | Midea Electric Trading | MDV | Singlezone Non-Ducted, Wall Placement | 214855421 |  | HRCU-A-CB-O | MOD30-33HFN10-M1X | Mini-Splits | MSEPD-33HRFN10-M1 |  |  |  | 12 | 19.6 | 10.5 | TRUE | TRUE | TRUE | 33000 | 30000 | 2.69 | 30200 | 2.02
214855419 | 07/29/24 | Live | Midea Electric Trading | MDV | Singlezone Non-Ducted, Wall Placement | 214855419 |  | HRCU-A-CB-O | MOD30-24HFN10-M1X | Mini-Splits | MSAG11D-23HRFN10-M1 |  |  |  | 12.5 | 22.3 | 13.3 | TRUE | TRUE | TRUE | 23000 | 21600 | 2.61 | 23400 | 2.33
214855418 | 07/29/24 | Live | Midea Electric Trading | MDV | Singlezone Non-Ducted, Wall Placement | 214855418 |  | HRCU-A-CB-O | MOD30-24HFN10-M1X | Mini-Splits | MSEPD-24HRFN10-M1 |  |  |  | 13 | 21.2 | 13.5 | TRUE | TRUE | TRUE | 24000 | 21000 | 2.88 | 23200 | 2.35
214855399 | 07/29/24 | Live | Midea Electric Trading | MDV | Singlezone Non-Ducted, Wall Placement | 214855399 |  | HRCU-A-CB-O | MOD30-18HFN10-M1H | Mini-Splits | MSEPD-18HRFN10-M1H |  |  |  | 15 | 25.8 | 16.2 | TRUE | TRUE | TRUE | 18000 | 19300 | 3.01 | 23200 | 2.35
214855398 | 07/29/24 | Live | Midea Electric Trading | MDV | Singlezone Non-Ducted, Wall Placement | 214855398 |  | HRCU-A-CB-O | MOX430-12HFN10-M1H | Mini-Splits | MSEPC-12HRFN10-M1H |  |  |  | 14.3 | 29.5 | 14.5 | TRUE | TRUE | TRUE | 12000 | 11000 | 2.41 | 14600 | 2.26
214855397 | 07/29/24 | Live | Midea Electric Trading | MDV | Singlezone Non-Ducted, Wall Placement | 214855397 |  | HRCU-A-CB-O | MOX430-09HFN10-M1H | Mini-Splits | MSEPC-09HRFN10-M1H |  |  |  | 17 | 33.5 | 22 | TRUE | TRUE | TRUE | 9000 | 11000 | 2.41 | 14600 | 2.26
214855396 | 07/29/24 | Live | Midea Electric Trading | MDV | Singlezone Non-Ducted, Wall Placement | 214855396 |  | HRCU-A-CB-O | MOX430-06HFN10-M1H | Mini-Splits | MSEPC-06HRFN10-M1H |  |  |  | 17.5 | 35.1 | 30 | TRUE | TRUE | TRUE | 6000 | 11000 | 2.41 | 14600 | 2.26
214311118 | 07/29/24 | Live | Midea Electric Trading | MDV | Singlezone Non-Ducted, Wall Placement | 214311118 |  | HRCU-A-CB-O | MOX430-24HFN10-M1E | Mini-Splits | MSAG11D-24HRFN10-M1E |  |  |  | 9.5 | 18.5 | 9 | FALSE | FALSE | FALSE | 24000 | 17200 | 2.46 | 20200 | 2.26
214311117 | 07/29/24 | Live | Midea Electric Trading | MDV | Singlezone Non-Ducted, Wall Placement | 214311117 |  | HRCU-A-CB-O | MOX430-18HFN10-M1X | Mini-Splits | MSAG11D-18HRFN10-M1 |  |  |  | 13 | 21.7 | 10.8 | TRUE | TRUE | TRUE | 18000 | 14400 | 2.61 | 19800 | 2.49
214311116 | 07/29/24 | Live | Midea Electric Trading | MDV | Singlezone Non-Ducted, Wall Placement | 214311116 |  | HRCU-A-CB-O | MOX430-18HFN10-M1X | Mini-Splits | MSEPC-18HRFN10-M1 |  |  |  | 12.5 | 21.5 | 11 | FALSE | FALSE | TRUE | 18000 | 15000 | 2.56 | 19200 | 2
214311115 | 07/29/24 | Live | Midea Electric Trading | MDV | Singlezone Non-Ducted, Wall Placement | 214311115 |  | HRCU-A-CB-O | MOX230-06HFN10-M1X | Mini-Splits | MSEPB-06HRFN10-M1 |  |  |  | 18 | 25.7 | 14.8 | TRUE | TRUE | TRUE | 6000 | 7900 | 2.79 | 8600 | 2.38
214311114 | 07/29/24 | Live | Midea Electric Trading | MDV | Singlezone Non-Ducted, Wall Placement | 214311114 |  | HRCU-A-CB-O | MOX230-06HFN10-M1X | Mini-Splits | MSEPBM-12HRFN10-M1 |  |  |  | 18 | 25.7 | 14.8 | TRUE | TRUE | TRUE | 6000 | 7900 | 2.79 | 8600 | 2.38
214311113 | 07/29/24 | Live | Midea Electric Trading | MDV | Singlezone Non-Ducted, Wall Placement | 214311113 |  | HRCU-A-CB-O | MOX230-06HFN10-M1X | Mini-Splits | MSAG11A-06HRFN10-M1 |  |  |  | 16 | 25.3 | 14.6 | FALSE | FALSE | TRUE | 6000 | 7600 | 2.5 | 8700 | 2.04
214311111 | 07/29/24 | Live | Midea Electric Trading | MDV | Singlezone Non-Ducted, Wall Placement | 214311111 |  | HRCU-A-CB-O | MOX330-09HFN10-M1X | Mini-Splits | MSEPBM-12HRFN10-M1 |  |  |  | 15.5 | 27.5 | 12.5 | TRUE | TRUE | TRUE | 9000 | 9800 | 2.71 | 12800 | 1.75
214311109 | 07/29/24 | Live | Midea Electric Trading | MDV | Singlezone Non-Ducted, Wall Placement | 214311109 |  | HRCU-A-CB-O | MOX330-12HFN10-M1X | Mini-Splits | MSAG11BM-12HRFN10-M1 |  |  |  | 13.2 | 24 | 10.5 | TRUE | TRUE | TRUE | 12000 | 10000 | 2.59 | 12800 | 1.75
214311108 | 07/29/24 | Live | Midea Electric Trading | MDV | Singlezone Non-Ducted, Wall Placement | 214311108 |  | HRCU-A-CB-O | MOX330-09HFN10-M1X | Mini-Splits | MSAG11BM-12HRFN10-M1 |  |  |  | 15 | 26 | 12.5 | TRUE | TRUE | TRUE | 9000 | 10000 | 2.59 | 12800 | 1.75
214311107 | 07/29/24 | Live | Midea Electric Trading | MDV | Singlezone Non-Ducted, Wall Placement | 214311107 |  | HRCU-A-CB-O | MOX330-09HFN10-M1X | Mini-Splits | MSAG11B-09HRFN10-M1 |  |  |  | 15 | 26 | 12.5 | TRUE | TRUE | TRUE | 9000 | 10000 | 2.59 | 12800 | 1.75
215213718 | 07/29/24 | Live | Midea Electric Trading | CONTINENTAL | Singlezone Non-Ducted, Wall Placement | 215213718 |  | HRCU-A-CB-O | CDHAS26B-36-O | Mini-Splits | CDHAS26B-36-I |  |  |  | 8.6 | 19 | 8.5 | FALSE | FALSE | FALSE | 36000 | 24200 | 2.28 | 25600 | 2.27
215213710 | 07/29/24 | Live | Midea Electric Trading | NAPOLEON | Singlezone Non-Ducted, Wall Placement | 215213710 |  | HRCU-A-CB-O | NDHAS26B-36-O | Mini-Splits | NDHAS26B-36-I |  |  |  | 8.6 | 19 | 8.5 | FALSE | FALSE | FALSE | 36000 | 24200 | 2.28 | 25600 | 2.27
215213709 | 07/29/24 | Live | Midea Electric Trading | NAPOLEON | Singlezone Non-Ducted, Wall Placement | 215213709 |  | HRCU-A-CB-O | NDHAS26B-24-O | Mini-Splits | NDHAS26B-24-I |  |  |  | 15 | 25.6 | 16.2 | TRUE | TRUE | TRUE | 18000 | 19300 | 3.01 | 23200 | 2.35
215213717 | 07/29/24 | Live | Midea Electric Trading | CONTINENTAL | Singlezone Non-Ducted, Wall Placement | 215213717 |  | HRCU-A-CB-O | CDHAS26B-24-O | Mini-Splits | CDHAS26B-24-I |  |  |  | 15 | 25.6 | 16.2 | TRUE | TRUE | TRUE | 18000 | 19300 | 3.01 | 23200 | 2.35
212924883 | 07/27/23 | Live | ASPEN | GE | Singlezone Ducted, Centrally Ducted | 212924883 |  | HRCU-A-C | AUH4860ZGDA* | Ducted Indoor Units | D(A,C,E)60C44+TDR |  |  |  | 10 | 15.2 | 8.5 | FALSE | FALSE | TRUE | 47000 | 31200 | 2.25 | 32000 | 1.98
214861922 | 07/18/24 | Live | Midea Electric Trading | MDV | Multizone Mix of Ducted and Non-Ducted | 214861922 |  | HMSV-A-CB | M6OE30-60HFN10-M1-D* | Mixed Ducted and Non-Ducted Indoor Units |  |  |  |  | 10 | 18.6 | 9.4 | FALSE | FALSE | TRUE | 60000 | 39000 | 2.65 | 40500 | 2.3
214861921 | 07/18/24 | Live | Midea Electric Trading | MDV | Multizone All Ducted | 214861921 |  | HMSV-A-CB | M6OE30-60HFN10-M1-D* | Ducted Indoor Units |  |  |  |  | 10 | 18 | 9.2 | FALSE | FALSE | TRUE | 60000 | 39000 | 2.6 | 41000 | 2.3
214861920 | 07/18/24 | Live | Midea Electric Trading | MDV | Multizone All Non-Ducted | 214861920 |  | HMSR-A-CB-O | M6OE30-60HFN10-M1-D* | Non-Ducted Indoor Units |  |  |  |  | 10 | 19.2 | 9.6 | FALSE | FALSE | TRUE | 60000 | 39000 | 2.7 | 40000 | 2.3
214861919 | 07/18/24 | Live | Midea Electric Trading | MDV | Multizone Mix of Ducted and Non-Ducted | 214861919 |  | HMSV-A-CB | M6OE30-48HFN10-M1-D* | Mixed Ducted and Non-Ducted Indoor Units |  |  |  |  | 11.85 | 20.85 | 10.3 | TRUE | TRUE | TRUE | 45000 | 35400 | 2.45 | 37500 | 2.15
214861918 | 07/18/24 | Live | Midea Electric Trading | MDV | Multizone All Ducted | 214861918 |  | HMSV-A-CB | M6OE30-48HFN10-M1-D* | Ducted Indoor Units |  |  |  |  | 12 | 20.4 | 10.6 | TRUE | TRUE | TRUE | 45000 | 37000 | 2.5 | 41000 | 2.4
214861917 | 07/18/24 | Live | Midea Electric Trading | MDV | Multizone All Non-Ducted | 214861917 |  | HMSR-A-CB-O | M6OE30-48HFN10-M1-D* | Non-Ducted Indoor Units |  |  |  |  | 11.7 | 21.3 | 10 | TRUE | TRUE | TRUE | 45000 | 34000 | 2.4 | 34000 | 1.9
214861916 | 07/18/24 | Live | Midea Electric Trading | MDV | Multizone Mix of Ducted and Non-Ducted | 214861916 |  | HMSV-A-CB | M5OD30-36HFN10-M1-D* | Mixed Ducted and Non-Ducted Indoor Units |  |  |  |  | 11.85 | 21.55 | 9.6 | TRUE | TRUE | TRUE | 35000 | 26600 | 2.35 | 29000 | 2.19
214861915 | 07/18/24 | Live | Midea Electric Trading | MDV | Multizone All Ducted | 214861915 |  | HMSV-A-CB | M5OD30-36HFN10-M1-D* | Ducted Indoor Units |  |  |  |  | 11.7 | 20 | 9.2 | TRUE | TRUE | TRUE | 35000 | 26400 | 2.3 | 28000 | 2.2
214861914 | 07/18/24 | Live | Midea Electric Trading | MDV | Multizone All Non-Ducted | 214861914 |  | HMSR-A-CB-O | M5OD30-36HFN10-M1-D* | Non-Ducted Indoor Units |  |  |  |  | 12 | 23.1 | 10 | TRUE | TRUE | TRUE | 35000 | 27000 | 2.4 | 30000 | 2.18
214861913 | 07/18/24 | Live | Midea Electric Trading | MDV | Multizone Mix of Ducted and Non-Ducted | 214861913 |  | HMSV-A-CB | M4OD30-27HFN10-M1-D* | Mixed Ducted and Non-Ducted Indoor Units |  |  |  |  | 12.1 | 22 | 9.25 | TRUE | TRUE | TRUE | 26200 | 18200 | 2.5 | 18300 | 2.09
214861912 | 07/18/24 | Live | Midea Electric Trading | MDV | Multizone All Ducted | 214861912 |  | HMSV-A-CB | M4OD30-27HFN10-M1-D* | Ducted Indoor Units |  |  |  |  | 12 | 21 | 9 | TRUE | TRUE | TRUE | 26600 | 18400 | 2.5 | 18600 | 2.3
214861911 | 07/18/24 | Live | Midea Electric Trading | MDV | Multizone All Non-Ducted | 214861911 |  | HMSR-A-CB-O | M4OD30-27HFN10-M1-D* | Non-Ducted Indoor Units |  |  |  |  | 12.2 | 23 | 9.5 | TRUE | TRUE | TRUE | 26000 | 18000 | 2.5 | 18000 | 1.9
214861910 | 07/18/24 | Live | Midea Electric Trading | MDV | Multizone Mix of Ducted and Non-Ducted | 214861910 |  | HMSV-A-CB | M6OE30-60HFN10-M1-D | Mixed Ducted and Non-Ducted Indoor Units |  |  |  |  | 10 | 20 | 9.35 | FALSE | FALSE | TRUE | 60000 | 39000 | 2.7 | 41500 | 2.35
214861909 | 07/18/24 | Live | Midea Electric Trading | MDV | Multizone All Ducted | 214861909 |  | HMSV-A-CB | M6OE30-60HFN10-M1-D | Ducted Indoor Units |  |  |  |  | 10 | 18 | 9.2 | FALSE | FALSE | TRUE | 60000 | 39000 | 2.6 | 41000 | 2.3
214861908 | 07/18/24 | Live | Midea Electric Trading | MDV | Multizone All Non-Ducted | 214861908 |  | HMSR-A-CB-O | M6OE30-60HFN10-M1-D | Non-Ducted Indoor Units |  |  |  |  | 10 | 22 | 9.5 | FALSE | FALSE | TRUE | 60000 | 39000 | 2.8 | 42000 | 2.4
214861907 | 07/18/24 | Live | Midea Electric Trading | MDV | Multizone Mix of Ducted and Non-Ducted | 214861907 |  | HMSV-A-CB | M6OE30-48HFN10-M1-D | Mixed Ducted and Non-Ducted Indoor Units |  |  |  |  | 12.25 | 22.2 | 10.45 | TRUE | TRUE | TRUE | 46000 | 37400 | 2.5 | 39750 | 2.19
214861906 | 07/18/24 | Live | Midea Electric Trading | MDV | Multizone All Ducted | 214861906 |  | HMSV-A-CB | M6OE30-48HFN10-M1-D | Ducted Indoor Units |  |  |  |  | 12 | 20.4 | 10.6 | TRUE | TRUE | TRUE | 45000 | 37000 | 2.5 | 41000 | 2.4
214861905 | 07/18/24 | Live | Midea Electric Trading | MDV | Multizone All Non-Ducted | 214861905 |  | HMSR-A-CB-O | M6OE30-48HFN10-M1-D | Non-Ducted Indoor Units |  |  |  |  | 12.5 | 24 | 10.3 | TRUE | TRUE | TRUE | 47000 | 38000 | 2.5 | 38500 | 2
214861904 | 07/18/24 | Live | Midea Electric Trading | MDV | Multizone Mix of Ducted and Non-Ducted | 214861904 |  | HMSV-A-CB | M5OD30-36HFN10-M1-D | Mixed Ducted and Non-Ducted Indoor Units |  |  |  |  | 11.85 | 22 | 9.35 | TRUE | TRUE | TRUE | 35400 | 26400 | 2.35 | 27300 | 2.15
214861903 | 07/18/24 | Live | Midea Electric Trading | MDV | Multizone All Ducted | 214861903 |  | HMSV-A-CB | M5OD30-36HFN10-M1-D | Ducted Indoor Units |  |  |  |  | 11.7 | 20 | 9.2 | TRUE | TRUE | TRUE | 35000 | 26400 | 2.3 | 28000 | 2.2
214861902 | 07/18/24 | Live | Midea Electric Trading | MDV | Multizone All Non-Ducted | 214861902 |  | HMSR-A-CB-O | M5OD30-36HFN10-M1-D | Non-Ducted Indoor Units |  |  |  |  | 12 | 24 | 9.5 | TRUE | TRUE | TRUE | 36000 | 26600 | 2.4 | 26600 | 2.1
214861901 | 07/18/24 | Live | Midea Electric Trading | MDV | Multizone Mix of Ducted and Non-Ducted | 214861901 |  | HMSV-A-CB | M4OD30-27HFN10-M1-D | Mixed Ducted and Non-Ducted Indoor Units |  |  |  |  | 12.5 | 23 | 9.25 | TRUE | TRUE | TRUE | 26800 | 18400 | 2.56 | 18800 | 2.3
214861900 | 07/18/24 | Live | Midea Electric Trading | MDV | Multizone All Ducted | 214861900 |  | HMSV-A-CB | M4OD30-27HFN10-M1-D | Ducted Indoor Units |  |  |  |  | 12 | 21 | 9 | TRUE | TRUE | TRUE | 26600 | 18400 | 2.5 | 18600 | 2.3
214861899 | 07/18/24 | Live | Midea Electric Trading | MDV | Multizone All Non-Ducted | 214861899 |  | HMSR-A-CB-O | M4OD30-27HFN10-M1-D | Non-Ducted Indoor Units |  |  |  |  | 13 | 25 | 9.5 | TRUE | TRUE | TRUE | 27000 | 18400 | 2.61 | 19000 | 2.3
214861898 | 07/18/24 | Live | Midea Electric Trading | MDV | Multizone Mix of Ducted and Non-Ducted | 214861898 |  | HMSV-A-CB | M6OE31-53HFN10-M1X-D* | Mixed Ducted and Non-Ducted Indoor Units |  |  |  |  | 11.85 | 20.7 | 10.65 | TRUE | TRUE | TRUE | 52000 | 45000 | 2.65 | 50500 | 2.25
214861897 | 07/18/24 | Live | Midea Electric Trading | MDV | Multizone All Ducted | 214861897 |  | HMSV-A-CB | M6OE31-53HFN10-M1X-D* | Ducted Indoor Units |  |  |  |  | 11.7 | 20 | 10.7 | TRUE | TRUE | TRUE | 53000 | 45000 | 2.7 | 52000 | 2.3
214861896 | 07/18/24 | Live | Midea Electric Trading | MDV | Multizone All Non-Ducted | 214861896 |  | HMSR-A-CB-O | M6OE31-53HFN10-M1X-D* | Non-Ducted Indoor Units |  |  |  |  | 12 | 21.4 | 10.6 | TRUE | TRUE | TRUE | 51000 | 45000 | 2.6 | 49000 | 2.2
214861895 | 07/18/24 | Live | Midea Electric Trading | MDV | Multizone Mix of Ducted and Non-Ducted | 214861895 |  | HMSV-A-CB | M6OE31-48HFN10-M1X-D* | Mixed Ducted and Non-Ducted Indoor Units |  |  |  |  | 11.85 | 20.8 | 10.6 | TRUE | TRUE | TRUE | 46000 | 42500 | 2.5 | 44000 | 2.1
214861894 | 07/18/24 | Live | Midea Electric Trading | MDV | Multizone All Ducted | 214861894 |  | HMSV-A-CB | M6OE31-48HFN10-M1X-D* | Ducted Indoor Units |  |  |  |  | 11.7 | 20.4 | 11 | TRUE | TRUE | TRUE | 47000 | 44500 | 2.6 | 46000 | 2.2
214861893 | 07/18/24 | Live | Midea Electric Trading | MDV | Multizone All Non-Ducted | 214861893 |  | HMSR-A-CB-O | M6OE31-48HFN10-M1X-D* | Non-Ducted Indoor Units |  |  |  |  | 12 | 21.2 | 10.2 | TRUE | TRUE | TRUE | 45000 | 40500 | 2.4 | 42000 | 2
214861892 | 07/18/24 | Live | Midea Electric Trading | MDV | Multizone Mix of Ducted and Non-Ducted | 214861892 |  | HMSV-A-CB | M5OX631-36HFN10-M1X-D* | Mixed Ducted and Non-Ducted Indoor Units |  |  |  |  | 12.1 | 20.45 | 10.85 | TRUE | TRUE | TRUE | 36000 | 34800 | 2.39 | 38500 | 2.26
214861891 | 07/18/24 | Live | Midea Electric Trading | MDV | Multizone All Ducted | 214861891 |  | HMSV-A-CB | M5OX631-36HFN10-M1X-D* | Ducted Indoor Units |  |  |  |  | 12 | 19.4 | 10.4 | TRUE | TRUE | TRUE | 36000 | 33000 | 2.4 | 34000 | 2.2
214861890 | 07/18/24 | Live | Midea Electric Trading | MDV | Multizone All Non-Ducted | 214861890 |  | HMSR-A-CB-O | M5OX631-36HFN10-M1X-D* | Non-Ducted Indoor Units |  |  |  |  | 12.2 | 21.5 | 11.3 | TRUE | TRUE | TRUE | 36000 | 36600 | 2.37 | 43000 | 2.3
214861889 | 07/18/24 | Live | Midea Electric Trading | MDV | Multizone Mix of Ducted and Non-Ducted | 214861889 |  | HMSV-A-CB | M4OD31-27HFN10-M1X-D* | Mixed Ducted and Non-Ducted Indoor Units |  |  |  |  | 12 | 20 | 9.75 | TRUE | TRUE | TRUE | 27400 | 23200 | 2.4 | 27000 | 1.99
214861888 | 07/18/24 | Live | Midea Electric Trading | MDV | Multizone All Ducted | 214861888 |  | HMSV-A-CB | M4OD31-27HFN10-M1X-D* | Ducted Indoor Units |  |  |  |  | 12 | 19 | 9.5 | TRUE | TRUE | TRUE | 28000 | 23000 | 2.4 | 27000 | 2.1
214861887 | 07/18/24 | Live | Midea Electric Trading | MDV | Multizone All Non-Ducted | 214861887 |  | HMSR-A-CB-O | M4OD31-27HFN10-M1X-D* | Non-Ducted Indoor Units |  |  |  |  | 12 | 21 | 10 | TRUE | TRUE | TRUE | 27000 | 23600 | 2.4 | 27000 | 1.9
214861886 | 07/18/24 | Live | Midea Electric Trading | MDV | Multizone Mix of Ducted and Non-Ducted | 214861886 |  | HMSV-A-CB | M3OD31-18HFN10-M1X-D* | Mixed Ducted and Non-Ducted Indoor Units |  |  |  |  | 13 | 20.5 | 10 | TRUE | TRUE | TRUE | 19000 | 16700 | 2.55 | 20000 | 2.3
214861885 | 07/18/24 | Live | Midea Electric Trading | MDV | Multizone All Ducted | 214861885 |  | HMSV-A-CB | M3OD31-18HFN10-M1X-D* | Ducted Indoor Units |  |  |  |  | 13 | 20 | 10 | TRUE | TRUE | TRUE | 19000 | 17000 | 2.59 | 22000 | 2.5
214861884 | 07/18/24 | Live | Midea Electric Trading | MDV | Multizone All Non-Ducted | 214861884 |  | HMSR-A-CB-O | M3OD31-18HFN10-M1X-D* | Non-Ducted Indoor Units |  |  |  |  | 13 | 21 | 10 | TRUE | TRUE | TRUE | 19000 | 16400 | 2.5 | 18000 | 2.1
214861883 | 07/18/24 | Live | Midea Electric Trading | MDV | Multizone Mix of Ducted and Non-Ducted | 214861883 |  | HMSV-A-CB | M6OE31-53HFN10-M1X-D | Mixed Ducted and Non-Ducted Indoor Units |  |  |  |  | 11.85 | 21.1 | 10.6 | TRUE | TRUE | TRUE | 52000 | 44500 | 2.65 | 49500 | 2.39
214861882 | 07/18/24 | Live | Midea Electric Trading | MDV | Multizone All Ducted | 214861882 |  | HMSV-A-CB | M6OE31-53HFN10-M1X-D | Ducted Indoor Units |  |  |  |  | 11.7 | 20 | 10.7 | TRUE | TRUE | TRUE | 53000 | 45000 | 2.7 | 52000 | 2.3
214861881 | 07/18/24 | Live | Midea Electric Trading | MDV | Multizone All Non-Ducted | 214861881 |  | HMSR-A-CB-O | M6OE31-53HFN10-M1X-D | Non-Ducted Indoor Units |  |  |  |  | 12 | 22.2 | 10.5 | TRUE | TRUE | TRUE | 51000 | 44000 | 2.6 | 47000 | 2.5
214861880 | 07/18/24 | Live | Midea Electric Trading | MDV | Multizone Mix of Ducted and Non-Ducted | 214861880 |  | HMSV-A-CB | M6OE31-48HFN10-M1X-D | Mixed Ducted and Non-Ducted Indoor Units |  |  |  |  | 11.85 | 21.7 | 11 | TRUE | TRUE | TRUE | 47000 | 44000 | 2.6 | 45500 | 2.1
214861879 | 07/18/24 | Live | Midea Electric Trading | MDV | Multizone All Ducted | 214861879 |  | HMSV-A-CB | M6OE31-48HFN10-M1X-D | Ducted Indoor Units |  |  |  |  | 11.7 | 20.4 | 11 | TRUE | TRUE | TRUE | 47000 | 44500 | 2.6 | 46000 | 2.2
214861878 | 07/18/24 | Live | Midea Electric Trading | MDV | Multizone All Non-Ducted | 214861878 |  | HMSR-A-CB-O | M6OE31-48HFN10-M1X-D | Non-Ducted Indoor Units |  |  |  |  | 12 | 23 | 11 | TRUE | TRUE | TRUE | 47000 | 44000 | 2.6 | 45000 | 2
214861877 | 07/18/24 | Live | Midea Electric Trading | MDV | Multizone Mix of Ducted and Non-Ducted | 214861877 |  | HMSV-A-CB | M5OX631-36HFN10-M1X-D | Mixed Ducted and Non-Ducted Indoor Units |  |  |  |  | 12.5 | 21.2 | 10.55 | TRUE | TRUE | TRUE | 36000 | 31400 | 2.4 | 38000 | 2.41
214861876 | 07/18/24 | Live | Midea Electric Trading | MDV | Multizone All Ducted | 214861876 |  | HMSV-A-CB | M5OX631-36HFN10-M1X-D | Ducted Indoor Units |  |  |  |  | 12 | 19.4 | 10.4 | TRUE | TRUE | TRUE | 36000 | 33000 | 2.4 | 34000 | 2.2
214861875 | 07/18/24 | Live | Midea Electric Trading | MDV | Multizone All Non-Ducted | 214861875 |  | HMSR-A-CB-O | M5OX631-36HFN10-M1X-D | Non-Ducted Indoor Units |  |  |  |  | 13 | 23 | 10.7 | TRUE | TRUE | TRUE | 36000 | 30000 | 2.4 | 42000 | 2.6
214861874 | 07/18/24 | Live | Midea Electric Trading | MDV | Multizone Mix of Ducted and Non-Ducted | 214861874 |  | HMSV-A-CB | M4OD31-27HFN10-M1X-D | Mixed Ducted and Non-Ducted Indoor Units |  |  |  |  | 12.25 | 21 | 10 | TRUE | TRUE | TRUE | 27400 | 24000 | 2.5 | 27500 | 2.15
214861873 | 07/18/24 | Live | Midea Electric Trading | MDV | Multizone All Ducted | 214861873 |  | HMSV-A-CB | M4OD31-27HFN10-M1X-D | Ducted Indoor Units |  |  |  |  | 12 | 19 | 9.5 | TRUE | TRUE | TRUE | 28000 | 23000 | 2.4 | 27000 | 2.1
214861872 | 07/18/24 | Live | Midea Electric Trading | MDV | Multizone All Non-Ducted | 214861872 |  | HMSR-A-CB-O | M4OD31-27HFN10-M1X-D | Non-Ducted Indoor Units |  |  |  |  | 12.5 | 23 | 10.5 | TRUE | TRUE | TRUE | 27000 | 25000 | 2.6 | 28000 | 2.2
214861871 | 07/18/24 | Live | Midea Electric Trading | MDV | Multizone Mix of Ducted and Non-Ducted | 214861871 |  | HMSV-A-CB | M3OD31-18HFN10-M1X-D | Mixed Ducted and Non-Ducted Indoor Units |  |  |  |  | 14 | 22.5 | 10.2 | TRUE | TRUE | TRUE | 19000 | 17300 | 2.65 | 20500 | 2.36
214861870 | 07/18/24 | Live | Midea Electric Trading | MDV | Multizone All Ducted | 214861870 |  | HMSV-A-CB | M3OD31-18HFN10-M1X-D | Ducted Indoor Units |  |  |  |  | 13 | 20 | 10 | TRUE | TRUE | TRUE | 19000 | 17000 | 2.59 | 22000 | 2.5
214861869 | 07/18/24 | Live | Midea Electric Trading | MDV | Multizone All Non-Ducted | 214861869 |  | HMSR-A-CB-O | M3OD31-18HFN10-M1X-D | Non-Ducted Indoor Units |  |  |  |  | 15 | 25 | 10.4 | TRUE | TRUE | TRUE | 19000 | 17600 | 2.7 | 19000 | 2.2
214861868 | 07/18/24 | Live | Midea Electric Trading | MDV | Multizone Mix of Ducted and Non-Ducted | 214861868 |  | HMSV-A-CB | M6OE30-60HFN10-M1D-D* | Mixed Ducted and Non-Ducted Indoor Units |  |  |  |  | 10 | 18.6 | 9.4 | FALSE | FALSE | TRUE | 60000 | 39000 | 2.65 | 40500 | 2.3
214861867 | 07/18/24 | Live | Midea Electric Trading | MDV | Multizone All Ducted | 214861867 |  | HMSV-A-CB | M6OE30-60HFN10-M1D-D* | Ducted Indoor Units |  |  |  |  | 10 | 18 | 9.2 | FALSE | FALSE | TRUE | 60000 | 39000 | 2.6 | 41000 | 2.3
214861866 | 07/18/24 | Live | Midea Electric Trading | MDV | Multizone All Non-Ducted | 214861866 |  | HMSR-A-CB-O | M6OE30-60HFN10-M1D-D* | Non-Ducted Indoor Units |  |  |  |  | 10 | 19.2 | 9.6 | FALSE | FALSE | TRUE | 60000 | 39000 | 2.7 | 40000 | 2.3
214861865 | 07/18/24 | Live | Midea Electric Trading | MDV | Multizone Mix of Ducted and Non-Ducted | 214861865 |  | HMSV-A-CB | M6OE30-48HFN10-M1D-D* | Mixed Ducted and Non-Ducted Indoor Units |  |  |  |  | 11.85 | 20.85 | 10.3 | TRUE | TRUE | TRUE | 45000 | 35400 | 2.45 | 37500 | 2.15
214861864 | 07/18/24 | Live | Midea Electric Trading | MDV | Multizone All Ducted | 214861864 |  | HMSV-A-CB | M6OE30-48HFN10-M1D-D* | Ducted Indoor Units |  |  |  |  | 12 | 20.4 | 10.6 | TRUE | TRUE | TRUE | 45000 | 37000 | 2.5 | 41000 | 2.4
214861863 | 07/18/24 | Live | Midea Electric Trading | MDV | Multizone All Non-Ducted | 214861863 |  | HMSR-A-CB-O | M6OE30-48HFN10-M1D-D* | Non-Ducted Indoor Units |  |  |  |  | 11.7 | 21.3 | 10 | TRUE | TRUE | TRUE | 45000 | 34000 | 2.4 | 34000 | 1.9
214861862 | 07/18/24 | Live | Midea Electric Trading | MDV | Multizone Mix of Ducted and Non-Ducted | 214861862 |  | HMSV-A-CB | M5OD30-36HFN10-M1D-D* | Mixed Ducted and Non-Ducted Indoor Units |  |  |  |  | 11.85 | 21.55 | 9.6 | TRUE | TRUE | TRUE | 35000 | 26600 | 2.35 | 29000 | 2.19
214861861 | 07/18/24 | Live | Midea Electric Trading | MDV | Multizone All Ducted | 214861861 |  | HMSV-A-CB | M5OD30-36HFN10-M1D-D* | Ducted Indoor Units |  |  |  |  | 11.7 | 20 | 9.2 | TRUE | TRUE | TRUE | 35000 | 26400 | 2.3 | 28000 | 2.2
214861860 | 07/18/24 | Live | Midea Electric Trading | MDV | Multizone All Non-Ducted | 214861860 |  | HMSR-A-CB-O | M5OD30-36HFN10-M1D-D* | Non-Ducted Indoor Units |  |  |  |  | 12 | 23.1 | 10 | TRUE | TRUE | TRUE | 35000 | 27000 | 2.4 | 30000 | 2.18
214861859 | 07/18/24 | Live | Midea Electric Trading | MDV | Multizone Mix of Ducted and Non-Ducted | 214861859 |  | HMSV-A-CB | M4OD30-27HFN10-M1D-D* | Mixed Ducted and Non-Ducted Indoor Units |  |  |  |  | 12.1 | 22 | 9.25 | TRUE | TRUE | TRUE | 26200 | 18200 | 2.5 | 18300 | 2.09
214861858 | 07/18/24 | Live | Midea Electric Trading | MDV | Multizone All Ducted | 214861858 |  | HMSV-A-CB | M4OD30-27HFN10-M1D-D* | Ducted Indoor Units |  |  |  |  | 12 | 21 | 9 | TRUE | TRUE | TRUE | 26600 | 18400 | 2.5 | 18600 | 2.3
214861857 | 07/18/24 | Live | Midea Electric Trading | MDV | Multizone All Non-Ducted | 214861857 |  | HMSR-A-CB-O | M4OD30-27HFN10-M1D-D* | Non-Ducted Indoor Units |  |  |  |  | 12.2 | 23 | 9.5 | TRUE | TRUE | TRUE | 26000 | 18000 | 2.5 | 18000 | 1.9
214861856 | 07/18/24 | Live | Midea Electric Trading | MDV | Multizone Mix of Ducted and Non-Ducted | 214861856 |  | HMSV-A-CB | M3OX430-18HFN10-M1-D* | Mixed Ducted and Non-Ducted Indoor Units |  |  |  |  | 12.25 | 21.5 | 10 | TRUE | TRUE | TRUE | 18000 | 14000 | 2.46 | 14300 | 2.25
214861855 | 07/18/24 | Live | Midea Electric Trading | MDV | Multizone All Ducted | 214861855 |  | HMSV-A-CB | M3OX430-18HFN10-M1-D* | Ducted Indoor Units |  |  |  |  | 12 | 20 | 10 | TRUE | TRUE | TRUE | 18000 | 14600 | 2.3 | 14600 | 2.3
214861854 | 07/18/24 | Live | Midea Electric Trading | MDV | Multizone All Non-Ducted | 214861854 |  | HMSR-A-CB-O | M3OX430-18HFN10-M1-D* | Non-Ducted Indoor Units |  |  |  |  | 12.5 | 23 | 10 | TRUE | TRUE | TRUE | 18000 | 13500 | 2.6 | 14000 | 2.21
214861853 | 07/18/24 | Live | Midea Electric Trading | MDV | Multizone Mix of Ducted and Non-Ducted | 214861853 |  | HMSV-A-CB | M6OE30-60HFN10-M1D-D | Mixed Ducted and Non-Ducted Indoor Units |  |  |  |  | 10 | 20 | 9.35 | FALSE | FALSE | TRUE | 60000 | 39000 | 2.7 | 41500 | 2.35
214861852 | 07/18/24 | Live | Midea Electric Trading | MDV | Multizone All Ducted | 214861852 |  | HMSV-A-CB | M6OE30-60HFN10-M1D-D | Ducted Indoor Units |  |  |  |  | 10 | 18 | 9.2 | FALSE | FALSE | TRUE | 60000 | 39000 | 2.6 | 41000 | 2.3
214861851 | 07/18/24 | Live | Midea Electric Trading | MDV | Multizone All Non-Ducted | 214861851 |  | HMSR-A-CB-O | M6OE30-60HFN10-M1D-D | Non-Ducted Indoor Units |  |  |  |  | 10 | 22 | 9.5 | FALSE | FALSE | TRUE | 60000 | 39000 | 2.8 | 42000 | 2.4
214861850 | 07/18/24 | Live | Midea Electric Trading | MDV | Multizone Mix of Ducted and Non-Ducted | 214861850 |  | HMSV-A-CB | M6OE30-48HFN10-M1D-D | Mixed Ducted and Non-Ducted Indoor Units |  |  |  |  | 12.25 | 22.2 | 10.45 | TRUE | TRUE | TRUE | 46000 | 37400 | 2.5 | 39750 | 2.19
214861849 | 07/18/24 | Live | Midea Electric Trading | MDV | Multizone All Ducted | 214861849 |  | HMSV-A-CB | M6OE30-48HFN10-M1D-D | Ducted Indoor Units |  |  |  |  | 12 | 20.4 | 10.6 | TRUE | TRUE | TRUE | 45000 | 37000 | 2.5 | 41000 | 2.4
214861848 | 07/18/24 | Live | Midea Electric Trading | MDV | Multizone All Non-Ducted | 214861848 |  | HMSR-A-CB-O | M6OE30-48HFN10-M1D-D | Non-Ducted Indoor Units |  |  |  |  | 12.5 | 24 | 10.3 | TRUE | TRUE | TRUE | 47000 | 38000 | 2.5 | 38500 | 2
214861847 | 07/18/24 | Live | Midea Electric Trading | MDV | Multizone Mix of Ducted and Non-Ducted | 214861847 |  | HMSV-A-CB | M5OD30-36HFN10-M1D-D | Mixed Ducted and Non-Ducted Indoor Units |  |  |  |  | 11.85 | 22 | 9.35 | TRUE | TRUE | TRUE | 35400 | 26400 | 2.35 | 27300 | 2.15
214861846 | 07/18/24 | Live | Midea Electric Trading | MDV | Multizone All Ducted | 214861846 |  | HMSV-A-CB | M5OD30-36HFN10-M1D-D | Ducted Indoor Units |  |  |  |  | 11.7 | 20 | 9.2 | TRUE | TRUE | TRUE | 35000 | 26400 | 2.3 | 28000 | 2.2
214861845 | 07/18/24 | Live | Midea Electric Trading | MDV | Multizone All Non-Ducted | 214861845 |  | HMSR-A-CB-O | M5OD30-36HFN10-M1D-D | Non-Ducted Indoor Units |  |  |  |  | 12 | 24 | 9.5 | TRUE | TRUE | TRUE | 36000 | 26600 | 2.4 | 26600 | 2.1
214861844 | 07/18/24 | Live | Midea Electric Trading | MDV | Multizone Mix of Ducted and Non-Ducted | 214861844 |  | HMSV-A-CB | M4OD30-27HFN10-M1D-D | Mixed Ducted and Non-Ducted Indoor Units |  |  |  |  | 12.5 | 23 | 9.25 | TRUE | TRUE | TRUE | 26800 | 18400 | 2.56 | 18800 | 2.3
214861843 | 07/18/24 | Live | Midea Electric Trading | MDV | Multizone All Ducted | 214861843 |  | HMSV-A-CB | M4OD30-27HFN10-M1D-D | Ducted Indoor Units |  |  |  |  | 12 | 21 | 9 | TRUE | TRUE | TRUE | 26600 | 18400 | 2.5 | 18600 | 2.3
214861842 | 07/18/24 | Live | Midea Electric Trading | MDV | Multizone All Non-Ducted | 214861842 |  | HMSR-A-CB-O | M4OD30-27HFN10-M1D-D | Non-Ducted Indoor Units |  |  |  |  | 13 | 25 | 9.5 | TRUE | TRUE | TRUE | 27000 | 18400 | 2.61 | 19000 | 2.3
214861841 | 07/18/24 | Live | Midea Electric Trading | MDV | Multizone Mix of Ducted and Non-Ducted | 214861841 |  | HMSV-A-CB | M3OX430-18HFN10-M1-D | Mixed Ducted and Non-Ducted Indoor Units |  |  |  |  | 13 | 22.55 | 9.9 | TRUE | TRUE | TRUE | 18000 | 14100 | 2.55 | 14300 | 2.39
214861840 | 07/18/24 | Live | Midea Electric Trading | MDV | Multizone All Ducted | 214861840 |  | HMSV-A-CB | M3OX430-18HFN10-M1-D | Ducted Indoor Units |  |  |  |  | 12 | 20 | 10 | TRUE | TRUE | TRUE | 18000 | 14600 | 2.3 | 14600 | 2.3
214861839 | 07/18/24 | Live | Midea Electric Trading | MDV | Multizone All Non-Ducted | 214861839 |  | HMSR-A-CB-O | M3OX430-18HFN10-M1-D | Non-Ducted Indoor Units |  |  |  |  | 14 | 25.1 | 9.8 | TRUE | TRUE | TRUE | 18000 | 13600 | 2.81 | 14000 | 2.5
214861838 | 07/18/24 | Live | Midea Electric Trading | MDV | Multizone Mix of Ducted and Non-Ducted | 214861838 |  | HMSV-A-CB | M6OE31-53HFN10-M1XD-D* | Mixed Ducted and Non-Ducted Indoor Units |  |  |  |  | 11.85 | 20.7 | 10.65 | TRUE | TRUE | TRUE | 52000 | 45000 | 2.65 | 50500 | 2.25
214861837 | 07/18/24 | Live | Midea Electric Trading | MDV | Multizone All Ducted | 214861837 |  | HMSV-A-CB | M6OE31-53HFN10-M1XD-D* | Ducted Indoor Units |  |  |  |  | 11.7 | 20 | 10.7 | TRUE | TRUE | TRUE | 53000 | 45000 | 2.7 | 52000 | 2.3
214861836 | 07/18/24 | Live | Midea Electric Trading | MDV | Multizone All Non-Ducted | 214861836 |  | HMSR-A-CB-O | M6OE31-53HFN10-M1XD-D* | Non-Ducted Indoor Units |  |  |  |  | 12 | 21.4 | 10.6 | TRUE | TRUE | TRUE | 51000 | 45000 | 2.6 | 49000 | 2.2
214861835 | 07/18/24 | Live | Midea Electric Trading | MDV | Multizone Mix of Ducted and Non-Ducted | 214861835 |  | HMSV-A-CB | M6OE31-48HFN10-M1XD-D* | Mixed Ducted and Non-Ducted Indoor Units |  |  |  |  | 11.85 | 20.8 | 10.6 | TRUE | TRUE | TRUE | 46000 | 42500 | 2.5 | 44000 | 2.1
214861834 | 07/18/24 | Live | Midea Electric Trading | MDV | Multizone All Ducted | 214861834 |  | HMSV-A-CB | M6OE31-48HFN10-M1XD-D* | Ducted Indoor Units |  |  |  |  | 11.7 | 20.4 | 11 | TRUE | TRUE | TRUE | 47000 | 44500 | 2.6 | 46000 | 2.2
214861833 | 07/18/24 | Live | Midea Electric Trading | MDV | Multizone All Non-Ducted | 214861833 |  | HMSR-A-CB-O | M6OE31-48HFN10-M1XD-D* | Non-Ducted Indoor Units |  |  |  |  | 12 | 21.2 | 10.2 | TRUE | TRUE | TRUE | 45000 | 40500 | 2.4 | 42000 | 2
214861832 | 07/18/24 | Live | Midea Electric Trading | MDV | Multizone Mix of Ducted and Non-Ducted | 214861832 |  | HMSV-A-CB | M5OX631-36HFN10-M1XD-D* | Mixed Ducted and Non-Ducted Indoor Units |  |  |  |  | 12.1 | 20.45 | 10.85 | TRUE | TRUE | TRUE | 36000 | 34800 | 2.39 | 38500 | 2.26
214861831 | 07/18/24 | Live | Midea Electric Trading | MDV | Multizone All Ducted | 214861831 |  | HMSV-A-CB | M5OX631-36HFN10-M1XD-D* | Ducted Indoor Units |  |  |  |  | 12 | 19.4 | 10.4 | TRUE | TRUE | TRUE | 36000 | 33000 | 2.4 | 34000 | 2.2
214861830 | 07/18/24 | Live | Midea Electric Trading | MDV | Multizone All Non-Ducted | 214861830 |  | HMSR-A-CB-O | M5OX631-36HFN10-M1XD-D* | Non-Ducted Indoor Units |  |  |  |  | 12.2 | 21.5 | 11.3 | TRUE | TRUE | TRUE | 36000 | 36600 | 2.37 | 43000 | 2.3
214861829 | 07/18/24 | Live | Midea Electric Trading | MDV | Multizone Mix of Ducted and Non-Ducted | 214861829 |  | HMSV-A-CB | M4OD31-27HFN10-M1XD-D* | Mixed Ducted and Non-Ducted Indoor Units |  |  |  |  | 12 | 20 | 9.75 | TRUE | TRUE | TRUE | 27400 | 23200 | 2.4 | 27000 | 1.99
214861828 | 07/18/24 | Live | Midea Electric Trading | MDV | Multizone All Ducted | 214861828 |  | HMSV-A-CB | M4OD31-27HFN10-M1XD-D* | Ducted Indoor Units |  |  |  |  | 12 | 19 | 9.5 | TRUE | TRUE | TRUE | 28000 | 23000 | 2.4 | 27000 | 2.1
214861827 | 07/18/24 | Live | Midea Electric Trading | MDV | Multizone All Non-Ducted | 214861827 |  | HMSR-A-CB-O | M4OD31-27HFN10-M1XD-D* | Non-Ducted Indoor Units |  |  |  |  | 12 | 21 | 10 | TRUE | TRUE | TRUE | 27000 | 23600 | 2.4 | 27000 | 1.9
214861826 | 07/18/24 | Live | Midea Electric Trading | MDV | Multizone Mix of Ducted and Non-Ducted | 214861826 |  | HMSV-A-CB | M3OD31-18HFN10-M1XD-D* | Mixed Ducted and Non-Ducted Indoor Units |  |  |  |  | 13 | 20.5 | 10 | TRUE | TRUE | TRUE | 19000 | 16700 | 2.55 | 20000 | 2.3
214861825 | 07/18/24 | Live | Midea Electric Trading | MDV | Multizone All Ducted | 214861825 |  | HMSV-A-CB | M3OD31-18HFN10-M1XD-D* | Ducted Indoor Units |  |  |  |  | 13 | 20 | 10 | TRUE | TRUE | TRUE | 19000 | 17000 | 2.59 | 22000 | 2.5
214861824 | 07/18/24 | Live | Midea Electric Trading | MDV | Multizone All Non-Ducted | 214861824 |  | HMSR-A-CB-O | M3OD31-18HFN10-M1XD-D* | Non-Ducted Indoor Units |  |  |  |  | 13 | 21 | 10 | TRUE | TRUE | TRUE | 19000 | 16400 | 2.5 | 18000 | 2.1
214861823 | 07/18/24 | Live | Midea Electric Trading | MDV | Multizone Mix of Ducted and Non-Ducted | 214861823 |  | HMSV-A-CB | M6OE31-53HFN10-M1XD-D | Mixed Ducted and Non-Ducted Indoor Units |  |  |  |  | 11.85 | 21.1 | 10.6 | TRUE | TRUE | TRUE | 52000 | 44500 | 2.65 | 49500 | 2.39
214861822 | 07/18/24 | Live | Midea Electric Trading | MDV | Multizone All Ducted | 214861822 |  | HMSV-A-CB | M6OE31-53HFN10-M1XD-D | Ducted Indoor Units |  |  |  |  | 11.7 | 20 | 10.7 | TRUE | TRUE | TRUE | 53000 | 45000 | 2.7 | 52000 | 2.3
214861821 | 07/18/24 | Live | Midea Electric Trading | MDV | Multizone All Non-Ducted | 214861821 |  | HMSR-A-CB-O | M6OE31-53HFN10-M1XD-D | Non-Ducted Indoor Units |  |  |  |  | 12 | 22.2 | 10.5 | TRUE | TRUE | TRUE | 51000 | 44000 | 2.6 | 47000 | 2.5
214861820 | 07/18/24 | Live | Midea Electric Trading | MDV | Multizone Mix of Ducted and Non-Ducted | 214861820 |  | HMSV-A-CB | M6OE31-48HFN10-M1XD-D | Mixed Ducted and Non-Ducted Indoor Units |  |  |  |  | 11.85 | 21.7 | 11 | TRUE | TRUE | TRUE | 47000 | 44000 | 2.6 | 45500 | 2.1
214861819 | 07/18/24 | Live | Midea Electric Trading | MDV | Multizone All Ducted | 214861819 |  | HMSV-A-CB | M6OE31-48HFN10-M1XD-D | Ducted Indoor Units |  |  |  |  | 11.7 | 20.4 | 11 | TRUE | TRUE | TRUE | 47000 | 44500 | 2.6 | 46000 | 2.2
214861818 | 07/18/24 | Live | Midea Electric Trading | MDV | Multizone All Non-Ducted | 214861818 |  | HMSR-A-CB-O | M6OE31-48HFN10-M1XD-D | Non-Ducted Indoor Units |  |  |  |  | 12 | 23 | 11 | TRUE | TRUE | TRUE | 47000 | 44000 | 2.6 | 45000 | 2
214861817 | 07/18/24 | Live | Midea Electric Trading | MDV | Multizone Mix of Ducted and Non-Ducted | 214861817 |  | HMSV-A-CB | M5OX631-36HFN10-M1XD-D | Mixed Ducted and Non-Ducted Indoor Units |  |  |  |  | 12.5 | 21.2 | 10.55 | TRUE | TRUE | TRUE | 36000 | 31400 | 2.4 | 38000 | 2.41
214861816 | 07/18/24 | Live | Midea Electric Trading | MDV | Multizone All Ducted | 214861816 |  | HMSV-A-CB | M5OX631-36HFN10-M1XD-D | Ducted Indoor Units |  |  |  |  | 12 | 19.4 | 10.4 | TRUE | TRUE | TRUE | 36000 | 33000 | 2.4 | 34000 | 2.2
214861815 | 07/18/24 | Live | Midea Electric Trading | MDV | Multizone All Non-Ducted | 214861815 |  | HMSR-A-CB-O | M5OX631-36HFN10-M1XD-D | Non-Ducted Indoor Units |  |  |  |  | 13 | 23 | 10.7 | TRUE | TRUE | TRUE | 36000 | 30000 | 2.4 | 42000 | 2.6
214861814 | 07/18/24 | Live | Midea Electric Trading | MDV | Multizone Mix of Ducted and Non-Ducted | 214861814 |  | HMSV-A-CB | M4OD31-27HFN10-M1XD-D | Mixed Ducted and Non-Ducted Indoor Units |  |  |  |  | 12.25 | 21 | 10 | TRUE | TRUE | TRUE | 27400 | 24000 | 2.5 | 27500 | 2.15
214861813 | 07/18/24 | Live | Midea Electric Trading | MDV | Multizone All Ducted | 214861813 |  | HMSV-A-CB | M4OD31-27HFN10-M1XD-D | Ducted Indoor Units |  |  |  |  | 12 | 19 | 9.5 | TRUE | TRUE | TRUE | 28000 | 23000 | 2.4 | 27000 | 2.1
214861812 | 07/18/24 | Live | Midea Electric Trading | MDV | Multizone All Non-Ducted | 214861812 |  | HMSR-A-CB-O | M4OD31-27HFN10-M1XD-D | Non-Ducted Indoor Units |  |  |  |  | 12.5 | 23 | 10.5 | TRUE | TRUE | TRUE | 27000 | 25000 | 2.6 | 28000 | 2.2
214861811 | 07/18/24 | Live | Midea Electric Trading | MDV | Multizone Mix of Ducted and Non-Ducted | 214861811 |  | HMSV-A-CB | M3OD31-18HFN10-M1XD-D | Mixed Ducted and Non-Ducted Indoor Units |  |  |  |  | 14 | 22.5 | 10.2 | TRUE | TRUE | TRUE | 19000 | 17300 | 2.65 | 20500 | 2.36
214861810 | 07/18/24 | Live | Midea Electric Trading | MDV | Multizone All Ducted | 214861810 |  | HMSV-A-CB | M3OD31-18HFN10-M1XD-D | Ducted Indoor Units |  |  |  |  | 13 | 20 | 10 | TRUE | TRUE | TRUE | 19000 | 17000 | 2.59 | 22000 | 2.5
214861809 | 07/18/24 | Live | Midea Electric Trading | MDV | Multizone All Non-Ducted | 214861809 |  | HMSR-A-CB-O | M3OD31-18HFN10-M1XD-D | Non-Ducted Indoor Units |  |  |  |  | 15 | 25 | 10.4 | TRUE | TRUE | TRUE | 19000 | 17600 | 2.7 | 19000 | 2.2
214861808 | 07/18/24 | Live | Midea Electric Trading | MDV | Multizone Mix of Ducted and Non-Ducted | 214861808 |  | HMSV-A-CB | M6OE30-60HFN10-M1* | Mixed Ducted and Non-Ducted Indoor Units |  |  |  |  | 10 | 18.6 | 9.45 | FALSE | FALSE | TRUE | 60000 | 39000 | 2.65 | 40500 | 2.3
214861807 | 07/18/24 | Live | Midea Electric Trading | MDV | Multizone All Ducted | 214861807 |  | HMSV-A-CB | M6OE30-60HFN10-M1* | Ducted Indoor Units |  |  |  |  | 10 | 18 | 9.3 | FALSE | FALSE | TRUE | 60000 | 39000 | 2.6 | 41000 | 2.3
214861806 | 07/18/24 | Live | Midea Electric Trading | MDV | Multizone All Non-Ducted | 214861806 |  | HMSR-A-CB-O | M6OE30-60HFN10-M1* | Non-Ducted Indoor Units |  |  |  |  | 10 | 19.2 | 9.6 | FALSE | FALSE | TRUE | 60000 | 39000 | 2.7 | 40000 | 2.3
214861805 | 07/18/24 | Live | Midea Electric Trading | MDV | Multizone Mix of Ducted and Non-Ducted | 214861805 |  | HMSV-A-CB | M6OE30-48HFN10-M1* | Mixed Ducted and Non-Ducted Indoor Units |  |  |  |  | 11.85 | 20.9 | 10.3 | TRUE | TRUE | TRUE | 45000 | 35400 | 2.45 | 37500 | 2.15
214861804 | 07/18/24 | Live | Midea Electric Trading | MDV | Multizone All Ducted | 214861804 |  | HMSV-A-CB | M6OE30-48HFN10-M1* | Ducted Indoor Units |  |  |  |  | 12 | 20.5 | 10.6 | TRUE | TRUE | TRUE | 45000 | 37000 | 2.5 | 41000 | 2.4
214861803 | 07/18/24 | Live | Midea Electric Trading | MDV | Multizone All Non-Ducted | 214861803 |  | HMSR-A-CB-O | M6OE30-48HFN10-M1* | Non-Ducted Indoor Units |  |  |  |  | 11.7 | 21.3 | 10 | TRUE | TRUE | TRUE | 45000 | 34000 | 2.4 | 34000 | 1.9
214861802 | 07/18/24 | Live | Midea Electric Trading | MDV | Multizone Mix of Ducted and Non-Ducted | 214861802 |  | HMSV-A-CB | M5OD30-36HFN10-M1* | Mixed Ducted and Non-Ducted Indoor Units |  |  |  |  | 11.85 | 21.55 | 9.6 | TRUE | TRUE | TRUE | 35000 | 26600 | 2.35 | 29000 | 2.19
214861801 | 07/18/24 | Live | Midea Electric Trading | MDV | Multizone All Ducted | 214861801 |  | HMSV-A-CB | M5OD30-36HFN10-M1* | Ducted Indoor Units |  |  |  |  | 11.7 | 20 | 9.2 | TRUE | TRUE | TRUE | 35000 | 26400 | 2.3 | 28000 | 2.2
214861800 | 07/18/24 | Live | Midea Electric Trading | MDV | Multizone All Non-Ducted | 214861800 |  | HMSR-A-CB-O | M5OD30-36HFN10-M1* | Non-Ducted Indoor Units |  |  |  |  | 12 | 23.1 | 10 | TRUE | TRUE | TRUE | 35000 | 27000 | 2.4 | 30000 | 2.18
214861799 | 07/18/24 | Live | Midea Electric Trading | MDV | Multizone Mix of Ducted and Non-Ducted | 214861799 |  | HMSV-A-CB | M4OD30-27HFN10-M1* | Mixed Ducted and Non-Ducted Indoor Units |  |  |  |  | 12.1 | 22 | 9.35 | TRUE | TRUE | TRUE | 26200 | 18200 | 2.5 | 18300 | 2.09
214861798 | 07/18/24 | Live | Midea Electric Trading | MDV | Multizone All Ducted | 214861798 |  | HMSV-A-CB | M4OD30-27HFN10-M1* | Ducted Indoor Units |  |  |  |  | 12 | 21 | 9.2 | TRUE | TRUE | TRUE | 26600 | 18400 | 2.5 | 18600 | 2.3
214861797 | 07/18/24 | Live | Midea Electric Trading | MDV | Multizone All Non-Ducted | 214861797 |  | HMSR-A-CB-O | M4OD30-27HFN10-M1* | Non-Ducted Indoor Units |  |  |  |  | 12.2 | 23 | 9.5 | TRUE | TRUE | TRUE | 26000 | 18000 | 2.5 | 18000 | 1.9
214861796 | 07/18/24 | Live | Midea Electric Trading | MDV | Multizone Mix of Ducted and Non-Ducted | 214861796 |  | HMSV-A-CB | M6OE31-53HFN10-M1X* | Mixed Ducted and Non-Ducted Indoor Units |  |  |  |  | 11.85 | 20.8 | 10.65 | TRUE | TRUE | TRUE | 52000 | 45000 | 2.65 | 50500 | 2.25
214861795 | 07/18/24 | Live | Midea Electric Trading | MDV | Multizone All Ducted | 214861795 |  | HMSV-A-CB | M6OE31-53HFN10-M1X* | Ducted Indoor Units |  |  |  |  | 11.7 | 20.2 | 10.7 | TRUE | TRUE | TRUE | 53000 | 45000 | 2.7 | 52000 | 2.3
214861794 | 07/18/24 | Live | Midea Electric Trading | MDV | Multizone All Non-Ducted | 214861794 |  | HMSR-A-CB-O | M6OE31-53HFN10-M1X* | Non-Ducted Indoor Units |  |  |  |  | 12 | 21.4 | 10.6 | TRUE | TRUE | TRUE | 51000 | 45000 | 2.6 | 49000 | 2.2
214861793 | 07/18/24 | Live | Midea Electric Trading | MDV | Multizone Mix of Ducted and Non-Ducted | 214861793 |  | HMSV-A-CB | M6OE31-48HFN10-M1X* | Mixed Ducted and Non-Ducted Indoor Units |  |  |  |  | 11.85 | 20.85 | 10.6 | TRUE | TRUE | TRUE | 46000 | 42500 | 2.5 | 44000 | 2.1
214861792 | 07/18/24 | Live | Midea Electric Trading | MDV | Multizone All Ducted | 214861792 |  | HMSV-A-CB | M6OE31-48HFN10-M1X* | Ducted Indoor Units |  |  |  |  | 11.7 | 20.5 | 11 | TRUE | TRUE | TRUE | 47000 | 44500 | 2.6 | 46000 | 2.2
214861791 | 07/18/24 | Live | Midea Electric Trading | MDV | Multizone All Non-Ducted | 214861791 |  | HMSR-A-CB-O | M6OE31-48HFN10-M1X* | Non-Ducted Indoor Units |  |  |  |  | 12 | 21.2 | 10.2 | TRUE | TRUE | TRUE | 45000 | 40500 | 2.4 | 42000 | 2
214861790 | 07/18/24 | Live | Midea Electric Trading | MDV | Multizone Mix of Ducted and Non-Ducted | 214861790 |  | HMSV-A-CB | M5OX631-36HFN10-M1X** | Mixed Ducted and Non-Ducted Indoor Units |  |  |  |  | 12.1 | 20.5 | 10.9 | TRUE | TRUE | TRUE | 36000 | 34800 | 2.39 | 38500 | 2.26
214861789 | 07/18/24 | Live | Midea Electric Trading | MDV | Multizone All Ducted | 214861789 |  | HMSV-A-CB | M5OX631-36HFN10-M1X** | Ducted Indoor Units |  |  |  |  | 12 | 19.5 | 10.5 | TRUE | TRUE | TRUE | 36000 | 33000 | 2.4 | 34000 | 2.2
214861788 | 07/18/24 | Live | Midea Electric Trading | MDV | Multizone All Non-Ducted | 214861788 |  | HMSR-A-CB-O | M5OX631-36HFN10-M1X** | Non-Ducted Indoor Units |  |  |  |  | 12.2 | 21.5 | 11.3 | TRUE | TRUE | TRUE | 36000 | 36600 | 2.37 | 43000 | 2.3
214861787 | 07/18/24 | Live | Midea Electric Trading | MDV | Multizone Mix of Ducted and Non-Ducted | 214861787 |  | HMSV-A-CB | M5OX631-36HFN10-M1X* | Mixed Ducted and Non-Ducted Indoor Units |  |  |  |  | 12.55 | 21.3 | 10.6 | TRUE | TRUE | TRUE | 36000 | 31400 | 2.4 | 38000 | 2.41
214861786 | 07/18/24 | Live | Midea Electric Trading | MDV | Multizone All Ducted | 214861786 |  | HMSV-A-CB | M5OX631-36HFN10-M1X* | Ducted Indoor Units |  |  |  |  | 12 | 19.5 | 10.5 | TRUE | TRUE | TRUE | 36000 | 33000 | 2.4 | 34000 | 2.2
214861785 | 07/18/24 | Live | Midea Electric Trading | MDV | Multizone All Non-Ducted | 214861785 |  | HMSR-A-CB-O | M5OX631-36HFN10-M1X* | Non-Ducted Indoor Units |  |  |  |  | 13.1 | 23.1 | 10.7 | TRUE | TRUE | TRUE | 36000 | 30000 | 2.4 | 42000 | 2.6
214861784 | 07/18/24 | Live | Midea Electric Trading | MDV | Multizone Mix of Ducted and Non-Ducted | 214861784 |  | HMSV-A-CB | M4OD31-27HFN10-M1X* | Mixed Ducted and Non-Ducted Indoor Units |  |  |  |  | 12 | 20 | 9.75 | TRUE | TRUE | TRUE | 27400 | 23200 | 2.4 | 27000 | 1.99
214861783 | 07/18/24 | Live | Midea Electric Trading | MDV | Multizone All Ducted | 214861783 |  | HMSV-A-CB | M4OD31-27HFN10-M1X* | Ducted Indoor Units |  |  |  |  | 12 | 19 | 9.5 | TRUE | TRUE | TRUE | 28000 | 23000 | 2.4 | 27000 | 2.1
214861782 | 07/18/24 | Live | Midea Electric Trading | MDV | Multizone All Non-Ducted | 214861782 |  | HMSR-A-CB-O | M4OD31-27HFN10-M1X* | Non-Ducted Indoor Units |  |  |  |  | 12 | 21 | 10 | TRUE | TRUE | TRUE | 27000 | 23600 | 2.4 | 27000 | 1.9
214861781 | 07/18/24 | Live | Midea Electric Trading | MDV | Multizone Mix of Ducted and Non-Ducted | 214861781 |  | HMSV-A-CB | M3OD31-18HFN10-M1X* | Mixed Ducted and Non-Ducted Indoor Units |  |  |  |  | 13 | 20.5 | 10 | TRUE | TRUE | TRUE | 19000 | 16700 | 2.55 | 20000 | 2.3
214861780 | 07/18/24 | Live | Midea Electric Trading | MDV | Multizone All Ducted | 214861780 |  | HMSV-A-CB | M3OD31-18HFN10-M1X* | Ducted Indoor Units |  |  |  |  | 13 | 20 | 10 | TRUE | TRUE | TRUE | 19000 | 17000 | 2.59 | 22000 | 2.5
214861779 | 07/18/24 | Live | Midea Electric Trading | MDV | Multizone All Non-Ducted | 214861779 |  | HMSR-A-CB-O | M3OD31-18HFN10-M1X* | Non-Ducted Indoor Units |  |  |  |  | 13 | 21 | 10 | TRUE | TRUE | TRUE | 19000 | 16400 | 2.5 | 18000 | 2.1
214861778 | 07/18/24 | Live | Midea Electric Trading | MDV | Multizone Mix of Ducted and Non-Ducted | 214861778 |  | HMSV-A-CB | M6OE30-60HFN10-M1D* | Mixed Ducted and Non-Ducted Indoor Units |  |  |  |  | 10 | 18.6 | 9.45 | FALSE | FALSE | TRUE | 60000 | 39000 | 2.65 | 40500 | 2.3
214861777 | 07/18/24 | Live | Midea Electric Trading | MDV | Multizone All Ducted | 214861777 |  | HMSV-A-CB | M6OE30-60HFN10-M1D* | Ducted Indoor Units |  |  |  |  | 10 | 18 | 9.3 | FALSE | FALSE | TRUE | 60000 | 39000 | 2.6 | 41000 | 2.3
214861776 | 07/18/24 | Live | Midea Electric Trading | MDV | Multizone All Non-Ducted | 214861776 |  | HMSR-A-CB-O | M6OE30-60HFN10-M1D* | Non-Ducted Indoor Units |  |  |  |  | 10 | 19.2 | 9.6 | FALSE | FALSE | TRUE | 60000 | 39000 | 2.7 | 40000 | 2.3
214861775 | 07/18/24 | Live | Midea Electric Trading | MDV | Multizone Mix of Ducted and Non-Ducted | 214861775 |  | HMSV-A-CB | M6OE30-48HFN10-M1D* | Mixed Ducted and Non-Ducted Indoor Units |  |  |  |  | 11.85 | 20.9 | 10.3 | TRUE | TRUE | TRUE | 45000 | 35400 | 2.45 | 37500 | 2.15
214861774 | 07/18/24 | Live | Midea Electric Trading | MDV | Multizone All Ducted | 214861774 |  | HMSV-A-CB | M6OE30-48HFN10-M1D* | Ducted Indoor Units |  |  |  |  | 12 | 20.5 | 10.6 | TRUE | TRUE | TRUE | 45000 | 37000 | 2.5 | 41000 | 2.4
214861773 | 07/18/24 | Live | Midea Electric Trading | MDV | Multizone All Non-Ducted | 214861773 |  | HMSR-A-CB-O | M6OE30-48HFN10-M1D* | Non-Ducted Indoor Units |  |  |  |  | 11.7 | 21.3 | 10 | TRUE | TRUE | TRUE | 45000 | 34000 | 2.4 | 34000 | 1.9
214861772 | 07/18/24 | Live | Midea Electric Trading | MDV | Multizone Mix of Ducted and Non-Ducted | 214861772 |  | HMSV-A-CB | M5OD30-36HFN10-M1D* | Mixed Ducted and Non-Ducted Indoor Units |  |  |  |  | 11.85 | 21.55 | 9.6 | TRUE | TRUE | TRUE | 35000 | 26600 | 2.35 | 29000 | 2.19
214861771 | 07/18/24 | Live | Midea Electric Trading | MDV | Multizone All Ducted | 214861771 |  | HMSV-A-CB | M5OD30-36HFN10-M1D* | Ducted Indoor Units |  |  |  |  | 11.7 | 20 | 9.2 | TRUE | TRUE | TRUE | 35000 | 26400 | 2.3 | 28000 | 2.2
214861770 | 07/18/24 | Live | Midea Electric Trading | MDV | Multizone All Non-Ducted | 214861770 |  | HMSR-A-CB-O | M5OD30-36HFN10-M1D* | Non-Ducted Indoor Units |  |  |  |  | 12 | 23.1 | 10 | TRUE | TRUE | TRUE | 35000 | 27000 | 2.4 | 30000 | 2.18
214861769 | 07/18/24 | Live | Midea Electric Trading | MDV | Multizone Mix of Ducted and Non-Ducted | 214861769 |  | HMSV-A-CB | M4OD30-27HFN10-M1D* | Mixed Ducted and Non-Ducted Indoor Units |  |  |  |  | 12.1 | 22 | 9.35 | TRUE | TRUE | TRUE | 26200 | 18200 | 2.5 | 18300 | 2.09
214861768 | 07/18/24 | Live | Midea Electric Trading | MDV | Multizone All Ducted | 214861768 |  | HMSV-A-CB | M4OD30-27HFN10-M1D* | Ducted Indoor Units |  |  |  |  | 12 | 21 | 9.2 | TRUE | TRUE | TRUE | 26600 | 18400 | 2.5 | 18600 | 2.3
214861767 | 07/18/24 | Live | Midea Electric Trading | MDV | Multizone All Non-Ducted | 214861767 |  | HMSR-A-CB-O | M4OD30-27HFN10-M1D* | Non-Ducted Indoor Units |  |  |  |  | 12.2 | 23 | 9.5 | TRUE | TRUE | TRUE | 26000 | 18000 | 2.5 | 18000 | 1.9
214861766 | 07/18/24 | Live | Midea Electric Trading | MDV | Multizone Mix of Ducted and Non-Ducted | 214861766 |  | HMSV-A-CB | M3OX430-18HFN10-M1* | Mixed Ducted and Non-Ducted Indoor Units |  |  |  |  | 12.25 | 21.5 | 10 | TRUE | TRUE | TRUE | 18000 | 14000 | 2.46 | 14300 | 2.25
214861765 | 07/18/24 | Live | Midea Electric Trading | MDV | Multizone All Ducted | 214861765 |  | HMSV-A-CB | M3OX430-18HFN10-M1* | Ducted Indoor Units |  |  |  |  | 12 | 20 | 10 | TRUE | TRUE | TRUE | 18000 | 14600 | 2.3 | 14600 | 2.3
214861764 | 07/18/24 | Live | Midea Electric Trading | MDV | Multizone All Non-Ducted | 214861764 |  | HMSR-A-CB-O | M3OX430-18HFN10-M1* | Non-Ducted Indoor Units |  |  |  |  | 12.5 | 23 | 10 | TRUE | TRUE | TRUE | 18000 | 13500 | 2.6 | 14000 | 2.21
214861763 | 07/18/24 | Live | Midea Electric Trading | MDV | Multizone Mix of Ducted and Non-Ducted | 214861763 |  | HMSV-A-CB | M6OE31-53HFN10-M1XD* | Mixed Ducted and Non-Ducted Indoor Units |  |  |  |  | 11.85 | 20.8 | 10.65 | TRUE | TRUE | TRUE | 52000 | 45000 | 2.65 | 50500 | 2.25
214861762 | 07/18/24 | Live | Midea Electric Trading | MDV | Multizone All Ducted | 214861762 |  | HMSV-A-CB | M6OE31-53HFN10-M1XD* | Ducted Indoor Units |  |  |  |  | 11.7 | 20.2 | 10.7 | TRUE | TRUE | TRUE | 53000 | 45000 | 2.7 | 52000 | 2.3
214861761 | 07/18/24 | Live | Midea Electric Trading | MDV | Multizone All Non-Ducted | 214861761 |  | HMSR-A-CB-O | M6OE31-53HFN10-M1XD* | Non-Ducted Indoor Units |  |  |  |  | 12 | 21.4 | 10.6 | TRUE | TRUE | TRUE | 51000 | 45000 | 2.6 | 49000 | 2.2
214861760 | 07/18/24 | Live | Midea Electric Trading | MDV | Multizone Mix of Ducted and Non-Ducted | 214861760 |  | HMSV-A-CB | M6OE31-48HFN10-M1XD* | Mixed Ducted and Non-Ducted Indoor Units |  |  |  |  | 11.85 | 20.85 | 10.6 | TRUE | TRUE | TRUE | 46000 | 42500 | 2.5 | 44000 | 2.1
214861759 | 07/18/24 | Live | Midea Electric Trading | MDV | Multizone All Ducted | 214861759 |  | HMSV-A-CB | M6OE31-48HFN10-M1XD* | Ducted Indoor Units |  |  |  |  | 11.7 | 20.5 | 11 | TRUE | TRUE | TRUE | 47000 | 44500 | 2.6 | 46000 | 2.2
214861758 | 07/18/24 | Live | Midea Electric Trading | MDV | Multizone All Non-Ducted | 214861758 |  | HMSR-A-CB-O | M6OE31-48HFN10-M1XD* | Non-Ducted Indoor Units |  |  |  |  | 12 | 21.2 | 10.2 | TRUE | TRUE | TRUE | 45000 | 40500 | 2.4 | 42000 | 2
214861757 | 07/18/24 | Live | Midea Electric Trading | MDV | Multizone Mix of Ducted and Non-Ducted | 214861757 |  | HMSV-A-CB | M5OX631-36HFN10-M1XD* | Mixed Ducted and Non-Ducted Indoor Units |  |  |  |  | 12.1 | 20.5 | 10.9 | TRUE | TRUE | TRUE | 36000 | 34800 | 2.39 | 38500 | 2.26
214861756 | 07/18/24 | Live | Midea Electric Trading | MDV | Multizone All Ducted | 214861756 |  | HMSV-A-CB | M5OX631-36HFN10-M1XD* | Ducted Indoor Units |  |  |  |  | 12 | 19.5 | 10.5 | TRUE | TRUE | TRUE | 36000 | 33000 | 2.4 | 34000 | 2.2
214861755 | 07/18/24 | Live | Midea Electric Trading | MDV | Multizone All Non-Ducted | 214861755 |  | HMSR-A-CB-O | M5OX631-36HFN10-M1XD* | Non-Ducted Indoor Units |  |  |  |  | 12.2 | 21.5 | 11.3 | TRUE | TRUE | TRUE | 36000 | 36600 | 2.37 | 43000 | 2.3
214861754 | 07/18/24 | Live | Midea Electric Trading | MDV | Multizone Mix of Ducted and Non-Ducted | 214861754 |  | HMSV-A-CB | M4OD31-27HFN10-M1XD* | Mixed Ducted and Non-Ducted Indoor Units |  |  |  |  | 12 | 20 | 9.75 | TRUE | TRUE | TRUE | 27400 | 23200 | 2.4 | 27000 | 1.99
214861753 | 07/18/24 | Live | Midea Electric Trading | MDV | Multizone All Ducted | 214861753 |  | HMSV-A-CB | M4OD31-27HFN10-M1XD* | Ducted Indoor Units |  |  |  |  | 12 | 19 | 9.5 | TRUE | TRUE | TRUE | 28000 | 23000 | 2.4 | 27000 | 2.1
214861752 | 07/18/24 | Live | Midea Electric Trading | MDV | Multizone All Non-Ducted | 214861752 |  | HMSR-A-CB-O | M4OD31-27HFN10-M1XD* | Non-Ducted Indoor Units |  |  |  |  | 12 | 21 | 10 | TRUE | TRUE | TRUE | 27000 | 23600 | 2.4 | 27000 | 1.9
214861751 | 07/18/24 | Live | Midea Electric Trading | MDV | Multizone Mix of Ducted and Non-Ducted | 214861751 |  | HMSV-A-CB | M3OD31-18HFN10-M1XD* | Mixed Ducted and Non-Ducted Indoor Units |  |  |  |  | 13 | 20.5 | 10 | TRUE | TRUE | TRUE | 19000 | 16700 | 2.55 | 20000 | 2.3
214861750 | 07/18/24 | Live | Midea Electric Trading | MDV | Multizone All Ducted | 214861750 |  | HMSV-A-CB | M3OD31-18HFN10-M1XD* | Ducted Indoor Units |  |  |  |  | 13 | 20 | 10 | TRUE | TRUE | TRUE | 19000 | 17000 | 2.59 | 22000 | 2.5
214861749 | 07/18/24 | Live | Midea Electric Trading | MDV | Multizone All Non-Ducted | 214861749 |  | HMSR-A-CB-O | M3OD31-18HFN10-M1XD* | Non-Ducted Indoor Units |  |  |  |  | 13 | 21 | 10 | TRUE | TRUE | TRUE | 19000 | 16400 | 2.5 | 18000 | 2.1
214861748 | 07/18/24 | Live | Midea Electric Trading | MDV | Multizone Mix of Ducted and Non-Ducted | 214861748 |  | HMSV-A-CB | M6OE30-60HFN10-M1 | Mixed Ducted and Non-Ducted Indoor Units |  |  |  |  | 10 | 20 | 9.45 | FALSE | FALSE | TRUE | 60000 | 39000 | 2.7 | 41500 | 2.35
214861747 | 07/18/24 | Live | Midea Electric Trading | MDV | Multizone All Ducted | 214861747 |  | HMSV-A-CB | M6OE30-60HFN10-M1 | Ducted Indoor Units |  |  |  |  | 10 | 18 | 9.3 | FALSE | FALSE | TRUE | 60000 | 39000 | 2.6 | 41000 | 2.3
214861746 | 07/18/24 | Live | Midea Electric Trading | MDV | Multizone All Non-Ducted | 214861746 |  | HMSR-A-CB-O | M6OE30-60HFN10-M1 | Non-Ducted Indoor Units |  |  |  |  | 10 | 22 | 9.6 | FALSE | FALSE | TRUE | 60000 | 39000 | 2.8 | 42000 | 2.4
214861745 | 07/18/24 | Live | Midea Electric Trading | MDV | Multizone Mix of Ducted and Non-Ducted | 214861745 |  | HMSV-A-CB | M6OE30-60HFN10-M1D | Mixed Ducted and Non-Ducted Indoor Units |  |  |  |  | 10 | 20 | 9.45 | FALSE | FALSE | TRUE | 60000 | 39000 | 2.7 | 41500 | 2.35
214861744 | 07/18/24 | Live | Midea Electric Trading | MDV | Multizone All Ducted | 214861744 |  | HMSV-A-CB | M6OE30-60HFN10-M1D | Ducted Indoor Units |  |  |  |  | 10 | 18 | 9.3 | FALSE | FALSE | TRUE | 60000 | 39000 | 2.6 | 41000 | 2.3
214861743 | 07/18/24 | Live | Midea Electric Trading | MDV | Multizone All Non-Ducted | 214861743 |  | HMSR-A-CB-O | M6OE30-60HFN10-M1D | Non-Ducted Indoor Units |  |  |  |  | 10 | 22 | 9.6 | FALSE | FALSE | TRUE | 60000 | 39000 | 2.8 | 42000 | 2.4
214861742 | 07/18/24 | Live | Midea Electric Trading | MDV | Multizone Mix of Ducted and Non-Ducted | 214861742 |  | HMSV-A-CB | M6OE30-48HFN10-M1 | Mixed Ducted and Non-Ducted Indoor Units |  |  |  |  | 12.25 | 22.25 | 10.5 | TRUE | TRUE | TRUE | 46000 | 37400 | 2.5 | 39750 | 2.19
214861741 | 07/18/24 | Live | Midea Electric Trading | MDV | Multizone All Ducted | 214861741 |  | HMSV-A-CB | M6OE30-48HFN10-M1 | Ducted Indoor Units |  |  |  |  | 12 | 20.5 | 10.6 | TRUE | TRUE | TRUE | 45000 | 37000 | 2.5 | 41000 | 2.4
214861740 | 07/18/24 | Live | Midea Electric Trading | MDV | Multizone All Non-Ducted | 214861740 |  | HMSR-A-CB-O | M6OE30-48HFN10-M1 | Non-Ducted Indoor Units |  |  |  |  | 12.5 | 24 | 10.4 | TRUE | TRUE | TRUE | 47000 | 38000 | 2.5 | 38500 | 2
214861739 | 07/18/24 | Live | Midea Electric Trading | MDV | Multizone Mix of Ducted and Non-Ducted | 214861739 |  | HMSV-A-CB | M5OD30-36HFN10-M1 | Mixed Ducted and Non-Ducted Indoor Units |  |  |  |  | 11.85 | 22 | 9.35 | TRUE | TRUE | TRUE | 35400 | 26400 | 2.35 | 27300 | 2.15
214861738 | 07/18/24 | Live | Midea Electric Trading | MDV | Multizone All Ducted | 214861738 |  | HMSV-A-CB | M5OD30-36HFN10-M1 | Ducted Indoor Units |  |  |  |  | 11.7 | 20 | 9.2 | TRUE | TRUE | TRUE | 35000 | 26400 | 2.3 | 28000 | 2.2
214861737 | 07/18/24 | Live | Midea Electric Trading | MDV | Multizone All Non-Ducted | 214861737 |  | HMSR-A-CB-O | M5OD30-36HFN10-M1 | Non-Ducted Indoor Units |  |  |  |  | 12 | 24 | 9.5 | TRUE | TRUE | TRUE | 36000 | 26600 | 2.4 | 26600 | 2.1
214861736 | 07/18/24 | Live | Midea Electric Trading | MDV | Multizone Mix of Ducted and Non-Ducted | 214861736 |  | HMSV-A-CB | M4OD30-27HFN10-M1 | Mixed Ducted and Non-Ducted Indoor Units |  |  |  |  | 12.5 | 23 | 9.35 | TRUE | TRUE | TRUE | 26800 | 18400 | 2.56 | 18800 | 2.3
214861735 | 07/18/24 | Live | Midea Electric Trading | MDV | Multizone All Ducted | 214861735 |  | HMSV-A-CB | M4OD30-27HFN10-M1 | Ducted Indoor Units |  |  |  |  | 12 | 21 | 9.2 | TRUE | TRUE | TRUE | 26600 | 18400 | 2.5 | 18600 | 2.3
214861734 | 07/18/24 | Live | Midea Electric Trading | MDV | Multizone All Non-Ducted | 214861734 |  | HMSR-A-CB-O | M4OD30-27HFN10-M1 | Non-Ducted Indoor Units |  |  |  |  | 13 | 25 | 9.5 | TRUE | TRUE | TRUE | 27000 | 18400 | 2.61 | 19000 | 2.3
214861731 | 07/18/24 | Live | Midea Electric Trading | MDV | Multizone Mix of Ducted and Non-Ducted | 214861731 |  | HMSV-A-CB | M6OE31-53HFN10-M1X | Mixed Ducted and Non-Ducted Indoor Units |  |  |  |  | 11.85 | 21.25 | 10.6 | TRUE | TRUE | TRUE | 52000 | 44500 | 2.65 | 49500 | 2.39
214861730 | 07/18/24 | Live | Midea Electric Trading | MDV | Multizone All Ducted | 214861730 |  | HMSV-A-CB | M6OE31-53HFN10-M1X | Ducted Indoor Units |  |  |  |  | 11.7 | 20.2 | 10.7 | TRUE | TRUE | TRUE | 53000 | 45000 | 2.7 | 52000 | 2.3
214861729 | 07/18/24 | Live | Midea Electric Trading | MDV | Multizone All Non-Ducted | 214861729 |  | HMSR-A-CB-O | M6OE31-53HFN10-M1X | Non-Ducted Indoor Units |  |  |  |  | 12 | 22.3 | 10.5 | TRUE | TRUE | TRUE | 51000 | 44000 | 2.6 | 47000 | 2.5
214861728 | 07/18/24 | Live | Midea Electric Trading | MDV | Multizone Mix of Ducted and Non-Ducted | 214861728 |  | HMSV-A-CB | M6OE31-48HFN10-M1X | Mixed Ducted and Non-Ducted Indoor Units |  |  |  |  | 11.85 | 21.75 | 11.15 | TRUE | TRUE | TRUE | 47000 | 44000 | 2.6 | 45500 | 2.1
214861727 | 07/18/24 | Live | Midea Electric Trading | MDV | Multizone All Ducted | 214861727 |  | HMSV-A-CB | M6OE31-48HFN10-M1X | Ducted Indoor Units |  |  |  |  | 11.7 | 20.5 | 11 | TRUE | TRUE | TRUE | 47000 | 44500 | 2.6 | 46000 | 2.2
214861726 | 07/18/24 | Live | Midea Electric Trading | MDV | Multizone All Non-Ducted | 214861726 |  | HMSR-A-CB-O | M6OE31-48HFN10-M1X | Non-Ducted Indoor Units |  |  |  |  | 12 | 23 | 11.3 | TRUE | TRUE | TRUE | 47000 | 44000 | 2.6 | 45000 | 2
214861724 | 07/18/24 | Live | Midea Electric Trading | MDV | Multizone Mix of Ducted and Non-Ducted | 214861724 |  | HMSV-A-CB | M4OD31-27HFN10-M1X | Mixed Ducted and Non-Ducted Indoor Units |  |  |  |  | 12.35 | 21.05 | 10 | TRUE | TRUE | TRUE | 27400 | 24000 | 2.5 | 27500 | 2.15
214861723 | 07/18/24 | Live | Midea Electric Trading | MDV | Multizone All Ducted | 214861723 |  | HMSV-A-CB | M4OD31-27HFN10-M1X | Ducted Indoor Units |  |  |  |  | 12 | 19 | 9.5 | TRUE | TRUE | TRUE | 28000 | 23000 | 2.4 | 27000 | 2.1
214861722 | 07/18/24 | Live | Midea Electric Trading | MDV | Multizone All Non-Ducted | 214861722 |  | HMSR-A-CB-O | M4OD31-27HFN10-M1X | Non-Ducted Indoor Units |  |  |  |  | 12.7 | 23.1 | 10.5 | TRUE | TRUE | TRUE | 27000 | 25000 | 2.6 | 28000 | 2.2
214861721 | 07/18/24 | Live | Midea Electric Trading | MDV | Multizone Mix of Ducted and Non-Ducted | 214861721 |  | HMSV-A-CB | M3OD31-18HFN10-M1X | Mixed Ducted and Non-Ducted Indoor Units |  |  |  |  | 14 | 22.5 | 10.25 | TRUE | TRUE | TRUE | 19000 | 17300 | 2.65 | 20500 | 2.36
214861720 | 07/18/24 | Live | Midea Electric Trading | MDV | Multizone All Ducted | 214861720 |  | HMSV-A-CB | M3OD31-18HFN10-M1X | Ducted Indoor Units |  |  |  |  | 13 | 20 | 10 | TRUE | TRUE | TRUE | 19000 | 17000 | 2.59 | 22000 | 2.5
214861719 | 07/18/24 | Live | Midea Electric Trading | MDV | Multizone All Non-Ducted | 214861719 |  | HMSR-A-CB-O | M3OD31-18HFN10-M1X | Non-Ducted Indoor Units |  |  |  |  | 15 | 25 | 10.5 | TRUE | TRUE | TRUE | 19000 | 17600 | 2.7 | 19000 | 2.2
214861718 | 07/18/24 | Live | Midea Electric Trading | MDV | Multizone Mix of Ducted and Non-Ducted | 214861718 |  | HMSV-A-CB | M6OE30-48HFN10-M1D | Mixed Ducted and Non-Ducted Indoor Units |  |  |  |  | 12.25 | 22.5 | 10.5 | TRUE | TRUE | TRUE | 46000 | 37400 | 2.5 | 39750 | 2.19
214861717 | 07/18/24 | Live | Midea Electric Trading | MDV | Multizone All Ducted | 214861717 |  | HMSV-A-CB | M6OE30-48HFN10-M1D | Ducted Indoor Units |  |  |  |  | 12 | 20.5 | 10.6 | TRUE | TRUE | TRUE | 45000 | 37000 | 2.5 | 41000 | 2.4
214861716 | 07/18/24 | Live | Midea Electric Trading | MDV | Multizone All Non-Ducted | 214861716 |  | HMSR-A-CB-O | M6OE30-48HFN10-M1D | Non-Ducted Indoor Units |  |  |  |  | 12.5 | 24 | 10.4 | TRUE | TRUE | TRUE | 47000 | 38000 | 2.5 | 38500 | 2
214861715 | 07/18/24 | Live | Midea Electric Trading | MDV | Multizone Mix of Ducted and Non-Ducted | 214861715 |  | HMSV-A-CB | M5OD30-36HFN10-M1D | Mixed Ducted and Non-Ducted Indoor Units |  |  |  |  | 11.85 | 22 | 9.35 | TRUE | TRUE | TRUE | 35400 | 26400 | 2.35 | 27300 | 2.15
214861714 | 07/18/24 | Live | Midea Electric Trading | MDV | Multizone All Ducted | 214861714 |  | HMSV-A-CB | M5OD30-36HFN10-M1D | Ducted Indoor Units |  |  |  |  | 11.7 | 20 | 9.2 | TRUE | TRUE | TRUE | 35000 | 26400 | 2.3 | 28000 | 2.2
214861713 | 07/18/24 | Live | Midea Electric Trading | MDV | Multizone All Non-Ducted | 214861713 |  | HMSR-A-CB-O | M5OD30-36HFN10-M1D | Non-Ducted Indoor Units |  |  |  |  | 12 | 24 | 9.5 | TRUE | TRUE | TRUE | 36000 | 26600 | 2.4 | 26600 | 2.1
214861712 | 07/18/24 | Live | Midea Electric Trading | MDV | Multizone Mix of Ducted and Non-Ducted | 214861712 |  | HMSV-A-CB | M4OD30-27HFN10-M1D | Mixed Ducted and Non-Ducted Indoor Units |  |  |  |  | 12.5 | 23 | 9.35 | TRUE | TRUE | TRUE | 26800 | 18400 | 2.56 | 18800 | 2.3
214861711 | 07/18/24 | Live | Midea Electric Trading | MDV | Multizone All Ducted | 214861711 |  | HMSV-A-CB | M4OD30-27HFN10-M1D | Ducted Indoor Units |  |  |  |  | 12 | 21 | 9.2 | TRUE | TRUE | TRUE | 26600 | 18400 | 2.5 | 18600 | 2.3
214861710 | 07/18/24 | Live | Midea Electric Trading | MDV | Multizone All Non-Ducted | 214861710 |  | HMSR-A-CB-O | M4OD30-27HFN10-M1D | Non-Ducted Indoor Units |  |  |  |  | 13 | 25 | 9.5 | TRUE | TRUE | TRUE | 27000 | 18400 | 2.61 | 19000 | 2.3
214861709 | 07/18/24 | Live | Midea Electric Trading | MDV | Multizone Mix of Ducted and Non-Ducted | 214861709 |  | HMSV-A-CB | M3OX430-18HFN10-M1 | Mixed Ducted and Non-Ducted Indoor Units |  |  |  |  | 13 | 22.6 | 9.9 | TRUE | TRUE | TRUE | 18000 | 14100 | 2.79 | 14300 | 2.39
214861708 | 07/18/24 | Live | Midea Electric Trading | MDV | Multizone All Ducted | 214861708 |  | HMSV-A-CB | M3OX430-18HFN10-M1 | Ducted Indoor Units |  |  |  |  | 12 | 20 | 10 | TRUE | TRUE | TRUE | 18000 | 14600 | 2.8 | 14600 | 2.3
214861707 | 07/18/24 | Live | Midea Electric Trading | MDV | Multizone All Non-Ducted | 214861707 |  | HMSR-A-CB-O | M3OX430-18HFN10-M1 | Non-Ducted Indoor Units |  |  |  |  | 14 | 25.2 | 9.8 | TRUE | TRUE | TRUE | 18000 | 13600 | 2.81 | 14000 | 2.5
214861706 | 07/18/24 | Live | Midea Electric Trading | MDV | Multizone Mix of Ducted and Non-Ducted | 214861706 |  | HMSV-A-CB | M6OE31-53HFN10-M1XD | Mixed Ducted and Non-Ducted Indoor Units |  |  |  |  | 11.85 | 21.25 | 10.6 | TRUE | TRUE | TRUE | 52000 | 44500 | 2.65 | 49500 | 2.39
214861705 | 07/18/24 | Live | Midea Electric Trading | MDV | Multizone All Ducted | 214861705 |  | HMSV-A-CB | M6OE31-53HFN10-M1XD | Ducted Indoor Units |  |  |  |  | 11.7 | 20.2 | 10.7 | TRUE | TRUE | TRUE | 53000 | 45000 | 2.7 | 52000 | 2.3
214861704 | 07/18/24 | Live | Midea Electric Trading | MDV | Multizone All Non-Ducted | 214861704 |  | HMSR-A-CB-O | M6OE31-53HFN10-M1XD | Non-Ducted Indoor Units |  |  |  |  | 12 | 22.3 | 10.5 | TRUE | TRUE | TRUE | 51000 | 44000 | 2.6 | 47000 | 2.5
214861703 | 07/18/24 | Live | Midea Electric Trading | MDV | Multizone Mix of Ducted and Non-Ducted | 214861703 |  | HMSV-A-CB | M6OE31-48HFN10-M1XD | Mixed Ducted and Non-Ducted Indoor Units |  |  |  |  | 11.85 | 21.75 | 11.15 | TRUE | TRUE | TRUE | 47000 | 44000 | 2.6 | 45500 | 2.1
214861702 | 07/18/24 | Live | Midea Electric Trading | MDV | Multizone All Ducted | 214861702 |  | HMSV-A-CB | M6OE31-48HFN10-M1XD | Ducted Indoor Units |  |  |  |  | 11.7 | 20.5 | 11 | TRUE | TRUE | TRUE | 47000 | 44500 | 2.6 | 46000 | 2.2
214861701 | 07/18/24 | Live | Midea Electric Trading | MDV | Multizone All Non-Ducted | 214861701 |  | HMSR-A-CB-O | M6OE31-48HFN10-M1XD | Non-Ducted Indoor Units |  |  |  |  | 12 | 23 | 11.3 | TRUE | TRUE | TRUE | 47000 | 44000 | 2.6 | 45000 | 2
214861700 | 07/18/24 | Live | Midea Electric Trading | MDV | Multizone Mix of Ducted and Non-Ducted | 214861700 |  | HMSV-A-CB | M5OX631-36HFN10-M1XD | Mixed Ducted and Non-Ducted Indoor Units |  |  |  |  | 12.55 | 21.3 | 10.6 | TRUE | TRUE | TRUE | 36000 | 31400 | 2.4 | 38000 | 2.41
214861699 | 07/18/24 | Live | Midea Electric Trading | MDV | Multizone All Ducted | 214861699 |  | HMSV-A-CB | M5OX631-36HFN10-M1XD | Ducted Indoor Units |  |  |  |  | 12 | 19.5 | 10.5 | TRUE | TRUE | TRUE | 36000 | 33000 | 2.4 | 34000 | 2.2
214861698 | 07/18/24 | Live | Midea Electric Trading | MDV | Multizone All Non-Ducted | 214861698 |  | HMSR-A-CB-O | M5OX631-36HFN10-M1XD | Non-Ducted Indoor Units |  |  |  |  | 13.1 | 23.1 | 10.7 | TRUE | TRUE | TRUE | 36000 | 30000 | 2.4 | 42000 | 2.6
214861697 | 07/18/24 | Live | Midea Electric Trading | MDV | Multizone Mix of Ducted and Non-Ducted | 214861697 |  | HMSV-A-CB | M4OD31-27HFN10-M1XD | Mixed Ducted and Non-Ducted Indoor Units |  |  |  |  | 12.35 | 21.05 | 10 | TRUE | TRUE | TRUE | 27400 | 24000 | 2.5 | 27500 | 2.15
214861696 | 07/18/24 | Live | Midea Electric Trading | MDV | Multizone All Ducted | 214861696 |  | HMSV-A-CB | M4OD31-27HFN10-M1XD | Ducted Indoor Units |  |  |  |  | 12 | 19 | 9.5 | TRUE | TRUE | TRUE | 28000 | 23000 | 2.4 | 27000 | 2.1
214861695 | 07/18/24 | Live | Midea Electric Trading | MDV | Multizone All Non-Ducted | 214861695 |  | HMSR-A-CB-O | M4OD31-27HFN10-M1XD | Non-Ducted Indoor Units |  |  |  |  | 12.7 | 23.1 | 10.5 | TRUE | TRUE | TRUE | 27000 | 25000 | 2.6 | 28000 | 2.2
214861694 | 07/18/24 | Live | Midea Electric Trading | MDV | Multizone Mix of Ducted and Non-Ducted | 214861694 |  | HMSV-A-CB | M3OD31-18HFN10-M1XD | Mixed Ducted and Non-Ducted Indoor Units |  |  |  |  | 14 | 22.5 | 10.25 | TRUE | TRUE | TRUE | 19000 | 17300 | 2.65 | 20500 | 2.36
214861693 | 07/18/24 | Live | Midea Electric Trading | MDV | Multizone All Ducted | 214861693 |  | HMSV-A-CB | M3OD31-18HFN10-M1XD | Ducted Indoor Units |  |  |  |  | 13 | 20 | 10 | TRUE | TRUE | TRUE | 19000 | 17000 | 2.59 | 22000 | 2.5
214861692 | 07/18/24 | Live | Midea Electric Trading | MDV | Multizone All Non-Ducted | 214861692 |  | HMSR-A-CB-O | M3OD31-18HFN10-M1XD | Non-Ducted Indoor Units |  |  |  |  | 15 | 25 | 10.5 | TRUE | TRUE | TRUE | 19000 | 17600 | 2.7 | 19000 | 2.2
215213797 | 07/18/24 | Live | Midea Electric Trading | DIRECT AIR | Multizone All Ducted | 215213797 |  | HMSV-A-CB | DIRM4-48DA25-5Z | Ducted Indoor Units |  |  |  |  | 12 | 20.4 | 10.6 | TRUE | TRUE | TRUE | 45000 | 37000 | 2.5 | 41000 | 2.4
215213810 | 07/18/24 | Live | Midea Electric Trading | DIRECT AIR | Multizone Mix of Ducted and Non-Ducted | 215213810 |  | HMSV-A-CB | DIRM4-48HXPRO28-5Z | Mixed Ducted and Non-Ducted Indoor Units |  |  |  |  | 11.85 | 21.7 | 11 | TRUE | TRUE | TRUE | 47000 | 44000 | 2.6 | 45500 | 2.1
215213809 | 07/18/24 | Live | Midea Electric Trading | DIRECT AIR | Multizone All Ducted | 215213809 |  | HMSV-A-CB | DIRM4-48HXPRO28-5Z | Ducted Indoor Units |  |  |  |  | 11.7 | 20.4 | 11 | TRUE | TRUE | TRUE | 47000 | 44500 | 2.6 | 46000 | 2.2
215213808 | 07/18/24 | Live | Midea Electric Trading | DIRECT AIR | Multizone All Non-Ducted | 215213808 |  | HMSR-A-CB-O | DIRM4-48HXPRO28-5Z | Non-Ducted Indoor Units |  |  |  |  | 12 | 23 | 11 | TRUE | TRUE | TRUE | 47000 | 44000 | 2.6 | 45000 | 2
215213807 | 07/18/24 | Live | Midea Electric Trading | DIRECT AIR | Multizone Mix of Ducted and Non-Ducted | 215213807 |  | HMSV-A-CB | DIRM4-36HXPRO28-4Z | Mixed Ducted and Non-Ducted Indoor Units |  |  |  |  | 12.5 | 21.2 | 10.55 | TRUE | TRUE | TRUE | 36000 | 31400 | 2.4 | 38000 | 2.41
215213730 | 07/18/24 | Live | Midea Electric Trading | CONTINENTAL | Multizone Mix of Ducted and Non-Ducted | 215213730 |  | HMSV-A-CB | NDHAMB-36-O | Mixed Ducted and Non-Ducted Indoor Units |  |  |  |  | 12.5 | 21.2 | 10.55 | TRUE | TRUE | TRUE | 36000 | 31400 | 2.4 | 38000 | 2.41
215213727 | 07/18/24 | Live | Midea Electric Trading | NAPOLEON | Multizone Mix of Ducted and Non-Ducted | 215213727 |  | HMSV-A-CB | NDHAMB-36-O | Mixed Ducted and Non-Ducted Indoor Units |  |  |  |  | 12.5 | 21.2 | 10.55 | TRUE | TRUE | TRUE | 36000 | 31400 | 2.4 | 38000 | 2.41
215213726 | 07/18/24 | Live | Midea Electric Trading | NAPOLEON | Multizone All Ducted | 215213726 |  | HMSV-A-CB | NDHAMB-36-O | Ducted Indoor Units |  |  |  |  | 12 | 19.4 | 10.4 | TRUE | TRUE | TRUE | 36000 | 33000 | 2.4 | 34000 | 2.2
215213729 | 07/18/24 | Live | Midea Electric Trading | CONTINENTAL | Multizone All Ducted | 215213729 |  | HMSV-A-CB | NDHAMB-36-O | Ducted Indoor Units |  |  |  |  | 12 | 19.4 | 10.4 | TRUE | TRUE | TRUE | 36000 | 33000 | 2.4 | 34000 | 2.2
215213806 | 07/18/24 | Live | Midea Electric Trading | DIRECT AIR | Multizone All Ducted | 215213806 |  | HMSV-A-CB | DIRM4-36HXPRO28-4Z | Ducted Indoor Units |  |  |  |  | 12 | 19.4 | 10.4 | TRUE | TRUE | TRUE | 36000 | 33000 | 2.4 | 34000 | 2.2
215213805 | 07/18/24 | Live | Midea Electric Trading | DIRECT AIR | Multizone All Non-Ducted | 215213805 |  | HMSR-A-CB-O | DIRM4-36HXPRO28-4Z | Non-Ducted Indoor Units |  |  |  |  | 13 | 23 | 10.7 | TRUE | TRUE | TRUE | 36000 | 30000 | 2.4 | 42000 | 2.6
215213728 | 07/18/24 | Live | Midea Electric Trading | CONTINENTAL | Multizone All Non-Ducted | 215213728 |  | HMSR-A-CB-O | CDHAMB-36-O | Non-Ducted Indoor Units |  |  |  |  | 13 | 23 | 10.7 | TRUE | TRUE | TRUE | 36000 | 30000 | 2.4 | 42000 | 2.6
215213725 | 07/18/24 | Live | Midea Electric Trading | NAPOLEON | Multizone All Non-Ducted | 215213725 |  | HMSR-A-CB-O | NDHAMB-36-O | Non-Ducted Indoor Units |  |  |  |  | 13 | 23 | 10.7 | TRUE | TRUE | TRUE | 36000 | 30000 | 2.4 | 42000 | 2.6
215213792 | 07/18/24 | Live | Midea Electric Trading | DIRECT AIR | Multizone Mix of Ducted and Non-Ducted | 215213792 |  | HMSV-A-CB | DIRM4-27DA25-3Z | Mixed Ducted and Non-Ducted Indoor Units |  |  |  |  | 12.25 | 21 | 10 | TRUE | TRUE | TRUE | 27400 | 24000 | 2.5 | 27500 | 2.15
215213724 | 07/18/24 | Live | Midea Electric Trading | CONTINENTAL | Multizone Mix of Ducted and Non-Ducted | 215213724 |  | HMSV-A-CB | CDHAMB-27-O | Mixed Ducted and Non-Ducted Indoor Units |  |  |  |  | 12.25 | 21 | 10 | TRUE | TRUE | TRUE | 27400 | 24000 | 2.5 | 27500 | 2.15
215213721 | 07/18/24 | Live | Midea Electric Trading | NAPOLEON | Multizone Mix of Ducted and Non-Ducted | 215213721 |  | HMSV-A-CB | NDHAMB-27-O | Mixed Ducted and Non-Ducted Indoor Units |  |  |  |  | 12.25 | 21 | 10 | TRUE | TRUE | TRUE | 27400 | 24000 | 2.5 | 27500 | 2.15
215213804 | 07/18/24 | Live | Midea Electric Trading | DIRECT AIR | Multizone Mix of Ducted and Non-Ducted | 215213804 |  | HMSV-A-CB | DIRM4-28HXPRO28-3Z | Mixed Ducted and Non-Ducted Indoor Units |  |  |  |  | 12.25 | 21 | 10 | TRUE | TRUE | TRUE | 27400 | 24000 | 2.5 | 27500 | 2.15