207591136 | 10/27/22 | Live | Midea Electric Trading | MDV | Singlezone Non-Ducted, Wall Placement | 207591136 |  | HRCU-A-CB-O | MOX230-12HFN1-BW0W | Mini-Splits | MSABB-12HRFN1-BU5W | 12.5 | 21.5 | 11.5 | 12.5 | 22.7 | 10 | TRUE | FALSE | TRUE | 12000 | 8400 | 2.77 | 8448 | 2.27
207591144 | 10/27/22 | Live | Midea Electric Trading | MDV | Singlezone Non-Ducted, Wall Placement | 207591144 |  | HRCU-A-CB-O | MOX230-09HFN1-MW5W | Mini-Splits | MSABB-09HRFN1-MX0W | 14 | 24 | 11.3 | 14 | 24 | 11.4 | TRUE | TRUE | TRUE | 9000 | 8300 | 2.67 | 9096 | 2.61
207591145 | 10/27/22 | Live | Midea Electric Trading | MDV | Singlezone Non-Ducted, Wall Placement | 207591145 |  | HRCU-A-CB-O | MOX230-12HFN1-MV5W | Mini-Splits | MSABB-12HRFN1-MV0W | 12.5 | 22 | 10.8 | 12.5 | 23.1 | 9.3 | TRUE | FALSE | FALSE | 12000 | 8200 | 2.25 | 9543 | 2.39
206221495 | 10/27/22 | Live | Fujitsu General America, Inc. | RUUD | Singlezone Non-Ducted, Wall Placement | 206221495 |  | HRCU-A-CB-O | ROSH12AHWJ | Mini-Splits | UIWH12AHWJ | 15.2 | 29.3 | 14 |  |  |  | FALSE | FALSE | FALSE | 12000 | 9600 | 3.31 | 17500 | 2.49
207645898 | 10/27/22 | Live | Midea Electric Trading | MDV | Singlezone Non-Ducted, Wall Placement | 207645898 |  | HRCU-A-CB-O | MOD33-24HFN1-MT0W | Mini-Splits | MSABE-24HRFN1-MU0W | 12.5 | 21 | 10 | 12.5 | 21 | 9 | TRUE | FALSE | FALSE | 24000 | 18000 | 2.26 | 22550 | 2.34
207613862 | 10/27/22 | Live | Midea Electric Trading | MDV | Singlezone Non-Ducted, Wall Placement | 207613862 |  | HRCU-A-CB-O | MOX430-18HFN1-MU0W | Mini-Splits | MSEPC-18HRFN1-MU0W | 12.5 | 22.6 | 12 | 12.5 | 23.5 | 10.8 | TRUE | FALSE | TRUE | 18000 | 14900 | 2.48 | 15934 | 2.37
207178564 | 10/27/22 | Live | Midea Electric Trading | MDV | Singlezone Non-Ducted, Wall Placement | 207178564 |  | HRCU-A-CB-O | MOX230-09HFN1-MW5W | Mini-Splits | MSEPB-06HRFN1-MY5W | 15.8 | 26.5 | 14 | 15.8 | 26.5 | 13.6 | TRUE | TRUE | TRUE | 6000 | 8500 | 2.9 | 10041 | 2.45
207861767 | 10/27/22 | Live | Midea Electric Trading | MDV | Singlezone Non-Ducted, Wall Placement | 207861767 |  | HRCU-A-CB-O | MOD30U-30HFN1-M(GA) | Mini-Splits | MSAGF-30HRFN1-MT0W | 12.2 | 21 | 10.5 | 12.2 | 21 | 8.7 | TRUE | FALSE | FALSE | 30000 | 20000 | 1.87 | 23000 | 2.1
207861769 | 10/27/22 | Live | Midea Electric Trading | MDV | Singlezone Non-Ducted, Wall Placement | 207861769 |  | HRCU-A-CB-O | MOD30U-30HFN1-M(GA) | Mini-Splits | MSEPD-30HRFN1-MS8W | 11.5 | 20.1 | 10.8 | 11.5 | 20.1 | 9 | FALSE | FALSE | FALSE | 30000 | 19000 | 2.3 | 21100 | 1.68
210434542 | 07/30/23 | Live | Midea Electric Trading | MDV | Singlezone Non-Ducted, Wall Placement | 210434542 |  | HRCU-A-CB-O | MOX230-09HFN1-BS5W | Mini-Splits | MSABA-09HRFN1-BT5W-6K | 12.5 | 20.5 | 10 | 12.5 | 21.5 | 9 | TRUE | FALSE | FALSE | 6000 | 6800 | 2.46 | 8044 | 2.12
201922926 | 10/28/22 | Live | Trane U.S. Inc. | AMERICAN STANDARD | Singlezone Ducted, Centrally Ducted | 201922926 |  | HRCU-A-CB | 4A6L9024A1 |  | TEM8A0C36V31+TDR | 13 | 19.5 | 11 |  |  |  | FALSE | FALSE | FALSE | 24000 | 13300 | 1.24 | 13300 | 3.14
9036784 | 04/28/22 | Live | Johnson Controls Inc. (York International Norman) | CHAMPION HEATING AND COOLING | Singlezone Ducted, Centrally Ducted | 9036784 |  | HRCU-A-CB | TH16B4821 |  | AVC48CX21+TXV | 9.75 | 16.5 | 9.25 |  |  |  | FALSE | FALSE | FALSE | 46500 | 27600 | 2.54 | 27600 | 2.54
206221496 | 10/27/22 | Live | Fujitsu General America, Inc. | RUUD | Singlezone Non-Ducted, Wall Placement | 206221496 |  | HRCU-A-CB-O | ROSH15AHWJ | Mini-Splits | UIWH15AHWJ | 13.9 | 25.3 | 13.4 |  |  |  | FALSE | FALSE | FALSE | 14500 | 11200 | 3.16 | 21500 | 2.43
210434543 | 07/30/23 | Live | Midea Electric Trading | MDV | Singlezone Non-Ducted, Wall Placement | 210434543 |  | HRCU-A-CB-O | MOX230-12HFN1-BW0W-9K | Mini-Splits | MSAG11B-12HRFN1-BU5W-6K | 13.8 | 23 | 11 | 13.8 | 23 | 9.8 | TRUE | FALSE | FALSE | 6000 | 5900 | 2.93 | 9018 | 2.4
207591132 | 07/30/23 | Live | Midea Electric Trading | MDV | Singlezone Non-Ducted, Wall Placement | 207591132 |  | HRCU-A-CB-O | MOX230-09HFN1-MT0W | Mini-Splits | MSABA-09HRFN1-MU5W | 12.6 | 21.5 | 10 | 12.6 | 21.7 | 9.1 | TRUE | FALSE | FALSE | 9000 | 6900 | 2.53 | 7500 | 2.02
207178565 | 07/30/23 | Live | Midea Electric Trading | MDV | Singlezone Non-Ducted, Wall Placement | 207178565 |  | HRCU-A-CB-O | MOX230-09HFN1-MW5W | Mini-Splits | MSAG11A-06HRFN1-MU0W | 15 | 23.5 | 11 | 15 | 23.5 | 12 | TRUE | TRUE | TRUE | 6000 | 7500 | 2.5 | 10000 | 2.38
9036115 | 04/28/22 | Live | Johnson Controls Inc. (York International Norman) | COLEMAN | Singlezone Ducted, Centrally Ducted | 9036115 |  | HRCU-A-CB | CH16B4821 |  | AVC48CX21+TXV | 9.75 | 16.5 | 9.25 |  |  |  | FALSE | FALSE | FALSE | 46500 | 27600 | 2.54 | 27600 | 2.54
210857291 | 07/30/23 | Live | Midea Electric Trading | MDV | Singlezone Non-Ducted, Ceiling Placement | 210857291 |  | HRCU-A-CB-O | MOX230-09HFN1-MW5W | Mini-Splits | MCBU-09HRFN1-MU0-CA | 14.5 | 22 | 10.6 | 14.5 | 22 | 10.8 | TRUE | TRUE | TRUE | 6500 | 5700 | 2.61 | 10000 | 2.4
210857289 | 07/30/23 | Live | Midea Electric Trading | MDV | Singlezone Non-Ducted, Ceiling Placement | 210857289 |  | HRCU-A-CB-O | MOX330-09HFN1-MY5W | Mini-Splits | MCBU-09HRFN1-MU0-CA | 13 | 23 | 13.6 | 13 | 24 | 12.4 | TRUE | TRUE | TRUE | 9000 | 9800 | 2.35 | 11400 | 1.83
201923679 | 10/28/22 | Live | Trane U.S. Inc. | AMERICAN STANDARD | Singlezone Ducted, Centrally Ducted | 201923679 |  | HRCU-A-CB | 4A6L9024A1 |  | TAM9A0B30V31 | 13 | 19.5 | 11.5 |  |  |  | FALSE | FALSE | FALSE | 23600 | 13000 | 1.28 | 13000 | 3
210857290 | 07/30/23 | Live | Midea Electric Trading | MDV | Singlezone Non-Ducted, Ceiling Placement | 210857290 |  | HRCU-A-CB-O | MOX330-12HFN1-MW5W | Mini-Splits | MCBU-18HRFN1-MW-CA | 13 | 22 | 11.3 | 13 | 23 | 10 | TRUE | TRUE | TRUE | 12000 | 9500 | 2.49 | 11500 | 2.07
210857292 | 07/30/23 | Live | Midea Electric Trading | MDV | Singlezone Non-Ducted, Ceiling Placement | 210857292 |  | HRCU-A-CB-O | MOX430-17HFN1-MT0W | Mini-Splits | MCBU-18HRFN1-MW-CA | 12.5 | 19.8 | 11.8 | 12.5 | 19.8 | 11.2 | TRUE | TRUE | TRUE | 16700 | 14500 | 2.4 | 18800 | 2.04
208132550 | 07/30/23 | Live | Midea Electric Trading | MDV | Singlezone Non-Ducted, Floor Placement | 208132550 |  | HRCU-A-CB-O | MOD30U-36HFN1-M(GA) | Mini-Splits | MFGD-36HRFN1-MQ6W | 9.4 | 17.6 | 11.7 | 9.5 | 19.2 | 10 | FALSE | FALSE | TRUE | 36000 | 25200 | 2.74 | 26306 | 2.4
206221515 | 10/27/22 | Live | Fujitsu General America, Inc. | RUUD | Singlezone Ducted, Compact Ducted | 206221515 |  | HRCU-A-CB | ROSH12AFCJ | Mini-Splits | RIDH12AVFJ | 12.8 | 20 | 11.5 |  |  |  | FALSE | FALSE | FALSE | 12000 | 9500 | 2.4 | 17600 | 2.4
211749869 | 07/30/23 | Live | Midea Electric Trading | MDV | Singlezone Non-Ducted, Wall Placement | 211749869 |  | HRCU-A-CB-O | MOD30-33HFN1-MSR0W | Mini-Splits | MSAGF-33HRFN1-MSR0W |  |  |  | 11.7 | 20 | 10 | TRUE | TRUE | TRUE | 33000 | 27800 | 2.35 | 34000 | 2.4
9036585 | 04/28/22 | Live | Johnson Controls Inc. (York International Norman) | FRASER-JOHNSTON | Singlezone Ducted, Centrally Ducted | 9036585 |  | HRCU-A-CB | TH16B4821 |  | AVC48CX21+TXV | 9.75 | 16.5 | 9.25 |  |  |  | FALSE | FALSE | FALSE | 46500 | 27600 | 2.54 | 27600 | 2.54
211749870 | 07/30/23 | Live | Midea Electric Trading | MDV | Singlezone Non-Ducted, Wall Placement | 211749870 |  | HRCU-A-CB-O | MOD30-33HFN1-MSR0W | Mini-Splits | MSEPD-33HRFN1-MSR0W |  |  |  | 12 | 19.5 | 10 | TRUE | TRUE | TRUE | 33000 | 28800 | 2.5 | 33600 | 2.39
206221514 | 10/27/22 | Live | Fujitsu General America, Inc. | RUUD | Singlezone Ducted, Compact Ducted | 206221514 |  | HRCU-A-CB | ROSH09AFCJ | Mini-Splits | RIDH09AVFJ | 14.5 | 21.5 | 12.2 |  |  |  | FALSE | FALSE | FALSE | 9000 | 7300 | 2.23 | 16100 | 2.65
9036350 | 04/28/22 | Live | Johnson Controls Inc. (York International Norman) | LUXAIRE | Singlezone Ducted, Centrally Ducted | 9036350 |  | HRCU-A-CB | TH16B4821 |  | AVC48CX21+TXV | 9.75 | 16.5 | 9.25 |  |  |  | FALSE | FALSE | FALSE | 46500 | 27600 | 2.54 | 27600 | 2.54
206221507 | 10/27/22 | Live | Fujitsu General America, Inc. | RUUD | Singlezone Non-Ducted, Wall Placement | 206221507 |  | HRCU-A-CB-O | ROSH30AHXHJ | Mini-Splits | UIWH30AVFJ | 12.5 | 18.7 | 11.8 |  |  |  | FALSE | FALSE | TRUE | 30000 | 18900 | 2.2 | 35200 | 2.29
206781532 | 04/28/22 | Live | Johnson Controls Inc. (York International Norman) | CHAMPION HEATING AND COOLING | Singlezone Ducted, Centrally Ducted | 206781532 |  | HRCU-A-CB | TH16B4821 |  | CM48CBCA1+MVC16CN21 | 10 | 16.75 | 9.5 |  |  |  | FALSE | FALSE | FALSE | 47500 | 28000 | 2.6 | 28000 | 2.6
9035723 | 04/28/22 | Live | Johnson Controls Inc. (York International Norman) | YORK | Singlezone Ducted, Centrally Ducted | 9035723 |  | HRCU-A-CB | YHM48B21 |  | AVC48CX21+TXV | 9.75 | 16.5 | 9.25 |  |  |  | FALSE | FALSE | FALSE | 46500 | 27600 | 2.54 | 27600 | 2.54
206221508 | 10/27/22 | Live | Fujitsu General America, Inc. | RUUD | Singlezone Non-Ducted, Floor Placement | 206221508 |  | HRCU-A-CB-O | ROSH09AFFHJ | Mini-Splits | RIFH09AVFJ | 16 | 26 | 12.4 |  |  |  | FALSE | FALSE | TRUE | 9000 | 7500 | 2.82 | 14000 | 2.08
206781530 | 04/28/22 | Live | Johnson Controls Inc. (York International Norman) | LUXAIRE | Singlezone Ducted, Centrally Ducted | 206781530 |  | HRCU-A-CB | TH16B4821 |  | CM48CBCA1+MVC16CN21 | 10 | 16.75 | 9.5 |  |  |  | FALSE | FALSE | FALSE | 47500 | 28000 | 2.6 | 28000 | 2.6
206781531 | 04/28/22 | Live | Johnson Controls Inc. (York International Norman) | FRASER-JOHNSTON | Singlezone Ducted, Centrally Ducted | 206781531 |  | HRCU-A-CB | TH16B4821 |  | CM48CBCA1+MVC16CN21 | 10 | 16.75 | 9.5 |  |  |  | FALSE | FALSE | FALSE | 47500 | 28000 | 2.6 | 28000 | 2.6
206221510 | 10/27/22 | Live | Fujitsu General America, Inc. | RUUD | Singlezone Non-Ducted, Floor Placement | 206221510 |  | HRCU-A-CB-O | ROSH15AFFHJ | Mini-Splits | RIFH15AVFJ | 12.5 | 20.3 | 11 |  |  |  | FALSE | FALSE | TRUE | 14200 | 11600 | 2.62 | 19000 | 1.83
206781529 | 04/28/22 | Live | Johnson Controls Inc. (York International Norman) | COLEMAN | Singlezone Ducted, Centrally Ducted | 206781529 |  | HRCU-A-CB | CH16B4821 |  | CM48CBCA1+MVC16CN21 | 10 | 16.75 | 9.5 |  |  |  | FALSE | FALSE | FALSE | 47500 | 28000 | 2.6 | 28000 | 2.6
206221509 | 10/27/22 | Live | Fujitsu General America, Inc. | RUUD | Singlezone Non-Ducted, Floor Placement | 206221509 |  | HRCU-A-CB-O | ROSH12AFFHJ | Mini-Splits | RIFH12AVFJ | 13.1 | 22.7 | 11.3 |  |  |  | FALSE | FALSE | TRUE | 12000 | 10600 | 2.61 | 15000 | 1.89
206779283 | 04/28/22 | Live | Johnson Controls Inc. (York International Norman) | YORK | Singlezone Ducted, Centrally Ducted | 206779283 |  | HRCU-A-CB | YHM48B21 |  | CM48CBCA1+MVC16CN21 | 10 | 16.75 | 9.5 |  |  |  | FALSE | FALSE | FALSE | 47500 | 28000 | 2.6 | 28000 | 2.6
206221504 | 10/27/22 | Live | Fujitsu General America, Inc. | RUUD | Singlezone Non-Ducted, Wall Placement | 206221504 |  | HRCU-A-CB-O | ROSH15AHHJ | Mini-Splits | UIWH15AHWJ | 13.9 | 25.3 | 13.3 |  |  |  | FALSE | FALSE | FALSE | 14500 | 11200 | 3.07 | 21500 | 2.3
206781527 | 04/28/22 | Live | Johnson Controls Inc. (York International Norman) | FRASER-JOHNSTON | Singlezone Ducted, Centrally Ducted | 206781527 |  | HRCU-A-CB | TH16B4821 |  | CM48CXA1+MVC16CN21+TXV | 10 | 16.75 | 9.5 |  |  |  | FALSE | FALSE | FALSE | 47500 | 28000 | 2.6 | 28000 | 2.6
206781528 | 04/28/22 | Live | Johnson Controls Inc. (York International Norman) | CHAMPION HEATING AND COOLING | Singlezone Ducted, Centrally Ducted | 206781528 |  | HRCU-A-CB | TH16B4821 |  | CM48CXA1+MVC16CN21+TXV | 10 | 16.75 | 9.5 |  |  |  | FALSE | FALSE | FALSE | 47500 | 28000 | 2.6 | 28000 | 2.6
206221503 | 10/27/22 | Live | Fujitsu General America, Inc. | RUUD | Singlezone Non-Ducted, Wall Placement | 206221503 |  | HRCU-A-CB-O | ROSH12AHHJ | Mini-Splits | UIWH12AHWJ | 15.2 | 29.3 | 13.8 |  |  |  | FALSE | FALSE | FALSE | 12000 | 9600 | 3.2 | 17500 | 2.32
206781525 | 04/28/22 | Live | Johnson Controls Inc. (York International Norman) | COLEMAN | Singlezone Ducted, Centrally Ducted | 206781525 |  | HRCU-A-CB | CH16B4821 |  | CM48CXA1+MVC16CN21+TXV | 10 | 16.75 | 9.5 |  |  |  | FALSE | FALSE | FALSE | 47500 | 28000 | 2.6 | 28000 | 2.6
206781526 | 04/28/22 | Live | Johnson Controls Inc. (York International Norman) | LUXAIRE | Singlezone Ducted, Centrally Ducted | 206781526 |  | HRCU-A-CB | TH16B4821 |  | CM48CXA1+MVC16CN21+TXV | 10 | 16.75 | 9.5 |  |  |  | FALSE | FALSE | FALSE | 47500 | 28000 | 2.6 | 28000 | 2.6
206221502 | 10/27/22 | Live | Fujitsu General America, Inc. | RUUD | Singlezone Non-Ducted, Wall Placement | 206221502 |  | HRCU-A-CB-O | ROSH09AHHJ | Mini-Splits | UIWH09AHWJ | 18 | 33 | 14 |  |  |  | FALSE | FALSE | FALSE | 9000 | 7000 | 3.36 | 16000 | 2.12
206221524 | 10/27/22 | Live | Fujitsu General America, Inc. | RUUD | Multizone All Ducted | 206221524 |  | HMSV-A-CB | ROMH24FXZHJ | Ducted Indoor Units |  | 12.1 | 18 | 9 |  |  |  | FALSE | FALSE | TRUE | 22000 | 15400 | 2.12 | 26238 | 2.11
206918579 | 10/28/22 | Live | Trane U.S. Inc. | AMERICAN STANDARD | Singlezone Ducted, Centrally Ducted | 206918579 |  | HRCU-A-CB | 4A6L9036A1 |  | TEM6A0C42H41+TDR+RP | 12.2 | 17.4 | 9.6 |  |  |  | FALSE | FALSE | FALSE | 36200 | 22400 | 2.26 | 22400 | 2.9
202100053 | 04/28/22 | Live | Johnson Controls Inc. (York International Norman) | LUXAIRE | Singlezone Ducted, Centrally Ducted | 202100053 |  | HRCU-A-CB | TH16B4821 |  | CF48CBCA1+MVC16CN21 | 10 | 16.75 | 9.5 |  |  |  | FALSE | FALSE | FALSE | 47500 | 28000 | 2.6 | 28000 | 2.6
206221521 | 10/27/22 | Live | Fujitsu General America, Inc. | RUUD | Multizone All Ducted | 206221521 |  | HMSV-A-CB | ROMH18FXZHJ | Ducted Indoor Units |  | 12.4 | 19 | 9 |  |  |  | FALSE | FALSE | TRUE | 18000 | 14200 | 2.05 | 23611 | 2.14
206779282 | 04/28/22 | Live | Johnson Controls Inc. (York International Norman) | YORK | Singlezone Ducted, Centrally Ducted | 206779282 |  | HRCU-A-CB | YHM48B21 |  | CM48CXA1+MVC16CN21+TXV | 10 | 16.75 | 9.5 |  |  |  | FALSE | FALSE | FALSE | 47500 | 28000 | 2.6 | 28000 | 2.6
202100055 | 04/28/22 | Live | Johnson Controls Inc. (York International Norman) | CHAMPION HEATING AND COOLING | Singlezone Ducted, Centrally Ducted | 202100055 |  | HRCU-A-CB | TH16B4821 |  | CF48CBCA1+MVC16CN21 | 10 | 16.75 | 9.5 |  |  |  | FALSE | FALSE | FALSE | 47500 | 28000 | 2.6 | 28000 | 2.6
10525584 | 04/28/22 | Live | Johnson Controls Inc. (York International Norman) | COLEMAN | Singlezone Ducted, Centrally Ducted | 10525584 |  | HRCU-A-CB | HC20B4821 |  | AVV50CE321 | 12.5 | 20.5 | 10.2 |  |  |  | FALSE | FALSE | FALSE | 45000 | 43500 | 2.42 | 42000 | 2.47
202100054 | 04/28/22 | Live | Johnson Controls Inc. (York International Norman) | FRASER-JOHNSTON | Singlezone Ducted, Centrally Ducted | 202100054 |  | HRCU-A-CB | TH16B4821 |  | CF48CBCA1+MVC16CN21 | 10 | 16.75 | 9.5 |  |  |  | FALSE | FALSE | FALSE | 47500 | 28000 | 2.6 | 28000 | 2.6
206918578 | 10/28/22 | Live | Trane U.S. Inc. | AMERICAN STANDARD | Singlezone Ducted, Centrally Ducted | 206918578 |  | HRCU-A-CB | 4A6L9036A1 |  | TEM6A0C36H31+TDR+RP | 12.1 | 17.3 | 9.6 |  |  |  | FALSE | FALSE | FALSE | 35800 | 22200 | 2.21 | 22200 | 2.94
9920318 | 04/28/22 | Live | Johnson Controls Inc. (York International Norman) | YORK | Singlezone Ducted, Centrally Ducted | 9920318 |  | HRCU-A-CB | YHM48B21 |  | CF48CBCA1+MVC16CN21 | 10 | 16.75 | 9.5 |  |  |  | FALSE | FALSE | FALSE | 47500 | 28000 | 2.6 | 28000 | 2.6
207590056 | 10/28/22 | Live | Trane U.S. Inc. | AMERICAN STANDARD | Singlezone Ducted, Centrally Ducted | 207590056 |  | HRCU-A-CB | 4A6V0X36A1 |  | TEM8A0D48V41+TDR | 13 | 19.5 | 10 |  |  |  | FALSE | FALSE | FALSE | 35800 | 25800 | 3.05 | 26100 | 2.48
10153442 | 10/28/22 | Live | Trane U.S. Inc. | AMERICAN STANDARD | Singlezone Ducted, Centrally Ducted | 10153442 |  | HRCU-A-CB | 4A6V0036A1 |  | TEM8A0D48V41+TDR | 13 | 19.5 | 10 |  |  |  | FALSE | FALSE | FALSE | 35800 | 25800 | 3.05 | 26100 | 2.48
202100052 | 04/28/22 | Live | Johnson Controls Inc. (York International Norman) | COLEMAN | Singlezone Ducted, Centrally Ducted | 202100052 |  | HRCU-A-CB | CH16B4821 |  | CF48CBCA1+MVC16CN21 | 10 | 16.75 | 9.5 |  |  |  | FALSE | FALSE | FALSE | 47500 | 28000 | 2.6 | 28000 | 2.6
206781773 | 04/28/22 | Live | Johnson Controls Inc. (York International Norman) | FRASER-JOHNSTON | Singlezone Ducted, Centrally Ducted | 206781773 |  | HRCU-A-CB | TH16B4821 |  | CF48CXA1+MVC16CN21+TXV | 10 | 16.75 | 9.5 |  |  |  | FALSE | FALSE | FALSE | 47500 | 28000 | 2.6 | 28000 | 2.6
201923681 | 10/28/22 | Live | Trane U.S. Inc. | AMERICAN STANDARD | Singlezone Ducted, Centrally Ducted | 201923681 |  | HRCU-A-CB | 4A6L9036A1 |  | TAM9A0C36V31 | 12 | 17.5 | 10.5 |  |  |  | TRUE | FALSE | TRUE | 35600 | 22800 | 2.27 | 22800 | 2.97
206781772 | 04/28/22 | Live | Johnson Controls Inc. (York International Norman) | LUXAIRE | Singlezone Ducted, Centrally Ducted | 206781772 |  | HRCU-A-CB | TH16B4821 |  | CF48CXA1+MVC16CN21+TXV | 10 | 16.75 | 9.5 |  |  |  | FALSE | FALSE | FALSE | 47500 | 28000 | 2.6 | 28000 | 2.6
206781774 | 04/28/22 | Live | Johnson Controls Inc. (York International Norman) | CHAMPION HEATING AND COOLING | Singlezone Ducted, Centrally Ducted | 206781774 |  | HRCU-A-CB | TH16B4821 |  | CF48CXA1+MVC16CN21+TXV | 10 | 16.75 | 9.5 |  |  |  | FALSE | FALSE | FALSE | 47500 | 28000 | 2.6 | 28000 | 2.6
206781771 | 04/28/22 | Live | Johnson Controls Inc. (York International Norman) | COLEMAN | Singlezone Ducted, Centrally Ducted | 206781771 |  | HRCU-A-CB | CH16B4821 |  | CF48CXA1+MVC16CN21+TXV | 10 | 16.75 | 9.5 |  |  |  | FALSE | FALSE | FALSE | 47500 | 28000 | 2.6 | 28000 | 2.6
206779281 | 04/28/22 | Live | Johnson Controls Inc. (York International Norman) | YORK | Singlezone Ducted, Centrally Ducted | 206779281 |  | HRCU-A-CB | YHM48B21 |  | CF48CXA1+MVC16CN21+TXV | 10 | 16.75 | 9.5 |  |  |  | FALSE | FALSE | FALSE | 47500 | 28000 | 2.6 | 28000 | 2.6
207590070 | 10/28/22 | Live | Trane U.S. Inc. | AMERICAN STANDARD | Singlezone Ducted, Centrally Ducted | 207590070 |  | HRCU-A-CB | 4A6V8X36A1 |  | TEM8A0D48V41+TDR | 12.5 | 18 | 10 |  |  |  | FALSE | FALSE | FALSE | 35400 | 25800 | 3.07 | 26100 | 2.46
10153456 | 10/28/22 | Live | Trane U.S. Inc. | AMERICAN STANDARD | Singlezone Ducted, Centrally Ducted | 10153456 |  | HRCU-A-CB | 4A6V8036A1 |  | TEM8A0D48V41+TDR | 12.5 | 18 | 10 |  |  |  | FALSE | FALSE | FALSE | 35400 | 25800 | 3.07 | 26100 | 2.46
10093446 | 10/28/22 | Live | Trane U.S. Inc. | AMERICAN STANDARD | Singlezone Ducted, Centrally Ducted | 10093446 |  | HRCU-A-CB | 4A6V0024A1 |  | TAM9A0B30V31 | 13.75 | 19.25 | 10 |  |  |  | TRUE | FALSE | TRUE | 24200 | 16800 | 1.95 | 16800 | 2.52
206918580 | 10/28/22 | Live | Trane U.S. Inc. | AMERICAN STANDARD | Singlezone Ducted, Centrally Ducted | 206918580 |  | HRCU-A-CB | 4A6L9036A1 |  | TEM6A0D48H41+TDR+RP | 12.5 | 17.1 | 9.6 |  |  |  | FALSE | FALSE | FALSE | 36000 | 22200 | 2.18 | 22400 | 2.98
202843114 | 10/27/22 | Live | Fujitsu General America, Inc. | FUJITSU | Singlezone Ducted, Centrally Ducted | 202843114 |  | HRCU-A-CB | FO3620RVJCAB |  | FH6021ELVJSC | 14 | 20 | 11.5 |  |  |  | FALSE | FALSE | FALSE | 34200 | 37400 | 2.4 | 40500 | 2.6
10153455 | 10/28/22 | Live | Trane U.S. Inc. | AMERICAN STANDARD | Singlezone Ducted, Centrally Ducted | 10153455 |  | HRCU-A-CB | 4A6V8036A1 |  | TEM8A0C48V41+TDR | 12.5 | 18 | 10 |  |  |  | FALSE | FALSE | FALSE | 36200 | 25400 | 3.08 | 25700 | 2.42
207590069 | 10/28/22 | Live | Trane U.S. Inc. | AMERICAN STANDARD | Singlezone Ducted, Centrally Ducted | 207590069 |  | HRCU-A-CB | 4A6V8X36A1 |  | TEM8A0C48V41+TDR | 12.5 | 18 | 10 |  |  |  | FALSE | FALSE | FALSE | 36200 | 25400 | 3.08 | 25700 | 2.42
10093456 | 10/28/22 | Live | Trane U.S. Inc. | AMERICAN STANDARD | Singlezone Ducted, Centrally Ducted | 10093456 |  | HRCU-A-CB | 4A6V8036A1 |  | TAM9A0B30V31 | 12.5 | 18 | 10 |  |  |  | FALSE | FALSE | FALSE | 34400 | 26600 | 3.25 | 26800 | 2.4
10309106 | 04/28/22 | Live | Johnson Controls Inc. (York International Norman) | COLEMAN | Singlezone Ducted, Centrally Ducted | 10309106 |  | HRCU-A-CB | HC20B4821 |  | CM50DE3A1+MVC20DN21 | 13.5 | 21 | 10.5 |  |  |  | FALSE | FALSE | FALSE | 45000 | 42500 | 2.56 | 41300 | 2.56
10309094 | 04/28/22 | Live | Johnson Controls Inc. (York International Norman) | COLEMAN | Singlezone Ducted, Centrally Ducted | 10309094 |  | HRCU-A-CB | HC20B3621 |  | CM38CE2A1+MVC16CN21 | 13.25 | 20 | 10.5 |  |  |  | FALSE | FALSE | FALSE | 33600 | 33400 | 2.26 | 34200 | 2.75
10309110 | 04/28/22 | Live | Johnson Controls Inc. (York International Norman) | COLEMAN | Singlezone Ducted, Centrally Ducted | 10309110 |  | HRCU-A-CB | HC20B4821 |  | CM50CE3A1+MVC16CN21 | 12.75 | 20.75 | 10.4 |  |  |  | FALSE | FALSE | FALSE | 45000 | 43500 | 2.48 | 41900 | 2.51
10309102 | 04/28/22 | Live | Johnson Controls Inc. (York International Norman) | COLEMAN | Singlezone Ducted, Centrally Ducted | 10309102 |  | HRCU-A-CB | HC20B4821 |  | AVV50DE321 | 12.6 | 20.5 | 10.4 |  |  |  | FALSE | FALSE | FALSE | 45000 | 44000 | 2.42 | 42000 | 2.48
10309050 | 04/28/22 | Live | Johnson Controls Inc. (York International Norman) | COLEMAN | Singlezone Ducted, Centrally Ducted | 10309050 |  | HRCU-A-CB | HC20B6021 |  | CM61DE4A1+MVC20DN21 | 12.5 | 20 | 10.75 |  |  |  | FALSE | FALSE | FALSE | 54000 | 45500 | 2.34 | 59000 | 2.28
201982916 | 04/28/22 | Live | Johnson Controls Inc. (York International Norman) | CHAMPION HEATING AND COOLING | Singlezone Ducted, Centrally Ducted | 201982916 |  | HRCU-A-CB | HL20B3621 |  | AVV38CE221 | 13.3 | 20 | 10.9 |  |  |  | FALSE | FALSE | FALSE | 33600 | 33400 | 2.26 | 33500 | 2.41
10309054 | 04/28/22 | Live | Johnson Controls Inc. (York International Norman) | COLEMAN | Singlezone Ducted, Centrally Ducted | 10309054 |  | HRCU-A-CB | HC20B6021 |  | AVV61DE421 | 12.6 | 19.8 | 10.75 |  |  |  | FALSE | FALSE | FALSE | 53000 | 46000 | 2.3 | 59000 | 2.27
10309046 | 04/28/22 | Live | Johnson Controls Inc. (York International Norman) | COLEMAN | Singlezone Ducted, Centrally Ducted | 10309046 |  | HRCU-A-CB | HC20B2421 |  | CM25BE1A1+MVC12BN21 | 14 | 20.75 | 10.5 |  |  |  | FALSE | FALSE | FALSE | 24000 | 22400 | 2.16 | 24000 | 2.13
10153460 | 10/28/22 | Live | Trane U.S. Inc. | AMERICAN STANDARD | Singlezone Ducted, Centrally Ducted | 10153460 |  | HRCU-A-CB | 4A6V8037A1 |  | TEM8A0C48V41+TDR | 12.5 | 18 | 10 |  |  |  | FALSE | FALSE | FALSE | 35600 | 25200 | 3.08 | 25600 | 2.4
201982951 | 04/28/22 | Live | Johnson Controls Inc. (York International Norman) | CHAMPION HEATING AND COOLING | Singlezone Ducted, Centrally Ducted | 201982951 |  | HRCU-A-CB | HL20B6021 |  | AVV61DE421 | 12.6 | 19.8 | 10.75 |  |  |  | FALSE | FALSE | FALSE | 53000 | 46000 | 2.3 | 59000 | 2.27
201982915 | 04/28/22 | Live | Johnson Controls Inc. (York International Norman) | CHAMPION HEATING AND COOLING | Singlezone Ducted, Centrally Ducted | 201982915 |  | HRCU-A-CB | HL20B2421 |  | AVV25BE121 | 14.25 | 21 | 10.5 |  |  |  | FALSE | FALSE | FALSE | 24000 | 22400 | 2.16 | 24000 | 2.13
202541563 | 10/28/22 | Live | Trane U.S. Inc. | TRANE | Singlezone Non-Ducted, Wall Placement | 202541563 |  | HRCU-A-CB-O | 4TXK2309A10N0** | Mini-Splits | 4MXW2309A10N0** | 14 | 23 | 10.5 |  |  |  | FALSE | FALSE | FALSE | 9000 | 6800 | 2.03 | 11546 | 2.18
202541564 | 10/28/22 | Live | Trane U.S. Inc. | AMERICAN STANDARD | Singlezone Non-Ducted, Wall Placement | 202541564 |  | HRCU-A-CB-O | 4TXK2309A10N0** | Mini-Splits | 4MXW2309A10N0** | 14 | 23 | 10.5 |  |  |  | FALSE | FALSE | FALSE | 9000 | 6800 | 2.03 | 11546 | 2.18
10525528 | 04/28/22 | Live | Johnson Controls Inc. (York International Norman) | CHAMPION HEATING AND COOLING | Singlezone Ducted, Centrally Ducted | 10525528 |  | HRCU-A-CB | HL20B4821 |  | AVV50CE321 | 12.5 | 20.5 | 10.2 |  |  |  | FALSE | FALSE | FALSE | 45000 | 43500 | 2.42 | 42000 | 2.47
10309109 | 04/28/22 | Live | Johnson Controls Inc. (York International Norman) | CHAMPION HEATING AND COOLING | Singlezone Ducted, Centrally Ducted | 10309109 |  | HRCU-A-CB | HL20B4821 |  | CM50DE3A1+MVC20DN21 | 13.5 | 21 | 10.5 |  |  |  | FALSE | FALSE | FALSE | 45000 | 42500 | 2.56 | 41300 | 2.56
10309113 | 04/28/22 | Live | Johnson Controls Inc. (York International Norman) | CHAMPION HEATING AND COOLING | Singlezone Ducted, Centrally Ducted | 10309113 |  | HRCU-A-CB | HL20B4821 |  | CM50CE3A1+MVC16CN21 | 12.75 | 20.75 | 10.4 |  |  |  | FALSE | FALSE | FALSE | 45000 | 43500 | 2.48 | 41900 | 2.51
10309097 | 04/28/22 | Live | Johnson Controls Inc. (York International Norman) | CHAMPION HEATING AND COOLING | Singlezone Ducted, Centrally Ducted | 10309097 |  | HRCU-A-CB | HL20B3621 |  | CM38CE2A1+MVC16CN21 | 13.25 | 20 | 10.5 |  |  |  | FALSE | FALSE | FALSE | 33600 | 33400 | 2.26 | 34200 | 2.75
10309053 | 04/28/22 | Live | Johnson Controls Inc. (York International Norman) | CHAMPION HEATING AND COOLING | Singlezone Ducted, Centrally Ducted | 10309053 |  | HRCU-A-CB | HL20B6021 |  | CM61DE4A1+MVC20DN21 | 12.5 | 20 | 10.75 |  |  |  | FALSE | FALSE | FALSE | 54000 | 45500 | 2.34 | 59000 | 2.28
10309105 | 04/28/22 | Live | Johnson Controls Inc. (York International Norman) | CHAMPION HEATING AND COOLING | Singlezone Ducted, Centrally Ducted | 10309105 |  | HRCU-A-CB | HL20B4821 |  | AVV50DE321 | 12.6 | 20.5 | 10.4 |  |  |  | FALSE | FALSE | FALSE | 45000 | 44000 | 2.42 | 42000 | 2.48
10525809 | 04/28/22 | Live | Johnson Controls Inc. (York International Norman) | YORK | Singlezone Ducted, Centrally Ducted | 10525809 |  | HRCU-A-CB | YZV60B21 |  | AVV61DE421 | 12.6 | 19.8 | 10.75 |  |  |  | FALSE | FALSE | FALSE | 53000 | 46000 | 2.3 | 59000 | 2.27
10525808 | 04/28/22 | Live | Johnson Controls Inc. (York International Norman) | YORK | Singlezone Ducted, Centrally Ducted | 10525808 |  | HRCU-A-CB | YZV24B21 |  | AVV25BE121 | 14.25 | 21 | 10.5 |  |  |  | FALSE | FALSE | FALSE | 24000 | 22400 | 2.16 | 24000 | 2.13
7599437 | 10/28/22 | Live | Trane U.S. Inc. | TRANE | Singlezone Ducted, Centrally Ducted | 7599437 |  | HRCU-A-CB | 4TWV0036A1 |  | *AM8C0C48V41 | 13.5 | 20.75 | 10 |  |  |  | FALSE | FALSE | FALSE | 36000 | 25400 | 2.4 | 25700 | 2.41
7151531 | 10/28/22 | Live | Trane U.S. Inc. | TRANE | Singlezone Non-Ducted, Wall Placement | 7151531 |  | HRCU-A-CB-O | 4TXK2709A10N0AA | Mini-Splits | 4MXW2709A10N0AA | 14.5 | 27 | 10 |  |  |  | FALSE | FALSE | FALSE | 9000 | 5800 | 2.7 | 10630 | 2.47
6992578 | 10/28/22 | Live | Trane U.S. Inc. | TRANE | Singlezone Ducted, Centrally Ducted | 6992578 |  | HRCU-A-CB | 4TWV0036A1 |  | *AM8C0B30V21 | 13 | 20 | 10 |  |  |  | FALSE | FALSE | FALSE | 35400 | 26200 | 2.3 | 26400 | 2.34
6796635 | 10/28/22 | Live | Trane U.S. Inc. | TRANE | Singlezone Ducted, Centrally Ducted | 6796635 |  | HRCU-A-CB | 4TWV8037A1 |  | *AM8C0B30V21 | 13 | 18 | 10 |  |  |  | FALSE | FALSE | FALSE | 35400 | 26200 | 2.3 | 26400 | 2.34
6750234 | 10/28/22 | Live | Trane U.S. Inc. | TRANE | Singlezone Ducted, Centrally Ducted | 6750234 |  | HRCU-A-CB | 4TWV8036A1 |  | *AM8C0C36V31 | 13 | 18 | 10 |  |  |  | FALSE | FALSE | FALSE | 35000 | 25200 | 2.2 | 25400 | 2.24
9006269 | 04/28/22 | Live | Johnson Controls Inc. (York International Norman) | YORK | Singlezone Ducted, Centrally Ducted | 9006269 |  | HRCU-A-CB | YHM60B21 |  | AE60DX21+TXV | 9.9 | 16 | 9.1 |  |  |  | FALSE | FALSE | FALSE | 56000 | 33200 | 2.6 | 41500 | 2.53
9006285 | 04/28/22 | Live | Johnson Controls Inc. (York International Norman) | COLEMAN | Singlezone Ducted, Centrally Ducted | 9006285 |  | HRCU-A-CB | CH16B6021 |  | AE60DX21+TXV | 9.9 | 16 | 9.1 |  |  |  | FALSE | FALSE | FALSE | 56000 | 33200 | 2.6 | 41500 | 2.53
6749942 | 10/28/22 | Live | Trane U.S. Inc. | TRANE | Singlezone Ducted, Centrally Ducted | 6749942 |  | HRCU-A-CB | 4TWV0024A1 |  | *AM8C0B30V21 | 13.75 | 19.25 | 10 |  |  |  | FALSE | FALSE | FALSE | 24200 | 16800 | 2.5 | 16800 | 2.58
9006286 | 04/28/22 | Live | Johnson Controls Inc. (York International Norman) | LUXAIRE | Singlezone Ducted, Centrally Ducted | 9006286 |  | HRCU-A-CB | TH16B6021 |  | AE60DX21+TXV | 9.9 | 16 | 9.1 |  |  |  | FALSE | FALSE | FALSE | 56000 | 33200 | 2.6 | 41500 | 2.53
9006287 | 04/28/22 | Live | Johnson Controls Inc. (York International Norman) | FRASER-JOHNSTON | Singlezone Ducted, Centrally Ducted | 9006287 |  | HRCU-A-CB | TH16B6021 |  | AE60DX21+TXV | 9.9 | 16 | 9.1 |  |  |  | FALSE | FALSE | FALSE | 56000 | 33200 | 2.6 | 41500 | 2.53
6750459 | 10/28/22 | Live | Trane U.S. Inc. | TRANE | Singlezone Ducted, Centrally Ducted | 6750459 |  | HRCU-A-CB | 4TWV8024A1 |  | *AM8C0B30V21 | 13 | 18 | 10 |  |  |  | FALSE | FALSE | FALSE | 23800 | 16800 | 2.5 | 16800 | 2.58
10309006 | 04/28/22 | Live | Johnson Controls Inc. (York International Norman) | YORK | Singlezone Ducted, Centrally Ducted | 10309006 |  | HRCU-A-CB | YZV24B21 |  | CM25BE1A1+MVC12BN21 | 14 | 20.75 | 10.5 |  |  |  | FALSE | FALSE | FALSE | 24000 | 22400 | 2.16 | 24000 | 2.13
7599436 | 10/28/22 | Live | Trane U.S. Inc. | AMERICAN STANDARD | Singlezone Ducted, Centrally Ducted | 7599436 |  | HRCU-A-CB | 4A6V0036A1 |  | *AM8C0C48V41 | 13.5 | 20.75 | 10 |  |  |  | FALSE | FALSE | FALSE | 36000 | 25400 | 2.4 | 25700 | 2.41
7151530 | 10/28/22 | Live | Trane U.S. Inc. | AMERICAN STANDARD | Singlezone Non-Ducted, Wall Placement | 7151530 |  | HRCU-A-CB-O | 4TXK2709A10N0AA | Mini-Splits | 4MXW2709A10N0AA | 14.5 | 27 | 10 |  |  |  | FALSE | FALSE | FALSE | 9000 | 5800 | 2.7 | 10630 | 2.47
10309023 | 04/28/22 | Live | Johnson Controls Inc. (York International Norman) | YORK | Singlezone Ducted, Centrally Ducted | 10309023 |  | HRCU-A-CB | YZV48B21 |  | AVV50DE321 | 12.6 | 20.5 | 10.4 |  |  |  | FALSE | FALSE | FALSE | 45000 | 44000 | 2.42 | 42000 | 2.48
6796559 | 10/28/22 | Live | Trane U.S. Inc. | AMERICAN STANDARD | Singlezone Ducted, Centrally Ducted | 6796559 |  | HRCU-A-CB | 4A6V8037A1 |  | *AM8C0B30V21 | 13 | 18 | 10 |  |  |  | FALSE | FALSE | FALSE | 35400 | 26200 | 2.3 | 26400 | 2.34
6750455 | 10/28/22 | Live | Trane U.S. Inc. | AMERICAN STANDARD | Singlezone Ducted, Centrally Ducted | 6750455 |  | HRCU-A-CB | 4A6V8024A1 |  | *AM8C0B30V21 | 13 | 18 | 10 |  |  |  | FALSE | FALSE | FALSE | 23800 | 16800 | 2.5 | 16800 | 2.58
6750232 | 10/28/22 | Live | Trane U.S. Inc. | AMERICAN STANDARD | Singlezone Ducted, Centrally Ducted | 6750232 |  | HRCU-A-CB | 4A6V8036A1 |  | *AM8C0C36V31 | 13 | 18 | 10 |  |  |  | FALSE | FALSE | FALSE | 35000 | 25200 | 2.2 | 25400 | 2.24
6992577 | 10/28/22 | Live | Trane U.S. Inc. | AMERICAN STANDARD | Singlezone Ducted, Centrally Ducted | 6992577 |  | HRCU-A-CB | 4A6V0036A1 |  | *AM8C0B30V21 | 13 | 20 | 10 |  |  |  | FALSE | FALSE | FALSE | 35400 | 26200 | 2.3 | 26400 | 2.34
6749789 | 10/28/22 | Live | Trane U.S. Inc. | AMERICAN STANDARD | Singlezone Ducted, Centrally Ducted | 6749789 |  | HRCU-A-CB | 4A6V0024A1 |  | *AM8C0B30V21 | 13.75 | 19.25 | 10 |  |  |  | FALSE | FALSE | FALSE | 24200 | 16800 | 2.5 | 16800 | 2.58
207571392 | 01/05/23 | Live | Midea Electric Trading | BLUERIDGE | Singlezone Non-Ducted, Floor Placement | 207571392 |  | HRCU-A-CB-O | BMY18HH22C | Mini-Splits | BM18MFCC | 12.5 | 20.2 | 10.6 | 12.5 | 20.5 | 9.8 | TRUE | TRUE | TRUE | 17000 | 12000 | 2.3 | 17000 | 1.9
207614044 | 04/29/22 | Live | Midea Electric Trading | MDV | Singlezone Non-Ducted, Floor Placement | 207614044 |  | HRCU-A-CB-O | MOE30U-60HFN1-M(GA) | Mini-Splits | MUE-60HRFN1-MW | 9.8 | 18 | 10.5 |  |  |  | FALSE | FALSE | FALSE | 54000 | 35000 | 2.49 | 34945 | 2.04
207614045 | 04/29/22 | Live | Midea Electric Trading | MDV | Singlezone Ducted, Compact Ducted | 207614045 |  | HRCU-A-CB | MOE30U-60HFN1-M(GA) | Mini-Splits | MHG-60HWFN1-MW | 10 | 18 | 10 |  |  |  | FALSE | FALSE | FALSE | 57000 | 37000 | 2.64 | 39719 | 2.18
207801580 | 04/29/22 | Live | Carrier | PAYNE | Singlezone Ducted, Compact Ducted | 207801580 |  | HMSV-A-CB | 38MARBQ18AA3 | Mini-Splits | 40MBDQ24---3 | 13.2 | 20 | 11.5 |  |  |  | TRUE | TRUE | TRUE | 17500 | 12600 | 2.78 | 21500 | 2.78
207826680 | 04/29/22 | Live | Carrier | MIDEA | Singlezone Ducted, Centrally Ducted | 207826680 |  | HMSV-A-CB | 38MARBQ24AA3 | Mini-Splits | 40MBABQ24XB3 | 12.5 | 21 | 11.6 |  |  |  | TRUE | TRUE | TRUE | 23000 | 16200 | 2.79 | 23400 | 2.8
207801582 | 04/29/22 | Live | Carrier | MIDEA | Singlezone Ducted, Compact Ducted | 207801582 |  | HMSV-A-CB | 38MARBQ18AA3 | Mini-Splits | 40MBDQ24---3 | 13.2 | 20 | 11.5 |  |  |  | TRUE | TRUE | TRUE | 17500 | 12600 | 2.78 | 21500 | 2.78
208104303 | 04/29/22 | Live | Carrier | PAYNE | Singlezone Ducted, Centrally Ducted | 208104303 |  | HMSV-A-CB | 38MARBQ30AA311 | Mini-Splits | 40MBABQ30XB3 | 11.1 | 19 | 10 |  |  |  | FALSE | FALSE | TRUE | 30000 | 19200 | 2.61 | 19600 | 2.6
208104305 | 04/29/22 | Live | Carrier | WEATHERMAKER | Singlezone Ducted, Centrally Ducted | 208104305 |  | HMSV-A-CB | 38MARBQ30AA311 | Mini-Splits | 40MBABQ30XB3 | 11.1 | 19 | 10 |  |  |  | FALSE | FALSE | TRUE | 30000 | 19200 | 2.61 | 19600 | 2.6
207826674 | 04/29/22 | Live | Carrier | WEATHERMAKER | Singlezone Ducted, Centrally Ducted | 207826674 |  | HMSV-A-CB | 38MARBQ18AA3 | Mini-Splits | 40MBABQ18XB3 | 12.5 | 20 | 10.8 |  |  |  | TRUE | TRUE | TRUE | 18000 | 12000 | 2.34 | 18500 | 2.34
207801578 | 04/29/22 | Live | Carrier | CARRIER | Singlezone Ducted, Compact Ducted | 207801578 |  | HMSV-A-CB | 38MARBQ18AA3 | Mini-Splits | 40MBDQ24---3 | 13.2 | 20 | 11.5 |  |  |  | TRUE | TRUE | TRUE | 17500 | 12600 | 2.78 | 21500 | 2.78
208104307 | 04/29/22 | Live | Carrier | MIDEA | Singlezone Ducted, Centrally Ducted | 208104307 |  | HMSV-A-CB | 38MARBQ30AA311 | Mini-Splits | 40MBABQ30XB3 | 11.1 | 19 | 10 |  |  |  | FALSE | FALSE | TRUE | 30000 | 19200 | 2.61 | 19600 | 2.6
207826669 | 04/29/22 | Live | Carrier | PAYNE | Singlezone Ducted, Centrally Ducted | 207826669 |  | HMSV-A-CB | 38MARBQ18AA3 | Mini-Splits | 40MBABQ18XB3 | 12.5 | 20 | 10.8 |  |  |  | TRUE | TRUE | TRUE | 18000 | 12000 | 2.34 | 18500 | 2.34
208104299 | 04/29/22 | Live | Carrier | CARRIER | Singlezone Ducted, Centrally Ducted | 208104299 |  | HMSV-A-CB | 38MARBQ30AA311 | Mini-Splits | 40MBABQ30XB3 | 11.1 | 19 | 10 |  |  |  | FALSE | FALSE | TRUE | 30000 | 19200 | 2.61 | 19600 | 2.6
207826679 | 04/29/22 | Live | Carrier | MIDEA | Singlezone Ducted, Centrally Ducted | 207826679 |  | HMSV-A-CB | 38MARBQ18AA3 | Mini-Splits | 40MBABQ18XB3 | 12.5 | 20 | 10.8 |  |  |  | TRUE | TRUE | TRUE | 18000 | 12000 | 2.34 | 18500 | 2.34
207826660 | 04/29/22 | Live | Carrier | CARRIER | Singlezone Ducted, Centrally Ducted | 207826660 |  | HMSV-A-CB | 38MARBQ24AA3 | Mini-Splits | 40MBABQ24XB3 | 12.5 | 21 | 11.6 |  |  |  | TRUE | TRUE | TRUE | 23000 | 16200 | 2.79 | 23400 | 2.8
207801579 | 04/29/22 | Live | Carrier | BRYANT | Singlezone Ducted, Compact Ducted | 207801579 |  | HMSV-A-CB | 38MARBQ18AA3 | Mini-Splits | 40MBDQ24---3 | 13.2 | 20 | 11.5 |  |  |  | TRUE | TRUE | TRUE | 17500 | 12600 | 2.78 | 21500 | 2.78
208104301 | 04/29/22 | Live | Carrier | BRYANT | Singlezone Ducted, Centrally Ducted | 208104301 |  | HMSV-A-CB | 38MARBQ30AA311 | Mini-Splits | 40MBABQ30XB3 | 11.1 | 19 | 10 |  |  |  | FALSE | FALSE | TRUE | 30000 | 19200 | 2.61 | 19600 | 2.6
207826659 | 04/29/22 | Live | Carrier | CARRIER | Singlezone Ducted, Centrally Ducted | 207826659 |  | HMSV-A-CB | 38MARBQ18AA3 | Mini-Splits | 40MBABQ18XB3 | 12.5 | 20 | 10.8 |  |  |  | TRUE | TRUE | TRUE | 18000 | 12000 | 2.34 | 18500 | 2.34
207826665 | 04/29/22 | Live | Carrier | BRYANT | Singlezone Ducted, Centrally Ducted | 207826665 |  | HMSV-A-CB | 38MARBQ24AA3 | Mini-Splits | 40MBABQ24XB3 | 12.5 | 21 | 11.6 |  |  |  | TRUE | TRUE | TRUE | 23000 | 16200 | 2.79 | 23400 | 2.8
207826664 | 04/29/22 | Live | Carrier | BRYANT | Singlezone Ducted, Centrally Ducted | 207826664 |  | HMSV-A-CB | 38MARBQ18AA3 | Mini-Splits | 40MBABQ18XB3 | 12.5 | 20 | 10.8 |  |  |  | TRUE | TRUE | TRUE | 18000 | 12000 | 2.34 | 18500 | 2.34
207801575 | 04/29/22 | Live | Carrier | TEMPSTAR | Singlezone Ducted, Compact Ducted | 207801575 |  | HMSV-A-CB | DLCSRBH18AAK | Mini-Splits | DLFSDAH24XAK | 13.2 | 20 | 11.5 |  |  |  | TRUE | TRUE | TRUE | 17500 | 12600 | 2.78 | 21500 | 2.78
208104324 | 04/29/22 | Live | Carrier | TEMPSTAR | Singlezone Ducted, Centrally Ducted | 208104324 |  | HMSV-A-CB | DLCSRBH30AAK11 | Mini-Splits | DLFSABH30XBK | 11.1 | 19 | 10 |  |  |  | FALSE | FALSE | TRUE | 30000 | 19200 | 2.61 | 19600 | 2.6
207826608 | 04/29/22 | Live | Carrier | TEMPSTAR | Singlezone Ducted, Centrally Ducted | 207826608 |  | HMSV-A-CB | DLCSRBH24AAK | Mini-Splits | DLFSABH24XBK | 12.5 | 21 | 11.6 |  |  |  | TRUE | TRUE | TRUE | 23000 | 16200 | 2.79 | 23400 | 2.8
207826609 | 04/29/22 | Live | Carrier | TEMPSTAR | Singlezone Ducted, Centrally Ducted | 207826609 |  | HMSV-A-CB | DLCSRBH18AAK | Mini-Splits | DLFSABH18XBK | 12.5 | 20 | 10.8 |  |  |  | TRUE | TRUE | TRUE | 18000 | 12000 | 2.34 | 18500 | 2.34
207801574 | 04/29/22 | Live | Carrier | MIDEA | Singlezone Ducted, Compact Ducted | 207801574 |  | HMSV-A-CB | DLCSRBH18AAK | Mini-Splits | DLFSDAH24XAK | 13.2 | 20 | 11.5 |  |  |  | TRUE | TRUE | TRUE | 17500 | 12600 | 2.78 | 21500 | 2.78
207826606 | 04/29/22 | Live | Carrier | MIDEA | Singlezone Ducted, Centrally Ducted | 207826606 |  | HMSV-A-CB | DLCSRBH24AAK | Mini-Splits | DLFSABH24XBK | 12.5 | 21 | 11.6 |  |  |  | TRUE | TRUE | TRUE | 23000 | 16200 | 2.79 | 23400 | 2.8
207742334 | 01/05/23 | Live | Midea Electric Trading | C&H | Singlezone Non-Ducted, Floor Placement | 207742334 |  | HRCU-A-CB-O | CH-HPR18-230VO | Mini-Splits | CH-18MSPHFC-230VI | 12.5 | 20.2 | 10.6 | 12.5 | 20.5 | 9.8 | TRUE | TRUE | TRUE | 17000 | 12000 | 2.3 | 17000 | 1.9
207801573 | 04/29/22 | Live | Carrier | KENMORE | Singlezone Ducted, Compact Ducted | 207801573 |  | HMSV-A-CB | DLCSRBH18AAK | Mini-Splits | DLFSDAH24XAK | 13.2 | 20 | 11.5 |  |  |  | TRUE | TRUE | TRUE | 17500 | 12600 | 2.78 | 21500 | 2.78
207826607 | 04/29/22 | Live | Carrier | MIDEA | Singlezone Ducted, Centrally Ducted | 207826607 |  | HMSV-A-CB | DLCSRBH18AAK | Mini-Splits | DLFSABH18XBK | 12.5 | 20 | 10.8 |  |  |  | TRUE | TRUE | TRUE | 18000 | 12000 | 2.34 | 18500 | 2.34
208104320 | 04/29/22 | Live | Carrier | KENMORE | Singlezone Ducted, Centrally Ducted | 208104320 |  | HMSV-A-CB | DLCSRBH30AAK11 | Mini-Splits | DLFSABH30XBK | 11.1 | 19 | 10 |  |  |  | FALSE | FALSE | TRUE | 30000 | 19200 | 2.61 | 19600 | 2.6
207826604 | 04/29/22 | Live | Carrier | KENMORE | Singlezone Ducted, Centrally Ducted | 207826604 |  | HMSV-A-CB | DLCSRBH24AAK | Mini-Splits | DLFSABH24XBK | 12.5 | 21 | 11.6 |  |  |  | TRUE | TRUE | TRUE | 23000 | 16200 | 2.79 | 23400 | 2.8
207826605 | 04/29/22 | Live | Carrier | KENMORE | Singlezone Ducted, Centrally Ducted | 207826605 |  | HMSV-A-CB | DLCSRBH18AAK | Mini-Splits | DLFSABH18XBK | 12.5 | 20 | 10.8 |  |  |  | TRUE | TRUE | TRUE | 18000 | 12000 | 2.34 | 18500 | 2.34
207801572 | 04/29/22 | Live | Carrier | KEEPRITE | Singlezone Ducted, Compact Ducted | 207801572 |  | HMSV-A-CB | DLCSRBH18AAK | Mini-Splits | DLFSDAH24XAK | 13.2 | 20 | 11.5 |  |  |  | TRUE | TRUE | TRUE | 17500 | 12600 | 2.78 | 21500 | 2.78
208104322 | 04/29/22 | Live | Carrier | MIDEA | Singlezone Ducted, Centrally Ducted | 208104322 |  | HMSV-A-CB | DLCSRBH30AAK11 | Mini-Splits | DLFSABH30XBK | 11.1 | 19 | 10 |  |  |  | FALSE | FALSE | TRUE | 30000 | 19200 | 2.61 | 19600 | 2.6
208104318 | 04/29/22 | Live | Carrier | KEEPRITE | Singlezone Ducted, Centrally Ducted | 208104318 |  | HMSV-A-CB | DLCSRBH30AAK11 | Mini-Splits | DLFSABH30XBK | 11.1 | 19 | 10 |  |  |  | FALSE | FALSE | TRUE | 30000 | 19200 | 2.61 | 19600 | 2.6
207826602 | 04/29/22 | Live | Carrier | KEEPRITE | Singlezone Ducted, Centrally Ducted | 207826602 |  | HMSV-A-CB | DLCSRBH24AAK | Mini-Splits | DLFSABH24XBK | 12.5 | 21 | 11.6 |  |  |  | TRUE | TRUE | TRUE | 23000 | 16200 | 2.79 | 23400 | 2.8
207826603 | 04/29/22 | Live | Carrier | KEEPRITE | Singlezone Ducted, Centrally Ducted | 207826603 |  | HMSV-A-CB | DLCSRBH18AAK | Mini-Splits | DLFSABH18XBK | 12.5 | 20 | 10.8 |  |  |  | TRUE | TRUE | TRUE | 18000 | 12000 | 2.34 | 18500 | 2.34
208104316 | 04/29/22 | Live | Carrier | HEIL | Singlezone Ducted, Centrally Ducted | 208104316 |  | HMSV-A-CB | DLCSRBH30AAK11 | Mini-Splits | DLFSABH30XBK | 11.1 | 19 | 10 |  |  |  | FALSE | FALSE | TRUE | 30000 | 19200 | 2.61 | 19600 | 2.6
208104314 | 04/29/22 | Live | Carrier | DAY & NIGHT | Singlezone Ducted, Centrally Ducted | 208104314 |  | HMSV-A-CB | DLCSRBH30AAK11 | Mini-Splits | DLFSABH30XBK | 11.1 | 19 | 10 |  |  |  | FALSE | FALSE | TRUE | 30000 | 19200 | 2.61 | 19600 | 2.6
207826601 | 04/29/22 | Live | Carrier | HEIL | Singlezone Ducted, Centrally Ducted | 207826601 |  | HMSV-A-CB | DLCSRBH18AAK | Mini-Splits | DLFSABH18XBK | 12.5 | 20 | 10.8 |  |  |  | TRUE | TRUE | TRUE | 18000 | 12000 | 2.34 | 18500 | 2.34
207801571 | 04/29/22 | Live | Carrier | HEIL | Singlezone Ducted, Compact Ducted | 207801571 |  | HMSV-A-CB | DLCSRBH18AAK | Mini-Splits | DLFSDAH24XAK | 13.2 | 20 | 11.5 |  |  |  | TRUE | TRUE | TRUE | 17500 | 12600 | 2.78 | 21500 | 2.78
207826600 | 04/29/22 | Live | Carrier | HEIL | Singlezone Ducted, Centrally Ducted | 207826600 |  | HMSV-A-CB | DLCSRBH24AAK | Mini-Splits | DLFSABH24XBK | 12.5 | 21 | 11.6 |  |  |  | TRUE | TRUE | TRUE | 23000 | 16200 | 2.79 | 23400 | 2.8
207826598 | 04/29/22 | Live | Carrier | DAY & NIGHT | Singlezone Ducted, Centrally Ducted | 207826598 |  | HMSV-A-CB | DLCSRBH24AAK | Mini-Splits | DLFSABH24XBK | 12.5 | 21 | 11.6 |  |  |  | TRUE | TRUE | TRUE | 23000 | 16200 | 2.79 | 23400 | 2.8
207801570 | 04/29/22 | Live | Carrier | DAY & NIGHT | Singlezone Ducted, Compact Ducted | 207801570 |  | HMSV-A-CB | DLCSRBH18AAK | Mini-Splits | DLFSDAH24XAK | 13.2 | 20 | 11.5 |  |  |  | TRUE | TRUE | TRUE | 17500 | 12600 | 2.78 | 21500 | 2.78
207826599 | 04/29/22 | Live | Carrier | DAY & NIGHT | Singlezone Ducted, Centrally Ducted | 207826599 |  | HMSV-A-CB | DLCSRBH18AAK | Mini-Splits | DLFSABH18XBK | 12.5 | 20 | 10.8 |  |  |  | TRUE | TRUE | TRUE | 18000 | 12000 | 2.34 | 18500 | 2.34
207801569 | 04/29/22 | Live | Carrier | COMFORTMAKER | Singlezone Ducted, Compact Ducted | 207801569 |  | HMSV-A-CB | DLCSRBH18AAK | Mini-Splits | DLFSDAH24XAK | 13.2 | 20 | 11.5 |  |  |  | TRUE | TRUE | TRUE | 17500 | 12600 | 2.78 | 21500 | 2.78
208104312 | 04/29/22 | Live | Carrier | COMFORTMAKER | Singlezone Ducted, Centrally Ducted | 208104312 |  | HMSV-A-CB | DLCSRBH30AAK11 | Mini-Splits | DLFSABH30XBK | 11.1 | 19 | 10 |  |  |  | FALSE | FALSE | TRUE | 30000 | 19200 | 2.61 | 19600 | 2.6
207801577 | 04/29/22 | Live | Carrier | AIRQUEST | Singlezone Ducted, Compact Ducted | 207801577 |  | HMSV-A-CB | DLCSRBH18AAK | Mini-Splits | DLFSDAH24XAK | 13.2 | 20 | 11.5 |  |  |  | TRUE | TRUE | TRUE | 17500 | 12600 | 2.78 | 21500 | 2.78
207826596 | 04/29/22 | Live | Carrier | COMFORTMAKER | Singlezone Ducted, Centrally Ducted | 207826596 |  | HMSV-A-CB | DLCSRBH24AAK | Mini-Splits | DLFSABH24XBK | 12.5 | 21 | 11.6 |  |  |  | TRUE | TRUE | TRUE | 23000 | 16200 | 2.79 | 23400 | 2.8
207801568 | 04/29/22 | Live | Carrier | ARCOAIRE | Singlezone Ducted, Compact Ducted | 207801568 |  | HMSV-A-CB | DLCSRBH18AAK | Mini-Splits | DLFSDAH24XAK | 13.2 | 20 | 11.5 |  |  |  | TRUE | TRUE | TRUE | 17500 | 12600 | 2.78 | 21500 | 2.78
207826595 | 04/29/22 | Live | Carrier | ARCOAIRE | Singlezone Ducted, Centrally Ducted | 207826595 |  | HMSV-A-CB | DLCSRBH18AAK | Mini-Splits | DLFSABH18XBK | 12.5 | 20 | 10.8 |  |  |  | TRUE | TRUE | TRUE | 18000 | 12000 | 2.34 | 18500 | 2.34
207826597 | 04/29/22 | Live | Carrier | COMFORTMAKER | Singlezone Ducted, Centrally Ducted | 207826597 |  | HMSV-A-CB | DLCSRBH18AAK | Mini-Splits | DLFSABH18XBK | 12.5 | 20 | 10.8 |  |  |  | TRUE | TRUE | TRUE | 18000 | 12000 | 2.34 | 18500 | 2.34
206401446 | 01/05/23 | Live | Midea Electric Trading | ELIOS | Singlezone Ducted, Compact Ducted | 206401446 |  | HRCU-A-CB | DE18HOS25230E3A | Mini-Splits | DM18HIDU230X5 | 12.5 | 19.6 | 11 | 11.7 | 18 | 9.5 | TRUE | TRUE | TRUE | 17000 | 15000 | 2.27 | 19000 | 2.02
208104310 | 04/29/22 | Live | Carrier | ARCOAIRE | Singlezone Ducted, Centrally Ducted | 208104310 |  | HMSV-A-CB | DLCSRBH30AAK11 | Mini-Splits | DLFSABH30XBK | 11.1 | 19 | 10 |  |  |  | FALSE | FALSE | TRUE | 30000 | 19200 | 2.61 | 19600 | 2.6
208104328 | 04/29/22 | Live | Carrier | AIRQUEST | Singlezone Ducted, Centrally Ducted | 208104328 |  | HMSV-A-CB | DLCSRBH30AAK11 | Mini-Splits | DLFSABH30XBK | 11.1 | 19 | 10 |  |  |  | FALSE | FALSE | TRUE | 30000 | 19200 | 2.61 | 19600 | 2.6
207826594 | 04/29/22 | Live | Carrier | ARCOAIRE | Singlezone Ducted, Centrally Ducted | 207826594 |  | HMSV-A-CB | DLCSRBH24AAK | Mini-Splits | DLFSABH24XBK | 12.5 | 21 | 11.6 |  |  |  | TRUE | TRUE | TRUE | 23000 | 16200 | 2.79 | 23400 | 2.8
207826613 | 04/29/22 | Live | Carrier | AIRQUEST | Singlezone Ducted, Centrally Ducted | 207826613 |  | HMSV-A-CB | DLCSRBH18AAK | Mini-Splits | DLFSABH18XBK | 12.5 | 20 | 10.8 |  |  |  | TRUE | TRUE | TRUE | 18000 | 12000 | 2.34 | 18500 | 2.34
207826612 | 04/29/22 | Live | Carrier | AIRQUEST | Singlezone Ducted, Centrally Ducted | 207826612 |  | HMSV-A-CB | DLCSRBH24AAK | Mini-Splits | DLFSABH24XBK | 12.5 | 21 | 11.6 |  |  |  | TRUE | TRUE | TRUE | 23000 | 16200 | 2.79 | 23400 | 2.8
9571162 | 04/29/22 | Live | Panasonic | PANASONIC | Singlezone Non-Ducted, Wall Placement | 9571162 |  | HRCU-A-CB-O | CU-XE15SKUA | Mini-Splits | CS-XE15SKUA | 12.5 | 22.1 | 12 |  |  |  | FALSE | FALSE | FALSE | 15000 | 11000 | 3.16 | 16500 | 2.1
8861565 | 04/29/22 | Live | Panasonic | PANASONIC | Singlezone Non-Ducted, Wall Placement | 8861565 |  | HRCU-A-CB-O | CU-XE12SKUA | Mini-Splits | CS-XE12SKUA | 14.7 | 26.2 | 12.5 |  |  |  | FALSE | FALSE | FALSE | 11500 | 10400 | 2.9 | 12500 | 2.19
206401440 | 01/05/23 | Live | Midea Electric Trading | MOOVAIR | Singlezone Ducted, Compact Ducted | 206401440 |  | HRCU-A-CB | DM18HOS25230E3A | Mini-Splits | DM18HIDU230X5 | 12.5 | 19.6 | 11 | 11.7 | 18 | 9.5 | TRUE | TRUE | TRUE | 17000 | 15000 | 2.27 | 19000 | 2.02
207742454 | 01/05/23 | Live | Midea Electric Trading | ELIOS | Singlezone Ducted, Compact Ducted | 207742454 |  | HRCU-A-CB | DEA18HOS28230E8 | Mini-Splits | DUA18HIDU230X5 | 12.5 | 19.6 | 11 | 11.7 | 18 | 9.5 | TRUE | TRUE | TRUE | 17000 | 15000 | 2.27 | 19000 | 2.02
207742333 | 01/05/23 | Live | Midea Electric Trading | C&H | Singlezone Ducted, Compact Ducted | 207742333 |  | HRCU-A-CB | CH-HPR18-230VO | Mini-Splits | CH-M18DTUI | 12.5 | 19.6 | 11 | 11.7 | 18 | 9.5 | TRUE | TRUE | TRUE | 17000 | 15000 | 2.27 | 19000 | 2.02
205756418 | 05/06/22 | Live | GE Appliances, a Haier Company | GE APPLIANCES | Singlezone Ducted, Centrally Ducted | 205756418 |  | HRCU-A-CB | AUH2436ZGDA* |  | UUY24ZGDA** | 12.5 | 20 | 10.5 |  |  |  | FALSE | FALSE | FALSE | 24000 | 16300 | 2.7 | 24000 | 2.43
207571390 | 01/05/23 | Live | Midea Electric Trading | BLUERIDGE | Singlezone Ducted, Compact Ducted | 207571390 |  | HRCU-A-CB | BMY18HH22C | Mini-Splits | BM18MCD | 12.5 | 19.6 | 11 | 11.7 | 18 | 9.5 | TRUE | TRUE | TRUE | 17000 | 15000 | 2.27 | 19000 | 2.02
205977486 | 05/06/22 | Live | GE Appliances, a Haier Company | GE APPLIANCES | Singlezone Ducted, Centrally Ducted | 205977486 |  | HRCU-A-CB | AUH4860ZGDA* |  | UUY48ZGDA** | 11 | 18 | 10.5 |  |  |  | FALSE | FALSE | FALSE | 48000 | 32800 | 2.52 | 48000 | 2.04
205977487 | 05/06/22 | Live | GE Appliances, a Haier Company | GE APPLIANCES | Singlezone Ducted, Centrally Ducted | 205977487 |  | HRCU-A-CB | AUH4860ZGDA* |  | UUY60ZGDA** | 10.5 | 17 | 10 |  |  |  | FALSE | FALSE | FALSE | 54000 | 37200 | 2.58 | 49000 | 2.02
205756419 | 05/06/22 | Live | GE Appliances, a Haier Company | GE APPLIANCES | Singlezone Ducted, Centrally Ducted | 205756419 |  | HRCU-A-CB | AUH2436ZGDA* |  | UUY36ZGDA** | 11 | 18 | 10 |  |  |  | FALSE | FALSE | FALSE | 36000 | 24400 | 2.5 | 36000 | 1.94
10093511 | 05/06/22 | Live | Trane U.S. Inc. | TRANE | Singlezone Ducted, Centrally Ducted | 10093511 |  | HRCU-A-CB | 4TWV8048A1 |  | TAM9A0C48V41 | 12.5 | 18 | 10 |  |  |  | FALSE | FALSE | FALSE | 47000 | 36400 | 4.52 | 36800 | 2.36
10058816 | 05/06/22 | Live | Lennox Industries | LENNOX | Singlezone Ducted, Compact Ducted | 10058816 |  | HRCU-A-CB | MPB009S4S-1P | Mini-Splits | MMDA009S4-2P | 13.5 | 19.5 | 10.5 |  |  |  | FALSE | FALSE | FALSE | 9000 | 6200 | 2.84 | 8991 | 2.18
205653641 | 05/06/22 | Live | Hisense | PERFECTAIRE | Singlezone Non-Ducted, Wall Placement | 205653641 |  | HRCU-A-CB-O | 3PAMSHQCO09 | Mini-Splits | 3PAMSHQCW09 | 12.8 | 19.5 | 10 |  |  |  | TRUE | TRUE | FALSE | 9000 | 5000 | 2.4 | 9762 | 2.49
205300163 | 05/06/22 | Live | Hisense | DENALI AIRE | Singlezone Non-Ducted, Wall Placement | 205300163 |  | HRCU-A-CB-O | DNMSHQCO9A | Mini-Splits | DNMSHQCW9A | 12.8 | 19.5 | 10 |  |  |  | TRUE | TRUE | FALSE | 9000 | 5000 | 2.4 | 9762 | 2.49
10093463 | 05/06/22 | Live | Trane U.S. Inc. | AMERICAN STANDARD | Singlezone Ducted, Centrally Ducted | 10093463 |  | HRCU-A-CB | 4A6V8048A1 |  | TAM9A0C48V41 | 12.5 | 18 | 10 |  |  |  | FALSE | FALSE | FALSE | 47000 | 34400 | 4.27 | 36800 | 2.36
207742523 | 01/05/23 | Live | Midea Electric Trading | MOOVAIR | Singlezone Ducted, Compact Ducted | 207742523 |  | HRCU-A-CB | DMA18HOS28230E8 | Mini-Splits | DUA18HIDU230X5 | 12.5 | 19.6 | 11 | 11.7 | 18 | 9.5 | TRUE | TRUE | TRUE | 17000 | 15000 | 2.27 | 19000 | 2.02
204629571 | 05/10/22 | Live | Mitsubishi Electric Trane | MITSUBISHI ELECTRIC | Singlezone Non-Ducted, Wall Placement | 204629571 |  | HRCU-A-CB-O | MUZ-FH18NAH2 | Mini-Splits | NAXWPH18A112A* | 12.5 | 21 | 11 |  |  |  | FALSE | FALSE | FALSE | 17200 | 13700 | 3.21 | 24300 | 2.1
204629561 | 05/10/22 | Live | Mitsubishi Electric Trane | MITSUBISHI ELECTRIC | Singlezone Non-Ducted, Wall Placement | 204629561 |  | HRCU-A-CB-O | MUZ-FH15NA | Mini-Splits | NTXWPH15A112A* | 12.5 | 22 | 12 |  |  |  | FALSE | FALSE | FALSE | 15000 | 11000 | 3.16 | 18000 | 2.13
204629564 | 05/10/22 | Live | Mitsubishi Electric Trane | MITSUBISHI ELECTRIC | Singlezone Non-Ducted, Wall Placement | 204629564 |  | HRCU-A-CB-O | MUZ-FH18NAH2 | Mini-Splits | NTXWPH18A112A* | 12.5 | 21 | 11 |  |  |  | FALSE | FALSE | FALSE | 17200 | 13700 | 3.21 | 24300 | 2.1
204629221 | 05/10/22 | Live | Mitsubishi Electric Trane | MITSUBISHI ELECTRIC | Singlezone Non-Ducted, Wall Placement | 204629221 |  | HRCU-A-CB-O | MUZ-FH15NAH | Mini-Splits | NAXWPH15A112A* | 12.5 | 22 | 11 |  |  |  | FALSE | FALSE | FALSE | 15000 | 11000 | 3.39 | 20200 | 1.76
204629175 | 05/10/22 | Live | Mitsubishi Electric Trane | MITSUBISHI ELECTRIC | Singlezone Non-Ducted, Wall Placement | 204629175 |  | HRCU-A-CB-O | MUZ-FH12NAH | Mini-Splits | NTXWPH12A112A* | 13.8 | 26.1 | 11.5 |  |  |  | FALSE | FALSE | FALSE | 12000 | 8100 | 2.83 | 13600 | 2.03
204629176 | 05/10/22 | Live | Mitsubishi Electric Trane | MITSUBISHI ELECTRIC | Singlezone Non-Ducted, Wall Placement | 204629176 |  | HRCU-A-CB-O | MUZ-FH15NAH | Mini-Splits | NTXWPH15A112A* | 12.5 | 22 | 11 |  |  |  | FALSE | FALSE | FALSE | 15000 | 11000 | 3.39 | 20200 | 1.76
207827156 | 01/05/23 | Live | Midea Electric Trading | AC PRO.COM | Singlezone Ducted, Compact Ducted | 207827156 |  | HRCU-A-CB | AOX430-17HFN1-MT0W | Mini-Splits | ATIU-18HWFN1-M | 12.5 | 19.6 | 11 | 11.7 | 18 | 9.5 | TRUE | TRUE | TRUE | 17000 | 15000 | 2.27 | 19000 | 2.02
204629567 | 05/10/22 | Live | Mitsubishi Electric Trane | MITSUBISHI ELECTRIC | Singlezone Non-Ducted, Wall Placement | 204629567 |  | HRCU-A-CB-O | MUZ-FH12NA | Mini-Splits | NAXWPH12A112A* | 13.8 | 26.1 | 12.5 |  |  |  | FALSE | FALSE | FALSE | 12000 | 8100 | 3.3 | 13600 | 2.1
204629220 | 05/10/22 | Live | Mitsubishi Electric Trane | MITSUBISHI ELECTRIC | Singlezone Non-Ducted, Wall Placement | 204629220 |  | HRCU-A-CB-O | MUZ-FH12NAH | Mini-Splits | NAXWPH12A112A* | 13.8 | 26.1 | 11.5 |  |  |  | FALSE | FALSE | FALSE | 12000 | 8100 | 2.83 | 13600 | 2.03
204629559 | 05/10/22 | Live | Mitsubishi Electric Trane | MITSUBISHI ELECTRIC | Singlezone Non-Ducted, Wall Placement | 204629559 |  | HRCU-A-CB-O | MUZ-FH09NA | Mini-Splits | NTXWPH09A112A* | 16.1 | 30.5 | 13.5 |  |  |  | FALSE | FALSE | FALSE | 9000 | 6700 | 3.27 | 12200 | 2.48
204629568 | 05/10/22 | Live | Mitsubishi Electric Trane | MITSUBISHI ELECTRIC | Singlezone Non-Ducted, Wall Placement | 204629568 |  | HRCU-A-CB-O | MUZ-FH15NA | Mini-Splits | NAXWPH15A112A* | 12.5 | 22 | 12 |  |  |  | FALSE | FALSE | FALSE | 15000 | 11000 | 3.16 | 18000 | 2.13
204629558 | 05/10/22 | Live | Mitsubishi Electric Trane | MITSUBISHI ELECTRIC | Singlezone Non-Ducted, Wall Placement | 204629558 |  | HRCU-A-CB-O | MUZ-FH06NA | Mini-Splits | NTXWPH06A112A* | 19 | 33.1 | 13.5 |  |  |  | FALSE | FALSE | FALSE | 6000 | 5900 | 3.46 | 10700 | 3.14
204629560 | 05/10/22 | Live | Mitsubishi Electric Trane | MITSUBISHI ELECTRIC | Singlezone Non-Ducted, Wall Placement | 204629560 |  | HRCU-A-CB-O | MUZ-FH12NA | Mini-Splits | NTXWPH12A112A* | 13.8 | 26.1 | 12.5 |  |  |  | FALSE | FALSE | FALSE | 12000 | 8100 | 3.3 | 13600 | 2.1
204629174 | 05/10/22 | Live | Mitsubishi Electric Trane | MITSUBISHI ELECTRIC | Singlezone Non-Ducted, Wall Placement | 204629174 |  | HRCU-A-CB-O | MUZ-FH09NAH | Mini-Splits | NTXWPH09A112A* | 16.1 | 30.5 | 12.5 |  |  |  | FALSE | FALSE | FALSE | 9000 | 6700 | 2.73 | 12200 | 2.84
204629566 | 05/10/22 | Live | Mitsubishi Electric Trane | MITSUBISHI ELECTRIC | Singlezone Non-Ducted, Wall Placement | 204629566 |  | HRCU-A-CB-O | MUZ-FH09NA | Mini-Splits | NAXWPH09A112A* | 16.1 | 30.5 | 13.5 |  |  |  | FALSE | FALSE | FALSE | 9000 | 6700 | 3.27 | 12200 | 2.48
204629565 | 05/10/22 | Live | Mitsubishi Electric Trane | MITSUBISHI ELECTRIC | Singlezone Non-Ducted, Wall Placement | 204629565 |  | HRCU-A-CB-O | MUZ-FH06NA | Mini-Splits | NAXWPH06A112A* | 19 | 33.1 | 13.5 |  |  |  | FALSE | FALSE | FALSE | 6000 | 5900 | 3.46 | 10700 | 3.14
207827158 | 01/05/23 | Live | Midea Electric Trading | AC PRO.COM | Singlezone Non-Ducted, Wall Placement | 207827158 |  | HRCU-A-CB-O | AOX330-12HFN1-MW5W | Mini-Splits | AFAU-12HRFN1-M(C) | 13 | 23 | 11.5 | 13 | 23.6 | 10 | TRUE | TRUE | TRUE | 12000 | 9600 | 2.56 | 12900 | 2.2
204629563 | 05/10/22 | Live | Mitsubishi Electric Trane | MITSUBISHI ELECTRIC | Singlezone Non-Ducted, Wall Placement | 204629563 |  | HRCU-A-CB-O | MUZ-FH06NAH | Mini-Splits | NTXWPH06A112A* | 19 | 33.1 | 12.5 |  |  |  | FALSE | FALSE | FALSE | 6000 | 5900 | 2.74 | 10700 | 2.78
204629254 | 05/10/22 | Live | Mitsubishi Electric Trane | MITSUBISHI ELECTRIC | Singlezone Non-Ducted, Wall Placement | 204629254 |  | HRCU-A-CB-O | NTXSPH12A112A* | Mini-Splits | MSZ-FH12NA | 13.8 | 26.1 | 12.5 |  |  |  | FALSE | FALSE | FALSE | 12000 | 8100 | 3.3 | 13600 | 2.1
207742458 | 01/05/23 | Live | Midea Electric Trading | ELIOS | Singlezone Non-Ducted, Wall Placement | 207742458 |  | HRCU-A-CB-O | DEA12HOS28230E8 | Mini-Splits | DUA12HIFU230E5 | 13 | 23 | 11.5 | 13 | 23.6 | 10 | TRUE | TRUE | TRUE | 12000 | 9600 | 2.56 | 12900 | 2.2
204629255 | 05/10/22 | Live | Mitsubishi Electric Trane | MITSUBISHI ELECTRIC | Singlezone Non-Ducted, Wall Placement | 204629255 |  | HRCU-A-CB-O | NTXSPH15A112A* | Mini-Splits | MSZ-FH15NA | 12.5 | 22 | 12 |  |  |  | FALSE | FALSE | FALSE | 15000 | 11000 | 3.16 | 18000 | 2.13
204629570 | 05/10/22 | Live | Mitsubishi Electric Trane | MITSUBISHI ELECTRIC | Singlezone Non-Ducted, Wall Placement | 204629570 |  | HRCU-A-CB-O | MUZ-FH06NAH | Mini-Splits | NAXWPH06A112A* | 19 | 33.1 | 12.5 |  |  |  | FALSE | FALSE | FALSE | 6000 | 5900 | 2.74 | 10700 | 2.78
204629252 | 05/10/22 | Live | Mitsubishi Electric Trane | MITSUBISHI ELECTRIC | Singlezone Non-Ducted, Wall Placement | 204629252 |  | HRCU-A-CB-O | NTXSPH06A112A* | Mini-Splits | MSZ-FH06NA | 19 | 33.1 | 13.5 |  |  |  | FALSE | FALSE | FALSE | 6000 | 5900 | 3.46 | 10700 | 3.14
207742527 | 01/05/23 | Live | Midea Electric Trading | MOOVAIR | Singlezone Non-Ducted, Wall Placement | 207742527 |  | HRCU-A-CB-O | DMA12HOS28230E8 | Mini-Splits | DUA12HIFU230E5 | 13 | 23 | 11.5 | 13 | 23.6 | 10 | TRUE | TRUE | TRUE | 12000 | 9600 | 2.56 | 12900 | 2.2
204629219 | 05/10/22 | Live | Mitsubishi Electric Trane | MITSUBISHI ELECTRIC | Singlezone Non-Ducted, Wall Placement | 204629219 |  | HRCU-A-CB-O | MUZ-FH09NAH | Mini-Splits | NAXWPH09A112A* | 16.1 | 30.5 | 12.5 |  |  |  | FALSE | FALSE | FALSE | 9000 | 6700 | 2.73 | 12200 | 2.84
204629253 | 05/10/22 | Live | Mitsubishi Electric Trane | MITSUBISHI ELECTRIC | Singlezone Non-Ducted, Wall Placement | 204629253 |  | HRCU-A-CB-O | NTXSPH09A112A* | Mini-Splits | MSZ-FH09NA | 16.1 | 30.5 | 13.5 |  |  |  | FALSE | FALSE | FALSE | 9000 | 6700 | 3.27 | 12200 | 2.48
207571389 | 01/05/23 | Live | Midea Electric Trading | BLUERIDGE | Singlezone Non-Ducted, Wall Placement | 207571389 |  | HRCU-A-CB-O | BMY12HH26C | Mini-Splits | BM12M22CNS | 13 | 23 | 11.5 | 13 | 23.6 | 10 | TRUE | TRUE | TRUE | 12000 | 9600 | 2.56 | 12900 | 2.2
204629263 | 05/10/22 | Live | Mitsubishi Electric Trane | MITSUBISHI ELECTRIC | Singlezone Non-Ducted, Floor Placement | 204629263 |  | HRCU-A-CB-O | NTXSPF12A112A* | Mini-Splits | MFZ-KJ12NA*** | 13.6 | 25.5 | 12 |  |  |  | FALSE | FALSE | FALSE | 12000 | 8800 | 2.77 | 14800 | 2.29
204629261 | 05/10/22 | Live | Mitsubishi Electric Trane | MITSUBISHI ELECTRIC | Singlezone Non-Ducted, Wall Placement | 204629261 |  | HRCU-A-CB-O | NTXSPB18A112A* | Mini-Splits | MSZ-FH18NA2 | 12.5 | 21 | 11 |  |  |  | FALSE | FALSE | FALSE | 17200 | 13700 | 3.21 | 24300 | 2.1
204629260 | 05/10/22 | Live | Mitsubishi Electric Trane | MITSUBISHI ELECTRIC | Singlezone Non-Ducted, Wall Placement | 204629260 |  | HRCU-A-CB-O | NTXSPB15A112A* | Mini-Splits | MSZ-FH15NA | 12.5 | 22 | 11 |  |  |  | FALSE | FALSE | FALSE | 15000 | 11000 | 3.39 | 20200 | 1.76
207742331 | 01/05/23 | Live | Midea Electric Trading | C&H | Singlezone Non-Ducted, Wall Placement | 207742331 |  | HRCU-A-CB-O | CH-HPR12-230VO | Mini-Splits | CH-12MSPHMC-230VI | 13 | 23 | 11.5 | 13 | 23.6 | 10 | TRUE | TRUE | TRUE | 12000 | 9600 | 2.56 | 12900 | 2.2
204629258 | 05/10/22 | Live | Mitsubishi Electric Trane | MITSUBISHI ELECTRIC | Singlezone Non-Ducted, Wall Placement | 204629258 |  | HRCU-A-CB-O | NTXSPB09A112A* | Mini-Splits | MSZ-FH09NA | 16.1 | 30.5 | 12.5 |  |  |  | FALSE | FALSE | FALSE | 9000 | 6700 | 2.73 | 12200 | 2.84
204629259 | 05/10/22 | Live | Mitsubishi Electric Trane | MITSUBISHI ELECTRIC | Singlezone Non-Ducted, Wall Placement | 204629259 |  | HRCU-A-CB-O | NTXSPB12A112A* | Mini-Splits | MSZ-FH12NA | 13.8 | 26.1 | 11.5 |  |  |  | FALSE | FALSE | FALSE | 12000 | 8100 | 2.83 | 13600 | 2.03
204629342 | 05/10/22 | Live | Mitsubishi Electric Trane | MITSUBISHI ELECTRIC | Singlezone Non-Ducted, Wall Placement | 204629342 |  | HRCU-A-CB-O | NAXSPH15A112A* | Mini-Splits | MSZ-FH15NA | 12.5 | 22 | 12 |  |  |  | FALSE | FALSE | FALSE | 15000 | 11000 | 3.16 | 18000 | 2.13
204629340 | 05/10/22 | Live | Mitsubishi Electric Trane | MITSUBISHI ELECTRIC | Singlezone Non-Ducted, Wall Placement | 204629340 |  | HRCU-A-CB-O | NAXSPH09A112A* | Mini-Splits | MSZ-FH09NA | 16.1 | 30.5 | 13.5 |  |  |  | FALSE | FALSE | FALSE | 9000 | 6700 | 3.27 | 12200 | 2.48
204629341 | 05/10/22 | Live | Mitsubishi Electric Trane | MITSUBISHI ELECTRIC | Singlezone Non-Ducted, Wall Placement | 204629341 |  | HRCU-A-CB-O | NAXSPH12A112A* | Mini-Splits | MSZ-FH12NA | 13.8 | 26.1 | 12.5 |  |  |  | FALSE | FALSE | FALSE | 12000 | 8100 | 3.3 | 13600 | 2.1
204629351 | 05/10/22 | Live | Mitsubishi Electric Trane | MITSUBISHI ELECTRIC | Singlezone Non-Ducted, Floor Placement | 204629351 |  | HRCU-A-CB-O | NAXSPF15A112A* | Mini-Splits | MFZ-KJ15NA*** | 13.5 | 21.8 | 11.6 |  |  |  | FALSE | FALSE | FALSE | 15000 | 12000 | 2.96 | 20000 | 1.93
204629350 | 05/10/22 | Live | Mitsubishi Electric Trane | MITSUBISHI ELECTRIC | Singlezone Non-Ducted, Floor Placement | 204629350 |  | HRCU-A-CB-O | NAXSPF12A112A* | Mini-Splits | MFZ-KJ12NA*** | 13.6 | 25.5 | 12 |  |  |  | FALSE | FALSE | FALSE | 12000 | 8800 | 2.77 | 14800 | 2.29
204629339 | 05/10/22 | Live | Mitsubishi Electric Trane | MITSUBISHI ELECTRIC | Singlezone Non-Ducted, Wall Placement | 204629339 |  | HRCU-A-CB-O | NAXSPH06A112A* | Mini-Splits | MSZ-FH06NA | 19 | 33.1 | 13.5 |  |  |  | FALSE | FALSE | FALSE | 6000 | 5900 | 3.46 | 10700 | 3.14
204629352 | 05/10/22 | Live | Mitsubishi Electric Trane | MITSUBISHI ELECTRIC | Singlezone Non-Ducted, Floor Placement | 204629352 |  | HRCU-A-CB-O | NAXSPF18A112A* | Mini-Splits | MFZ-KJ18NA*** | 12.6 | 21 | 11.3 |  |  |  | FALSE | FALSE | FALSE | 17000 | 12800 | 2.62 | 23000 | 2.1
204629349 | 05/10/22 | Live | Mitsubishi Electric Trane | MITSUBISHI ELECTRIC | Singlezone Non-Ducted, Floor Placement | 204629349 |  | HRCU-A-CB-O | NAXSPF09A112A* | Mini-Splits | MFZ-KJ09NA*** | 15.8 | 28.2 | 13 |  |  |  | FALSE | FALSE | FALSE | 9000 | 7500 | 2.75 | 13400 | 2.11
204629346 | 05/10/22 | Live | Mitsubishi Electric Trane | MITSUBISHI ELECTRIC | Singlezone Non-Ducted, Wall Placement | 204629346 |  | HRCU-A-CB-O | NAXSPB12A112A* | Mini-Splits | MSZ-FH12NA | 13.8 | 26.1 | 11.5 |  |  |  | FALSE | FALSE | FALSE | 12000 | 8100 | 2.83 | 13600 | 2.03
204629345 | 05/10/22 | Live | Mitsubishi Electric Trane | MITSUBISHI ELECTRIC | Singlezone Non-Ducted, Wall Placement | 204629345 |  | HRCU-A-CB-O | NAXSPB09A112A* | Mini-Splits | MSZ-FH09NA | 16.1 | 30.5 | 12.5 |  |  |  | FALSE | FALSE | FALSE | 9000 | 6700 | 2.73 | 12200 | 2.84
204629344 | 05/10/22 | Live | Mitsubishi Electric Trane | MITSUBISHI ELECTRIC | Singlezone Non-Ducted, Wall Placement | 204629344 |  | HRCU-A-CB-O | NAXSPB06A112A* | Mini-Splits | MSZ-FH06NA | 19 | 33.1 | 12.5 |  |  |  | FALSE | FALSE | FALSE | 6000 | 5900 | 2.74 | 10700 | 2.78
204629348 | 05/10/22 | Live | Mitsubishi Electric Trane | MITSUBISHI ELECTRIC | Singlezone Non-Ducted, Wall Placement | 204629348 |  | HRCU-A-CB-O | NAXSPB18A112A* | Mini-Splits | MSZ-FH18NA2 | 12.5 | 21 | 11 |  |  |  | FALSE | FALSE | FALSE | 17200 | 13700 | 3.21 | 24300 | 2.1
204629343 | 05/10/22 | Live | Mitsubishi Electric Trane | MITSUBISHI ELECTRIC | Singlezone Non-Ducted, Wall Placement | 204629343 |  | HRCU-A-CB-O | NAXSPH18A112A* | Mini-Splits | MSZ-FH18NA2 | 12.5 | 21 | 12 |  |  |  | FALSE | FALSE | FALSE | 17200 | 13700 | 3.04 | 20300 | 2.12
204629256 | 05/10/22 | Live | Mitsubishi Electric Trane | MITSUBISHI ELECTRIC | Singlezone Non-Ducted, Wall Placement | 204629256 |  | HRCU-A-CB-O | NTXSPH18A112A* | Mini-Splits | MSZ-FH18NA2 | 12.5 | 21 | 12 |  |  |  | FALSE | FALSE | FALSE | 17200 | 13700 | 3.04 | 20300 | 2.12
204629569 | 05/10/22 | Live | Mitsubishi Electric Trane | MITSUBISHI ELECTRIC | Singlezone Non-Ducted, Wall Placement | 204629569 |  | HRCU-A-CB-O | MUZ-FH18NA2 | Mini-Splits | NAXWPH18A112A* | 12.5 | 21 | 12 |  |  |  | FALSE | FALSE | FALSE | 17200 | 13700 | 3.04 | 20300 | 2.12
206908467 | 05/10/22 | Live | Mitsubishi Electric Trane | TRANE / MITSUBISHI ELECTRIC | Multizone All Non-Ducted | 206908467 |  | HMSR-A-CB-O | NTXMPH20A122A** | Non-Ducted Indoor Units |  | 14.3 | 17.15 | 10.1 |  |  |  | FALSE | FALSE | FALSE | 18000 | 13000 | 2.63 | 22000 | 2.1
206908468 | 05/10/22 | Live | Mitsubishi Electric Trane | AMERICAN STANDARD / MITSUBISHI ELECTRIC | Multizone All Non-Ducted | 206908468 |  | HMSR-A-CB-O | NAXMPH20A122A** | Non-Ducted Indoor Units |  | 14.3 | 17.15 | 10.1 |  |  |  | FALSE | FALSE | FALSE | 18000 | 13000 | 2.63 | 22000 | 2.1
204629562 | 05/10/22 | Live | Mitsubishi Electric Trane | MITSUBISHI ELECTRIC | Singlezone Non-Ducted, Wall Placement | 204629562 |  | HRCU-A-CB-O | MUZ-FH18NA2 | Mini-Splits | NTXWPH18A112A* | 12.5 | 21 | 12 |  |  |  | FALSE | FALSE | FALSE | 17200 | 13700 | 3.04 | 20300 | 2.12
207202180 | 05/16/22 | Live | Carrier | CARRIER | Singlezone Ducted, Centrally Ducted | 207202180 |  | HRCU-A-CB | 38MARBQ18AA3 |  | FM(C,U)4Z18**AL* | 12.2 | 19 | 11.5 |  |  |  | FALSE | FALSE | FALSE | 18500 | 15000 | 3.41 | 18875 | 3.39
207202179 | 05/16/22 | Live | Carrier | CARRIER | Singlezone Ducted, Centrally Ducted | 207202179 |  | HRCU-A-CB | 38MARBQ18AA3 |  | FMA4X18**AL* | 11.8 | 17 | 11 |  |  |  | FALSE | FALSE | FALSE | 18000 | 15000 | 3.31 | 18875 | 3.29
207202183 | 05/16/22 | Live | Carrier | CARRIER | Singlezone Ducted, Centrally Ducted | 207202183 |  | HRCU-A-CB | 38MARBQ18AA3 |  | FB4CNP018L | 12 | 17 | 10.5 |  |  |  | FALSE | FALSE | FALSE | 18200 | 14700 | 3.24 | 18497 | 3.25
207202181 | 05/16/22 | Live | Carrier | CARRIER | Singlezone Ducted, Centrally Ducted | 207202181 |  | HRCU-A-CB | 38MARBQ18AA3 |  | FX4DNF019L | 12.2 | 18 | 10.5 |  |  |  | FALSE | FALSE | FALSE | 18500 | 14500 | 3.27 | 18245 | 3.26
207202170 | 05/16/22 | Live | Carrier | CARRIER | Singlezone Ducted, Centrally Ducted | 207202170 |  | HRCU-A-CB | 38MARBQ18AA3 |  | FV4CNF002L | 11.55 | 16 | 10.5 |  |  |  | FALSE | FALSE | FALSE | 17400 | 13400 | 3.27 | 16861 | 3.25
207202182 | 05/16/22 | Live | Carrier | CARRIER | Singlezone Ducted, Centrally Ducted | 207202182 |  | HRCU-A-CB | 38MARBQ18AA3 |  | FB4CNF018L | 12 | 19 | 10.5 |  |  |  | FALSE | FALSE | FALSE | 18200 | 14700 | 3.24 | 18497 | 3.25
210605807 | 01/05/23 | Live | Midea Electric Trading | Conforto | Singlezone Non-Ducted, Ceiling Placement | 210605807 |  | HRCU-A-CB-O | MHSZ112DA | Mini-Splits | MHCAS12DA | 12.7 | 21.5 | 10.6 | 12.7 | 22.3 | 10.2 | TRUE | TRUE | TRUE | 12000 | 9900 | 2.55 | 14000 | 2.29
207827152 | 01/05/23 | Live | Midea Electric Trading | AC PRO.COM | Singlezone Non-Ducted, Ceiling Placement | 207827152 |  | HRCU-A-CB-O | AOX330-12HFN1-MW5W | Mini-Splits | ACCA3U-12HRFN1-M | 12.7 | 21.5 | 10.6 | 12.7 | 22.3 | 10.2 | TRUE | TRUE | TRUE | 12000 | 9900 | 2.55 | 14000 | 2.29
207742509 | 01/05/23 | Live | Midea Electric Trading | MOOVAIR | Singlezone Non-Ducted, Ceiling Placement | 207742509 |  | HRCU-A-CB-O | DMA12HOS28230E8 | Mini-Splits | DUA12HICU230X5 | 12.7 | 21.5 | 10.6 | 12.7 | 22.3 | 10.2 | TRUE | TRUE | TRUE | 12000 | 9900 | 2.55 | 14000 | 2.29
207571388 | 01/05/23 | Live | Midea Electric Trading | BLUERIDGE | Singlezone Non-Ducted, Ceiling Placement | 207571388 |  | HRCU-A-CB-O | BMY12HH26C | Mini-Splits | BM12MCC | 12.7 | 21.5 | 10.6 | 12.7 | 22.3 | 10.2 | TRUE | TRUE | TRUE | 12000 | 9900 | 2.55 | 14000 | 2.29
207742329 | 01/05/23 | Live | Midea Electric Trading | C&H | Singlezone Non-Ducted, Ceiling Placement | 207742329 |  | HRCU-A-CB-O | CH-HPR12-230VO | Mini-Splits | CH-12MSPHCT-230VI | 12.7 | 21.5 | 10.6 | 12.7 | 22.3 | 10.2 | TRUE | TRUE | TRUE | 12000 | 9900 | 2.55 | 14000 | 2.29
207742440 | 01/05/23 | Live | Midea Electric Trading | ELIOS | Singlezone Non-Ducted, Ceiling Placement | 207742440 |  | HRCU-A-CB-O | DEA12HOS28230E8 | Mini-Splits | DUA12HICU230X5 | 12.7 | 21.5 | 10.6 | 12.7 | 22.3 | 10.2 | TRUE | TRUE | TRUE | 12000 | 9900 | 2.55 | 14000 | 2.29
207742459 | 01/05/23 | Live | Midea Electric Trading | ELIOS | Singlezone Non-Ducted, Wall Placement | 207742459 |  | HRCU-A-CB-O | DEA12HOS25230E8 | Mini-Splits | DUA12HIFU230E5 | 13 | 21.5 | 10 | 13 | 22.7 | 10.2 | TRUE | TRUE | TRUE | 12000 | 9000 | 2.69 | 10500 | 2.59
207742320 | 01/05/23 | Live | Midea Electric Trading | C&H | Singlezone Non-Ducted, Wall Placement | 207742320 |  | HRCU-A-CB-O | CH-ES12-230VO | Mini-Splits | CH-12MSPHMC-230VI | 13 | 21.5 | 10 | 13 | 22.7 | 10.2 | TRUE | TRUE | TRUE | 12000 | 9000 | 2.69 | 10500 | 2.59
207742528 | 01/05/23 | Live | Midea Electric Trading | MOOVAIR | Singlezone Non-Ducted, Wall Placement | 207742528 |  | HRCU-A-CB-O | DMA12HOS25230E8 | Mini-Splits | DUA12HIFU230E5 | 13 | 21.5 | 10 | 13 | 22.7 | 10.2 | TRUE | TRUE | TRUE | 12000 | 9000 | 2.69 | 10500 | 2.59
207742515 | 01/05/23 | Live | Midea Electric Trading | MOOVAIR | Singlezone Ducted, Compact Ducted | 207742515 |  | HRCU-A-CB | DMA12HOS25230E8 | Mini-Splits | DUA12HIDU230X5 | 12.5 | 21.5 | 11.5 | 11.7 | 19 | 10.3 | TRUE | TRUE | TRUE | 11500 | 9300 | 2.78 | 10100 | 2.39
207742319 | 01/05/23 | Live | Midea Electric Trading | C&H | Singlezone Ducted, Compact Ducted | 207742319 |  | HRCU-A-CB | CH-ES12-230VO | Mini-Splits | CH-M12DTUI | 12.5 | 21.5 | 11.5 | 11.7 | 19 | 10.3 | TRUE | TRUE | TRUE | 11500 | 9300 | 2.78 | 10100 | 2.39
212348044 | 06/09/23 | Live | Lennox Industries | LENNOX | Singlezone Ducted, Centrally Ducted | 212348044 |  | HRCU-A-CB | MPC018S4S-1P |  | MMA018SM4-*P | 12.5 | 21.6 | 11.5 | 11.7 | 17.8 | 9.3 | TRUE | FALSE | FALSE | 18000 | 13200 | 2.67 | 14000 | 2.41
212348045 | 06/09/23 | Live | Lennox Industries | LENNOX | Singlezone Ducted, Centrally Ducted | 212348045 |  | HRCU-A-CB | MPC024S4S-1P |  | MMA024SM4-*P | 12.5 | 20 | 10 | 11.7 | 18 | 8.1 | TRUE | FALSE | FALSE | 24000 | 17000 | 2.98 | 18000 | 2.2
212348046 | 06/09/23 | Live | Lennox Industries | LENNOX | Singlezone Ducted, Centrally Ducted | 212348046 |  | HRCU-A-CB | MPC036S4S-1P |  | MMA036S4-*P | 8.8 | 17 | 11.3 | 8.2 | 15.4 | 9 | FALSE | FALSE | FALSE | 36000 | 27000 | 2.54 | 27200 | 2.53
212348047 | 06/09/23 | Live | Lennox Industries | LENNOX | Singlezone Ducted, Centrally Ducted | 212348047 |  | HRCU-A-CB | MPC048S4S-1P |  | MMA048S4-*P | 8.6 | 16.2 | 10.8 | 8.2 | 15.3 | 9.2 | FALSE | FALSE | FALSE | 48000 | 38000 | 2.1 | 39000 | 2.1
212348048 | 06/09/23 | Live | Lennox Industries | LENNOX | Singlezone Ducted, Centrally Ducted | 212348048 |  | HRCU-A-CB | MPC060S4S-1P |  | MMA060S4-*P | 10 | 17 | 10.4 | 9.6 | 16 | 8.5 | FALSE | FALSE | FALSE | 57000 | 37800 | 2.48 | 37800 | 2.48
212348049 | 06/09/23 | Live | Lennox Industries | LENNOX | Singlezone Ducted, Centrally Ducted | 212348049 |  | HRCU-A-CB | MLB018S4S-1P |  | MMA018SM4-*P | 12.5 | 20 | 10.8 | 11.7 | 17.6 | 9.6 | TRUE | TRUE | TRUE | 18000 | 15400 | 2.7 | 18200 | 2.14
212348050 | 06/09/23 | Live | Lennox Industries | LENNOX | Singlezone Ducted, Centrally Ducted | 212348050 |  | HRCU-A-CB | MLB024S4S-1P |  | MMA024SM4-*P | 12.5 | 21 | 11.6 | 11.7 | 18.4 | 9.1 | TRUE | TRUE | TRUE | 23000 | 16900 | 2.4 | 25000 | 2.22
212348051 | 06/09/23 | Live | Lennox Industries | LENNOX | Singlezone Ducted, Centrally Ducted | 212348051 |  | HRCU-A-CB | MLB036S4S-2P |  | MMA036S4-*P | 11 | 18 | 10.6 | 9.8 | 14.9 | 8.9 | FALSE | FALSE | FALSE | 36000 | 28600 | 2.2 | 43000 | 2.2
207760021 | 04/18/23 | Live | Bosch | BOSCH | Multizone All Non-Ducted | 207760021 |  | HMSV-A-CB | BMS500-AAM018-1CSXRC | Non-Ducted Indoor Units |  | 13.3 | 22.5 | 10.6 | 13.9 | 22.9 | 10.5 | TRUE | FALSE | TRUE | 18000 | 14300 | 2.79 | 15600 | 2.31
207742446 | 01/05/23 | Live | Midea Electric Trading | ELIOS | Singlezone Ducted, Compact Ducted | 207742446 |  | HRCU-A-CB | DEA12HOS25230E8 | Mini-Splits | DUA12HIDU230X5 | 12.5 | 21.5 | 11.5 | 11.7 | 19 | 10.3 | TRUE | TRUE | TRUE | 11500 | 9300 | 2.78 | 10100 | 2.39
207760024 | 04/18/23 | Live | Bosch | BOSCH | Multizone All Non-Ducted | 207760024 |  | HMSV-A-CB | BMS500-AAM027-1CSXRC | Non-Ducted Indoor Units |  | 12.5 | 23.8 | 10.5 | 12.7 | 24.6 | 9.5 | TRUE | FALSE | TRUE | 28000 | 21000 | 2.61 | 22987 | 2
207760027 | 04/18/23 | Live | Bosch | BOSCH | Multizone All Non-Ducted | 207760027 |  | HMSV-A-CB | BMS500-AAM036-1CSXRC | Non-Ducted Indoor Units |  | 11.5 | 23 | 11.3 | 11.7 | 23.9 | 9.5 | TRUE | FALSE | TRUE | 36000 | 26800 | 2.7 | 29700 | 2.08
207760030 | 06/07/23 | Live | Bosch | BOSCH | Multizone All Non-Ducted | 207760030 |  | HMSV-A-CB | BMS500-AAM048-1CSXRC | Non-Ducted Indoor Units |  | 12.5 | 22.4 | 11 | 12.5 | 23.4 | 8.7 | TRUE | FALSE | FALSE | 48000 | 34000 | 2.7 | 33000 | 1.97
207760033 | 04/18/23 | Live | Bosch | BOSCH | Multizone All Non-Ducted | 207760033 |  | HMSV-A-CB | BMS500-AAM018-1CSXHC | Non-Ducted Indoor Units |  | 12.5 | 22 | 10.2 | 12.5 | 22 | 9.8 | TRUE | TRUE | TRUE | 19000 | 15000 | 2.6 | 19500 | 2.22
207760036 | 04/18/23 | Live | Bosch | BOSCH | Multizone All Non-Ducted | 207760036 |  | HMSV-A-CB | BMS500-AAM027-1CSXHC | Non-Ducted Indoor Units |  | 12.5 | 22.5 | 11.3 | 12.5 | 23 | 10.6 | TRUE | TRUE | TRUE | 28000 | 26600 | 2.7 | 26000 | 2.08
207760042 | 04/18/23 | Live | Bosch | BOSCH | Multizone All Non-Ducted | 207760042 |  | HMSV-A-CB | BMS500-AAM048-1CSXHC | Non-Ducted Indoor Units |  | 11.6 | 21.5 | 11 | 11.7 | 21.8 | 9.8 | TRUE | TRUE | TRUE | 48000 | 36000 | 2.51 | 48700 | 2.27
207760023 | 06/07/23 | Live | Bosch | BOSCH | Multizone Mix of Ducted and Non-Ducted | 207760023 |  | HMSV-A-CB | BMS500-AAM018-1CSXRC | Mixed Ducted and Non-Ducted Indoor Units |  | 12.65 | 20.75 | 10.7 | 12.95 | 20.95 | 10.15 | TRUE | FALSE | TRUE | 18000 | 14500 | 2.81 | 16200 | 2.45
207760026 | 06/07/23 | Live | Bosch | BOSCH | Multizone Mix of Ducted and Non-Ducted | 207760026 |  | HMSV-A-CB | BMS500-AAM027-1CSXRC | Mixed Ducted and Non-Ducted Indoor Units |  | 11.85 | 22.4 | 10.35 | 12.2 | 22.8 | 9.35 | TRUE | FALSE | TRUE | 28000 | 21400 | 2.6 | 20743 | 2.03
201754908 | 01/01/11 | Live | Mitsubishi Electric Trane | MITSUBISHI ELECTRIC | Multizone All Non-Ducted | 201754908 |  | HRCU-A-CB-O | MXZ-3C30NAHZ2 | Non-Ducted Indoor Units |  | 12.5 | 18 | 11 |  |  |  | FALSE | FALSE | FALSE | 28400 | 18000 | 2.65 | 28600 | 2
207760032 | 06/07/23 | Live | Bosch | BOSCH | Multizone Mix of Ducted and Non-Ducted | 207760032 |  | HMSV-A-CB | BMS500-AAM048-1CSXRC | Mixed Ducted and Non-Ducted Indoor Units |  | 11.3 | 21.45 | 11.25 | 11.65 | 21.95 | 9.2 | FALSE | FALSE | TRUE | 48000 | 35000 | 2.7 | 35000 | 2.04
207826636 | 05/31/22 | Live | Carrier | TEMPSTAR | Singlezone Ducted, Centrally Ducted | 207826636 |  | HRCU-A-CB | DLCLRCH58AAK | Mini-Splits | DLFLABH60XAK | 10 | 17 | 10.4 |  |  |  | FALSE | FALSE | FALSE | 57000 | 34000 | 2.52 | 34600 | 2.52
207826637 | 05/31/22 | Live | Carrier | TEMPSTAR | Singlezone Ducted, Centrally Ducted | 207826637 |  | HRCU-A-CB | DLCLRCH36AAK | Mini-Splits | DLFLABH36XAK | 8.8 | 17 | 11.3 |  |  |  | FALSE | FALSE | FALSE | 36000 | 25600 | 2.61 | 27000 | 2.61
208104323 | 05/31/22 | Live | Carrier | TEMPSTAR | Singlezone Ducted, Centrally Ducted | 208104323 |  | HRCU-A-CB | DLCSRBH36ABK | Mini-Splits | DLFSABH36XBK | 8.8 | 17.5 | 11.3 |  |  |  | FALSE | FALSE | FALSE | 36000 | 25600 | 2.62 | 34600 | 2.62
207760038 | 06/07/23 | Live | Bosch | BOSCH | Multizone Mix of Ducted and Non-Ducted | 207760038 |  | HMSV-A-CB | BMS500-AAM027-1CSXHC | Mixed Ducted and Non-Ducted Indoor Units |  | 12 | 21.25 | 10.7 | 12.1 | 21.5 | 10.05 | TRUE | TRUE | TRUE | 28000 | 26800 | 2.57 | 25586 | 2.08
207742452 | 01/05/23 | Live | Midea Electric Trading | ELIOS | Singlezone Ducted, Compact Ducted | 207742452 |  | HRCU-A-CB | DEA09HOS28230E8 | Mini-Splits | DUA09HIDU230X5 | 14 | 23 | 12 | 13.2 | 20.2 | 12 | FALSE | FALSE | TRUE | 9000 | 10100 | 2.41 | 11600 | 1.9
207826635 | 05/31/22 | Live | Carrier | TEMPSTAR | Singlezone Ducted, Centrally Ducted | 207826635 |  | HRCU-A-CB | DLCLRCH48AAK | Mini-Splits | DLFLABH48XAK | 8.6 | 16.2 | 10.8 |  |  |  | FALSE | FALSE | FALSE | 48000 | 37400 | 2.46 | 37500 | 2.46
206348143 | 10/20/21 | Live | Carrier | BRYANT | Singlezone Non-Ducted, Wall Placement | 206348143 |  | HRCU-A-CB-O | 38MARBQ12AA3 | Mini-Splits | 619AHBQ12XA3 | 14 | 25.5 | 13 |  |  |  | TRUE | TRUE | TRUE | 12000 | 7500 | 3.01 | 13960 | 4.7
207826632 | 05/31/22 | Live | Carrier | MIDEA | Singlezone Ducted, Centrally Ducted | 207826632 |  | HRCU-A-CB | DLCLRCH48AAK | Mini-Splits | DLFLABH48XAK | 8.6 | 16.2 | 10.8 |  |  |  | FALSE | FALSE | FALSE | 48000 | 37400 | 2.46 | 37500 | 2.46
210372389 | 10/31/22 | Live | Distribution Maxi Vent | SUPREME CENTRAL | Singlezone Ducted, Centrally Ducted | 210372389 |  | HRCU-A-CB | SUPRM30CC | Ducted Indoor Units | AHAN3615 | 11.8 | 18 | 10 | 11 | 17.5 | 7.8 | FALSE | FALSE | FALSE | 30000 | 18000 | 2.4 | 25700 | 2.22
207826633 | 05/31/22 | Live | Carrier | MIDEA | Singlezone Ducted, Centrally Ducted | 207826633 |  | HRCU-A-CB | DLCLRCH58AAK | Mini-Splits | DLFLABH60XAK | 10 | 17 | 10.4 |  |  |  | FALSE | FALSE | FALSE | 57000 | 34000 | 2.52 | 34600 | 2.52
210372390 | 10/31/22 | Live | Distribution Maxi Vent | MAXI AIR CENTRAL | Singlezone Ducted, Centrally Ducted | 210372390 |  | HRCU-A-CB | CLASS30CC | Ducted Indoor Units | AHAN3615 | 11.8 | 18 | 10 | 11 | 17.5 | 7.8 | FALSE | FALSE | FALSE | 30000 | 18000 | 2.4 | 25700 | 2.22
212940834 | 02/09/24 | Live | Distribution Maxi Vent | SUPREME CENTRAL | Singlezone Ducted, Centrally Ducted | 212940834 |  | HRCU-A-C | SUPRM30CC | Ducted Indoor Units | F45-SPLTCC30 |  |  |  | 10.5 | 15.2 | 7.7 | FALSE | FALSE | FALSE | 30000 | 19000 | 2.45 | 25700 | 2.11
212940832 | 02/09/24 | Live | Distribution Maxi Vent | MAXIAIR CENTRAL | Singlezone Ducted, Centrally Ducted | 212940832 |  | HRCU-A-C | CLASS30CC | Ducted Indoor Units | F45-SPLTCC30 |  |  |  | 10.5 | 15.2 | 7.7 | FALSE | FALSE | FALSE | 30000 | 19000 | 2.45 | 25700 | 2.11
212940833 | 02/09/24 | Live | Distribution Maxi Vent | SUPREME CENTRAL | Singlezone Ducted, Centrally Ducted | 212940833 |  | HRCU-A-CB | SUPRM30CC | Ducted Indoor Units | F45-SPLTAH36 |  |  |  | 11 | 17.5 | 7.8 | FALSE | FALSE | FALSE | 30000 | 18000 | 2.4 | 25700 | 2.22
207826634 | 05/31/22 | Live | Carrier | MIDEA | Singlezone Ducted, Centrally Ducted | 207826634 |  | HRCU-A-CB | DLCLRCH36AAK | Mini-Splits | DLFLABH36XAK | 8.8 | 17 | 11.3 |  |  |  | FALSE | FALSE | FALSE | 36000 | 25600 | 2.61 | 27000 | 2.61
212940831 | 02/09/24 | Live | Distribution Maxi Vent | MAXI AIR CENTRAL | Singlezone Ducted, Centrally Ducted | 212940831 |  | HRCU-A-CB | CLASS30CC | Ducted Indoor Units | F45-SPLTAH36 |  |  |  | 11 | 17.5 | 7.8 | FALSE | FALSE | FALSE | 30000 | 18000 | 2.4 | 25700 | 2.22
212940829 | 02/09/24 | Live | Distribution Maxi Vent | GCHV | Singlezone Ducted, Centrally Ducted | 212940829 |  | HRCU-A-CB | COU-D30HNR1-D01-J0 | Ducted Indoor Units | F45-SPLTAH36 |  |  |  | 11 | 17.5 | 7.8 | FALSE | FALSE | FALSE | 30000 | 18000 | 2.54 | 17000 | 2.4
206799643 | 10/27/22 | Live | Distribution Maxi Vent | SUPREME CENTRAL | Singlezone Ducted, Centrally Ducted | 206799643 |  | HRCU-A-CB | SUPRM36CC | Ducted Indoor Units | AHAN3615 | 10.5 | 18 | 9 | 10.4 | 17.3 | 7.7 | FALSE | FALSE | FALSE | 33600 | 21000 | 2.4 | 21000 | 2.4
206799642 | 10/31/22 | Live | Distribution Maxi Vent | SUPREME CENTRAL | Singlezone Ducted, Centrally Ducted | 206799642 |  | HRCU-A-CB | SUPRM24CC | Ducted Indoor Units | AHAN3615 | 12.5 | 19 | 10 | 11.7 | 17.6 | 8.3 | FALSE | FALSE | FALSE | 22000 | 16000 | 2.3 | 16000 | 2.3
206799641 | 10/27/22 | Live | Distribution Maxi Vent | SUPREME CENTRAL | Singlezone Ducted, Centrally Ducted | 206799641 |  | HRCU-A-CB | SUPRM24CC | Ducted Indoor Units | AHAN2410 | 12.5 | 19 | 10 | 11.7 | 17.8 | 8.5 | FALSE | FALSE | FALSE | 22000 | 16000 | 2.51 | 16000 | 2.51
208104321 | 05/31/22 | Live | Carrier | MIDEA | Singlezone Ducted, Centrally Ducted | 208104321 |  | HRCU-A-CB | DLCSRBH36ABK | Mini-Splits | DLFSABH36XBK | 8.8 | 17.5 | 11.3 |  |  |  | FALSE | FALSE | FALSE | 36000 | 25600 | 2.62 | 34600 | 2.62
206799640 | 10/27/22 | Live | Distribution Maxi Vent | MAXI AIR CENTRAL | Singlezone Ducted, Centrally Ducted | 206799640 |  | HRCU-A-CB | CLASS36CC | Ducted Indoor Units | AHAN3615 | 10.5 | 18 | 9 | 10.4 | 17.3 | 7.7 | FALSE | FALSE | FALSE | 33600 | 21000 | 2.4 | 21000 | 2.4
206799639 | 10/31/22 | Live | Distribution Maxi Vent | MAXI AIR CENTRAL | Singlezone Ducted, Centrally Ducted | 206799639 |  | HRCU-A-CB | CLASS24CC | Ducted Indoor Units | AHAN3615 | 12.5 | 19 | 10 | 11.7 | 17.6 | 8.3 | FALSE | FALSE | FALSE | 22000 | 16000 | 2.3 | 16000 | 2.3
206799638 | 10/27/22 | Live | Distribution Maxi Vent | MAXI AIR CENTRAL | Singlezone Ducted, Centrally Ducted | 206799638 |  | HRCU-A-CB | CLASS24CC | Ducted Indoor Units | AHAN2410 | 12.5 | 19 | 10 | 11.7 | 17.8 | 8.5 | FALSE | FALSE | FALSE | 22000 | 16000 | 2.51 | 16000 | 2.51
213894050 | 02/23/34 | Live | Trane U.S. Inc. | AMERISTAR | Multizone All Ducted | 213894050 |  | HRCU-A-CB | E4HL5048A1000A | Ducted Indoor Units | A4AH5V48A1C3 + DF |  |  |  | 8.2 | 15.2 | 8.1 | FALSE | FALSE | FALSE | 48000 | 36000 | 2.1 | 36000 | 2.1
207759988 | 06/07/23 | Live | Bosch | BOSCH | Singlezone Non-Ducted, Wall Placement | 207759988 |  | HRCU-A-CB-O | BMS500-AAS012-0CSXRC | Mini-Splits | BMS500-AAS012-0AHWXC | 13 | 23 | 11.6 | 13 | 23.5 | 10 | TRUE | FALSE | TRUE | 12000 | 8400 | 2.8 | 9250 | 2.56
207826629 | 05/31/22 | Live | Carrier | KENMORE | Singlezone Ducted, Centrally Ducted | 207826629 |  | HRCU-A-CB | DLCLRCH48AAK | Mini-Splits | DLFLABH48XAK | 8.6 | 16.2 | 10.8 |  |  |  | FALSE | FALSE | FALSE | 48000 | 37400 | 2.46 | 37500 | 2.46
213894049 | 02/23/34 | Live | Trane U.S. Inc. | AMERISTAR | Multizone All Ducted | 213894049 |  | HRCU-A-CB | E4HL5042A1000A | Ducted Indoor Units | A4AH5V42A1C3 + DF |  |  |  | 8.5 | 15.2 | 8.1 | FALSE | FALSE | FALSE | 42000 | 32000 | 2.2 | 32000 | 2.2
213894048 | 02/23/34 | Live | Trane U.S. Inc. | AMERISTAR | Multizone All Ducted | 213894048 |  | HRCU-A-CB | E4HL5036A1000A | Ducted Indoor Units | A4AH5V36A1C3 + DF |  |  |  | 9 | 15.2 | 8.1 | FALSE | FALSE | FALSE | 34000 | 21000 | 2.2 | 21000 | 2.2
213894046 | 02/23/34 | Live | Trane U.S. Inc. | AMERISTAR | Multizone All Ducted | 213894046 |  | HRCU-A-CB | E4HL5024A1000A | Ducted Indoor Units | A4AH5V36A1C3 + DF |  |  |  | 9 | 15.2 | 8.1 | FALSE | FALSE | FALSE | 24000 | 19100 | 2.5 | 19100 | 2.5
207760019 | 06/07/23 | Live | Bosch | BOSCH | Singlezone Non-Ducted, Ceiling Placement | 207760019 |  | HRCU-A-CB-O | BMS500-AAS036-1CSXLC | Mini-Splits | BMS500-AAU036-1AHCXC | 9 | 18.2 | 10.6 | 9.4 | 19.2 | 8.8 | FALSE | FALSE | FALSE | 36000 | 23000 | 2.45 | 26000 | 2.13
207826630 | 05/31/22 | Live | Carrier | KENMORE | Singlezone Ducted, Centrally Ducted | 207826630 |  | HRCU-A-CB | DLCLRCH58AAK | Mini-Splits | DLFLABH60XAK | 10 | 17 | 10.4 |  |  |  | FALSE | FALSE | FALSE | 57000 | 34000 | 2.52 | 34600 | 2.52
213894045 | 02/23/34 | Live | Trane U.S. Inc. | AMERISTAR | Multizone All Ducted | 213894045 |  | HRCU-A-CB | E4HL5018A1000A | Ducted Indoor Units | A4AH5V24A1B3 + DF |  |  |  | 9.8 | 15.2 | 8.5 | FALSE | FALSE | FALSE | 18000 | 14000 | 1.97 | 15000 | 2.05
213894044 | 02/23/34 | Live | Trane U.S. Inc. | RUNTRU | Multizone All Ducted | 213894044 |  | HRCU-A-CB | E4HL5048A1000A | Ducted Indoor Units | A4AH5V48A1C3 + DF |  |  |  | 8.2 | 15.2 | 8.1 | FALSE | FALSE | FALSE | 48000 | 36000 | 2.1 | 36000 | 2.1
213894043 | 02/23/34 | Live | Trane U.S. Inc. | RUNTRU | Multizone All Ducted | 213894043 |  | HRCU-A-CB | E4HL5042A1000A | Ducted Indoor Units | A4AH5V42A1C3 + DF |  |  |  | 8.5 | 15.2 | 8.1 | FALSE | FALSE | FALSE | 42000 | 32000 | 2.2 | 32000 | 2.2
207760009 | 06/07/23 | Live | Bosch | BOSCH | Singlezone Ducted, Compact Ducted | 207760009 |  | HRCU-A-CB | BMS500-AAS036-1CSXLC | Mini-Splits | BMS500-AAU036-1AHDXB | 9 | 16.7 | 11.5 | 8.8 | 15.8 | 8.8 | FALSE | FALSE | FALSE | 36000 | 25000 | 2.49 | 26000 | 2.22
213894042 | 02/23/34 | Live | Trane U.S. Inc. | RUNTRU | Multizone All Ducted | 213894042 |  | HRCU-A-CB | E4HL5036A1000A | Ducted Indoor Units | A4AH5V36A1C3 + DF |  |  |  | 9 | 15.2 | 8.1 | FALSE | FALSE | FALSE | 34000 | 21000 | 2.2 | 21000 | 2.2
213894040 | 02/23/34 | Live | Trane U.S. Inc. | RUNTRU | Multizone All Ducted | 213894040 |  | HRCU-A-CB | E4HL5024A1000A | Ducted Indoor Units | A4AH5V36A1C3 + DF |  |  |  | 9 | 15.2 | 8.1 | FALSE | FALSE | FALSE | 24000 | 19100 | 2.5 | 19100 | 2.5
208104319 | 05/31/22 | Live | Carrier | KENMORE | Singlezone Ducted, Centrally Ducted | 208104319 |  | HRCU-A-CB | DLCSRBH36ABK | Mini-Splits | DLFSABH36XBK | 8.8 | 17.5 | 11.3 |  |  |  | FALSE | FALSE | FALSE | 36000 | 25600 | 2.62 | 34600 | 2.62
213894039 | 02/23/34 | Live | Trane U.S. Inc. | RUNTRU | Multizone All Ducted | 213894039 |  | HRCU-A-CB | E4HL5018A1000A | Ducted Indoor Units | A4AH5V24A1B3 + DF |  |  |  | 9.8 | 15.2 | 8.5 | FALSE | FALSE | FALSE | 18000 | 14000 | 1.97 | 15000 | 2.05
211302340 | 03/03/23 | Live | Hisense | HISENSE | Singlezone Non-Ducted, Wall Placement | 211302340 |  | HRCU-A-CB-O | AUW-18U3SF | Mini-Splits | AST-18UW3SBBDL00 |  |  |  | 13.1 | 22 | 9.6 | TRUE | TRUE | TRUE | 18000 | 12000 | 2.71 | 15100 | 2.67
207826627 | 05/31/22 | Live | Carrier | KEEPRITE | Singlezone Ducted, Centrally Ducted | 207826627 |  | HRCU-A-CB | DLCLRCH58AAK | Mini-Splits | DLFLABH60XAK | 10 | 17 | 10.4 |  |  |  | FALSE | FALSE | FALSE | 57000 | 34000 | 2.52 | 34600 | 2.52
208193233 | 10/31/22 | Live | Hisense | HISENSE | Singlezone Non-Ducted, Wall Placement | 208193233 |  | HRCU-A-CB-O | AST-12UW3SXE02 | Mini-Splits | AST-12UW3SXE**02 | 12.5 | 23 | 11 | 12.7 | 23.5 | 9.5 | TRUE | TRUE | TRUE | 12000 | 6800 | 2.73 | 11500 | 2.41
208193232 | 10/31/22 | Live | Hisense | HISENSE | Singlezone Non-Ducted, Wall Placement | 208193232 |  | HRCU-A-CB-O | AST-09UW3SXE01 | Mini-Splits | AST-09UW3SXE**01 | 14.5 | 24.5 | 12 | 14.5 | 25.5 | 10.5 | TRUE | TRUE | TRUE | 9000 | 5500 | 2.93 | 9500 | 2.14
207826631 | 05/31/22 | Live | Carrier | KENMORE | Singlezone Ducted, Centrally Ducted | 207826631 |  | HRCU-A-CB | DLCLRCH36AAK | Mini-Splits | DLFLABH36XAK | 8.8 | 17 | 11.3 |  |  |  | FALSE | FALSE | FALSE | 36000 | 25600 | 2.61 | 27000 | 2.61
207826626 | 05/31/22 | Live | Carrier | KEEPRITE | Singlezone Ducted, Centrally Ducted | 207826626 |  | HRCU-A-CB | DLCLRCH48AAK | Mini-Splits | DLFLABH48XAK | 8.6 | 16.2 | 10.8 |  |  |  | FALSE | FALSE | FALSE | 48000 | 37400 | 2.46 | 37500 | 2.46
203978166 | 02/21/24 | Live | Hisense | HISENSE | Multizone All Non-Ducted | 203978166 |  | HMSR-A-CB-O | AMW4-36U3STA | Non-Ducted Indoor Units |  | 12.5 | 21 | 11 | 12.5 | 21 | 9 | TRUE | TRUE | FALSE | 32000 | 22400 | 2.52 | 40000 | 1.89
208104317 | 05/31/22 | Live | Carrier | KEEPRITE | Singlezone Ducted, Centrally Ducted | 208104317 |  | HRCU-A-CB | DLCSRBH36ABK | Mini-Splits | DLFSABH36XBK | 8.8 | 17.5 | 11.3 |  |  |  | FALSE | FALSE | FALSE | 36000 | 25600 | 2.62 | 34600 | 2.62
207826623 | 05/31/22 | Live | Carrier | HEIL | Singlezone Ducted, Centrally Ducted | 207826623 |  | HRCU-A-CB | DLCLRCH48AAK | Mini-Splits | DLFLABH48XAK | 8.6 | 16.2 | 10.8 |  |  |  | FALSE | FALSE | FALSE | 48000 | 37400 | 2.46 | 37500 | 2.46
203978137 | 03/03/23 | Live | Hisense | HISENSE | Multizone All Non-Ducted | 203978137 |  | HMSR-A-CB-O | AMW3-24U3SAA | Non-Ducted Indoor Units |  | 12.5 | 22 | 11 | 12.5 | 22 | 9.05 | TRUE | TRUE | FALSE | 24000 | 15000 | 2.53 | 26000 | 1.9
204816953 | 10/31/22 | Live | Hisense | HISENSE | Multizone All Non-Ducted | 204816953 |  | HMSR-A-CB-O | AMW2-18U3SFA | Non-Ducted Indoor Units |  | 12.5 | 22 | 11 | 12.5 | 21 | 9.5 | FALSE | FALSE | TRUE | 18000 | 12700 | 2.7 | 20000 | 1.81
206903533 | 10/31/22 | Live | Hisense | HISENSE | Singlezone Ducted, Centrally Ducted | 206903533 |  | HRCU-A-CB | AUWR-48U3SP2 |  | AUH-48UX3SEH2 | 10.2 | 18 | 10 | 10.1 | 17.5 | 8.5 | TRUE | TRUE | TRUE | 48000 | 31000 | 2.36 | 39000 | 2.3
207826624 | 05/31/22 | Live | Carrier | HEIL | Singlezone Ducted, Centrally Ducted | 207826624 |  | HRCU-A-CB | DLCLRCH58AAK | Mini-Splits | DLFLABH60XAK | 10 | 17 | 10.4 |  |  |  | FALSE | FALSE | FALSE | 57000 | 34000 | 2.52 | 34600 | 2.52
206903532 | 10/31/22 | Live | Hisense | HISENSE | Singlezone Ducted, Centrally Ducted | 206903532 |  | HRCU-A-CB | AUWR-24U3SF2 |  | AUH-24UX3SDH2 | 10.9 | 18 | 10 | 10.1 | 16.5 | 9 | TRUE | TRUE | TRUE | 22000 | 16000 | 2.4 | 18000 | 1.99
207742328 | 01/05/23 | Live | Midea Electric Trading | C&H | Singlezone Ducted, Compact Ducted | 207742328 |  | HRCU-A-CB | CH-HPR09-230VO | Mini-Splits | CH-M09DTUI | 14 | 23 | 12 | 13.2 | 20.2 | 12 | TRUE | TRUE | TRUE | 9000 | 10100 | 2.41 | 11600 | 1.9
205141567 | 10/31/22 | Live | Hisense | HISENSE | Singlezone Non-Ducted, Ceiling Placement | 205141567 |  | HRCU-A-CB-O | AUW-36U3ST1 | Mini-Splits | AUC-36UR3SHB1 | 10.6 | 19.5 | 10.5 | 10.65 | 18 | 9.8 | FALSE | FALSE | TRUE | 36000 | 28000 | 2.62 | 33971 | 2.37
207826625 | 05/31/22 | Live | Carrier | HEIL | Singlezone Ducted, Centrally Ducted | 207826625 |  | HRCU-A-CB | DLCLRCH36AAK | Mini-Splits | DLFLABH36XAK | 8.8 | 17 | 11.3 |  |  |  | FALSE | FALSE | FALSE | 36000 | 25600 | 2.61 | 27000 | 2.61
204976793 | 10/31/22 | Live | Hisense | HISENSE | Singlezone Non-Ducted, Ceiling Placement | 204976793 |  | HRCU-A-CB-O | AUW-12U3SS | Mini-Splits | ACT-12UR3SCA | 12.5 | 23 | 11.5 | 12.5 | 20.5 | 9.5 | TRUE | TRUE | TRUE | 12000 | 7600 | 2.72 | 9423 | 2.42
204835478 | 10/31/22 | Live | Hisense | HISENSE | Singlezone Non-Ducted, Ceiling Placement | 204835478 |  | HRCU-A-CB-O | AUW-09U3SS | Mini-Splits | ACT-09UR3SCA | 12.85 | 22 | 10 | 12.85 | 20.5 | 10 | TRUE | TRUE | TRUE | 9000 | 7200 | 2.81 | 8640 | 2.81
208104315 | 05/31/22 | Live | Carrier | HEIL | Singlezone Ducted, Centrally Ducted | 208104315 |  | HRCU-A-CB | DLCSRBH36ABK | Mini-Splits | DLFSABH36XBK | 8.8 | 17.5 | 11.3 |  |  |  | FALSE | FALSE | FALSE | 36000 | 25600 | 2.62 | 34600 | 2.62
10258955 | 01/04/21 | Live | RBL A/C INC. | HAXXAIR | Singlezone Non-Ducted, Wall Placement | 10258955 |  | HRCU-A-CB-O | HVH-18B2D | Mini-Splits | HAH-18B2D | 10.9 | 17.6 | 10.1 | 10.6 | 17 | 8 | FALSE | FALSE | FALSE | 18000 | 11600 | 2.33 | 15031 | 2.46
202463654 | 02/28/19 | Live | Carrier | MIDEA | Singlezone Non-Ducted, Wall Placement | 202463654 |  | HRCU-A-CB-O | DLCPRAH18AAK | Mini-Splits | DLFPHAH18XAK | 14.5 | 28.2 | 14 |  |  |  | TRUE | TRUE | TRUE | 18000 | 12300 | 3.19 | 22000 | 2.44
207826628 | 05/31/22 | Live | Carrier | KEEPRITE | Singlezone Ducted, Centrally Ducted | 207826628 |  | HRCU-A-CB | DLCLRCH36AAK | Mini-Splits | DLFLABH36XAK | 8.8 | 17 | 11.3 |  |  |  | FALSE | FALSE | FALSE | 36000 | 25600 | 2.61 | 27000 | 2.61
202463652 | 02/28/19 | Live | Carrier | KENMORE | Singlezone Non-Ducted, Wall Placement | 202463652 |  | HRCU-A-CB-O | DLCPRAH18AAK | Mini-Splits | DLFPHAH18XAK | 14.5 | 28.2 | 14 |  |  |  | TRUE | TRUE | TRUE | 18000 | 12300 | 3.19 | 22000 | 2.44
202463658 | 02/28/19 | Live | Carrier | SMART COMFORT | Singlezone Non-Ducted, Wall Placement | 202463658 |  | HRCU-A-CB-O | DLCPRAH18AAK | Mini-Splits | DLFPHAH18XAK | 14.5 | 28.2 | 14 |  |  |  | TRUE | TRUE | TRUE | 18000 | 12300 | 3.19 | 22000 | 2.44
202463656 | 02/28/19 | Live | Carrier | TEMPSTAR | Singlezone Non-Ducted, Wall Placement | 202463656 |  | HRCU-A-CB-O | DLCPRAH18AAK | Mini-Splits | DLFPHAH18XAK | 14.5 | 28.2 | 14 |  |  |  | TRUE | TRUE | TRUE | 18000 | 12300 | 3.19 | 22000 | 2.44
202463650 | 02/28/19 | Live | Carrier | KEEPRITE | Singlezone Non-Ducted, Wall Placement | 202463650 |  | HRCU-A-CB-O | DLCPRAH18AAK | Mini-Splits | DLFPHAH18XAK | 14.5 | 28.2 | 14 |  |  |  | TRUE | TRUE | TRUE | 18000 | 12300 | 3.19 | 22000 | 2.44
207826620 | 05/31/22 | Live | Carrier | DAY & NIGHT | Singlezone Ducted, Centrally Ducted | 207826620 |  | HRCU-A-CB | DLCLRCH48AAK | Mini-Splits | DLFLABH48XAK | 8.6 | 16.2 | 10.8 |  |  |  | FALSE | FALSE | FALSE | 48000 | 37400 | 2.46 | 37500 | 2.46
202463648 | 02/28/19 | Live | Carrier | HEIL | Singlezone Non-Ducted, Wall Placement | 202463648 |  | HRCU-A-CB-O | DLCPRAH18AAK | Mini-Splits | DLFPHAH18XAK | 14.5 | 28.2 | 14 |  |  |  | TRUE | TRUE | TRUE | 18000 | 12300 | 3.19 | 22000 | 2.44
202463644 | 02/28/19 | Live | Carrier | COMFORTMAKER | Singlezone Non-Ducted, Wall Placement | 202463644 |  | HRCU-A-CB-O | DLCPRAH18AAK | Mini-Splits | DLFPHAH18XAK | 14.5 | 28.2 | 14 |  |  |  | TRUE | TRUE | TRUE | 18000 | 12300 | 3.19 | 22000 | 2.44
202463642 | 02/28/19 | Live | Carrier | ARCOAIRE | Singlezone Non-Ducted, Wall Placement | 202463642 |  | HRCU-A-CB-O | DLCPRAH18AAK | Mini-Splits | DLFPHAH18XAK | 14.5 | 28.2 | 14 |  |  |  | TRUE | TRUE | TRUE | 18000 | 12300 | 3.19 | 22000 | 2.44
202463646 | 02/28/19 | Live | Carrier | DAY & NIGHT | Singlezone Non-Ducted, Wall Placement | 202463646 |  | HRCU-A-CB-O | DLCPRAH18AAK | Mini-Splits | DLFPHAH18XAK | 14.5 | 28.2 | 14 |  |  |  | TRUE | TRUE | TRUE | 18000 | 12300 | 3.19 | 22000 | 2.44
207826621 | 05/31/22 | Live | Carrier | DAY & NIGHT | Singlezone Ducted, Centrally Ducted | 207826621 |  | HRCU-A-CB | DLCLRCH58AAK | Mini-Splits | DLFLABH60XAK | 10 | 17 | 10.4 |  |  |  | FALSE | FALSE | FALSE | 57000 | 34000 | 2.52 | 34600 | 2.52
4397407 | 01/22/24 | Live | Fujitsu General America, Inc. | FUJITSU | Multizone Mix of Ducted and Non-Ducted | 4397407 |  | HMSV-A-CB | AOU24RLXFZ | Mixed Ducted and Non-Ducted Indoor Units |  | 11.55 | 16.75 | 9.25 | 11.55 | 17.25 | 8.6 | FALSE | FALSE | TRUE | 22000 | 14100 | 2.6 | 19450 | 2.08
4397410 | 01/22/24 | Live | Fujitsu General America, Inc. | FUJITSU | Multizone Mix of Ducted and Non-Ducted | 4397410 |  | HMSV-A-CB | AOU18RLXFZ | Mixed Ducted and Non-Ducted Indoor Units |  | 12.3 | 17 | 9.15 | 12.3 | 17.15 | 8.7 | TRUE | FALSE | FALSE | 18000 | 13900 | 2.4 | 16300 | 2.3
8912450 | 08/26/19 | Live | Fujitsu General America, Inc. | FUJITSU | Multizone Mix of Ducted and Non-Ducted | 8912450 |  | HMSV-A-CB | AOU36RLXFZH | Mixed Ducted and Non-Ducted Indoor Units |  | 12.5 | 19 | 9.8 | 12.5 | 19.25 | 9.1 | TRUE | TRUE | TRUE | 35200 | 21400 | 2.01 | 39341 | 2.23
8063925 | 10/27/22 | Live | Fujitsu General America, Inc. | FUJITSU | Multizone Mix of Ducted and Non-Ducted | 8063925 |  | HMSV-A-CB | AOU24RLXFZH | Mixed Ducted and Non-Ducted Indoor Units |  | 12.7 | 19 | 9.65 | 12.7 | 18.9 | 9.6 | TRUE | TRUE | TRUE | 22000 | 15400 | 2.14 | 26238 | 2.13
207826622 | 05/31/22 | Live | Carrier | DAY & NIGHT | Singlezone Ducted, Centrally Ducted | 207826622 |  | HRCU-A-CB | DLCLRCH36AAK | Mini-Splits | DLFLABH36XAK | 8.8 | 17 | 11.3 |  |  |  | FALSE | FALSE | FALSE | 36000 | 25600 | 2.61 | 27000 | 2.61
8063924 | 10/27/22 | Live | Fujitsu General America, Inc. | FUJITSU | Multizone Mix of Ducted and Non-Ducted | 8063924 |  | HMSV-A-CB | AOU18RLXFZH | Mixed Ducted and Non-Ducted Indoor Units |  | 12.95 | 20.25 | 9.65 | 12.95 | 20.25 | 9.3 | TRUE | TRUE | TRUE | 18000 | 14200 | 2.07 | 23611 | 2.16
213816068 | 02/16/24 | Live | Daikin Comfort Technologies | GOODMAN | Singlezone Ducted, Centrally Ducted | 213816068 |  | HRCU-A-CB | GSZS606010A* | Ducted Indoor Units | CA*EA6030*4A*+MBVK20DP1X00A* |  |  |  | 8 | 16.1 | 8.1 | FALSE | FALSE | FALSE | 52500 | 34800 | 2.51 | 39500 | 2.42
213816067 | 02/16/24 | Live | Daikin Comfort Technologies | GOODMAN | Singlezone Ducted, Centrally Ducted | 213816067 |  | HRCU-A-CB | GSZS604810A* | Ducted Indoor Units | CA*EA6030*4A*+MBVK20DP1X00A* |  |  |  | 8 | 16.2 | 8.1 | FALSE | FALSE | FALSE | 45000 | 29800 | 2.52 | 37300 | 2.39
208104313 | 05/31/22 | Live | Carrier | DAY & NIGHT | Singlezone Ducted, Centrally Ducted | 208104313 |  | HRCU-A-CB | DLCSRBH36ABK | Mini-Splits | DLFSABH36XBK | 8.8 | 17.5 | 11.3 |  |  |  | FALSE | FALSE | FALSE | 36000 | 25600 | 2.62 | 34600 | 2.62
213816066 | 02/16/24 | Live | Daikin Comfort Technologies | GOODMAN | Singlezone Ducted, Centrally Ducted | 213816066 |  | HRCU-A-CB | GSZS604810A* | Ducted Indoor Units | CA*EA4830*4A*+MBVK16CP1X00A* |  |  |  | 8 | 16.2 | 8.1 | FALSE | FALSE | FALSE | 45000 | 29800 | 2.52 | 37300 | 2.39
213613317 | 02/16/24 | Live | Daikin Comfort Technologies | GOODMAN | Singlezone Ducted, Centrally Ducted | 213613317 |  | HRCU-A-CB | GSZS604810A* | Ducted Indoor Units | AHVE60DP1400B* |  |  |  | 8 | 16.2 | 8.1 | FALSE | FALSE | FALSE | 45000 | 29800 | 2.47 | 36000 | 2.38
213613312 | 02/16/24 | Live | Daikin Comfort Technologies | GOODMAN | Singlezone Ducted, Centrally Ducted | 213613312 |  | HRCU-A-CB | GSZS604810A* | Ducted Indoor Units | AHVE48DP1400B* |  |  |  | 8 | 16.2 | 8.1 | FALSE | FALSE | FALSE | 45000 | 29800 | 2.47 | 36000 | 2.38
207826618 | 05/31/22 | Live | Carrier | COMFORTMAKER | Singlezone Ducted, Centrally Ducted | 207826618 |  | HRCU-A-CB | DLCLRCH58AAK | Mini-Splits | DLFLABH60XAK | 10 | 17 | 10.4 |  |  |  | FALSE | FALSE | FALSE | 57000 | 34000 | 2.52 | 34600 | 2.52
207826617 | 05/31/22 | Live | Carrier | COMFORTMAKER | Singlezone Ducted, Centrally Ducted | 207826617 |  | HRCU-A-CB | DLCLRCH48AAK | Mini-Splits | DLFLABH48XAK | 8.6 | 16.2 | 10.8 |  |  |  | FALSE | FALSE | FALSE | 48000 | 37400 | 2.46 | 37500 | 2.46
213816063 | 02/16/24 | Live | Daikin Comfort Technologies | GOODMAN | Singlezone Ducted, Centrally Ducted | 213816063 |  | HRCU-A-CB | GSZS603610A* | Ducted Indoor Units | CA*EA3026*4A*+MBVK20DP1X00A* |  |  |  | 8.7 | 16.3 | 8.2 | FALSE | FALSE | FALSE | 33200 | 22400 | 2.43 | 25200 | 2.37
213816062 | 02/16/24 | Live | Daikin Comfort Technologies | GOODMAN | Singlezone Ducted, Centrally Ducted | 213816062 |  | HRCU-A-CB | GSZS603610A* | Ducted Indoor Units | CA*EA3026*4A*+MBVK16CP1X00A* |  |  |  | 8.7 | 16.3 | 8.2 | FALSE | FALSE | FALSE | 33200 | 22400 | 2.43 | 25200 | 2.37
213816061 | 02/16/24 | Live | Daikin Comfort Technologies | GOODMAN | Singlezone Ducted, Centrally Ducted | 213816061 |  | HRCU-A-CB | GSZS603610A* | Ducted Indoor Units | CA*EA3026*4A*+MBVK12BP1X00A* |  |  |  | 8.7 | 16.3 | 8.2 | FALSE | FALSE | FALSE | 33200 | 22400 | 2.43 | 25200 | 2.37
213613314 | 02/16/24 | Live | Daikin Comfort Technologies | GOODMAN | Singlezone Ducted, Centrally Ducted | 213613314 |  | HRCU-A-CB | GSZS603610A* | Ducted Indoor Units | AHVE42CP1400B* |  |  |  | 8.7 | 16.3 | 8.2 | FALSE | FALSE | FALSE | 33600 | 22400 | 2.43 | 25200 | 2.37
213613310 | 02/16/24 | Live | Daikin Comfort Technologies | GOODMAN | Singlezone Ducted, Centrally Ducted | 213613310 |  | HRCU-A-CB | GSZS603610A* | Ducted Indoor Units | AHVE36CP1400B* |  |  |  | 8.7 | 16.3 | 8.2 | FALSE | FALSE | FALSE | 33600 | 22400 | 2.43 | 25200 | 2.37
208104311 | 05/31/22 | Live | Carrier | COMFORTMAKER | Singlezone Ducted, Centrally Ducted | 208104311 |  | HRCU-A-CB | DLCSRBH36ABK | Mini-Splits | DLFSABH36XBK | 8.8 | 17.5 | 11.3 |  |  |  | FALSE | FALSE | FALSE | 36000 | 25600 | 2.62 | 34600 | 2.62
213816060 | 02/16/24 | Live | Daikin Comfort Technologies | GOODMAN | Singlezone Ducted, Centrally Ducted | 213816060 |  | HRCU-A-CB | GSZS603010A* | Ducted Indoor Units | CA*EA3026*4A*+MBVK16CP1X00A* |  |  |  | 9.9 | 17.1 | 8.2 | FALSE | FALSE | FALSE | 27400 | 18000 | 2.52 | 21600 | 2.36
213816059 | 02/16/24 | Live | Daikin Comfort Technologies | GOODMAN | Singlezone Ducted, Centrally Ducted | 213816059 |  | HRCU-A-CB | GSZS603010A* | Ducted Indoor Units | CA*EA3026*4A*+MBVK12BP1X00A* |  |  |  | 9.9 | 17.1 | 8.2 | FALSE | FALSE | FALSE | 27400 | 18000 | 2.52 | 21600 | 2.36
213816058 | 02/16/24 | Live | Daikin Comfort Technologies | GOODMAN | Singlezone Ducted, Centrally Ducted | 213816058 |  | HRCU-A-CB | GSZS603010A* | Ducted Indoor Units | CA*EA2422*4A*+MBVK16CP1X00A* |  |  |  | 9.9 | 17.1 | 8.2 | FALSE | FALSE | FALSE | 27400 | 18000 | 2.52 | 21600 | 2.36
207826619 | 05/31/22 | Live | Carrier | COMFORTMAKER | Singlezone Ducted, Centrally Ducted | 207826619 |  | HRCU-A-CB | DLCLRCH36AAK | Mini-Splits | DLFLABH36XAK | 8.8 | 17 | 11.3 |  |  |  | FALSE | FALSE | FALSE | 36000 | 25600 | 2.61 | 27000 | 2.61
213816057 | 02/16/24 | Live | Daikin Comfort Technologies | GOODMAN | Singlezone Ducted, Centrally Ducted | 213816057 |  | HRCU-A-CB | GSZS603010A* | Ducted Indoor Units | CA*EA2422*4A*+MBVK12BP1X00A* |  |  |  | 9.9 | 17.1 | 8.2 | FALSE | FALSE | FALSE | 27400 | 18000 | 2.52 | 21600 | 2.36
207742521 | 01/05/23 | Live | Midea Electric Trading | MOOVAIR | Singlezone Ducted, Compact Ducted | 207742521 |  | HRCU-A-CB | DMA09HOS28230E8 | Mini-Splits | DUA09HIDU230X5 | 14 | 23 | 12 | 13.2 | 20.2 | 12 | TRUE | TRUE | TRUE | 9000 | 10100 | 2.41 | 11600 | 1.9
213613309 | 02/16/24 | Live | Daikin Comfort Technologies | GOODMAN | Singlezone Ducted, Centrally Ducted | 213613309 |  | HRCU-A-CB | GSZS603010A* | Ducted Indoor Units | AHVE36CP1400B* |  |  |  | 9.9 | 17.1 | 8.2 | FALSE | FALSE | FALSE | 27800 | 18000 | 2.52 | 21600 | 2.36
213816056 | 02/16/24 | Live | Daikin Comfort Technologies | GOODMAN | Singlezone Ducted, Centrally Ducted | 213816056 |  | HRCU-A-CB | GSZS602410A* | Ducted Indoor Units | CA*EA2422*4A*+MBVK16CP1X00A* |  |  |  | 10.1 | 17.3 | 8.5 | FALSE | FALSE | TRUE | 22200 | 14600 | 2.58 | 17600 | 2.33
213816055 | 02/16/24 | Live | Daikin Comfort Technologies | GOODMAN | Singlezone Ducted, Centrally Ducted | 213816055 |  | HRCU-A-CB | GSZS602410A* | Ducted Indoor Units | CA*EA2422*4A*+MBVK12BP1X00A* |  |  |  | 10.1 | 17.3 | 8.5 | FALSE | FALSE | TRUE | 22200 | 14600 | 2.58 | 17600 | 2.33
213816054 | 02/16/24 | Live | Daikin Comfort Technologies | GOODMAN | Singlezone Ducted, Centrally Ducted | 213816054 |  | HRCU-A-CB | GSZS602410A* | Ducted Indoor Units | CA*EA1818*4A*+MBVK16CP1X00A* |  |  |  | 10.1 | 17.3 | 8.5 | FALSE | FALSE | TRUE | 22200 | 14600 | 2.58 | 17600 | 2.33
207826614 | 05/31/22 | Live | Carrier | ARCOAIRE | Singlezone Ducted, Centrally Ducted | 207826614 |  | HRCU-A-CB | DLCLRCH48AAK | Mini-Splits | DLFLABH48XAK | 8.6 | 16.2 | 10.8 |  |  |  | FALSE | FALSE | FALSE | 48000 | 37400 | 2.46 | 37500 | 2.46
205118674 | 10/28/22 | Live | Trane U.S. Inc. | RUNTRU | Singlezone Non-Ducted, Wall Placement | 205118674 |  | HRCU-A-CB-O | M4THS1809A11N** | Mini-Splits | M4MHW1809A1N0** | 14 | 18 | 10.5 |  |  |  | FALSE | FALSE | FALSE | 9000 | 6800 | 2.03 | 11546 | 2.18
213816053 | 02/16/24 | Live | Daikin Comfort Technologies | GOODMAN | Singlezone Ducted, Centrally Ducted | 213816053 |  | HRCU-A-CB | GSZS602410A* | Ducted Indoor Units | CA*EA1818*4A*+MBVK12BP1X00A* |  |  |  | 10.1 | 17.3 | 8.5 | FALSE | FALSE | TRUE | 22200 | 14600 | 2.58 | 17600 | 2.33
213613308 | 02/16/24 | Live | Daikin Comfort Technologies | GOODMAN | Singlezone Ducted, Centrally Ducted | 213613308 |  | HRCU-A-CB | GSZS602410A* | Ducted Indoor Units | AHVE24BP1400B* |  |  |  | 10.1 | 17.3 | 8.5 | FALSE | FALSE | TRUE | 22200 | 14600 | 2.58 | 17600 | 2.33
213816052 | 02/16/24 | Live | Daikin Comfort Technologies | GOODMAN | Singlezone Ducted, Centrally Ducted | 213816052 |  | HRCU-A-CB | GSZS601810A* | Ducted Indoor Units | CA*EA2422*4A*+MBVK16CP1X00A* |  |  |  | 10.9 | 17.5 | 8.5 | FALSE | FALSE | TRUE | 16600 | 10800 | 2.71 | 17100 | 2.48
213816051 | 02/16/24 | Live | Daikin Comfort Technologies | GOODMAN | Singlezone Ducted, Centrally Ducted | 213816051 |  | HRCU-A-CB | GSZS601810A* | Ducted Indoor Units | CA*EA2422*4A*+MBVK12BP1X00A* |  |  |  | 10.9 | 17.5 | 8.5 | FALSE | FALSE | TRUE | 16600 | 10800 | 2.71 | 17100 | 2.48
208280112 | 06/13/22 | Live | Midea Electric Trading | TRUST AIR CONDITIONERS | Singlezone Ducted, Compact Ducted | 208280112 |  | HRCU-A-CB | OUS60H/O4S41P | Mini-Splits | IUMDL60H/I43P | 10 | 18 | 10 |  |  |  | FALSE | FALSE | FALSE | 57000 | 37000 | 2.64 | 39719 | 2.18
213816050 | 02/16/24 | Live | Daikin Comfort Technologies | GOODMAN | Singlezone Ducted, Centrally Ducted | 213816050 |  | HRCU-A-CB | GSZS601810A* | Ducted Indoor Units | CA*EA1818*4A*+MBVK16CP1X00A* |  |  |  | 10.9 | 17.5 | 8.5 | FALSE | FALSE | TRUE | 16600 | 10800 | 2.71 | 17100 | 2.48
213816049 | 02/16/24 | Live | Daikin Comfort Technologies | GOODMAN | Singlezone Ducted, Centrally Ducted | 213816049 |  | HRCU-A-CB | GSZS601810A* | Ducted Indoor Units | CA*EA1818*4A*+MBVK12BP1X00A* |  |  |  | 10.9 | 17.5 | 8.5 | FALSE | FALSE | TRUE | 16600 | 10800 | 2.71 | 17100 | 2.48
213613307 | 02/16/24 | Live | Daikin Comfort Technologies | GOODMAN | Singlezone Ducted, Centrally Ducted | 213613307 |  | HRCU-A-CB | GSZS601810A* | Ducted Indoor Units | AHVE24BP1400B* |  |  |  | 10.9 | 17.5 | 8.5 | FALSE | FALSE | TRUE | 16600 | 10800 | 2.71 | 17100 | 2.48
205118691 | 10/28/22 | Live | Trane U.S. Inc. | RUNTRU | Singlezone Non-Ducted, Wall Placement | 205118691 |  | HRCU-A-CB-O | M4TLS1824A11N** | Mini-Splits | M4MLW1824A1N0** | 11 | 18.4 | 10.5 |  |  |  | FALSE | FALSE | FALSE | 22800 | 16000 | 2.51 | 18000 | 2.25
8796414 | 05/27/22 | Live | Gree | GREE | Multizone Mix of Ducted and Non-Ducted | 8796414 |  | HMSV-A-CB | GMV-36WL/B-T(U) | Mixed Ducted and Non-Ducted Indoor Units |  | 12.15 | 18.5 | 11 |  |  |  | FALSE | FALSE | FALSE | 36000 | 29400 | 2.4 | 45000 | 2.5
213613328 | 02/16/24 | Live | Daikin Comfort Technologies | DAIKIN | Singlezone Ducted, Centrally Ducted | 213613328 |  | HRCU-A-CB | DZ6VSA4810A* | Ducted Indoor Units | DFVE60DP1400B* |  |  |  | 8 | 16.2 | 8.1 | FALSE | FALSE | FALSE | 45000 | 29800 | 2.47 | 36000 | 2.38
213613323 | 02/16/24 | Live | Daikin Comfort Technologies | DAIKIN | Singlezone Ducted, Centrally Ducted | 213613323 |  | HRCU-A-CB | DZ6VSA4810A* | Ducted Indoor Units | DFVE48DP1400B* |  |  |  | 8 | 16.2 | 8.1 | FALSE | FALSE | FALSE | 45000 | 29800 | 2.47 | 36000 | 2.38
10596841 | 10/28/22 | Live | Trane U.S. Inc. | AMERISTAR | Singlezone Non-Ducted, Wall Placement | 10596841 |  | HRCU-A-CB-O | M4TLS1824A11N** | Mini-Splits | M4MLW1824A1N0** | 11 | 18.4 | 10.5 |  |  |  | FALSE | FALSE | FALSE | 22800 | 16000 | 2.51 | 18000 | 2.25
208104300 | 05/31/22 | Live | Carrier | CARRIER | Singlezone Ducted, Centrally Ducted | 208104300 |  | HRCU-A-CB | 38MARBQ36AB3 | Mini-Splits | 40MBABQ36XB3 | 8.8 | 17.5 | 11.3 |  |  |  | FALSE | FALSE | FALSE | 36000 | 25600 | 2.62 | 34600 | 2.62
213613325 | 02/16/24 | Live | Daikin Comfort Technologies | DAIKIN | Singlezone Ducted, Centrally Ducted | 213613325 |  | HRCU-A-CB | DZ6VSA3610A* | Ducted Indoor Units | DFVE42CP1400B* |  |  |  | 8.7 | 16.3 | 8.2 | FALSE | FALSE | FALSE | 33600 | 22400 | 2.43 | 25200 | 2.37
213613321 | 02/16/24 | Live | Daikin Comfort Technologies | DAIKIN | Singlezone Ducted, Centrally Ducted | 213613321 |  | HRCU-A-CB | DZ6VSA3610A* | Ducted Indoor Units | DFVE36CP1400B* |  |  |  | 8.7 | 16.3 | 8.2 | FALSE | FALSE | FALSE | 33600 | 22400 | 2.43 | 25200 | 2.37
8654212 | 05/27/22 | Live | Gree | GREE | Multizone Mix of Ducted and Non-Ducted | 8654212 |  | HMSV-A-CB | GMV-48WL/B-T(U) | Mixed Ducted and Non-Ducted Indoor Units |  | 11 | 18.25 | 10.6 |  |  |  | FALSE | FALSE | FALSE | 48000 | 38000 | 2.45 | 54000 | 2.45
213815102 | 02/16/24 | Live | Daikin Comfort Technologies | DAIKIN | Singlezone Ducted, Centrally Ducted | 213815102 |  | HRCU-A-CB | DZ6VSA3610A* | Ducted Indoor Units | CA*EA3026*4A*+MBVK20DP1X00A* |  |  |  | 8.7 | 16.3 | 8.2 | FALSE | FALSE | FALSE | 33200 | 22400 | 2.43 | 25200 | 2.37
213815101 | 02/16/24 | Live | Daikin Comfort Technologies | DAIKIN | Singlezone Ducted, Centrally Ducted | 213815101 |  | HRCU-A-CB | DZ6VSA3610A* | Ducted Indoor Units | CA*EA3026*4A*+MBVK16CP1X00A* |  |  |  | 8.7 | 16.3 | 8.2 | FALSE | FALSE | FALSE | 33200 | 22400 | 2.43 | 25200 | 2.37
203162809 | 10/28/22 | Live | Trane U.S. Inc. | AMERISTAR | Singlezone Non-Ducted, Wall Placement | 203162809 |  | HRCU-A-CB-O | M4THS1809A11N** | Mini-Splits | M4MHW1809A1N0** | 14 | 18 | 10.5 |  |  |  | FALSE | FALSE | FALSE | 9000 | 6800 | 2.03 | 11546 | 2.18
213815100 | 02/16/24 | Live | Daikin Comfort Technologies | DAIKIN | Singlezone Ducted, Centrally Ducted | 213815100 |  | HRCU-A-CB | DZ6VSA3610A* | Ducted Indoor Units | CA*EA3026*4A*+MBVK12BP1X00A* |  |  |  | 8.7 | 16.3 | 8.2 | FALSE | FALSE | FALSE | 33200 | 22400 | 2.43 | 25200 | 2.37
213613320 | 02/16/24 | Live | Daikin Comfort Technologies | DAIKIN | Singlezone Ducted, Centrally Ducted | 213613320 |  | HRCU-A-CB | DZ6VSA3010A* | Ducted Indoor Units | DFVE36CP1400B* |  |  |  | 9.9 | 17.1 | 8.2 | FALSE | FALSE | FALSE | 27800 | 18000 | 2.52 | 21600 | 2.36
207826662 | 05/31/22 | Live | Carrier | CARRIER | Singlezone Ducted, Centrally Ducted | 207826662 |  | HRCU-A-CB | 38MBRCQ48AA3 | Mini-Splits | 40MBABQ48XA3 | 8.6 | 16.2 | 10.8 |  |  |  | FALSE | FALSE | FALSE | 48000 | 37400 | 2.46 | 37500 | 2.46
213815099 | 02/16/24 | Live | Daikin Comfort Technologies | DAIKIN | Singlezone Ducted, Centrally Ducted | 213815099 |  | HRCU-A-CB | DZ6VSA3010A* | Ducted Indoor Units | CA*EA3026*4A*+MBVK16CP1X00A* |  |  |  | 9.9 | 17.1 | 8.2 | FALSE | FALSE | FALSE | 27400 | 18000 | 2.52 | 21600 | 2.36
213815098 | 02/16/24 | Live | Daikin Comfort Technologies | DAIKIN | Singlezone Ducted, Centrally Ducted | 213815098 |  | HRCU-A-CB | DZ6VSA3010A* | Ducted Indoor Units | CA*EA3026*4A*+MBVK12BP1X00A* |  |  |  | 9.9 | 17.1 | 8.2 | FALSE | FALSE | FALSE | 27400 | 18000 | 2.52 | 21600 | 2.36
213815097 | 02/16/24 | Live | Daikin Comfort Technologies | DAIKIN | Singlezone Ducted, Centrally Ducted | 213815097 |  | HRCU-A-CB | DZ6VSA3010A* | Ducted Indoor Units | CA*EA2422*4A*+MBVK16CP1X00A* |  |  |  | 9.9 | 17.1 | 8.2 | FALSE | FALSE | FALSE | 27400 | 18000 | 2.52 | 21600 | 2.36
213815096 | 02/16/24 | Live | Daikin Comfort Technologies | DAIKIN | Singlezone Ducted, Centrally Ducted | 213815096 |  | HRCU-A-CB | DZ6VSA3010A* | Ducted Indoor Units | CA*EA2422*4A*+MBVK12BP1X00A* |  |  |  | 9.9 | 17.1 | 8.2 | FALSE | FALSE | FALSE | 27400 | 18000 | 2.52 | 21600 | 2.36
213613319 | 02/16/24 | Live | Daikin Comfort Technologies | DAIKIN | Singlezone Ducted, Centrally Ducted | 213613319 |  | HRCU-A-CB | DZ6VSA2410A* | Ducted Indoor Units | DFVE24BP1400B* |  |  |  | 10.1 | 17.3 | 8.5 | FALSE | FALSE | TRUE | 22200 | 14600 | 2.58 | 17600 | 2.33
9045934 | 10/28/22 | Live | Trane U.S. Inc. | TRANE | Multizone All Non-Ducted | 9045934 |  | HMSV-A-CB | 4TXM2236A15N0** | Non-Ducted Indoor Units |  | 12.5 | 21 | 10.5 |  |  |  | FALSE | FALSE | FALSE | 35000 | 25000 | 2.31 | 31100 | 2.5
207826661 | 05/31/22 | Live | Carrier | CARRIER | Singlezone Ducted, Centrally Ducted | 207826661 |  | HRCU-A-CB | 38MBRCQ36AA3 | Mini-Splits | 40MBABQ36XA3 | 8.8 | 17 | 11.3 |  |  |  | FALSE | FALSE | FALSE | 36000 | 25600 | 2.61 | 27000 | 2.61
213815095 | 02/16/24 | Live | Daikin Comfort Technologies | DAIKIN | Singlezone Ducted, Centrally Ducted | 213815095 |  | HRCU-A-CB | DZ6VSA2410A* | Ducted Indoor Units | CA*EA2422*4A*+MBVK16CP1X00A* |  |  |  | 10.1 | 17.3 | 8.5 | FALSE | FALSE | TRUE | 22200 | 14600 | 2.58 | 17600 | 2.33
213815094 | 02/16/24 | Live | Daikin Comfort Technologies | DAIKIN | Singlezone Ducted, Centrally Ducted | 213815094 |  | HRCU-A-CB | DZ6VSA2410A* | Ducted Indoor Units | CA*EA2422*4A*+MBVK12BP1X00A* |  |  |  | 10.1 | 17.3 | 8.5 | FALSE | FALSE | TRUE | 22200 | 14600 | 2.58 | 17600 | 2.33
213815093 | 02/16/24 | Live | Daikin Comfort Technologies | DAIKIN | Singlezone Ducted, Centrally Ducted | 213815093 |  | HRCU-A-CB | DZ6VSA2410A* | Ducted Indoor Units | CA*EA1818*4A*+MBVK16CP1X00A* |  |  |  | 10.1 | 17.3 | 8.5 | FALSE | FALSE | TRUE | 22200 | 14600 | 2.58 | 17600 | 2.33
213815092 | 02/16/24 | Live | Daikin Comfort Technologies | DAIKIN | Singlezone Ducted, Centrally Ducted | 213815092 |  | HRCU-A-CB | DZ6VSA2410A* | Ducted Indoor Units | CA*EA1818*4A*+MBVK12BP1X00A* |  |  |  | 10.1 | 17.3 | 8.5 | FALSE | FALSE | TRUE | 22200 | 14600 | 2.58 | 17600 | 2.33
9045933 | 10/28/22 | Live | Trane U.S. Inc. | TRANE | Multizone All Non-Ducted | 9045933 |  | HMSV-A-CB | 4TXM2224A14N0** | Non-Ducted Indoor Units |  | 12.5 | 21 | 10.5 |  |  |  | FALSE | FALSE | FALSE | 27000 | 18000 | 2.6 | 24000 | 2.51
213613318 | 01/31/24 | Live | Daikin Comfort Technologies | DAIKIN | Singlezone Ducted, Centrally Ducted | 213613318 |  | HRCU-A-CB | DZ6VSA1810A* | Ducted Indoor Units | DFVE24BP1400B* |  |  |  | 10.9 | 17.5 | 8.5 | FALSE | FALSE | TRUE | 16600 | 10800 | 2.71 | 17100 | 2.48
213815091 | 02/16/24 | Live | Daikin Comfort Technologies | DAIKIN | Singlezone Ducted, Centrally Ducted | 213815091 |  | HRCU-A-CB | DZ6VSA1810A* | Ducted Indoor Units | CA*EA2422*4A*+MBVK16CP1X00A* |  |  |  | 10.9 | 17.5 | 8.5 | FALSE | FALSE | TRUE | 16600 | 10800 | 2.71 | 17100 | 2.48
207826668 | 05/31/22 | Live | Carrier | BRYANT | Singlezone Ducted, Centrally Ducted | 207826668 |  | HRCU-A-CB | 38MBRCQ58AA3 | Mini-Splits | 40MBABQ60XA3 | 10 | 17 | 10.4 |  |  |  | FALSE | FALSE | FALSE | 57000 | 34000 | 2.52 | 34600 | 2.52
213815090 | 02/16/24 | Live | Daikin Comfort Technologies | DAIKIN | Singlezone Ducted, Centrally Ducted | 213815090 |  | HRCU-A-CB | DZ6VSA1810A* | Ducted Indoor Units | CA*EA2422*4A*+MBVK12BP1X00A* |  |  |  | 10.9 | 17.5 | 8.5 | FALSE | FALSE | TRUE | 16600 | 10800 | 2.71 | 17100 | 2.48
213815089 | 02/16/24 | Live | Daikin Comfort Technologies | DAIKIN | Singlezone Ducted, Centrally Ducted | 213815089 |  | HRCU-A-CB | DZ6VSA1810A* | Ducted Indoor Units | CA*EA1818*4A*+MBVK16CP1X00A* |  |  |  | 10.9 | 17.5 | 8.5 | FALSE | FALSE | TRUE | 16600 | 10800 | 2.71 | 17100 | 2.48
213815088 | 02/16/24 | Live | Daikin Comfort Technologies | DAIKIN | Singlezone Ducted, Centrally Ducted | 213815088 |  | HRCU-A-CB | DZ6VSA1810A* | Ducted Indoor Units | CA*EA1818*4A*+MBVK12BP1X00A* |  |  |  | 10.9 | 17.5 | 8.5 | FALSE | FALSE | TRUE | 16600 | 10800 | 2.71 | 17100 | 2.48
207826663 | 05/31/22 | Live | Carrier | CARRIER | Singlezone Ducted, Centrally Ducted | 207826663 |  | HRCU-A-CB | 38MBRCQ58AA3 | Mini-Splits | 40MBABQ60XA3 | 10 | 17 | 10.4 |  |  |  | FALSE | FALSE | FALSE | 57000 | 34000 | 2.52 | 34600 | 2.52
9057065 | 10/28/22 | Live | Trane U.S. Inc. | TRANE | Multizone All Non-Ducted | 9057065 |  | HMSV-A-CB | 4TXM2230A15N0** | Non-Ducted Indoor Units |  | 12.5 | 21 | 10.5 |  |  |  | FALSE | FALSE | FALSE | 32000 | 27000 | 2.93 | 27500 | 2.73
213613300 | 02/16/24 | Live | Daikin Comfort Technologies | LIBERTY HEATING & AIR CONDITIONING | Singlezone Ducted, Centrally Ducted | 213613300 |  | HRCU-A-CB | ASZS604810A* | Ducted Indoor Units | AHVE60DP1400B* |  |  |  | 8 | 16.2 | 8.1 | FALSE | FALSE | FALSE | 45000 | 29800 | 2.47 | 36000 | 2.38
213613289 | 02/16/24 | Live | Daikin Comfort Technologies | AMANA | Singlezone Ducted, Centrally Ducted | 213613289 |  | HRCU-A-CB | ASZS604810A* | Ducted Indoor Units | AHVE60DP1400B* |  |  |  | 8 | 16.2 | 8.1 | FALSE | FALSE | FALSE | 45000 | 29800 | 2.47 | 36000 | 2.38
213613295 | 02/16/24 | Live | Daikin Comfort Technologies | LIBERTY HEATING & AIR CONDITIONING | Singlezone Ducted, Centrally Ducted | 213613295 |  | HRCU-A-CB | ASZS604810A* | Ducted Indoor Units | AHVE48DP1400B* |  |  |  | 8 | 16.2 | 8.1 | FALSE | FALSE | FALSE | 45000 | 29800 | 2.47 | 36000 | 2.38
207826666 | 05/31/22 | Live | Carrier | BRYANT | Singlezone Ducted, Centrally Ducted | 207826666 |  | HRCU-A-CB | 38MBRCQ36AA3 | Mini-Splits | 40MBABQ36XA3 | 8.8 | 17 | 11.3 |  |  |  | FALSE | FALSE | FALSE | 36000 | 25600 | 2.61 | 27000 | 2.61
213613284 | 02/16/24 | Live | Daikin Comfort Technologies | AMANA | Singlezone Ducted, Centrally Ducted | 213613284 |  | HRCU-A-CB | ASZS604810A* | Ducted Indoor Units | AHVE48DP1400B* |  |  |  | 8 | 16.2 | 8.1 | FALSE | FALSE | FALSE | 45000 | 29800 | 2.47 | 36000 | 2.38
9060512 | 10/28/22 | Live | Trane U.S. Inc. | AMERICAN STANDARD | Multizone All Non-Ducted | 9060512 |  | HMSV-A-CB | 4TXM2230A15N0** | Non-Ducted Indoor Units |  | 12.5 | 21 | 10.5 |  |  |  | FALSE | FALSE | FALSE | 32000 | 27000 | 2.93 | 27500 | 2.73
208104302 | 05/31/22 | Live | Carrier | BRYANT | Singlezone Ducted, Centrally Ducted | 208104302 |  | HRCU-A-CB | 38MARBQ36AB3 | Mini-Splits | 40MBABQ36XB3 | 8.8 | 17.5 | 11.3 |  |  |  | FALSE | FALSE | FALSE | 36000 | 25600 | 2.62 | 34600 | 2.62
213815276 | 02/16/24 | Live | Daikin Comfort Technologies | LIBERTY HEATING & AIR CONDITIONING | Singlezone Ducted, Centrally Ducted | 213815276 |  | HRCU-A-CB | ASZS603610A* | Ducted Indoor Units | CA*EA3026*4A*+MBVK20DP1X00A* |  |  |  | 8.7 | 16.3 | 8.2 | FALSE | FALSE | FALSE | 33200 | 22400 | 2.43 | 25200 | 2.37
207826681 | 05/31/22 | Live | Carrier | MIDEA | Singlezone Ducted, Centrally Ducted | 207826681 |  | HRCU-A-CB | 38MBRCQ36AA3 | Mini-Splits | 40MBABQ36XA3 | 8.8 | 17 | 11.3 |  |  |  | FALSE | FALSE | FALSE | 36000 | 25600 | 2.61 | 27000 | 2.61
9060511 | 10/28/22 | Live | Trane U.S. Inc. | AMERICAN STANDARD | Multizone All Non-Ducted | 9060511 |  | HMSV-A-CB | 4TXM2224A14N0** | Non-Ducted Indoor Units |  | 12.5 | 21 | 10.5 |  |  |  | FALSE | FALSE | FALSE | 27000 | 18000 | 2.6 | 24000 | 2.51
213815261 | 02/16/24 | Live | Daikin Comfort Technologies | AMANA | Singlezone Ducted, Centrally Ducted | 213815261 |  | HRCU-A-CB | ASZS603610A* | Ducted Indoor Units | CA*EA3026*4A*+MBVK20DP1X00A* |  |  |  | 8.7 | 16.3 | 8.2 | FALSE | FALSE | FALSE | 33200 | 22400 | 2.43 | 25200 | 2.37
213815275 | 02/16/24 | Live | Daikin Comfort Technologies | LIBERTY HEATING & AIR CONDITIONING | Singlezone Ducted, Centrally Ducted | 213815275 |  | HRCU-A-CB | ASZS603610A* | Ducted Indoor Units | CA*EA3026*4A*+MBVK16CP1X00A* |  |  |  | 8.7 | 16.3 | 8.2 | FALSE | FALSE | FALSE | 33200 | 22400 | 2.43 | 25200 | 2.37
213815260 | 02/16/24 | Live | Daikin Comfort Technologies | AMANA | Singlezone Ducted, Centrally Ducted | 213815260 |  | HRCU-A-CB | ASZS603610A* | Ducted Indoor Units | CA*EA3026*4A*+MBVK16CP1X00A* |  |  |  | 8.7 | 16.3 | 8.2 | FALSE | FALSE | FALSE | 33200 | 22400 | 2.43 | 25200 | 2.37
213815274 | 02/16/24 | Live | Daikin Comfort Technologies | LIBERTY HEATING & AIR CONDITIONING | Singlezone Ducted, Centrally Ducted | 213815274 |  | HRCU-A-CB | ASZS603610A* | Ducted Indoor Units | CA*EA3026*4A*+MBVK12BP1X00A* |  |  |  | 8.7 | 16.3 | 8.2 | FALSE | FALSE | FALSE | 33200 | 22400 | 2.43 | 25200 | 2.37
213815259 | 02/16/24 | Live | Daikin Comfort Technologies | AMANA | Singlezone Ducted, Centrally Ducted | 213815259 |  | HRCU-A-CB | ASZS603610A* | Ducted Indoor Units | CA*EA3026*4A*+MBVK12BP1X00A* |  |  |  | 8.7 | 16.3 | 8.2 | FALSE | FALSE | FALSE | 33200 | 22400 | 2.43 | 25200 | 2.37
207826667 | 05/31/22 | Live | Carrier | BRYANT | Singlezone Ducted, Centrally Ducted | 207826667 |  | HRCU-A-CB | 38MBRCQ48AA3 | Mini-Splits | 40MBABQ48XA3 | 8.6 | 16.2 | 10.8 |  |  |  | FALSE | FALSE | FALSE | 48000 | 37400 | 2.46 | 37500 | 2.46
213613297 | 02/16/24 | Live | Daikin Comfort Technologies | LIBERTY HEATING & AIR CONDITIONING | Singlezone Ducted, Centrally Ducted | 213613297 |  | HRCU-A-CB | ASZS603610A* | Ducted Indoor Units | AHVE42CP1400B* |  |  |  | 8.7 | 16.3 | 8.2 | FALSE | FALSE | FALSE | 33600 | 22400 | 2.43 | 25200 | 2.37
213613286 | 02/16/24 | Live | Daikin Comfort Technologies | AMANA | Singlezone Ducted, Centrally Ducted | 213613286 |  | HRCU-A-CB | ASZS603610A* | Ducted Indoor Units | AHVE42CP1400B* |  |  |  | 8.7 | 16.3 | 8.2 | FALSE | FALSE | FALSE | 33600 | 22400 | 2.43 | 25200 | 2.37
213613293 | 02/16/24 | Live | Daikin Comfort Technologies | LIBERTY HEATING & AIR CONDITIONING | Singlezone Ducted, Centrally Ducted | 213613293 |  | HRCU-A-CB | ASZS603610A* | Ducted Indoor Units | AHVE36CP1400B* |  |  |  | 8.7 | 16.3 | 8.2 | FALSE | FALSE | FALSE | 33600 | 22400 | 2.43 | 25200 | 2.37
213613282 | 02/16/24 | Live | Daikin Comfort Technologies | AMANA | Singlezone Ducted, Centrally Ducted | 213613282 |  | HRCU-A-CB | ASZS603610A* | Ducted Indoor Units | AHVE36CP1400B* |  |  |  | 8.7 | 16.3 | 8.2 | FALSE | FALSE | FALSE | 33600 | 22400 | 2.43 | 25200 | 2.37
213815273 | 02/16/24 | Live | Daikin Comfort Technologies | LIBERTY HEATING & AIR CONDITIONING | Singlezone Ducted, Centrally Ducted | 213815273 |  | HRCU-A-CB | ASZS603010A* | Ducted Indoor Units | CA*EA3026*4A*+MBVK16CP1X00A* |  |  |  | 9.9 | 17.1 | 8.2 | FALSE | FALSE | FALSE | 27400 | 18000 | 2.52 | 21600 | 2.36
213815258 | 02/16/24 | Live | Daikin Comfort Technologies | AMANA | Singlezone Ducted, Centrally Ducted | 213815258 |  | HRCU-A-CB | ASZS603010A* | Ducted Indoor Units | CA*EA3026*4A*+MBVK16CP1X00A* |  |  |  | 9.9 | 17.1 | 8.2 | FALSE | FALSE | FALSE | 27400 | 18000 | 2.52 | 21600 | 2.36
213815272 | 02/16/24 | Live | Daikin Comfort Technologies | LIBERTY HEATING & AIR CONDITIONING | Singlezone Ducted, Centrally Ducted | 213815272 |  | HRCU-A-CB | ASZS603010A* | Ducted Indoor Units | CA*EA3026*4A*+MBVK12BP1X00A* |  |  |  | 9.9 | 17.1 | 8.2 | FALSE | FALSE | FALSE | 27400 | 18000 | 2.52 | 21600 | 2.36
213815257 | 02/16/24 | Live | Daikin Comfort Technologies | AMANA | Singlezone Ducted, Centrally Ducted | 213815257 |  | HRCU-A-CB | ASZS603010A* | Ducted Indoor Units | CA*EA3026*4A*+MBVK12BP1X00A* |  |  |  | 9.9 | 17.1 | 8.2 | FALSE | FALSE | FALSE | 27400 | 18000 | 2.52 | 21600 | 2.36
207826682 | 05/31/22 | Live | Carrier | MIDEA | Singlezone Ducted, Centrally Ducted | 207826682 |  | HRCU-A-CB | 38MBRCQ48AA3 | Mini-Splits | 40MBABQ48XA3 | 8.6 | 16.2 | 10.8 |  |  |  | FALSE | FALSE | FALSE | 48000 | 37400 | 2.46 | 37500 | 2.46
213815271 | 02/16/24 | Live | Daikin Comfort Technologies | LIBERTY HEATING & AIR CONDITIONING | Singlezone Ducted, Centrally Ducted | 213815271 |  | HRCU-A-CB | ASZS603010A* | Ducted Indoor Units | CA*EA2422*4A*+MBVK16CP1X00A* |  |  |  | 9.9 | 17.1 | 8.2 | FALSE | FALSE | FALSE | 27400 | 18000 | 2.52 | 21600 | 2.36
213815256 | 02/16/24 | Live | Daikin Comfort Technologies | AMANA | Singlezone Ducted, Centrally Ducted | 213815256 |  | HRCU-A-CB | ASZS603010A* | Ducted Indoor Units | CA*EA2422*4A*+MBVK16CP1X00A* |  |  |  | 9.9 | 17.1 | 8.2 | FALSE | FALSE | FALSE | 27400 | 18000 | 2.52 | 21600 | 2.36
9060515 | 10/28/22 | Live | Trane U.S. Inc. | AMERICAN STANDARD | Multizone All Non-Ducted | 9060515 |  | HMSV-A-CB | 4TXM2236A15N0** | Non-Ducted Indoor Units |  | 12.5 | 21 | 10.5 |  |  |  | FALSE | FALSE | FALSE | 35000 | 25000 | 2.31 | 31100 | 2.5
213815270 | 02/16/24 | Live | Daikin Comfort Technologies | LIBERTY HEATING & AIR CONDITIONING | Singlezone Ducted, Centrally Ducted | 213815270 |  | HRCU-A-CB | ASZS603010A* | Ducted Indoor Units | CA*EA2422*4A*+MBVK12BP1X00A* |  |  |  | 9.9 | 17.1 | 8.2 | FALSE | FALSE | FALSE | 27400 | 18000 | 2.52 | 21600 | 2.36
213815255 | 02/16/24 | Live | Daikin Comfort Technologies | AMANA | Singlezone Ducted, Centrally Ducted | 213815255 |  | HRCU-A-CB | ASZS603010A* | Ducted Indoor Units | CA*EA2422*4A*+MBVK12BP1X00A* |  |  |  | 9.9 | 17.1 | 8.2 | FALSE | FALSE | FALSE | 27400 | 18000 | 2.52 | 21600 | 2.36
213613292 | 02/16/24 | Live | Daikin Comfort Technologies | LIBERTY HEATING & AIR CONDITIONING | Singlezone Ducted, Centrally Ducted | 213613292 |  | HRCU-A-CB | ASZS603010A* | Ducted Indoor Units | AHVE36CP1400B* |  |  |  | 9.9 | 17.1 | 8.2 | FALSE | FALSE | FALSE | 27800 | 18000 | 2.52 | 21600 | 2.36
207826683 | 05/31/22 | Live | Carrier | MIDEA | Singlezone Ducted, Centrally Ducted | 207826683 |  | HRCU-A-CB | 38MBRCQ58AA3 | Mini-Splits | 40MBABQ60XA3 | 10 | 17 | 10.4 |  |  |  | FALSE | FALSE | FALSE | 57000 | 34000 | 2.52 | 34600 | 2.52
213613281 | 02/16/24 | Live | Daikin Comfort Technologies | AMANA | Singlezone Ducted, Centrally Ducted | 213613281 |  | HRCU-A-CB | ASZS603010A* | Ducted Indoor Units | AHVE36CP1400B* |  |  |  | 9.9 | 17.1 | 8.2 | FALSE | FALSE | FALSE | 27800 | 18000 | 2.52 | 21600 | 2.36
213815269 | 02/16/24 | Live | Daikin Comfort Technologies | LIBERTY HEATING & AIR CONDITIONING | Singlezone Ducted, Centrally Ducted | 213815269 |  | HRCU-A-CB | ASZS602410A* | Ducted Indoor Units | CA*EA2422*4A*+MBVK16CP1X00A* |  |  |  | 10.1 | 17.3 | 8.5 | FALSE | FALSE | TRUE | 22200 | 14600 | 2.58 | 17600 | 2.33
213815254 | 02/16/24 | Live | Daikin Comfort Technologies | AMANA | Singlezone Ducted, Centrally Ducted | 213815254 |  | HRCU-A-CB | ASZS602410A* | Ducted Indoor Units | CA*EA2422*4A*+MBVK16CP1X00A* |  |  |  | 10.1 | 17.3 | 8.5 | FALSE | FALSE | TRUE | 22200 | 14600 | 2.58 | 17600 | 2.33
213815268 | 02/16/24 | Live | Daikin Comfort Technologies | LIBERTY HEATING & AIR CONDITIONING | Singlezone Ducted, Centrally Ducted | 213815268 |  | HRCU-A-CB | ASZS602410A* | Ducted Indoor Units | CA*EA2422*4A*+MBVK12BP1X00A* |  |  |  | 10.1 | 17.3 | 8.5 | FALSE | FALSE | TRUE | 22200 | 14600 | 2.58 | 17600 | 2.33
213815253 | 02/16/24 | Live | Daikin Comfort Technologies | AMANA | Singlezone Ducted, Centrally Ducted | 213815253 |  | HRCU-A-CB | ASZS602410A* | Ducted Indoor Units | CA*EA2422*4A*+MBVK12BP1X00A* |  |  |  | 10.1 | 17.3 | 8.5 | FALSE | FALSE | TRUE | 22200 | 14600 | 2.58 | 17600 | 2.33
213815267 | 02/16/24 | Live | Daikin Comfort Technologies | LIBERTY HEATING & AIR CONDITIONING | Singlezone Ducted, Centrally Ducted | 213815267 |  | HRCU-A-CB | ASZS602410A* | Ducted Indoor Units | CA*EA1818*4A*+MBVK16CP1X00A* |  |  |  | 10.1 | 17.3 | 8.5 | FALSE | FALSE | TRUE | 22200 | 14600 | 2.58 | 17600 | 2.33
207826671 | 05/31/22 | Live | Carrier | PAYNE | Singlezone Ducted, Centrally Ducted | 207826671 |  | HRCU-A-CB | 38MBRCQ36AA3 | Mini-Splits | 40MBABQ36XA3 | 8.8 | 17 | 11.3 |  |  |  | FALSE | FALSE | FALSE | 36000 | 25600 | 2.61 | 27000 | 2.61
9045932 | 10/28/22 | Live | Trane U.S. Inc. | TRANE | Multizone All Non-Ducted | 9045932 |  | HMSV-A-CB | 4TXM2218A12N0** | Non-Ducted Indoor Units |  | 12.5 | 22 | 10 |  |  |  | FALSE | FALSE | FALSE | 18000 | 12800 | 2.42 | 16400 | 2.42
213815252 | 02/16/24 | Live | Daikin Comfort Technologies | AMANA | Singlezone Ducted, Centrally Ducted | 213815252 |  | HRCU-A-CB | ASZS602410A* | Ducted Indoor Units | CA*EA1818*4A*+MBVK16CP1X00A* |  |  |  | 10.1 | 17.3 | 8.5 | FALSE | FALSE | TRUE | 22200 | 14600 | 2.58 | 17600 | 2.33
213815266 | 02/16/24 | Live | Daikin Comfort Technologies | LIBERTY HEATING & AIR CONDITIONING | Singlezone Ducted, Centrally Ducted | 213815266 |  | HRCU-A-CB | ASZS602410A* | Ducted Indoor Units | CA*EA1818*4A*+MBVK12BP1X00A* |  |  |  | 10.1 | 17.3 | 8.5 | FALSE | FALSE | TRUE | 22200 | 14600 | 2.58 | 17600 | 2.33
213815251 | 02/16/24 | Live | Daikin Comfort Technologies | AMANA | Singlezone Ducted, Centrally Ducted | 213815251 |  | HRCU-A-CB | ASZS602410A* | Ducted Indoor Units | CA*EA1818*4A*+MBVK12BP1X00A* |  |  |  | 10.1 | 17.3 | 8.5 | FALSE | FALSE | TRUE | 22200 | 14600 | 2.58 | 17600 | 2.33
213613291 | 02/16/24 | Live | Daikin Comfort Technologies | LIBERTY HEATING & AIR CONDITIONING | Singlezone Ducted, Centrally Ducted | 213613291 |  | HRCU-A-CB | ASZS602410A* | Ducted Indoor Units | AHVE24BP1400B* |  |  |  | 10.1 | 17.3 | 8.5 | FALSE | FALSE | TRUE | 22200 | 14600 | 2.58 | 17600 | 2.33
213613280 | 02/16/24 | Live | Daikin Comfort Technologies | AMANA | Singlezone Ducted, Centrally Ducted | 213613280 |  | HRCU-A-CB | ASZS602410A* | Ducted Indoor Units | AHVE24BP1400B* |  |  |  | 10.1 | 17.3 | 8.5 | FALSE | FALSE | TRUE | 22200 | 14600 | 2.58 | 17600 | 2.33
208104304 | 05/31/22 | Live | Carrier | PAYNE | Singlezone Ducted, Centrally Ducted | 208104304 |  | HRCU-A-CB | 38MARBQ36AB3 | Mini-Splits | 40MBABQ36XB3 | 8.8 | 17.5 | 11.3 |  |  |  | FALSE | FALSE | FALSE | 36000 | 25600 | 2.62 | 34600 | 2.62
213815265 | 02/16/24 | Live | Daikin Comfort Technologies | LIBERTY HEATING & AIR CONDITIONING | Singlezone Ducted, Centrally Ducted | 213815265 |  | HRCU-A-CB | ASZS601810A* | Ducted Indoor Units | CA*EA2422*4A*+MBVK16CP1X00A* |  |  |  | 10.9 | 17.5 | 8.5 | FALSE | FALSE | TRUE | 16600 | 10800 | 2.71 | 17100 | 2.48
213815250 | 02/16/24 | Live | Daikin Comfort Technologies | AMANA | Singlezone Ducted, Centrally Ducted | 213815250 |  | HRCU-A-CB | ASZS601810A* | Ducted Indoor Units | CA*EA2422*4A*+MBVK16CP1X00A* |  |  |  | 10.9 | 17.5 | 8.5 | FALSE | FALSE | TRUE | 16600 | 10800 | 2.71 | 17100 | 2.48
213815264 | 02/16/24 | Live | Daikin Comfort Technologies | LIBERTY HEATING & AIR CONDITIONING | Singlezone Ducted, Centrally Ducted | 213815264 |  | HRCU-A-CB | ASZS601810A* | Ducted Indoor Units | CA*EA2422*4A*+MBVK12BP1X00A* |  |  |  | 10.9 | 17.5 | 8.5 | FALSE | FALSE | TRUE | 16600 | 10800 | 2.71 | 17100 | 2.48
9060509 | 10/28/22 | Live | Trane U.S. Inc. | AMERICAN STANDARD | Multizone All Non-Ducted | 9060509 |  | HMSV-A-CB | 4TXM2218A12N0** | Non-Ducted Indoor Units |  | 12.5 | 22 | 10 |  |  |  | FALSE | FALSE | FALSE | 18000 | 12800 | 2.42 | 16400 | 2.42
213815249 | 02/16/24 | Live | Daikin Comfort Technologies | AMANA | Singlezone Ducted, Centrally Ducted | 213815249 |  | HRCU-A-CB | ASZS601810A* | Ducted Indoor Units | CA*EA2422*4A*+MBVK12BP1X00A* |  |  |  | 10.9 | 17.5 | 8.5 | FALSE | FALSE | TRUE | 16600 | 10800 | 2.71 | 17100 | 2.48
213815263 | 02/16/24 | Live | Daikin Comfort Technologies | LIBERTY HEATING & AIR CONDITIONING | Singlezone Ducted, Centrally Ducted | 213815263 |  | HRCU-A-CB | ASZS601810A* | Ducted Indoor Units | CA*EA1818*4A*+MBVK16CP1X00A* |  |  |  | 10.9 | 17.5 | 8.5 | FALSE | FALSE | TRUE | 16600 | 10800 | 2.71 | 17100 | 2.48
207826643 | 05/31/22 | Live | Carrier | AIRQUEST | Singlezone Ducted, Centrally Ducted | 207826643 |  | HRCU-A-CB | DLCLRCH36AAK | Mini-Splits | DLFLABH36XAK | 8.8 | 17 | 11.3 |  |  |  | FALSE | FALSE | FALSE | 36000 | 25600 | 2.61 | 27000 | 2.61
213815248 | 02/16/24 | Live | Daikin Comfort Technologies | AMANA | Singlezone Ducted, Centrally Ducted | 213815248 |  | HRCU-A-CB | ASZS601810A* | Ducted Indoor Units | CA*EA1818*4A*+MBVK16CP1X00A* |  |  |  | 10.9 | 17.5 | 8.5 | FALSE | FALSE | TRUE | 16600 | 10800 | 2.71 | 17100 | 2.48
213815262 | 02/16/24 | Live | Daikin Comfort Technologies | LIBERTY HEATING & AIR CONDITIONING | Singlezone Ducted, Centrally Ducted | 213815262 |  | HRCU-A-CB | ASZS601810A* | Ducted Indoor Units | CA*EA1818*4A*+MBVK12BP1X00A* |  |  |  | 10.9 | 17.5 | 8.5 | FALSE | FALSE | TRUE | 16600 | 10800 | 2.71 | 17100 | 2.48
213815247 | 02/16/24 | Live | Daikin Comfort Technologies | AMANA | Singlezone Ducted, Centrally Ducted | 213815247 |  | HRCU-A-CB | ASZS601810A* | Ducted Indoor Units | CA*EA1818*4A*+MBVK12BP1X00A* |  |  |  | 10.9 | 17.5 | 8.5 | FALSE | FALSE | TRUE | 16600 | 10800 | 2.71 | 17100 | 2.48
213613290 | 02/16/24 | Live | Daikin Comfort Technologies | LIBERTY HEATING & AIR CONDITIONING | Singlezone Ducted, Centrally Ducted | 213613290 |  | HRCU-A-CB | ASZS601810A* | Ducted Indoor Units | AHVE24BP1400B* |  |  |  | 10.9 | 17.5 | 8.5 | FALSE | FALSE | TRUE | 16600 | 10800 | 2.71 | 17100 | 2.48
213613279 | 02/16/24 | Live | Daikin Comfort Technologies | AMANA | Singlezone Ducted, Centrally Ducted | 213613279 |  | HRCU-A-CB | ASZS601810A* | Ducted Indoor Units | AHVE24BP1400B* |  |  |  | 10.9 | 17.5 | 8.5 | FALSE | FALSE | TRUE | 16600 | 10800 | 2.71 | 17100 | 2.48
207826651 | 08/10/23 | Live | Carrier | TEMPSTAR | Singlezone Non-Ducted, Wall Placement | 207826651 |  | HRCU-A-CB-O | DLCPRBH18AAK | Mini-Splits | DLFPHBH18XAK | 14.5 | 28.2 | 13.7 | 15.3 | 26.3 | 15.5 | TRUE | TRUE | TRUE | 18000 | 20200 | 2.89 | 24485 | 1.98
207826672 | 05/31/22 | Live | Carrier | PAYNE | Singlezone Ducted, Centrally Ducted | 207826672 |  | HRCU-A-CB | 38MBRCQ48AA3 | Mini-Splits | 40MBABQ48XA3 | 8.6 | 16.2 | 10.8 |  |  |  | FALSE | FALSE | FALSE | 48000 | 37400 | 2.46 | 37500 | 2.46
207614974 | 08/10/23 | Live | Carrier | TEMPSTAR | Singlezone Non-Ducted, Wall Placement | 207614974 |  | HRCU-A-CB-O | DLCPRBH12AAK | Mini-Splits | DLFPHBH12XAK | 13.8 | 30 | 13.6 | 14 | 25.3 | 11.7 | TRUE | TRUE | TRUE | 12000 | 10400 | 2.27 | 17087 | 2.21
207614973 | 08/10/23 | Live | Carrier | TEMPSTAR | Singlezone Non-Ducted, Wall Placement | 207614973 |  | HRCU-A-CB-O | DLCPRBH09AAK | Mini-Splits | DLFPHBH09XAK | 16 | 40.5 | 14.6 | 16 | 27 | 17.5 | TRUE | TRUE | TRUE | 9000 | 10400 | 2.27 | 17087 | 2.21
207826648 | 08/10/23 | Live | Carrier | KEEPRITE | Singlezone Non-Ducted, Wall Placement | 207826648 |  | HRCU-A-CB-O | DLCPRBH18AAK | Mini-Splits | DLFPHBH18XAK | 14.5 | 28.2 | 13.7 | 15.3 | 26.3 | 15.5 | TRUE | TRUE | TRUE | 18000 | 20200 | 2.89 | 24485 | 1.98
9060510 | 10/28/22 | Live | Trane U.S. Inc. | AMERICAN STANDARD | Multizone All Non-Ducted | 9060510 |  | HMSV-A-CB | 4TXM2221A13N0** | Non-Ducted Indoor Units |  | 12.5 | 20.5 | 10.2 |  |  |  | FALSE | FALSE | FALSE | 21000 | 16800 | 2.46 | 23000 | 2.5
207614968 | 08/10/23 | Live | Carrier | KEEPRITE | Singlezone Non-Ducted, Wall Placement | 207614968 |  | HRCU-A-CB-O | DLCPRBH12AAK | Mini-Splits | DLFPHBH12XAK | 13.8 | 30 | 13.6 | 14 | 25.3 | 11.7 | TRUE | TRUE | TRUE | 12000 | 10400 | 2.27 | 17087 | 2.21
208104308 | 05/31/22 | Live | Carrier | MIDEA | Singlezone Ducted, Centrally Ducted | 208104308 |  | HRCU-A-CB | 38MARBQ36AB3 | Mini-Splits | 40MBABQ36XB3 | 8.8 | 17.5 | 11.3 |  |  |  | FALSE | FALSE | FALSE | 36000 | 25600 | 2.62 | 34600 | 2.62
207614967 | 08/10/23 | Live | Carrier | KEEPRITE | Singlezone Non-Ducted, Wall Placement | 207614967 |  | HRCU-A-CB-O | DLCPRBH09AAK | Mini-Splits | DLFPHBH09XAK | 16 | 40.5 | 14.6 | 16 | 27 | 17.5 | TRUE | TRUE | TRUE | 9000 | 10400 | 2.27 | 17087 | 2.21
207826647 | 08/10/23 | Live | Carrier | HEIL | Singlezone Non-Ducted, Wall Placement | 207826647 |  | HRCU-A-CB-O | DLCPRBH18AAK | Mini-Splits | DLFPHBH18XAK | 14.5 | 28.2 | 13.7 | 15.3 | 26.3 | 15.5 | TRUE | TRUE | TRUE | 18000 | 20200 | 2.89 | 24485 | 1.98
207614966 | 08/10/23 | Live | Carrier | HEIL | Singlezone Non-Ducted, Wall Placement | 207614966 |  | HRCU-A-CB-O | DLCPRBH12AAK | Mini-Splits | DLFPHBH12XAK | 13.8 | 30 | 13.6 | 14 | 25.3 | 11.7 | TRUE | TRUE | TRUE | 12000 | 10400 | 2.27 | 17087 | 2.21
207614965 | 08/10/23 | Live | Carrier | HEIL | Singlezone Non-Ducted, Wall Placement | 207614965 |  | HRCU-A-CB-O | DLCPRBH09AAK | Mini-Splits | DLFPHBH09XAK | 16 | 40.5 | 14.6 | 16 | 27 | 17.5 | TRUE | TRUE | TRUE | 9000 | 10400 | 2.27 | 17087 | 2.21
207826646 | 08/10/23 | Live | Carrier | DAY&NIGHT | Singlezone Non-Ducted, Wall Placement | 207826646 |  | HRCU-A-CB-O | DLCPRBH18AAK | Mini-Splits | DLFPHBH18XAK | 14.5 | 28.2 | 13.7 | 15.3 | 26.3 | 15.5 | TRUE | TRUE | TRUE | 18000 | 20200 | 2.89 | 24485 | 1.98
207614964 | 08/10/23 | Live | Carrier | DAY&NIGHT | Singlezone Non-Ducted, Wall Placement | 207614964 |  | HRCU-A-CB-O | DLCPRBH12AAK | Mini-Splits | DLFPHBH12XAK | 13.8 | 30 | 13.6 | 14 | 25.3 | 11.7 | TRUE | TRUE | TRUE | 12000 | 10400 | 2.27 | 17087 | 2.21
207614963 | 08/10/23 | Live | Carrier | DAY&NIGHT | Singlezone Non-Ducted, Wall Placement | 207614963 |  | HRCU-A-CB-O | DLCPRBH09AAK | Mini-Splits | DLFPHBH09XAK | 16 | 40.5 | 14.6 | 16 | 27 | 17.5 | TRUE | TRUE | TRUE | 9000 | 10400 | 2.27 | 17087 | 2.21
207826673 | 05/31/22 | Live | Carrier | PAYNE | Singlezone Ducted, Centrally Ducted | 207826673 |  | HRCU-A-CB | 38MBRCQ58AA3 | Mini-Splits | 40MBABQ60XA3 | 10 | 17 | 10.4 |  |  |  | FALSE | FALSE | FALSE | 57000 | 34000 | 2.52 | 34600 | 2.52
207826645 | 08/10/23 | Live | Carrier | COMFORTMAKER | Singlezone Non-Ducted, Wall Placement | 207826645 |  | HRCU-A-CB-O | DLCPRBH18AAK | Mini-Splits | DLFPHBH18XAK | 14.5 | 28.2 | 13.7 | 15.3 | 26.3 | 15.5 | TRUE | TRUE | TRUE | 18000 | 20200 | 2.89 | 24485 | 1.98
207614962 | 08/10/23 | Live | Carrier | COMFORTMAKER | Singlezone Non-Ducted, Wall Placement | 207614962 |  | HRCU-A-CB-O | DLCPRBH12AAK | Mini-Splits | DLFPHBH12XAK | 13.8 | 30 | 13.6 | 14 | 25.3 | 11.7 | TRUE | TRUE | TRUE | 12000 | 10400 | 2.27 | 17087 | 2.21
207614961 | 08/10/23 | Live | Carrier | COMFORTMAKER | Singlezone Non-Ducted, Wall Placement | 207614961 |  | HRCU-A-CB-O | DLCPRBH09AAK | Mini-Splits | DLFPHBH09XAK | 16 | 40.5 | 14.6 | 16 | 27 | 17.5 | TRUE | TRUE | TRUE | 9000 | 10400 | 2.27 | 17087 | 2.21
9057064 | 10/28/22 | Live | Trane U.S. Inc. | TRANE | Multizone All Non-Ducted | 9057064 |  | HMSV-A-CB | 4TXM2221A13N0** | Non-Ducted Indoor Units |  | 12.5 | 20.5 | 10.2 |  |  |  | FALSE | FALSE | FALSE | 21000 | 16800 | 2.46 | 23000 | 2.5
207826644 | 08/10/23 | Live | Carrier | ARCOAIRE | Singlezone Non-Ducted, Wall Placement | 207826644 |  | HRCU-A-CB-O | DLCPRBH18AAK | Mini-Splits | DLFPHBH18XAK | 14.5 | 28.2 | 13.7 | 15.3 | 26.3 | 15.5 | TRUE | TRUE | TRUE | 18000 | 20200 | 2.89 | 24485 | 1.98
208104306 | 05/31/22 | Live | Carrier | WEATHERMAKER | Singlezone Ducted, Centrally Ducted | 208104306 |  | HRCU-A-CB | 38MARBQ36AB3 | Mini-Splits | 40MBABQ36XB3 | 8.8 | 17.5 | 11.3 |  |  |  | FALSE | FALSE | FALSE | 36000 | 25600 | 2.62 | 34600 | 2.62
207614960 | 08/10/23 | Live | Carrier | ARCOAIRE | Singlezone Non-Ducted, Wall Placement | 207614960 |  | HRCU-A-CB-O | DLCPRBH12AAK | Mini-Splits | DLFPHBH12XAK | 13.8 | 30 | 13.6 | 14 | 25.3 | 11.7 | TRUE | TRUE | TRUE | 12000 | 10400 | 2.27 | 17087 | 2.21
207614959 | 08/10/23 | Live | Carrier | ARCOAIRE | Singlezone Non-Ducted, Wall Placement | 207614959 |  | HRCU-A-CB-O | DLCPRBH09AAK | Mini-Splits | DLFPHBH09XAK | 16 | 40.5 | 14.6 | 16 | 27 | 17.5 | TRUE | TRUE | TRUE | 9000 | 10400 | 2.27 | 17087 | 2.21
207826653 | 08/10/23 | Live | Carrier | AIRQUEST | Singlezone Non-Ducted, Wall Placement | 207826653 |  | HRCU-A-CB-O | DLCPRBH18AAK | Mini-Splits | DLFPHBH18XAK | 14.5 | 28.2 | 13.7 | 15.3 | 26.3 | 15.5 | TRUE | TRUE | TRUE | 18000 | 20200 | 2.89 | 24485 | 1.98
207614978 | 08/10/23 | Live | Carrier | AIRQUEST | Singlezone Non-Ducted, Wall Placement | 207614978 |  | HRCU-A-CB-O | DLCPRBH12AAK | Mini-Splits | DLFPHBH12XAK | 13.8 | 30 | 13.6 | 14 | 25.3 | 11.7 | TRUE | TRUE | TRUE | 12000 | 10400 | 2.27 | 17087 | 2.21
207614977 | 08/10/23 | Live | Carrier | AIRQUEST | Singlezone Non-Ducted, Wall Placement | 207614977 |  | HRCU-A-CB-O | DLCPRBH09AAK | Mini-Splits | DLFPHBH09XAK | 16 | 40.5 | 14.6 | 16 | 27 | 17.5 | TRUE | TRUE | TRUE | 9000 | 10400 | 2.27 | 17087 | 2.21
207826655 | 08/10/23 | Live | Carrier | Weathermaker | Singlezone Non-Ducted, Wall Placement | 207826655 |  | HRCU-A-CB-O | 38MPRBQ18AA3 | Mini-Splits | DHMPHBQ18XA3 | 14.5 | 28.2 | 13.7 | 15.3 | 26.3 | 15.5 | TRUE | TRUE | TRUE | 18000 | 20200 | 2.89 | 24485 | 1.98
207614956 | 08/10/23 | Live | Carrier | Weathermaker | Singlezone Non-Ducted, Wall Placement | 207614956 |  | HRCU-A-CB-O | 38MPRBQ12AA3 | Mini-Splits | DHMPHBQ12XA3 | 13.8 | 32 | 14 | 14 | 27 | 12 | TRUE | TRUE | TRUE | 12000 | 10400 | 2.27 | 17087 | 2.21
207826676 | 05/31/22 | Live | Carrier | WEATHERMAKER | Singlezone Ducted, Centrally Ducted | 207826676 |  | HRCU-A-CB | 38MBRCQ36AA3 | Mini-Splits | 40MBABQ36XA3 | 8.8 | 17 | 11.3 |  |  |  | FALSE | FALSE | FALSE | 36000 | 25600 | 2.61 | 27000 | 2.61
207614955 | 08/10/23 | Live | Carrier | Weathermaker | Singlezone Non-Ducted, Wall Placement | 207614955 |  | HRCU-A-CB-O | 38MPRBQ09AA3 | Mini-Splits | DHMPHBQ09XA3 | 16 | 42.5 | 15 | 16 | 28.5 | 18 | TRUE | TRUE | TRUE | 9000 | 10400 | 2.27 | 17087 | 2.21
207683310 | 08/10/23 | Live | Carrier | Weathermaker | Singlezone Non-Ducted, Ceiling Placement | 207683310 |  | HRCU-A-CB-O | 38MBRCQ48AA3 | Mini-Splits | 40MBCAQ48XA3 | 9.5 | 17.8 | 11.5 | 9.5 | 18.5 | 9.8 | FALSE | FALSE | TRUE | 48000 | 30000 | 2.34 | 39000 | 2.05
207683313 | 08/10/23 | Live | Carrier | Weathermaker | Singlezone Non-Ducted, Ceiling Placement | 207683313 |  | HRCU-A-CB-O | 38MARBQ24AA3 | Mini-Splits | 40MBCAQ24XA3 | 11 | 20.2 | 11.6 | 11 | 20.5 | 11.5 | FALSE | FALSE | TRUE | 24000 | 21000 | 2.64 | 24000 | 2.17
207826654 | 08/10/23 | Live | Carrier | Payne | Singlezone Non-Ducted, Wall Placement | 207826654 |  | HRCU-A-CB-O | 38MPRBQ18AA3 | Mini-Splits | DHMPHBQ18XA3 | 14.5 | 28.2 | 13.7 | 15.3 | 26.3 | 15.5 | TRUE | TRUE | TRUE | 18000 | 20200 | 2.89 | 24485 | 1.98
207826677 | 05/31/22 | Live | Carrier | WEATHERMAKER | Singlezone Ducted, Centrally Ducted | 207826677 |  | HRCU-A-CB | 38MBRCQ48AA3 | Mini-Splits | 40MBABQ48XA3 | 8.6 | 16.2 | 10.8 |  |  |  | FALSE | FALSE | FALSE | 48000 | 37400 | 2.46 | 37500 | 2.46
207614954 | 08/10/23 | Live | Carrier | Payne | Singlezone Non-Ducted, Wall Placement | 207614954 |  | HRCU-A-CB-O | 38MPRBQ12AA3 | Mini-Splits | DHMPHBQ12XA3 | 13.8 | 32 | 14 | 14 | 27 | 12 | TRUE | TRUE | TRUE | 12000 | 10400 | 2.27 | 17087 | 2.21
207614953 | 08/10/23 | Live | Carrier | Payne | Singlezone Non-Ducted, Wall Placement | 207614953 |  | HRCU-A-CB-O | 38MPRBQ09AA3 | Mini-Splits | DHMPHBQ09XA3 | 16 | 42.5 | 15 | 16 | 28.5 | 18 | TRUE | TRUE | TRUE | 9000 | 10400 | 2.27 | 17087 | 2.21
207683303 | 08/10/23 | Live | Carrier | Payne | Singlezone Non-Ducted, Ceiling Placement | 207683303 |  | HRCU-A-CB-O | 38MBRCQ48AA3 | Mini-Splits | 40MBCAQ48XA3 | 9.5 | 17.8 | 11.5 | 9.5 | 18.5 | 9.8 | FALSE | FALSE | TRUE | 48000 | 30000 | 2.34 | 39000 | 2.05
207683306 | 08/10/23 | Live | Carrier | Payne | Singlezone Non-Ducted, Ceiling Placement | 207683306 |  | HRCU-A-CB-O | 38MARBQ24AA3 | Mini-Splits | 40MBCAQ24XA3 | 11 | 20.2 | 11.6 | 11 | 20.5 | 11.5 | FALSE | FALSE | TRUE | 24000 | 21000 | 2.64 | 24000 | 2.17
207826657 | 08/10/23 | Live | Carrier | Bryant | Singlezone Non-Ducted, Wall Placement | 207826657 |  | HRCU-A-CB-O | 38MPRBQ18AA3 | Mini-Splits | 619PHBQ18XA3 | 14.5 | 28.2 | 13.7 | 15.3 | 26.3 | 15.5 | TRUE | TRUE | TRUE | 18000 | 20200 | 2.89 | 24485 | 1.98
207614952 | 08/10/23 | Live | Carrier | Bryant | Singlezone Non-Ducted, Wall Placement | 207614952 |  | HRCU-A-CB-O | 38MPRBQ12AA3 | Mini-Splits | 619PHBQ12XA3 | 13.8 | 32 | 14 | 14 | 27 | 12 | TRUE | TRUE | TRUE | 12000 | 10400 | 2.27 | 17087 | 2.21
207826678 | 05/31/22 | Live | Carrier | WEATHERMAKER | Singlezone Ducted, Centrally Ducted | 207826678 |  | HRCU-A-CB | 38MBRCQ58AA3 | Mini-Splits | 40MBABQ60XA3 | 10 | 17 | 10.4 |  |  |  | FALSE | FALSE | FALSE | 57000 | 34000 | 2.52 | 34600 | 2.52
207614951 | 08/10/23 | Live | Carrier | Bryant | Singlezone Non-Ducted, Wall Placement | 207614951 |  | HRCU-A-CB-O | 38MPRBQ09AA3 | Mini-Splits | 619PHBQ09XA3 | 16 | 42.5 | 15 | 16 | 28.5 | 18 | TRUE | TRUE | TRUE | 9000 | 10400 | 2.27 | 17087 | 2.21
207683296 | 08/10/23 | Live | Carrier | Bryant | Singlezone Non-Ducted, Ceiling Placement | 207683296 |  | HRCU-A-CB-O | 38MBRCQ48AA3 | Mini-Splits | 40MBCAQ48XA3 | 9.5 | 17.8 | 11.5 | 9.5 | 18.5 | 9.8 | FALSE | FALSE | TRUE | 48000 | 30000 | 2.34 | 39000 | 2.05
207683299 | 08/10/23 | Live | Carrier | Bryant | Singlezone Non-Ducted, Ceiling Placement | 207683299 |  | HRCU-A-CB-O | 38MARBQ24AA3 | Mini-Splits | 40MBCAQ24XA3 | 11 | 20.2 | 11.6 | 11 | 20.5 | 11.5 | FALSE | FALSE | TRUE | 24000 | 21000 | 2.64 | 24000 | 2.17
208104327 | 05/31/22 | Live | Carrier | AIRQUEST | Singlezone Ducted, Centrally Ducted | 208104327 |  | HRCU-A-CB | DLCSRBH36ABK | Mini-Splits | DLFSABH36XBK | 8.8 | 17.5 | 11.3 |  |  |  | FALSE | FALSE | FALSE | 36000 | 25600 | 2.62 | 34600 | 2.62
207826658 | 08/10/23 | Live | Carrier | Carrier | Singlezone Non-Ducted, Wall Placement | 207826658 |  | HRCU-A-CB-O | 38MPRBQ18AA3 | Mini-Splits | 40MPHBQ18XA3 | 14.5 | 28.2 | 13.7 | 15.3 | 26.3 | 15.5 | TRUE | TRUE | TRUE | 18000 | 20200 | 2.89 | 24485 | 1.98
207614950 | 08/10/23 | Live | Carrier | Carrier | Singlezone Non-Ducted, Wall Placement | 207614950 |  | HRCU-A-CB-O | 38MPRBQ12AA3 | Mini-Splits | 40MPHBQ12XA3 | 13.8 | 32 | 14 | 14 | 27 | 12 | TRUE | TRUE | TRUE | 12000 | 10400 | 2.27 | 17087 | 2.21
207614949 | 08/10/23 | Live | Carrier | Carrier | Singlezone Non-Ducted, Wall Placement | 207614949 |  | HRCU-A-CB-O | 38MPRBQ09AA3 | Mini-Splits | 40MPHBQ09XA3 | 16 | 42.5 | 15 | 16 | 28.5 | 18 | TRUE | TRUE | TRUE | 9000 | 10400 | 2.27 | 17087 | 2.21
207683289 | 08/10/23 | Live | Carrier | Carrier | Singlezone Non-Ducted, Ceiling Placement | 207683289 |  | HRCU-A-CB-O | 38MBRCQ48AA3 | Mini-Splits | 40MBCAQ48XA3 | 9.5 | 17.8 | 11.5 | 9.5 | 18.5 | 9.8 | FALSE | FALSE | TRUE | 48000 | 30000 | 2.34 | 39000 | 2.05
207683292 | 08/10/23 | Live | Carrier | Carrier | Singlezone Non-Ducted, Ceiling Placement | 207683292 |  | HRCU-A-CB-O | 38MARBQ24AA3 | Mini-Splits | 40MBCAQ24XA3 | 11 | 20.2 | 11.6 | 11 | 20.5 | 11.5 | FALSE | FALSE | TRUE | 24000 | 21000 | 2.64 | 24000 | 2.17
213148996 | 08/10/23 | Live | Muller Air Conditioners | CLIMA SMART | Singlezone Non-Ducted, Wall Placement | 213148996 |  | HRCU-A-CB-O | MCH12-CS-S23-230V-O | Mini-Splits | MCH12-CS-S23-230V-I | 13 | 23 | 10 | 13 | 23 | 9.5 | FALSE | FALSE | TRUE | 12000 | 7600 | 3.14 | 11100 | 2.48
207826615 | 05/31/22 | Live | Carrier | ARCOAIRE | Singlezone Ducted, Centrally Ducted | 207826615 |  | HRCU-A-CB | DLCLRCH58AAK | Mini-Splits | DLFLABH60XAK | 10 | 17 | 10.4 |  |  |  | FALSE | FALSE | FALSE | 57000 | 34000 | 2.52 | 34600 | 2.52
211257106 | 03/15/23 | Live | Muller Air Conditioners | CLIMA SMART | Singlezone Non-Ducted, Wall Placement | 211257106 |  | HRCU-A-CB-O | MCH24-CS-S23-O | Mini-Splits | MCH24-CS-S23-I | 12.5 | 20 | 10 | 12.5 | 20 | 9 | TRUE | FALSE | FALSE | 23000 | 13900 | 2.75 | 21760 | 2.21
211257105 | 03/15/23 | Live | Muller Air Conditioners | CLIMA SMART | Singlezone Non-Ducted, Wall Placement | 211257105 |  | HRCU-A-CB-O | MCH18-CS-S23-O | Mini-Splits | MCH18-CS-S23-I | 13 | 21.5 | 10 | 13 | 22 | 9 | TRUE | FALSE | FALSE | 18000 | 10000 | 2.85 | 15600 | 2.64
211257104 | 03/15/23 | Live | Muller Air Conditioners | CLIMA SMART | Singlezone Non-Ducted, Wall Placement | 211257104 |  | HRCU-A-CB-O | MCH12-CS-S23-O | Mini-Splits | MCH12-CS-S23-I | 12.5 | 22 | 10 | 12.5 | 22 | 9 | FALSE | FALSE | FALSE | 12000 | 7100 | 3.02 | 10900 | 2.5
208429509 | 08/09/23 | Live | Carrier | TOSHIBA CARRIER | Singlezone Non-Ducted, Ceiling Placement | 208429509 |  | HRCU-A-CB-O | RAV-SP482AT2P-UL | Mini-Splits | RAV-SM482UTP-UL | 10.3 | 21.5 | 10.6 | 10.6 | 22.4 | 9.8 | FALSE | FALSE | TRUE | 48000 | 30000 | 2.27 | 34400 | 2.64
208447332 | 08/09/23 | Live | Carrier | TOSHIBA CARRIER | Singlezone Non-Ducted, Ceiling Placement | 208447332 |  | HRCU-A-CB-O | RAV-SP482AT2P-UL | Mini-Splits | RAV-SM482CTP-UL | 8.8 | 18.4 | 11 | 9.2 | 19.4 | 10.3 | FALSE | FALSE | TRUE | 48000 | 35400 | 2.67 | 34400 | 2.61
208459003 | 08/09/23 | Live | Carrier | TOSHIBA CARRIER | Singlezone Ducted, Compact Ducted | 208459003 |  | HRCU-A-CB | RAV-SP482AT2P-UL | Mini-Splits | RAV-SM482BTP-UL | 9.4 | 18.2 | 9.45 | 8.5 | 16.2 | 7.9 | FALSE | FALSE | FALSE | 48000 | 29200 | 2.1 | 34400 | 2.53
207826641 | 05/31/22 | Live | Carrier | AIRQUEST | Singlezone Ducted, Centrally Ducted | 207826641 |  | HRCU-A-CB | DLCLRCH48AAK | Mini-Splits | DLFLABH48XAK | 8.6 | 16.2 | 10.8 |  |  |  | FALSE | FALSE | FALSE | 48000 | 37400 | 2.46 | 37500 | 2.46
208429508 | 08/09/23 | Live | Carrier | TOSHIBA CARRIER | Singlezone Non-Ducted, Ceiling Placement | 208429508 |  | HRCU-A-CB-O | RAV-SP422AT2P-UL | Mini-Splits | RAV-SM422UTP-UL | 11.7 | 22.1 | 11.1 | 12 | 22.6 | 10.2 | FALSE | FALSE | TRUE | 42000 | 31000 | 2.79 | 33000 | 3.03
208447330 | 08/09/23 | Live | Carrier | TOSHIBA CARRIER | Singlezone Non-Ducted, Ceiling Placement | 208447330 |  | HRCU-A-CB-O | RAV-SP422AT2P-UL | Mini-Splits | RAV-SM422CTP-UL | 9.8 | 19.2 | 11.3 | 9.9 | 19.6 | 10.7 | FALSE | FALSE | TRUE | 42000 | 30800 | 2.8 | 33000 | 3.02
208447331 | 08/09/23 | Live | Carrier | TOSHIBA CARRIER | Singlezone Ducted, Compact Ducted | 208447331 |  | HRCU-A-CB | RAV-SP422AT2P-UL | Mini-Splits | RAV-SM422BTP-UL | 10.1 | 19.3 | 10.6 | 9.5 | 16.9 | 9 | FALSE | FALSE | FALSE | 42000 | 31000 | 2.64 | 33000 | 3
208447327 | 08/09/23 | Live | Carrier | TOSHIBA CARRIER | Singlezone Non-Ducted, Ceiling Placement | 208447327 |  | HRCU-A-CB-O | RAV-SP362AT2P-UL | Mini-Splits | RAV-SM362UTP-UL | 13 | 23.2 | 11.9 | 13.4 | 24.3 | 11.1 | FALSE | FALSE | TRUE | 36000 | 25600 | 2.92 | 28600 | 3.12
207826642 | 05/31/22 | Live | Carrier | AIRQUEST | Singlezone Ducted, Centrally Ducted | 207826642 |  | HRCU-A-CB | DLCLRCH58AAK | Mini-Splits | DLFLABH60XAK | 10 | 17 | 10.4 |  |  |  | FALSE | FALSE | FALSE | 57000 | 34000 | 2.52 | 34600 | 2.52
208429507 | 08/09/23 | Live | Carrier | TOSHIBA CARRIER | Singlezone Non-Ducted, Wall Placement | 208429507 |  | HRCU-A-CB-O | RAV-SP362AT2P-UL | Mini-Splits | RAV-SM362KRTP-UL | 10.5 | 20.8 | 10 | 10.5 | 22 | 8.9 | FALSE | FALSE | FALSE | 36000 | 21000 | 2.36 | 23800 | 2.6
208447328 | 08/09/23 | Live | Carrier | TOSHIBA CARRIER | Singlezone Non-Ducted, Ceiling Placement | 208447328 |  | HRCU-A-CB-O | RAV-SP362AT2P-UL | Mini-Splits | RAV-SM362CTP-UL | 12.1 | 21.6 | 12.2 | 12.1 | 22.4 | 11.1 | FALSE | FALSE | TRUE | 36000 | 26000 | 3.08 | 28600 | 3.05
208447329 | 08/09/23 | Live | Carrier | TOSHIBA CARRIER | Singlezone Ducted, Compact Ducted | 208447329 |  | HRCU-A-CB | RAV-SP362AT2P-UL | Mini-Splits | RAV-SM362BTP-UL | 11.5 | 21.4 | 11.5 | 11 | 17.6 | 9.9 | FALSE | FALSE | TRUE | 36000 | 25200 | 2.68 | 26600 | 2.88
208447324 | 08/09/23 | Live | Carrier | TOSHIBA CARRIER | Singlezone Non-Ducted, Ceiling Placement | 208447324 |  | HRCU-A-CB-O | RAV-SP302AT2P-UL | Mini-Splits | RAV-SM302UTP-UL | 13.9 | 22.7 | 11.8 | 14 | 23.7 | 11.2 | FALSE | FALSE | TRUE | 30000 | 20600 | 3.13 | 24900 | 3.16
9058675 | 10/28/22 | Live | Trane U.S. Inc. | TRANE | Multizone All Non-Ducted | 9058675 |  | HMSV-A-CB | 4TXM2242A15N0** | Non-Ducted Indoor Units |  | 10.5 | 21 | 10.2 |  |  |  | FALSE | FALSE | FALSE | 40000 | 29000 | 2.68 | 31100 | 2.5
208429506 | 08/09/23 | Live | Carrier | TOSHIBA CARRIER | Singlezone Non-Ducted, Wall Placement | 208429506 |  | HRCU-A-CB-O | RAV-SP302AT2P-UL | Mini-Splits | RAV-SM302KRTP-UL | 12.6 | 23 | 10.2 | 13.1 | 23.6 | 9.5 | FALSE | FALSE | TRUE | 30000 | 19500 | 2.84 | 23200 | 2.84
207826616 | 05/31/22 | Live | Carrier | ARCOAIRE | Singlezone Ducted, Centrally Ducted | 207826616 |  | HRCU-A-CB | DLCLRCH36AAK | Mini-Splits | DLFLABH36XAK | 8.8 | 17 | 11.3 |  |  |  | FALSE | FALSE | FALSE | 36000 | 25600 | 2.61 | 27000 | 2.61
208447325 | 08/09/23 | Live | Carrier | TOSHIBA CARRIER | Singlezone Non-Ducted, Ceiling Placement | 208447325 |  | HRCU-A-CB-O | RAV-SP302AT2P-UL | Mini-Splits | RAV-SM302CTP-UL | 12.5 | 21 | 10.5 | 13 | 22 | 10.4 | FALSE | FALSE | TRUE | 30000 | 21000 | 2.86 | 24900 | 3.03
208447326 | 08/09/23 | Live | Carrier | TOSHIBA CARRIER | Singlezone Ducted, Compact Ducted | 208447326 |  | HRCU-A-CB | RAV-SP302AT2P-UL | Mini-Splits | RAV-SM302BTP-UL | 12.8 | 20 | 11.9 | 12.5 | 19.3 | 10.3 | FALSE | FALSE | TRUE | 30000 | 20000 | 2.82 | 25900 | 3.02
208429505 | 08/09/23 | Live | Carrier | TOSHIBA CARRIER | Singlezone Non-Ducted, Ceiling Placement | 208429505 |  | HRCU-A-CB-O | RAV-SP242AT2P-UL | Mini-Splits | RAV-SM242UTP-UL | 12 | 22.5 | 10.7 | 13 | 23.7 | 10.7 | FALSE | FALSE | TRUE | 24000 | 18300 | 2.93 | 20400 | 3.2
208459002 | 08/09/23 | Live | Carrier | TOSHIBA CARRIER | Singlezone Non-Ducted, Wall Placement | 208459002 |  | HRCU-A-CB-O | RAV-SP242AT2P-UL | Mini-Splits | RAV-SM242KRTP-UL | 11.7 | 21.9 | 10 | 11.8 | 22.7 | 10.3 | FALSE | FALSE | TRUE | 24000 | 18300 | 2.78 | 19100 | 2.43
208447322 | 08/09/23 | Live | Carrier | TOSHIBA CARRIER | Singlezone Non-Ducted, Ceiling Placement | 208447322 |  | HRCU-A-CB-O | RAV-SP242AT2P-UL | Mini-Splits | RAV-SM242CTP-UL | 12.7 | 22 | 10.4 | 12.7 | 23.2 | 10.4 | FALSE | FALSE | TRUE | 24000 | 17000 | 2.83 | 20400 | 2.99
208447323 | 08/09/23 | Live | Carrier | TOSHIBA CARRIER | Singlezone Ducted, Compact Ducted | 208447323 |  | HRCU-A-CB | RAV-SP242AT2P-UL | Mini-Splits | RAV-SM242BTP-UL | 12.9 | 22.4 | 11.5 | 12.4 | 19.4 | 10.3 | FALSE | FALSE | TRUE | 24000 | 17300 | 2.83 | 20400 | 2.67
208104309 | 05/31/22 | Live | Carrier | ARCOAIRE | Singlezone Ducted, Centrally Ducted | 208104309 |  | HRCU-A-CB | DLCSRBH36ABK | Mini-Splits | DLFSABH36XBK | 8.8 | 17.5 | 11.3 |  |  |  | FALSE | FALSE | FALSE | 36000 | 25600 | 2.62 | 34600 | 2.62
9060516 | 10/28/22 | Live | Trane U.S. Inc. | AMERICAN STANDARD | Multizone All Non-Ducted | 9060516 |  | HMSV-A-CB | 4TXM2242A15N0** | Non-Ducted Indoor Units |  | 10.5 | 21 | 10.2 |  |  |  | FALSE | FALSE | FALSE | 40000 | 29000 | 2.68 | 31100 | 2.5
208447319 | 08/09/23 | Live | Carrier | TOSHIBA CARRIER | Singlezone Non-Ducted, Ceiling Placement | 208447319 |  | HRCU-A-CB-O | RAV-SP182AT2P-UL | Mini-Splits | RAV-SM182UTP-UL | 13.7 | 24.3 | 12.3 | 13.5 | 25.5 | 11.3 | FALSE | FALSE | TRUE | 18000 | 12600 | 3.08 | 15000 | 2.89
208429504 | 08/09/23 | Live | Carrier | TOSHIBA CARRIER | Singlezone Non-Ducted, Wall Placement | 208429504 |  | HRCU-A-CB-O | RAV-SP182AT2P-UL | Mini-Splits | RAV-SM182KRTP-UL | 12 | 23.6 | 10.6 | 12 | 23.8 | 10.3 | FALSE | FALSE | TRUE | 18000 | 12900 | 2.78 | 13600 | 2.51
208447320 | 08/09/23 | Live | Carrier | TOSHIBA CARRIER | Singlezone Non-Ducted, Ceiling Placement | 208447320 |  | HRCU-A-CB-O | RAV-SP182AT2P-UL | Mini-Splits | RAV-SM182CTP-UL | 11.5 | 22.9 | 11 | 11.5 | 23.6 | 10.7 | FALSE | FALSE | TRUE | 18000 | 13000 | 2.93 | 13900 | 2.68
208447321 | 08/09/23 | Live | Carrier | TOSHIBA CARRIER | Singlezone Ducted, Compact Ducted | 208447321 |  | HRCU-A-CB | RAV-SP182AT2P-UL | Mini-Splits | RAV-SM182BTP-UL | 11.5 | 20.1 | 10.6 | 9.8 | 14.5 | 8.7 | FALSE | FALSE | FALSE | 18000 | 12500 | 2.18 | 15000 | 2.76
208429503 | 08/09/23 | Live | Carrier | TOSHIBA CARRIER | Singlezone Non-Ducted, Wall Placement | 208429503 |  | HRCU-A-CB-O | RAV-SP122AT2P-UL | Mini-Splits | RAV-SM122KRTP-UL | 15.6 | 25.2 | 10.6 | 15.7 | 25.2 | 11.1 | FALSE | FALSE | TRUE | 12000 | 8500 | 3 | 9200 | 2.84
206350412 | 05/19/21 | Live | Carrier | DAY & NIGHT | Singlezone Non-Ducted, Ceiling Placement | 206350412 |  | HRCU-A-CB-O | DLCSRBH24AAK | Mini-Splits | DLFSCAH24XAK | 11 | 20 | 11.6 |  |  |  | FALSE | FALSE | FALSE | 24000 | 14500 | 2.71 | 26720 | 3.84
208447318 | 08/09/23 | Live | Carrier | TOSHIBA CARRIER | Singlezone Ducted, Compact Ducted | 208447318 |  | HRCU-A-CB | RAV-SP122AT2P-UL | Mini-Splits | RAV-SM122BTP-UL | 14.5 | 20.8 | 12.4 | 12.2 | 17.1 | 8.9 | FALSE | FALSE | TRUE | 12000 | 8400 | 2.3 | 9200 | 2.84
207742445 | 01/05/23 | Live | Midea Electric Trading | ELIOS | Singlezone Ducted, Compact Ducted | 207742445 |  | HRCU-A-CB | DEA09HOS25230E8 | Mini-Splits | DUA09HIDU230X5 | 13.5 | 21 | 11.5 | 12.5 | 19.2 | 10.2 | TRUE | TRUE | TRUE | 9000 | 7700 | 2.59 | 10200 | 2.41
201923004 | 10/28/22 | Live | Trane U.S. Inc. | TRANE | Singlezone Ducted, Centrally Ducted | 201923004 |  | HRCU-A-CB | 4TWL9024A1 |  | TEM8A0C36V31+TDR | 13 | 19.5 | 11 |  |  |  | FALSE | FALSE | FALSE | 24000 | 13300 | 1.24 | 13300 | 3.14
207742317 | 01/05/23 | Live | Midea Electric Trading | C&H | Singlezone Ducted, Compact Ducted | 207742317 |  | HRCU-A-CB | CH-ES09-230VO | Mini-Splits | CH-M09DTUI | 13.5 | 21 | 11.5 | 12.5 | 19.2 | 10.2 | TRUE | TRUE | TRUE | 9000 | 7700 | 2.59 | 10200 | 2.41
207742514 | 01/05/23 | Live | Midea Electric Trading | MOOVAIR | Singlezone Ducted, Compact Ducted | 207742514 |  | HRCU-A-CB | DMA09HOS25230E8 | Mini-Splits | DUA09HIDU230X5 | 13.5 | 21 | 11.5 | 12.5 | 19.2 | 10.2 | TRUE | TRUE | TRUE | 9000 | 7700 | 2.59 | 10200 | 2.41
207699109 | 07/15/22 | Live | Lennox Industries | LENNOX | Multizone Mix of Ducted and Non-Ducted | 207699109 |  | HMSV-A-CB | MLB048S4M-2P | Mixed Ducted and Non-Ducted Indoor Units |  | 11.5 | 20.35 | 10.75 |  |  |  | TRUE | TRUE | TRUE | 48000 | 29000 | 2.62 | 45000 | 2.25
207827154 | 01/05/23 | Live | Midea Electric Trading | AC PRO.COM | Singlezone Ducted, Compact Ducted | 207827154 |  | HRCU-A-CB | AOX330-09HFN1-MY5W | Mini-Splits | ATIU-09HWFN1-M | 13.5 | 21 | 11.5 | 12.5 | 19.2 | 10.2 | TRUE | TRUE | TRUE | 9000 | 7700 | 2.59 | 10200 | 2.41
210568063 | 07/19/23 | Live | LG | LG | Multizone Mix of Ducted and Non-Ducted | 210568063 |  | HMSV-A-CB | LMU543HV | Mixed Ducted and Non-Ducted Indoor Units |  |  |  |  | 12.55 | 19.55 | 9.3 | TRUE | FALSE | FALSE | 50500 | 37200 | 2.44 | 45750 | 2.45
210529236 | 07/19/23 | Live | LG | LG | Multizone All Ducted | 210529236 |  | HMSV-A-CB | LMU543HV | Ducted Indoor Units |  |  |  |  | 12.5 | 18.5 | 9.3 | TRUE | FALSE | FALSE | 50500 | 37200 | 2.42 | 45750 | 2.42
210568062 | 07/19/23 | Live | LG | LG | Multizone Mix of Ducted and Non-Ducted | 210568062 |  | HMSV-A-CB | LMU483HV | Mixed Ducted and Non-Ducted Indoor Units |  |  |  |  | 12.7 | 19.9 | 9.5 | TRUE | FALSE | FALSE | 48000 | 33800 | 2.48 | 44770 | 2.44
210529234 | 07/19/23 | Live | LG | LG | Multizone All Ducted | 210529234 |  | HMSV-A-CB | LMU483HV | Ducted Indoor Units |  |  |  |  | 12.6 | 19 | 9.5 | TRUE | FALSE | FALSE | 48000 | 33800 | 2.45 | 44770 | 2.42
211234514 | 07/19/23 | Live | LG | LG | Singlezone Non-Ducted, Ceiling Placement | 211234514 |  | HRCU-A-CB-O | LUU420HV | Mini-Splits | LCN429HV |  |  |  | 10.45 | 19.3 | 10.05 | TRUE | TRUE | TRUE | 42000 | 28000 | 2.97 | 50700 | 2.26
211234509 | 07/19/23 | Live | LG | LG | Singlezone Ducted, Compact Ducted | 211234509 |  | HRCU-A-CB | LUU360HV | Mini-Splits | LHN368HV |  |  |  | 11.85 | 18.85 | 9.2 | TRUE | TRUE | TRUE | 36000 | 24000 | 2.67 | 41500 | 2.29
211234508 | 07/19/23 | Live | LG | LG | Singlezone Non-Ducted, Ceiling Placement | 211234508 |  | HRCU-A-CB-O | LUU360HV | Mini-Splits | LCN369HV |  |  |  | 12.5 | 21 | 10 | TRUE | TRUE | TRUE | 36000 | 24000 | 2.65 | 41700 | 2
211234513 | 07/19/23 | Live | LG | LG | Singlezone Non-Ducted, Ceiling Placement | 211234513 |  | HRCU-A-CB-O | LUU240HV | Mini-Splits | LCN249HV |  |  |  | 11.7 | 20 | 10.2 | TRUE | TRUE | TRUE | 23000 | 17400 | 2.68 | 28700 | 1.96
211234506 | 07/19/23 | Live | LG | LG | Singlezone Ducted, Compact Ducted | 211234506 |  | HRCU-A-CB | LUU240HV | Mini-Splits | LHN248HV |  |  |  | 11.7 | 16.85 | 9 | TRUE | TRUE | TRUE | 24000 | 17500 | 2.64 | 26000 | 2.67
211234505 | 07/19/23 | Live | LG | LG | Singlezone Ducted, Centrally Ducted | 211234505 |  | HRCU-A-CB | LUU180HV | Mini-Splits | LVN181HV4 |  |  |  | 12.3 | 17.25 | 9.25 | TRUE | TRUE | TRUE | 18000 | 13000 | 2.66 | 21000 | 2.31
211234504 | 07/19/23 | Live | LG | LG | Singlezone Non-Ducted, Ceiling Placement | 211234504 |  | HRCU-A-CB-O | LUU180HV | Mini-Splits | LCN188HV4 |  |  |  | 12.5 | 20.5 | 9.7 | TRUE | TRUE | TRUE | 18000 | 12700 | 0.72 | 17000 | 2.43
211234503 | 07/19/23 | Live | LG | LG | Singlezone Non-Ducted, Floor Placement | 211234503 |  | HRCU-A-CB-O | LUU120HV | Mini-Splits | LQN120HV4 |  |  |  | 12.6 | 20.8 | 10.2 | TRUE | TRUE | TRUE | 10200 | 9200 | 2.72 | 12080 | 2.09
211234502 | 07/19/23 | Live | LG | LG | Singlezone Non-Ducted, Ceiling Placement | 211234502 |  | HRCU-A-CB-O | LUU120HV | Mini-Splits | LCN128HV4 |  |  |  | 12.6 | 19.4 | 10.35 | TRUE | TRUE | TRUE | 11100 | 9100 | 2.72 | 11900 | 2.37
211234501 | 07/19/23 | Live | LG | LG | Singlezone Non-Ducted, Floor Placement | 211234501 |  | HRCU-A-CB-O | LUU090HV | Mini-Splits | LQN090HV4 |  |  |  | 12.6 | 21 | 10.4 | TRUE | TRUE | TRUE | 9000 | 6800 | 2.89 | 10640 | 1.99
211234500 | 07/19/23 | Live | LG | LG | Singlezone Non-Ducted, Ceiling Placement | 211234500 |  | HRCU-A-CB-O | LUU090HV | Mini-Splits | LCN098HV4 |  |  |  | 13.65 | 20.2 | 10.55 | TRUE | TRUE | TRUE | 9000 | 7000 | 2.93 | 11000 | 2.39
207348503 | 07/17/23 | Live | LG | LG | Singlezone Non-Ducted, Wall Placement | 207348503 |  | HRCU-A-CB-O | LSU181HSV5 | Mini-Splits | LSN181HSV5 | 12.6 | 21.5 | 10.2 | 12.55 | 22 | 9.5 | TRUE | TRUE | TRUE | 18000 | 13000 | 2.78 | 22080 | 2.55
207462345 | 07/19/23 | Live | LG | LG | Singlezone Non-Ducted, Wall Placement | 207462345 |  | HRCU-A-CB-O | LSU181HSV5 | Mini-Splits | LAN181HSV5 | 12.6 | 21.5 | 10.2 | 12.55 | 22 | 9.5 | TRUE | TRUE | TRUE | 18000 | 13000 | 2.78 | 22080 | 2.55
202177384 | 03/23/20 | Live | LG | LG | Singlezone Non-Ducted, Ceiling Placement | 202177384 |  | HRCU-A-CB-O | LUU189HV | Mini-Splits | LCN188HV4 | 12.5 | 20.5 | 10 | 12.5 | 20.5 | 9.7 | TRUE | TRUE | TRUE | 18000 | 12700 | 0.72 | 17000 | 2.43
205049408 | 03/23/20 | Live | LG | LG | Singlezone Non-Ducted, Floor Placement | 205049408 |  | HRCU-A-CB-O | LUU097HV | Mini-Splits | LQN090HV4 | 12.6 | 21 | 10.4 | 12.6 | 21 | 10.4 | TRUE | TRUE | TRUE | 9000 | 6800 | 2.89 | 10640 | 1.99
204825181 | 03/24/20 | Live | LG | LG | Singlezone Non-Ducted, Wall Placement | 204825181 |  | HRCU-A-CB-O | LAU240HYV3 | Mini-Splits | LAN240HYV3 | 13 | 22.5 | 12.5 | 13 | 23 | 10 | TRUE | TRUE | TRUE | 22000 | 15800 | 2.82 | 27030 | 2.5
204825180 | 03/24/20 | Live | LG | LG | Singlezone Non-Ducted, Wall Placement | 204825180 |  | HRCU-A-CB-O | LAU180HYV3 | Mini-Splits | LAN180HYV3 | 14.4 | 24 | 13 | 14.4 | 24 | 10.8 | TRUE | FALSE | TRUE | 18000 | 13100 | 3.15 | 24630 | 2.72
204825182 | 03/24/20 | Live | LG | LG | Singlezone Non-Ducted, Wall Placement | 204825182 |  | HRCU-A-CB-O | LSU243HLV3 | Mini-Splits | LSN243HLV3 | 13 | 21.5 | 12 | 13 | 22 | 9.5 | TRUE | FALSE | FALSE | 22000 | 15800 | 2.82 | 27300 | 2.52
205049407 | 03/23/20 | Live | LG | LG | Singlezone Non-Ducted, Floor Placement | 205049407 |  | HRCU-A-CB-O | LUU127HV | Mini-Splits | LQN120HV4 | 12.6 | 20.8 | 10.2 | 12.6 | 20.8 | 10.2 | TRUE | TRUE | TRUE | 10200 | 9200 | 2.72 | 12080 | 2.09
203161354 | 04/30/19 | Live | LG | LG | Singlezone Ducted, Compact Ducted | 203161354 |  | HRCU-A-CB | LUU369HV | Mini-Splits | LHN368HV | 12.1 | 19 | 9.7 | 11.85 | 18.85 | 9.2 | TRUE | TRUE | TRUE | 36000 | 24000 | 2.67 | 41500 | 2.29
203381526 | 05/08/19 | Live | LG | LG | Singlezone Non-Ducted, Ceiling Placement | 203381526 |  | HRCU-A-CB-O | LUU097HV | Mini-Splits | LCN098HV4 | 13.65 | 20.2 | 10.5 | 13.65 | 20.2 | 10.55 | TRUE | TRUE | TRUE | 9000 | 7000 | 2.93 | 11000 | 2.39
203161351 | 04/30/19 | Live | LG | LG | Singlezone Ducted, Centrally Ducted | 203161351 |  | HRCU-A-CB | LUU189HV | Mini-Splits | LVN181HV4 | 13.3 | 19.2 | 10.4 | 12.3 | 17.25 | 9.25 | TRUE | TRUE | TRUE | 18000 | 13000 | 2.66 | 21000 | 2.31
206717014 | 03/17/23 | Live | LG | LG | Multizone Mix of Ducted and Non-Ducted | 206717014 |  | HMSV-A-CB | LMU480HHV | Mixed Ducted and Non-Ducted Indoor Units |  | 12.85 | 19.5 | 10.75 | 12.85 | 19.5 | 10.25 | TRUE | TRUE | FALSE | 48000 | 35000 | 2.59 | 56500 | 2.66
206717009 | 03/17/23 | Live | LG | LG | Multizone All Ducted | 206717009 |  | HMSV-A-CB | LMU480HHV | Ducted Indoor Units |  | 12.6 | 18.5 | 10.5 | 12.6 | 18.5 | 10 | TRUE | TRUE | TRUE | 48000 | 35000 | 2.55 | 56500 | 2.65
206717008 | 03/17/23 | Live | LG | LG | Multizone All Ducted | 206717008 |  | HMSV-A-CB | LMU421HHV | Ducted Indoor Units |  | 13.1 | 19 | 10.5 | 13.1 | 19 | 10 | TRUE | TRUE | TRUE | 42000 | 31600 | 2.6 | 53200 | 2.62
10400575 | 04/16/19 | Live | LG | LG | Singlezone Ducted, Centrally Ducted | 10400575 |  | HRCU-A-CB | LUU428HV | Mini-Splits | LVN420HV | 11.05 | 17 | 10 | 10.75 | 17.2 | 9.35 | TRUE | TRUE | TRUE | 42000 | 30600 | 2.7 | 39000 | 2.29
10567393 | 08/15/18 | Live | LG | LG | Singlezone Non-Ducted, Wall Placement | 10567393 |  | HRCU-A-CB-O | LSU090HSV5 | Mini-Splits | LAN090HSV5 | 14.5 | 23.5 | 11.3 | 14.5 | 23.2 | 10.2 | TRUE | TRUE | TRUE | 9000 | 6600 | 3.45 | 10960 | 3.15
10570122 | 10/15/18 | Live | LG | LG | Singlezone Non-Ducted, Wall Placement | 10570122 |  | HRCU-A-CB-O | LSU120HSV5 | Mini-Splits | LAN120HSV5 | 12.5 | 22.7 | 11.4 | 12.5 | 22 | 10 | FALSE | FALSE | TRUE | 12000 | 8200 | 2.86 | 13340 | 2.64
10567394 | 08/15/18 | Live | LG | LG | Singlezone Non-Ducted, Wall Placement | 10567394 |  | HRCU-A-CB-O | LSU090HSV5 | Mini-Splits | LSN090HSV5 | 14.5 | 23.5 | 11.3 | 14.5 | 23.2 | 10.2 | TRUE | TRUE | TRUE | 9000 | 6600 | 3.45 | 10960 | 3.15
10567390 | 10/15/18 | Live | LG | LG | Singlezone Non-Ducted, Wall Placement | 10567390 |  | HRCU-A-CB-O | LSU180HSV5 | Mini-Splits | LAN180HSV5 | 12.6 | 21.5 | 10.2 | 12.55 | 22 | 9.5 | TRUE | TRUE | TRUE | 18000 | 13000 | 2.72 | 22340 | 2.59
10567391 | 08/15/18 | Live | LG | LG | Singlezone Non-Ducted, Wall Placement | 10567391 |  | HRCU-A-CB-O | LSU180HSV5 | Mini-Splits | LSN180HSV5 | 12.6 | 21.5 | 10.2 | 12.55 | 22 | 9.5 | TRUE | TRUE | TRUE | 18000 | 13000 | 2.72 | 22340 | 2.59
10570123 | 08/15/18 | Live | LG | LG | Singlezone Non-Ducted, Wall Placement | 10570123 |  | HRCU-A-CB-O | LSU120HSV5 | Mini-Splits | LSN120HSV5 | 12.5 | 22.7 | 11.4 | 12.5 | 22 | 10 | FALSE | FALSE | TRUE | 12000 | 8200 | 2.86 | 13340 | 2.64
203161352 | 04/30/19 | Live | LG | LG | Singlezone Ducted, Centrally Ducted | 203161352 |  | HRCU-A-CB | LUU249HV | Mini-Splits | LVN241HV4 | 12 | 19.5 | 11 | 11.45 | 17.6 | 9.7 | TRUE | TRUE | TRUE | 24000 | 18700 | 2.6 | 26000 | 2.54
207742326 | 01/05/23 | Live | Midea Electric Trading | C&H | Singlezone Non-Ducted, Floor Placement | 207742326 |  | HRCU-A-CB-O | CH-ES24-230VO | Mini-Splits | CH-24MSPHFC-230VI | 12.5 | 20 | 11.2 | 12.5 | 21.2 | 10.3 | TRUE | TRUE | TRUE | 24000 | 16000 | 2.3 | 17600 | 2.16
204825177 | 03/23/20 | Live | LG | LG | Singlezone Non-Ducted, Wall Placement | 204825177 |  | HRCU-A-CB-O | LAU090HYV3 | Mini-Splits | LAN090HYV3 | 15.8 | 27.5 | 13.5 | 15.8 | 27 | 13.5 | TRUE | TRUE | TRUE | 9000 | 6700 | 3.51 | 11940 | 3.36
204825178 | 03/24/20 | Live | LG | LG | Singlezone Non-Ducted, Wall Placement | 204825178 |  | HRCU-A-CB-O | LAU120HYV3 | Mini-Splits | LAN120HYV3 | 13.8 | 25.5 | 12.5 | 13.8 | 25.5 | 11.2 | TRUE | TRUE | TRUE | 12000 | 8300 | 3.16 | 14700 | 3.08
203381517 | 05/08/19 | Live | LG | LG | Singlezone Non-Ducted, Ceiling Placement | 203381517 |  | HRCU-A-CB-O | LUU127HV | Mini-Splits | LCN128HV4 | 12.6 | 19.4 | 10.4 | 12.6 | 19.4 | 10.35 | TRUE | TRUE | TRUE | 11100 | 9100 | 2.72 | 11900 | 2.37
205788777 | 09/01/20 | Live | LG | LG | Singlezone Ducted, Centrally Ducted | 205788777 |  | HRCU-A-CB | LUU480HHV | Mini-Splits | LVN480HV | 12.5 | 19 | 10.5 | 11.95 | 17.75 | 9.4 | TRUE | TRUE | TRUE | 46000 | 30800 | 2.84 | 54600 | 2.38
205788772 | 09/04/20 | Live | LG | LG | Singlezone Ducted, Compact Ducted | 205788772 |  | HRCU-A-CB | LUU480HHV | Mini-Splits | LHN488HV | 12.5 | 18.7 | 11.2 | 11.7 | 17.7 | 9.4 | TRUE | TRUE | TRUE | 46000 | 31600 | 2.92 | 52800 | 2.35
205788765 | 09/04/20 | Live | LG | LG | Singlezone Non-Ducted, Ceiling Placement | 205788765 |  | HRCU-A-CB-O | LUU420HHV | Mini-Splits | LCN429HV | 12.8 | 19.5 | 11.6 | 12.8 | 19.5 | 10.75 | TRUE | TRUE | TRUE | 42000 | 29200 | 3.1 | 50700 | 2.26
205788776 | 09/01/20 | Live | LG | LG | Singlezone Ducted, Centrally Ducted | 205788776 |  | HRCU-A-CB | LUU420HHV | Mini-Splits | LVN420HV | 12.5 | 19.6 | 11 | 12 | 17.3 | 9.45 | TRUE | TRUE | TRUE | 42000 | 29200 | 2.87 | 51400 | 2.28
205788769 | 09/02/20 | Live | LG | LG | Singlezone Ducted, Compact Ducted | 205788769 |  | HRCU-A-CB | LUU360HHV | Mini-Splits | LHN368HV | 12.5 | 19 | 10.2 | 12 | 18.3 | 9.2 | TRUE | TRUE | TRUE | 36000 | 25000 | 2.62 | 41700 | 2.05
205788770 | 09/02/20 | Live | LG | LG | Singlezone Ducted, Compact Ducted | 205788770 |  | HRCU-A-CB | LUU420HHV | Mini-Splits | LHN428HV | 12.5 | 19 | 10.9 | 12.05 | 18.7 | 9.15 | TRUE | TRUE | TRUE | 42000 | 28400 | 2.92 | 50700 | 2.26
205788767 | 09/01/20 | Live | LG | LG | Singlezone Ducted, Compact Ducted | 205788767 |  | HRCU-A-CB | LUU240HHV | Mini-Splits | LHN248HV | 12.5 | 18.2 | 10.8 | 12 | 16.75 | 9.4 | TRUE | TRUE | TRUE | 23000 | 18200 | 2.88 | 29500 | 2.43
205788775 | 09/01/20 | Live | LG | LG | Singlezone Ducted, Centrally Ducted | 205788775 |  | HRCU-A-CB | LUU240HHV | Mini-Splits | LVN241HV4 | 12.7 | 19.5 | 11 | 11.9 | 16.45 | 9.25 | TRUE | TRUE | TRUE | 24000 | 18300 | 2.64 | 29500 | 1.91
205788764 | 09/04/20 | Live | LG | LG | Singlezone Non-Ducted, Ceiling Placement | 205788764 |  | HRCU-A-CB-O | LUU240HHV | Mini-Splits | LCN249HV | 12.6 | 21 | 10.2 | 12.6 | 21 | 10.2 | TRUE | TRUE | TRUE | 24000 | 17400 | 2.68 | 28700 | 1.96
205788771 | 09/04/20 | Live | LG | LG | Singlezone Non-Ducted, Ceiling Placement | 205788771 |  | HRCU-A-CB-O | LUU480HHV | Mini-Splits | LCN489HV | 12.5 | 17.5 | 11.7 | 12.5 | 17.5 | 10.65 | TRUE | TRUE | TRUE | 48000 | 32600 | 2.99 | 54500 | 2.4
205788774 | 08/12/20 | Live | LG | LG | Singlezone Ducted, Centrally Ducted | 205788774 |  | HRCU-A-CB | LUU180HHV | Mini-Splits | LVN181HV4 | 13.6 | 19.2 | 10.4 | 13.35 | 17.05 | 8.9 | TRUE | TRUE | TRUE | 18000 | 13400 | 2.57 | 23400 | 1.91
205788768 | 09/04/20 | Live | LG | LG | Singlezone Non-Ducted, Ceiling Placement | 205788768 |  | HRCU-A-CB-O | LUU360HHV | Mini-Splits | LCN369HV | 12.6 | 21.5 | 11 | 12.6 | 21.5 | 10.55 | TRUE | TRUE | TRUE | 36000 | 25400 | 2.81 | 41700 | 2
205788763 | 09/04/20 | Live | LG | LG | Singlezone Non-Ducted, Ceiling Placement | 205788763 |  | HRCU-A-CB-O | LUU180HHV | Mini-Splits | LCN188HV4 | 12.8 | 20 | 11.1 | 12.8 | 20 | 9.4 | TRUE | TRUE | FALSE | 18000 | 13600 | 2.62 | 22500 | 1.95
203162003 | 04/30/19 | Live | LG | LG | Singlezone Ducted, Centrally Ducted | 203162003 |  | HRCU-A-CB | LUU369HV | Mini-Splits | LVN361HV4 | 11 | 18 | 10 | 11 | 16.25 | 8.95 | TRUE | TRUE | TRUE | 36000 | 23800 | 2.61 | 37350 | 2.19
206717011 | 04/27/22 | Live | LG | LG | Multizone Mix of Ducted and Non-Ducted | 206717011 |  | HMSV-A-CB | LMU541HV | Mixed Ducted and Non-Ducted Indoor Units |  | 12.55 | 19.55 | 10 | 12.55 | 19.55 | 9.3 | TRUE | FALSE | FALSE | 50500 | 37200 | 2.44 | 45750 | 2.42
206717005 | 04/27/22 | Live | LG | LG | Multizone All Ducted | 206717005 |  | HMSV-A-CB | LMU541HV | Ducted Indoor Units |  | 12.5 | 18.5 | 10 | 12.5 | 18.5 | 9.3 | TRUE | FALSE | FALSE | 50500 | 37200 | 2.42 | 45750 | 2.45
204825179 | 03/24/20 | Live | LG | LG | Singlezone Non-Ducted, Wall Placement | 204825179 |  | HRCU-A-CB-O | LAU150HYV3 | Mini-Splits | LAN150HYV3 | 15 | 25 | 13.5 | 15 | 25 | 11 | TRUE | TRUE | TRUE | 15000 | 10900 | 3.59 | 21000 | 2.65
206717010 | 04/27/22 | Live | LG | LG | Multizone Mix of Ducted and Non-Ducted | 206717010 |  | HMSV-A-CB | LMU481HV | Mixed Ducted and Non-Ducted Indoor Units |  | 12.7 | 19.9 | 10.5 | 12.7 | 19.9 | 9.5 | TRUE | FALSE | FALSE | 48000 | 33800 | 2.48 | 44770 | 2.44
206717004 | 03/02/23 | Live | LG | LG | Multizone All Ducted | 206717004 |  | HMSV-A-CB | LMU481HV | Ducted Indoor Units |  | 12.6 | 19 | 10.5 | 12.6 | 19 | 9.5 | TRUE | FALSE | FALSE | 48000 | 33800 | 2.45 | 44770 | 2.42
208132540 | 11/30/22 | Live | LG | LG | Multizone Mix of Ducted and Non-Ducted | 208132540 |  | HMSV-A-CB | LMU363HV | Mixed Ducted and Non-Ducted Indoor Units |  |  |  |  | 12.1 | 19.75 | 8.8 | TRUE | FALSE | FALSE | 31800 | 20400 | 2.67 | 28100 | 2.54
208131891 | 11/30/22 | Live | LG | LG | Multizone All Ducted | 208131891 |  | HMSV-A-CB | LMU363HV | Ducted Indoor Units |  |  |  |  | 11.7 | 18 | 8.6 | TRUE | FALSE | FALSE | 30800 | 20000 | 2.55 | 27800 | 2.49
206717013 | 03/17/23 | Live | LG | LG | Multizone Mix of Ducted and Non-Ducted | 206717013 |  | HMSV-A-CB | LMU421HHV | Mixed Ducted and Non-Ducted Indoor Units |  | 13.45 | 20.25 | 11 | 13.45 | 20.25 | 10.5 | TRUE | TRUE | FALSE | 42000 | 31600 | 2.66 | 53200 | 2.63
206717006 | 03/17/23 | Live | LG | LG | Multizone All Ducted | 206717006 |  | HMSV-A-CB | LMU361HHV | Ducted Indoor Units |  | 13.5 | 19 | 10.5 | 13.5 | 19 | 10 | TRUE | TRUE | TRUE | 36000 | 29600 | 2.65 | 49600 | 2.6
203161353 | 09/07/22 | Live | LG | LG | Singlezone Ducted, Compact Ducted | 203161353 |  | HRCU-A-CB | LUU249HV | Mini-Splits | LHN248HV | 12 | 19 | 10.5 | 11.7 | 16.85 | 9 | TRUE | TRUE | TRUE | 24000 | 17500 | 2.64 | 26000 | 2.67
208132539 | 11/30/22 | Live | LG | LG | Multizone Mix of Ducted and Non-Ducted | 208132539 |  | HMSV-A-CB | LMU303HV | Mixed Ducted and Non-Ducted Indoor Units |  |  |  |  | 12.5 | 20.25 | 9 | TRUE | FALSE | FALSE | 28600 | 19000 | 2.76 | 26900 | 2.82
208131889 | 11/30/22 | Live | LG | LG | Multizone All Ducted | 208131889 |  | HMSV-A-CB | LMU303HV | Ducted Indoor Units |  |  |  |  | 12 | 18.5 | 8.8 | TRUE | FALSE | FALSE | 27400 | 18000 | 2.64 | 26600 | 2.68
208132538 | 11/30/22 | Live | LG | LG | Multizone Mix of Ducted and Non-Ducted | 208132538 |  | HMSV-A-CB | LMU243HV | Mixed Ducted and Non-Ducted Indoor Units |  |  |  |  | 12.5 | 20.5 | 9.2 | TRUE | FALSE | FALSE | 23000 | 14700 | 2.87 | 21100 | 2.68
208131887 | 11/30/22 | Live | LG | LG | Multizone All Ducted | 208131887 |  | HMSV-A-CB | LMU243HV | Ducted Indoor Units |  |  |  |  | 12.5 | 18.5 | 9 | FALSE | FALSE | FALSE | 22000 | 14600 | 2.85 | 20800 | 2.54
206221544 | 09/07/22 | Live | LG | LG | Multizone All Non-Ducted | 206221544 |  | HMSV-A-CB | LMU240HV | Non-Ducted Indoor Units |  | 13.5 | 22.5 | 11 | 13.5 | 22.5 | 9 | FALSE | FALSE | FALSE | 23600 | 15200 | 2.89 | 21400 | 2.72
206221551 | 12/30/20 | Live | LG | LG | Multizone All Ducted | 206221551 |  | HMSV-A-CB | LMU240HV | Ducted Indoor Units |  | 12.5 | 18.5 | 9.8 | 12.5 | 18.5 | 8.5 | FALSE | FALSE | FALSE | 22000 | 14500 | 2.64 | 21000 | 2.64
208132537 | 11/30/22 | Live | LG | LG | Multizone Mix of Ducted and Non-Ducted | 208132537 |  | HMSV-A-CB | LMU183HV | Mixed Ducted and Non-Ducted Indoor Units |  |  |  |  | 13 | 20.5 | 9.3 | TRUE | FALSE | FALSE | 17600 | 13600 | 2.64 | 19850 | 2.54
208131885 | 11/30/22 | Live | LG | LG | Multizone All Ducted | 208131885 |  | HMSV-A-CB | LMU183HV | Ducted Indoor Units |  |  |  |  | 12.5 | 18.5 | 9 | TRUE | FALSE | FALSE | 17200 | 13400 | 2.58 | 19500 | 2.48
206221543 | 09/07/22 | Live | LG | LG | Multizone All Non-Ducted | 206221543 |  | HMSV-A-CB | LMU180HV | Non-Ducted Indoor Units |  | 13.5 | 22.5 | 11 | 13.5 | 22.5 | 9.6 | FALSE | FALSE | FALSE | 18000 | 14500 | 2.66 | 20200 | 2.6
206717012 | 03/17/23 | Live | LG | LG | Multizone Mix of Ducted and Non-Ducted | 206717012 |  | HMSV-A-CB | LMU361HHV | Mixed Ducted and Non-Ducted Indoor Units |  | 14 | 20.5 | 11 | 14 | 20.5 | 10.5 | TRUE | TRUE | FALSE | 36000 | 29600 | 2.72 | 49600 | 2.61
206221549 | 12/30/20 | Live | LG | LG | Multizone All Ducted | 206221549 |  | HMSV-A-CB | LMU180HV | Ducted Indoor Units |  | 12.5 | 18.5 | 9.6 | 12.5 | 18.5 | 8.5 | FALSE | FALSE | FALSE | 17200 | 13000 | 2.47 | 19500 | 2.51
10445377 | 04/15/19 | Live | LG | LG | Multizone All Ducted | 10445377 |  | HMSV-A-CB | LMU300HHV | Ducted Indoor Units |  | 10.5 | 17.5 | 9.5 | 11.7 | 17.5 | 9.2 | TRUE | FALSE | TRUE | 24600 | 17700 | 2.51 | 29700 | 2.31
10525928 | 04/15/19 | Live | LG | LG | Multizone Mix of Ducted and Non-Ducted | 10525928 |  | HMSV-A-CB | LMU300HHV | Mixed Ducted and Non-Ducted Indoor Units |  | 11.5 | 18.75 | 10.25 | 12.1 | 18.75 | 9.5 | TRUE | TRUE | FALSE | 26400 | 18300 | 2.66 | 30650 | 2.41
207742434 | 01/05/23 | Live | Midea Electric Trading | ELIOS | Singlezone Non-Ducted, Ceiling Placement | 207742434 |  | HRCU-A-CB-O | DEA12HOS25230E8 | Mini-Splits | DUA12HICU230X5 | 14 | 22 | 10.6 | 14 | 22.7 | 10 | TRUE | FALSE | TRUE | 12000 | 8900 | 2.75 | 9300 | 2.39
10445375 | 04/15/19 | Live | LG | LG | Multizone All Ducted | 10445375 |  | HMSV-A-CB | LMU240HHV | Ducted Indoor Units |  | 11.5 | 17 | 9 | 11.7 | 17 | 9.2 | TRUE | TRUE | TRUE | 20000 | 15200 | 2.31 | 26400 | 2.19
10516997 | 03/02/23 | Live | LG | LG | Multizone Mix of Ducted and Non-Ducted | 10516997 |  | HMSV-A-CB | LMU240HHV | Mixed Ducted and Non-Ducted Indoor Units |  | 12.5 | 19 | 9.85 | 12.6 | 19 | 9.5 | TRUE | TRUE | FALSE | 22000 | 16300 | 2.54 | 27450 | 2.31
10445373 | 04/15/19 | Live | LG | LG | Multizone All Ducted | 10445373 |  | HMSV-A-CB | LMU180HHV | Ducted Indoor Units |  | 12 | 17.5 | 9 | 12 | 17.5 | 8.6 | TRUE | FALSE | TRUE | 16500 | 14700 | 2.3 | 23600 | 2.05
10516996 | 04/15/19 | Live | LG | LG | Multizone Mix of Ducted and Non-Ducted | 10516996 |  | HMSV-A-CB | LMU180HHV | Mixed Ducted and Non-Ducted Indoor Units |  | 12.75 | 19.25 | 9.5 | 12.75 | 19.25 | 8.9 | TRUE | TRUE | FALSE | 17200 | 14700 | 2.39 | 23600 | 2.07
213088097 | 07/21/23 | Live | Lennox Industries | ADP | Singlezone Ducted, Centrally Ducted | 213088097 |  | HRCU-A-C | KU60UHO | Ducted Indoor Units | HG52960 |  |  |  | 9.5 | 15.2 | 8.5 | FALSE | FALSE | FALSE | 50500 | 34200 | 2.1 | 36900 | 2.08
213088096 | 07/21/23 | Live | Lennox Industries | ADP | Singlezone Ducted, Centrally Ducted | 213088096 |  | HRCU-A-C | KU60UHO | Ducted Indoor Units | HG52960+TD |  |  |  | 10 | 15.2 | 8.5 | FALSE | FALSE | TRUE | 47000 | 30200 | 2.1 | 36900 | 2.08
213088095 | 07/21/23 | Live | Lennox Industries | ADP | Singlezone Ducted, Centrally Ducted | 213088095 |  | HRCU-A-C | KU36UHO | Ducted Indoor Units | HE36936 |  |  |  | 9.5 | 15.2 | 8.5 | FALSE | FALSE | FALSE | 32000 | 21000 | 2.1 | 23100 | 1.99
213088094 | 07/21/23 | Live | Lennox Industries | ADP | Singlezone Ducted, Centrally Ducted | 213088094 |  | HRCU-A-C | KU36UHO | Ducted Indoor Units | HE36936+TD |  |  |  | 11 | 15.2 | 8.5 | FALSE | FALSE | TRUE | 23000 | 14000 | 2.1 | 23100 | 1.99
213088093 | 08/03/23 | Live | Lennox Industries | ADP | Singlezone Ducted, Centrally Ducted | 213088093 |  | HRCU-A-C | KU36UHO | Ducted Indoor Units | HE35936 |  |  |  | 9 | 15.2 | 8.5 | FALSE | FALSE | FALSE | 31800 | 21000 | 2.1 | 23100 | 1.99
213088092 | 08/03/23 | Live | Lennox Industries | ADP | Singlezone Ducted, Centrally Ducted | 213088092 |  | HRCU-A-C | KU36UHO | Ducted Indoor Units | HE35936+TD |  |  |  | 11 | 15.2 | 8.5 | FALSE | FALSE | TRUE | 23000 | 14000 | 2.1 | 23100 | 1.99
213088091 | 08/03/23 | Live | Lennox Industries | ADP | Singlezone Ducted, Centrally Ducted | 213088091 |  | HRCU-A-C | KU36UHO | Ducted Indoor Units | HE34936 |  |  |  | 9 | 15.2 | 8.5 | FALSE | FALSE | FALSE | 31600 | 21000 | 2.1 | 23100 | 1.99
213088090 | 08/03/23 | Live | Lennox Industries | ADP | Singlezone Ducted, Centrally Ducted | 213088090 |  | HRCU-A-C | KU36UHO | Ducted Indoor Units | HE34936+TD |  |  |  | 11 | 15.2 | 8.5 | FALSE | FALSE | TRUE | 22800 | 14000 | 2.1 | 23100 | 1.99
208206699 | 07/11/22 | Live | Johnson Controls Inc. (York International Norman) | YORK | Singlezone Ducted, Centrally Ducted | 208206699 |  | HRCU-A-CB | HMH72B481 | Ducted Indoor Units | XAHD60JXXN1+MVC14DN21+TXV | 10 | 18.25 | 9.3 |  |  |  | FALSE | FALSE | FALSE | 46500 | 29400 | 2.5 | 29400 | 2.5
208400394 | 07/11/22 | Live | Johnson Controls Inc. (York International Norman) | COLEMAN | Singlezone Ducted, Centrally Ducted | 208400394 |  | HRCU-A-CB | HMH72B481 | Ducted Indoor Units | XAHD60JXXN1+MVC14DN21+TXV | 10 | 18.25 | 9.3 |  |  |  | FALSE | FALSE | FALSE | 46500 | 29400 | 2.5 | 29400 | 2.5
208400405 | 07/11/22 | Live | Johnson Controls Inc. (York International Norman) | LUXAIRE | Singlezone Ducted, Centrally Ducted | 208400405 |  | HRCU-A-CB | HMH72B481 | Ducted Indoor Units | XAHD60JXXN1+MVC14DN21+TXV | 10 | 18.25 | 9.3 |  |  |  | FALSE | FALSE | FALSE | 46500 | 29400 | 2.5 | 29400 | 2.5
208400406 | 07/11/22 | Live | Johnson Controls Inc. (York International Norman) | FRASER-JOHNSTON | Singlezone Ducted, Centrally Ducted | 208400406 |  | HRCU-A-CB | HMH72B481 | Ducted Indoor Units | XAHD60JXXN1+MVC14DN21+TXV | 10 | 18.25 | 9.3 |  |  |  | FALSE | FALSE | FALSE | 46500 | 29400 | 2.5 | 29400 | 2.5
207742318 | 01/05/23 | Live | Midea Electric Trading | C&H | Singlezone Non-Ducted, Ceiling Placement | 207742318 |  | HRCU-A-CB-O | CH-ES12-230VO | Mini-Splits | CH-12MSPHCT-230VI | 14 | 22 | 10.6 | 14 | 22.7 | 10 | TRUE | FALSE | TRUE | 12000 | 8900 | 2.75 | 9300 | 2.39
208400417 | 07/11/22 | Live | Johnson Controls Inc. (York International Norman) | CHAMPION HEATING AND COOLING | Singlezone Ducted, Centrally Ducted | 208400417 |  | HRCU-A-CB | HMH72B481 | Ducted Indoor Units | XAHD60JXXN1+MVC14DN21+TXV | 10 | 18.25 | 9.3 |  |  |  | FALSE | FALSE | FALSE | 46500 | 29400 | 2.5 | 29400 | 2.5
208500447 | 07/11/22 | Live | Johnson Controls Inc. (York International Norman) | YORK | Singlezone Ducted, Centrally Ducted | 208500447 |  | HRCU-A-CB | HMH72B481 | Ducted Indoor Units | JHETD60JXXS2N1+TXV | 10.25 | 18.5 | 9.5 |  |  |  | FALSE | FALSE | FALSE | 48000 | 30000 | 2.56 | 30000 | 2.56
208503467 | 07/11/22 | Live | Johnson Controls Inc. (York International Norman) | COLEMAN | Singlezone Ducted, Centrally Ducted | 208503467 |  | HRCU-A-CB | HMH72B481 | Ducted Indoor Units | JHETD60JXXS2N1+TXV | 10.25 | 18.5 | 9.5 |  |  |  | FALSE | FALSE | FALSE | 48000 | 30000 | 2.56 | 30000 | 2.56
208503474 | 07/11/22 | Live | Johnson Controls Inc. (York International Norman) | LUXAIRE | Singlezone Ducted, Centrally Ducted | 208503474 |  | HRCU-A-CB | HMH72B481 | Ducted Indoor Units | JHETD60JXXS2N1+TXV | 10.25 | 18.5 | 9.5 |  |  |  | FALSE | FALSE | FALSE | 48000 | 30000 | 2.56 | 30000 | 2.56
208503485 | 07/11/22 | Live | Johnson Controls Inc. (York International Norman) | FRASER-JOHNSTON | Singlezone Ducted, Centrally Ducted | 208503485 |  | HRCU-A-CB | HMH72B481 | Ducted Indoor Units | JHETD60JXXS2N1+TXV | 10.25 | 18.5 | 9.5 |  |  |  | FALSE | FALSE | FALSE | 48000 | 30000 | 2.56 | 30000 | 2.56
208503494 | 07/11/22 | Live | Johnson Controls Inc. (York International Norman) | CHAMPION HEATING AND COOLING | Singlezone Ducted, Centrally Ducted | 208503494 |  | HRCU-A-CB | HMH72B481 | Ducted Indoor Units | JHETD60JXXS2N1+TXV | 10.25 | 18.5 | 9.5 |  |  |  | FALSE | FALSE | FALSE | 48000 | 30000 | 2.56 | 30000 | 2.56
207742503 | 01/05/23 | Live | Midea Electric Trading | MOOVAIR | Singlezone Non-Ducted, Ceiling Placement | 207742503 |  | HRCU-A-CB-O | DMA12HOS25230E8 | Mini-Splits | DUA12HICU230X5 | 14 | 22 | 10.6 | 14 | 22.7 | 10 | TRUE | FALSE | TRUE | 12000 | 8900 | 2.75 | 9300 | 2.39
207430581 | 07/11/22 | Live | Johnson Controls Inc. (York International Norman) | YORK | Singlezone Ducted, Centrally Ducted | 207430581 |  | HRCU-A-CB | HMH72B481 | Ducted Indoor Units | XAFC60HXXN1+MVC16CN21+TXV | 10.5 | 18.5 | 9.3 |  |  |  | FALSE | FALSE | FALSE | 48000 | 29800 | 2.54 | 29800 | 2.54
207434700 | 07/11/22 | Live | Johnson Controls Inc. (York International Norman) | COLEMAN | Singlezone Ducted, Centrally Ducted | 207434700 |  | HRCU-A-CB | HMH72B481 | Ducted Indoor Units | XAFC60HXXN1+MVC16CN21+TXV | 10.5 | 18.5 | 9.3 |  |  |  | FALSE | FALSE | FALSE | 48000 | 29800 | 2.54 | 29800 | 2.54
207434705 | 07/11/22 | Live | Johnson Controls Inc. (York International Norman) | LUXAIRE | Singlezone Ducted, Centrally Ducted | 207434705 |  | HRCU-A-CB | HMH72B481 | Ducted Indoor Units | XAFC60HXXN1+MVC16CN21+TXV | 10.5 | 18.5 | 9.3 |  |  |  | FALSE | FALSE | FALSE | 48000 | 29800 | 2.54 | 29800 | 2.54
207434712 | 07/11/22 | Live | Johnson Controls Inc. (York International Norman) | FRASER-JOHNSTON | Singlezone Ducted, Centrally Ducted | 207434712 |  | HRCU-A-CB | HMH72B481 | Ducted Indoor Units | XAFC60HXXN1+MVC16CN21+TXV | 10.5 | 18.5 | 9.3 |  |  |  | FALSE | FALSE | FALSE | 48000 | 29800 | 2.54 | 29800 | 2.54
207434717 | 07/11/22 | Live | Johnson Controls Inc. (York International Norman) | CHAMPION HEATING AND COOLING | Singlezone Ducted, Centrally Ducted | 207434717 |  | HRCU-A-CB | HMH72B481 | Ducted Indoor Units | XAFC60HXXN1+MVC16CN21+TXV | 10.5 | 18.5 | 9.3 |  |  |  | FALSE | FALSE | FALSE | 48000 | 29800 | 2.54 | 29800 | 2.54
207742502 | 01/05/23 | Live | Midea Electric Trading | MOOVAIR | Singlezone Non-Ducted, Ceiling Placement | 207742502 |  | HRCU-A-CB-O | DMA09HOS25230E8 | Mini-Splits | DUA09HICU230X5 | 13 | 20 | 10.5 | 13 | 20 | 10 | TRUE | TRUE | TRUE | 9000 | 7500 | 2.44 | 9400 | 2.19
207430582 | 07/11/22 | Live | Johnson Controls Inc. (York International Norman) | YORK | Singlezone Ducted, Centrally Ducted | 207430582 |  | HRCU-A-CB | HMH72B481 | Ducted Indoor Units | XAFD60JXXN1+MVC14DN21+TXV | 10.25 | 18.5 | 9.5 |  |  |  | FALSE | FALSE | FALSE | 47500 | 29800 | 2.56 | 29800 | 2.56
207434701 | 07/11/22 | Live | Johnson Controls Inc. (York International Norman) | COLEMAN | Singlezone Ducted, Centrally Ducted | 207434701 |  | HRCU-A-CB | HMH72B481 | Ducted Indoor Units | XAFD60JXXN1+MVC14DN21+TXV | 10.25 | 18.5 | 9.5 |  |  |  | FALSE | FALSE | FALSE | 47500 | 29800 | 2.56 | 29800 | 2.56
207434704 | 07/11/22 | Live | Johnson Controls Inc. (York International Norman) | LUXAIRE | Singlezone Ducted, Centrally Ducted | 207434704 |  | HRCU-A-CB | HMH72B481 | Ducted Indoor Units | XAFD60JXXN1+MVC14DN21+TXV | 10.25 | 18.5 | 9.5 |  |  |  | FALSE | FALSE | FALSE | 47500 | 29800 | 2.56 | 29800 | 2.56
207434713 | 07/11/22 | Live | Johnson Controls Inc. (York International Norman) | FRASER-JOHNSTON | Singlezone Ducted, Centrally Ducted | 207434713 |  | HRCU-A-CB | HMH72B481 | Ducted Indoor Units | XAFD60JXXN1+MVC14DN21+TXV | 10.25 | 18.5 | 9.5 |  |  |  | FALSE | FALSE | FALSE | 47500 | 29800 | 2.56 | 29800 | 2.56
207434716 | 07/11/22 | Live | Johnson Controls Inc. (York International Norman) | CHAMPION HEATING AND COOLING | Singlezone Ducted, Centrally Ducted | 207434716 |  | HRCU-A-CB | HMH72B481 | Ducted Indoor Units | XAFD60JXXN1+MVC14DN21+TXV | 10.25 | 18.5 | 9.5 |  |  |  | FALSE | FALSE | FALSE | 47500 | 29800 | 2.56 | 29800 | 2.56
207742316 | 01/05/23 | Live | Midea Electric Trading | C&H | Singlezone Non-Ducted, Ceiling Placement | 207742316 |  | HRCU-A-CB-O | CH-ES09-230VO | Mini-Splits | CH-09MSPHCT-230VI | 13 | 20 | 10.5 | 13 | 20 | 10 | TRUE | TRUE | TRUE | 9000 | 7500 | 2.44 | 9400 | 2.19
207742433 | 01/05/23 | Live | Midea Electric Trading | ELIOS | Singlezone Non-Ducted, Ceiling Placement | 207742433 |  | HRCU-A-CB-O | DEA09HOS25230E8 | Mini-Splits | DUA09HICU230X5 | 13 | 20 | 10.5 | 13 | 20 | 10 | TRUE | TRUE | TRUE | 9000 | 7500 | 2.44 | 9400 | 2.19
213153604 | 08/02/23 | Live | Lennox Industries | ADP | Singlezone Ducted, Centrally Ducted | 213153604 |  | HRCU-A-C | WSEHV4860RA1-N | Ducted Indoor Units | HG52960 |  |  |  | 9.5 | 15.2 | 8.5 | FALSE | FALSE | FALSE | 50500 | 34200 | 2.1 | 48000 | 2.04
213153603 | 08/02/23 | Live | Lennox Industries | ADP | Singlezone Ducted, Centrally Ducted | 213153603 |  | HRCU-A-C | WSEHV4860RA1-N | Ducted Indoor Units | HG52960+TD |  |  |  | 10 | 15.2 | 8.5 | FALSE | FALSE | TRUE | 47000 | 30200 | 2.1 | 48000 | 2.04
213153602 | 08/02/23 | Live | Lennox Industries | ADP | Singlezone Ducted, Centrally Ducted | 213153602 |  | HRCU-A-C | WSEHV2436RA1-N | Ducted Indoor Units | HG34936 |  |  |  | 9 | 15.2 | 8.5 | FALSE | FALSE | FALSE | 31600 | 21000 | 2.1 | 24000 | 2.43
213153601 | 08/02/23 | Live | Lennox Industries | ADP | Singlezone Ducted, Centrally Ducted | 213153601 |  | HRCU-A-C | WSEHV2436RA1-N | Ducted Indoor Units | HG34936+TD |  |  |  | 11 | 15.2 | 8.5 | FALSE | FALSE | TRUE | 22800 | 14000 | 2.1 | 24000 | 2.43
213153600 | 08/02/23 | Live | Lennox Industries | ADP | Singlezone Ducted, Centrally Ducted | 213153600 |  | HRCU-A-C | WSEHV4860RA1-C | Ducted Indoor Units | HG52960 |  |  |  | 9.5 | 15.2 | 8.5 | FALSE | FALSE | FALSE | 50500 | 34200 | 2.1 | 49000 | 2.02
213153599 | 08/02/23 | Live | Lennox Industries | ADP | Singlezone Ducted, Centrally Ducted | 213153599 |  | HRCU-A-C | WSEHV4860RA1-C | Ducted Indoor Units | HG52960+TD |  |  |  | 10 | 15.2 | 8.5 | FALSE | FALSE | TRUE | 47000 | 30200 | 2.1 | 49000 | 2.02
213153598 | 08/02/23 | Live | Lennox Industries | ADP | Singlezone Ducted, Centrally Ducted | 213153598 |  | HRCU-A-C | WSEHV2436RA1-C | Ducted Indoor Units | HG34936 |  |  |  | 9 | 15.2 | 8.5 | FALSE | FALSE | FALSE | 31600 | 21000 | 2.1 | 24000 | 2.43
213153597 | 08/02/23 | Live | Lennox Industries | ADP | Singlezone Ducted, Centrally Ducted | 213153597 |  | HRCU-A-C | WSEHV2436RA1-C | Ducted Indoor Units | HG34936+TD |  |  |  | 11 | 15.2 | 8.5 | FALSE | FALSE | TRUE | 22800 | 14000 | 2.1 | 24000 | 2.43
212693034 | 08/02/23 | Live | Lennox Industries | ADP | Singlezone Ducted, Centrally Ducted | 212693034 |  | HRCU-A-C | TU60-48WADU | Ducted Indoor Units | HE88960 |  |  |  | 9.5 | 15.2 | 8.5 | FALSE | FALSE | FALSE | 50500 | 34200 | 2.1 | 28200 | 2
212693030 | 08/02/23 | Live | Lennox Industries | ADP | Singlezone Ducted, Centrally Ducted | 212693030 |  | HRCU-A-C | TU60-48WADU | Ducted Indoor Units | HE88960+TD |  |  |  | 10 | 15.2 | 8.5 | FALSE | FALSE | TRUE | 47000 | 30200 | 2.1 | 28200 | 2
212436232 | 07/31/23 | Live | Boreal International Corp. | BOREAL | Singlezone Ducted, Centrally Ducted | 212436232 |  | HRCU-A-C | ENVBR60HPJ1OA |  | ENVBR60C |  |  |  | 9.5 | 15.2 | 8.5 | FALSE | FALSE | FALSE | 50500 | 35200 | 2.1 | 36900 | 2.08
212436231 | 07/31/23 | Live | Boreal International Corp. | BOREAL | Singlezone Ducted, Centrally Ducted | 212436231 |  | HRCU-A-C | ENVBR60HPJ1OA |  | ENVBR48C |  |  |  | 10 | 15.2 | 8.5 | FALSE | FALSE | TRUE | 47000 | 31200 | 2.1 | 32700 | 2.08
212436230 | 07/31/23 | Live | Boreal International Corp. | BOREAL | Singlezone Ducted, Centrally Ducted | 212436230 |  | HRCU-A-C | ENVBR36HPJ1OA |  | ENVBR36C |  |  |  | 9.5 | 15.2 | 8.5 | FALSE | FALSE | FALSE | 32000 | 22000 | 2 | 23100 | 1.99
212436229 | 07/31/23 | Live | Boreal International Corp. | BOREAL | Singlezone Ducted, Centrally Ducted | 212436229 |  | HRCU-A-C | ENVBR36HPJ1OA |  | ENVBR24C |  |  |  | 11 | 15.2 | 8.5 | FALSE | FALSE | TRUE | 23000 | 15000 | 1.88 | 17600 | 2.08
212924884 | 07/27/23 | Live | GE Appliances, a Haier Company | GE APPLIANCES | Singlezone Ducted, Centrally Ducted | 212924884 |  | HRCU-A-CB | AUH4860ZGDA* |  | D(A,C,E)60D44+TDR |  |  |  | 9.5 | 15.2 | 8.5 | FALSE | FALSE | FALSE | 50500 | 35200 | 2.1 | 36900 | 2.08
212924882 | 07/27/23 | Live | GE Appliances, a Haier Company | GE APPLIANCES | Singlezone Ducted, Centrally Ducted | 212924882 |  | HRCU-A-CB | AUH4860ZGDA* |  | C(A,C,D,E)60C44+TDR |  |  |  | 9.5 | 15.2 | 8.5 | FALSE | FALSE | FALSE | 50500 | 35200 | 2.1 | 36900 | 2.08
212924881 | 07/27/23 | Live | GE Appliances, a Haier Company | GE APPLIANCES | Singlezone Ducted, Centrally Ducted | 212924881 |  | HRCU-A-CB | AUH4860ZGDA* |  | C(A,C,D,E)60B44+TDR |  |  |  | 9.5 | 15.2 | 8.5 | FALSE | FALSE | FALSE | 50500 | 35200 | 2.1 | 36900 | 2.08
212924880 | 07/27/23 | Live | GE Appliances, a Haier Company | GE APPLIANCES | Singlezone Ducted, Centrally Ducted | 212924880 |  | HRCU-A-CB | AUH4860ZGDA* |  | C(A,C,D,E)60A44+TDR |  |  |  | 9.5 | 15.2 | 8.5 | FALSE | FALSE | FALSE | 50500 | 35200 | 2.1 | 36900 | 2.08
212924879 | 07/27/23 | Live | GE Appliances, a Haier Company | GE APPLIANCES | Singlezone Ducted, Centrally Ducted | 212924879 |  | HRCU-A-CB | AUH4860ZGDA* |  | D(A,C,E)61C44+TDR |  |  |  | 10 | 15.2 | 8.5 | FALSE | FALSE | TRUE | 47000 | 31200 | 2.1 | 32700 | 2.08
212924878 | 07/27/23 | Live | GE Appliances, a Haier Company | GE APPLIANCES | Singlezone Ducted, Centrally Ducted | 212924878 |  | HRCU-A-CB | AUH4860ZGDA* |  | C(A,C,D,E)48D44+TDR |  |  |  | 10 | 15.2 | 8.5 | FALSE | FALSE | TRUE | 47000 | 31200 | 2.1 | 32700 | 2.08
212924877 | 07/27/23 | Live | GE Appliances, a Haier Company | GE APPLIANCES | Singlezone Ducted, Centrally Ducted | 212924877 |  | HRCU-A-CB | AUH4860ZGDA* |  | C(A,C,D,E)48C44+TDR |  |  |  | 10 | 15.2 | 8.5 | FALSE | FALSE | TRUE | 47000 | 31200 | 2.1 | 32700 | 2.08
212924876 | 07/27/23 | Live | GE Appliances, a Haier Company | GE APPLIANCES | Singlezone Ducted, Centrally Ducted | 212924876 |  | HRCU-A-CB | AUH2436ZGDA* |  | D(A,C,E)36B34+TDR |  |  |  | 9.5 | 15.2 | 8.5 | FALSE | FALSE | FALSE | 32000 | 22000 | 2 | 23100 | 1.99
207742498 | 01/05/23 | Live | Midea Electric Trading | MOOVAIR | Singlezone Non-Ducted, Wall Placement | 207742498 |  | HRCU-A-CB-O | DMA24HOS28230E8 | Mini-Splits | DMA24HIW25230E8 | 13 | 21.5 | 12 | 13 | 21.5 | 11.4 | TRUE | TRUE | TRUE | 24000 | 21200 | 2.88 | 24485 | 1.98
212924875 | 07/27/23 | Live | GE Appliances, a Haier Company | GE APPLIANCES | Singlezone Ducted, Centrally Ducted | 212924875 |  | HRCU-A-CB | AUH2436ZGDA* |  | C(A,C,E)37C24+TDR |  |  |  | 9.5 | 15.2 | 8.5 | FALSE | FALSE | FALSE | 32000 | 22000 | 2 | 23100 | 1.99
212924874 | 07/27/23 | Live | GE Appliances, a Haier Company | GE APPLIANCES | Singlezone Ducted, Centrally Ducted | 212924874 |  | HRCU-A-CB | AUH2436ZGDA* |  | D(A,C,E)25B34+TDR |  |  |  | 11 | 15.2 | 8.5 | FALSE | FALSE | TRUE | 23000 | 15000 | 2.1 | 17600 | 2.08
212924873 | 07/27/23 | Live | GE Appliances, a Haier Company | GE APPLIANCES | Singlezone Ducted, Centrally Ducted | 212924873 |  | HRCU-A-CB | AUH2436ZGDA* |  | D(A,C,E)24D34+TDR |  |  |  | 11 | 15.2 | 8.5 | FALSE | FALSE | TRUE | 23000 | 15000 | 2.1 | 17600 | 2.08
212924872 | 07/27/23 | Live | GE Appliances, a Haier Company | GE APPLIANCES | Singlezone Ducted, Centrally Ducted | 212924872 |  | HRCU-A-CB | AUH2436ZGDA* |  | D(A,C,E)24C34+TDR |  |  |  | 11 | 15.2 | 8.5 | FALSE | FALSE | TRUE | 23000 | 15000 | 2.1 | 17600 | 2.08
212924871 | 07/27/23 | Live | GE Appliances, a Haier Company | GE APPLIANCES | Singlezone Ducted, Centrally Ducted | 212924871 |  | HRCU-A-CB | AUH2436ZGDA* |  | D(A,C,E)24A44+TDR |  |  |  | 11 | 15.2 | 8.5 | FALSE | FALSE | TRUE | 23000 | 15000 | 2.1 | 17600 | 2.08
210586028 | 07/25/23 | Live | GE Appliances, a Haier company | GE APPLIANCES | Multizone Mix of Ducted and Non-Ducted | 210586028 |  | HMSV-A-CB | ASH542JCDD** | Mixed Ducted and Non-Ducted Indoor Units |  |  |  |  | 7.5 | 16.4 | 8.8 | FALSE | FALSE | FALSE | 41000 | 25000 | 2.4 | 27500 | 2.3
210585476 | 07/25/23 | Live | GE Appliances, a Haier company | HAIER | Multizone Mix of Ducted and Non-Ducted | 210585476 |  | HMSV-A-CB | 5U42MS2HD** | Mixed Ducted and Non-Ducted Indoor Units |  |  |  |  | 7.5 | 16.4 | 8.8 | FALSE | FALSE | FALSE | 41000 | 25000 | 2.4 | 27500 | 2.3
210474664 | 07/25/23 | Live | GE Appliances, a Haier company | GE APPLIANCES | Multizone Mix of Ducted and Non-Ducted | 210474664 |  | HMSV-A-CB | ASH436NCDD** | Mixed Ducted and Non-Ducted Indoor Units |  |  |  |  | 9.05 | 17.35 | 9.05 | FALSE | FALSE | FALSE | 33200 | 21800 | 2.5 | 23100 | 2.3
210474663 | 07/25/23 | Live | GE Appliances, a Haier company | GE APPLIANCES | Multizone Mix of Ducted and Non-Ducted | 210474663 |  | HMSV-A-CB | ASH324NCDD** | Mixed Ducted and Non-Ducted Indoor Units |  |  |  |  | 11.5 | 18.25 | 9.85 | FALSE | FALSE | TRUE | 21600 | 17200 | 2.5 | 18920 | 2.39
210474662 | 07/25/23 | Live | GE Appliances, a Haier company | GE APPLIANCES | Multizone Mix of Ducted and Non-Ducted | 210474662 |  | HMSV-A-CB | ASH220NCDD** | Mixed Ducted and Non-Ducted Indoor Units |  |  |  |  | 11.5 | 17 | 10 | FALSE | FALSE | TRUE | 17600 | 14400 | 2.5 | 15840 | 2.39
210474661 | 07/25/23 | Live | GE Appliances, a Haier company | HAIER | Multizone Mix of Ducted and Non-Ducted | 210474661 |  | HMSV-A-CB | 4U36EH2HD** | Mixed Ducted and Non-Ducted Indoor Units |  |  |  |  | 9.05 | 17.35 | 9.05 | FALSE | FALSE | FALSE | 33200 | 21800 | 2.5 | 23100 | 2.3
210474660 | 07/25/23 | Live | GE Appliances, a Haier company | HAIER | Multizone Mix of Ducted and Non-Ducted | 210474660 |  | HMSV-A-CB | 3U24EH2HD** | Mixed Ducted and Non-Ducted Indoor Units |  |  |  |  | 11.5 | 18.25 | 9.85 | FALSE | FALSE | TRUE | 21600 | 17200 | 2.5 | 18920 | 2.39
210474659 | 07/25/23 | Live | GE Appliances, a Haier company | HAIER | Multizone Mix of Ducted and Non-Ducted | 210474659 |  | HMSV-A-CB | 2U20EH2HD** | Mixed Ducted and Non-Ducted Indoor Units |  |  |  |  | 11.5 | 17 | 10 | FALSE | FALSE | TRUE | 17600 | 14400 | 2.5 | 15840 | 2.39
207740504 | 01/05/23 | Live | Midea Electric Trading | C&H | Singlezone Non-Ducted, Wall Placement | 207740504 |  | HRCU-A-CB-O | CH-HPR24-230VO | Mini-Splits | CH-24MASTWM-230VI | 13 | 21.5 | 12 | 13 | 21.5 | 11.4 | TRUE | TRUE | TRUE | 24000 | 21200 | 2.88 | 24485 | 1.98
207339186 | 01/05/23 | Live | Midea Electric Trading | BLUERIDGE | Singlezone Non-Ducted, Wall Placement | 207339186 |  | HRCU-A-CB-O | BMY24HH22C | Mini-Splits | BMY24HH22WM | 13 | 21.5 | 12 | 13 | 21.5 | 11.4 | TRUE | TRUE | TRUE | 24000 | 21200 | 2.88 | 24485 | 1.98
206918555 | 10/28/22 | Live | Trane U.S. Inc. | TRANE | Singlezone Ducted, Centrally Ducted | 206918555 |  | HRCU-A-CB | 4TWL9036A1 |  | TEM6A0D48H41+TDR+RP | 12.5 | 17.1 | 9.6 |  |  |  | FALSE | FALSE | FALSE | 36000 | 22200 | 2.18 | 22400 | 2.98
210605805 | 01/05/23 | Live | Midea Electric Trading | Conforto | Singlezone Non-Ducted, Wall Placement | 210605805 |  | HRCU-A-CB-O | MHSZ124DA | Mini-Splits | MHWAL24DA | 13 | 21.5 | 12 | 13 | 21.5 | 11.4 | FALSE | FALSE | TRUE | 24000 | 21200 | 2.88 | 24485 | 1.98
210605804 | 01/05/23 | Live | Midea Electric Trading | Conforto | Singlezone Non-Ducted, Wall Placement | 210605804 |  | HRCU-A-CB-O | MHSZ118DA | Mini-Splits | MHWAL18DA | 12.5 | 21.5 | 13 | 12.5 | 21.5 | 11.3 | TRUE | TRUE | TRUE | 18000 | 15000 | 2.35 | 19200 | 1.99
207742431 | 01/05/23 | Live | Midea Electric Trading | ELIOS | Singlezone Non-Ducted, Wall Placement | 207742431 |  | HRCU-A-CB-O | DEA18HOS28230E8 | Mini-Splits | DEA18HIW25230E8 | 12.5 | 21.5 | 13 | 12.5 | 21.5 | 11.3 | TRUE | TRUE | TRUE | 18000 | 15000 | 2.35 | 19200 | 1.99
207339185 | 01/05/23 | Live | Midea Electric Trading | BLUERIDGE | Singlezone Non-Ducted, Wall Placement | 207339185 |  | HRCU-A-CB-O | BMY18HH22C | Mini-Splits | BMY18HH22WM | 12.5 | 21.5 | 13 | 12.5 | 21.5 | 11.3 | TRUE | TRUE | TRUE | 18000 | 15000 | 2.35 | 19200 | 1.99
207430583 | 07/11/22 | Live | Johnson Controls Inc. (York International Norman) | YORK | Singlezone Ducted, Centrally Ducted | 207430583 |  | HRCU-A-CB | HMH72B481 | Ducted Indoor Units | XAFC60HXXN1+ME16CN21+TXV | 10 | 17.75 | 9 |  |  |  | FALSE | FALSE | FALSE | 48000 | 30400 | 2.5 | 30400 | 2.5
207434702 | 07/11/22 | Live | Johnson Controls Inc. (York International Norman) | COLEMAN | Singlezone Ducted, Centrally Ducted | 207434702 |  | HRCU-A-CB | HMH72B481 | Ducted Indoor Units | XAFC60HXXN1+ME16CN21+TXV | 10 | 17.75 | 9 |  |  |  | FALSE | FALSE | FALSE | 48000 | 30400 | 2.5 | 30400 | 2.5
207740503 | 01/05/23 | Live | Midea Electric Trading | C&H | Singlezone Non-Ducted, Wall Placement | 207740503 |  | HRCU-A-CB-O | CH-HPR18-230VO | Mini-Splits | CH-18MASTWM-230VI | 12.5 | 21.5 | 13 | 12.5 | 21.5 | 11.3 | TRUE | TRUE | TRUE | 18000 | 15000 | 2.35 | 19200 | 1.99
207434703 | 07/11/22 | Live | Johnson Controls Inc. (York International Norman) | LUXAIRE | Singlezone Ducted, Centrally Ducted | 207434703 |  | HRCU-A-CB | HMH72B481 | Ducted Indoor Units | XAFC60HXXN1+ME16CN21+TXV | 10 | 17.75 | 9 |  |  |  | FALSE | FALSE | FALSE | 48000 | 30400 | 2.5 | 30400 | 2.5
207434714 | 07/11/22 | Live | Johnson Controls Inc. (York International Norman) | FRASER-JOHNSTON | Singlezone Ducted, Centrally Ducted | 207434714 |  | HRCU-A-CB | HMH72B481 | Ducted Indoor Units | XAFC60HXXN1+ME16CN21+TXV | 10 | 17.75 | 9 |  |  |  | FALSE | FALSE | FALSE | 48000 | 30400 | 2.5 | 30400 | 2.5
207434715 | 07/11/22 | Live | Johnson Controls Inc. (York International Norman) | CHAMPION HEATING AND COOLING | Singlezone Ducted, Centrally Ducted | 207434715 |  | HRCU-A-CB | HMH72B481 | Ducted Indoor Units | XAFC60HXXN1+ME16CN21+TXV | 10 | 17.75 | 9 |  |  |  | FALSE | FALSE | FALSE | 48000 | 30400 | 2.5 | 30400 | 2.5
207742497 | 01/05/23 | Live | Midea Electric Trading | MOOVAIR | Singlezone Non-Ducted, Wall Placement | 207742497 |  | HRCU-A-CB-O | DMA18HOS28230E8 | Mini-Splits | DMA18HIW25230E8 | 12.5 | 21.5 | 13 | 12.5 | 21.5 | 11.3 | TRUE | TRUE | TRUE | 18000 | 15000 | 2.35 | 19200 | 1.99
207742496 | 01/05/23 | Live | Midea Electric Trading | MOOVAIR | Singlezone Non-Ducted, Wall Placement | 207742496 |  | HRCU-A-CB-O | DMA12HOS28230E8 | Mini-Splits | DMA12HIW25230E8 | 14 | 25.5 | 13 | 14 | 25.5 | 10.4 | TRUE | TRUE | TRUE | 12000 | 10000 | 2.4 | 13112 | 2.11
201923703 | 10/28/22 | Live | Trane U.S. Inc. | TRANE | Singlezone Ducted, Centrally Ducted | 201923703 |  | HRCU-A-CB | 4TWL9036A1 |  | TAM9A0C36V31 | 12 | 17.5 | 10.5 |  |  |  | TRUE | FALSE | TRUE | 35600 | 22800 | 2.27 | 22800 | 2.97
207339184 | 01/05/23 | Live | Midea Electric Trading | BLUERIDGE | Singlezone Non-Ducted, Wall Placement | 207339184 |  | HRCU-A-CB-O | BMY12HH26C | Mini-Splits | BMY12HH26WM | 14 | 25.5 | 13 | 14 | 25.5 | 10.4 | TRUE | TRUE | TRUE | 12000 | 10000 | 2.4 | 13112 | 2.11
207740502 | 01/05/23 | Live | Midea Electric Trading | C&H | Singlezone Non-Ducted, Wall Placement | 207740502 |  | HRCU-A-CB-O | CH-HPR12-230VO | Mini-Splits | CH-12MASTWM-230VI | 14 | 25.5 | 13 | 14 | 25.5 | 10.4 | TRUE | TRUE | TRUE | 12000 | 10000 | 2.4 | 13112 | 2.11
207742430 | 01/05/23 | Live | Midea Electric Trading | ELIOS | Singlezone Non-Ducted, Wall Placement | 207742430 |  | HRCU-A-CB-O | DEA12HOS28230E8 | Mini-Splits | DEA12HIW25230E8 | 14 | 25.5 | 13 | 14 | 25.5 | 10.4 | TRUE | TRUE | TRUE | 12000 | 10000 | 2.4 | 13112 | 2.11
208499839 | 07/11/22 | Live | Johnson Controls Inc. (York International Norman) | YORK | Singlezone Ducted, Centrally Ducted | 208499839 |  | HRCU-A-CB | HMH72B481 | Ducted Indoor Units | JHVTC60HXXC2N1+TXV | 10 | 18.5 | 9.5 |  |  |  | FALSE | FALSE | FALSE | 48000 | 29800 | 2.52 | 29800 | 2.52
208501153 | 07/11/22 | Live | Johnson Controls Inc. (York International Norman) | COLEMAN | Singlezone Ducted, Centrally Ducted | 208501153 |  | HRCU-A-CB | HMH72B481 | Ducted Indoor Units | JHVTC60HXXC2N1+TXV | 10 | 18.5 | 9.5 |  |  |  | FALSE | FALSE | FALSE | 48000 | 29800 | 2.52 | 29800 | 2.52
210605803 | 01/05/23 | Live | Midea Electric Trading | Conforto | Singlezone Non-Ducted, Wall Placement | 210605803 |  | HRCU-A-CB-O | MHSZ112DA | Mini-Splits | MHWAL12DA | 14 | 25.5 | 13 | 14 | 25.5 | 10.4 | TRUE | TRUE | TRUE | 12000 | 10000 | 2.4 | 13112 | 2.11
208501156 | 07/11/22 | Live | Johnson Controls Inc. (York International Norman) | LUXAIRE | Singlezone Ducted, Centrally Ducted | 208501156 |  | HRCU-A-CB | HMH72B481 | Ducted Indoor Units | JHVTC60HXXC2N1+TXV | 10 | 18.5 | 9.5 |  |  |  | FALSE | FALSE | FALSE | 48000 | 29800 | 2.52 | 29800 | 2.52
208501158 | 07/11/22 | Live | Johnson Controls Inc. (York International Norman) | FRASER-JOHNSTON | Singlezone Ducted, Centrally Ducted | 208501158 |  | HRCU-A-CB | HMH72B481 | Ducted Indoor Units | JHVTC60HXXC2N1+TXV | 10 | 18.5 | 9.5 |  |  |  | FALSE | FALSE | FALSE | 48000 | 29800 | 2.52 | 29800 | 2.52
206918553 | 10/28/22 | Live | Trane U.S. Inc. | TRANE | Singlezone Ducted, Centrally Ducted | 206918553 |  | HRCU-A-CB | 4TWL9036A1 |  | TEM6A0C36H31+TDR+RP | 12.1 | 17.3 | 9.6 |  |  |  | FALSE | FALSE | FALSE | 35800 | 22200 | 2.21 | 22200 | 2.94
208501159 | 07/11/22 | Live | Johnson Controls Inc. (York International Norman) | CHAMPION HEATING AND COOLING | Singlezone Ducted, Centrally Ducted | 208501159 |  | HRCU-A-CB | HMH72B481 | Ducted Indoor Units | JHVTC60HXXC2N1+TXV | 10 | 18.5 | 9.5 |  |  |  | FALSE | FALSE | FALSE | 48000 | 29800 | 2.52 | 29800 | 2.52
208614075 | 07/11/22 | Live | Johnson Controls Inc. (York International Norman) | COLEMAN | Singlezone Ducted, Centrally Ducted | 208614075 |  | HRCU-A-CB | HMH72B481 | Ducted Indoor Units | JHVTD42FBCC2N1 | 10 | 18.5 | 9.5 |  |  |  | FALSE | FALSE | FALSE | 48000 | 29800 | 2.52 | 29800 | 2.52
208614076 | 07/11/22 | Live | Johnson Controls Inc. (York International Norman) | LUXAIRE | Singlezone Ducted, Centrally Ducted | 208614076 |  | HRCU-A-CB | HMH72B481 | Ducted Indoor Units | JHVTD42FBCC2N1 | 10 | 18.5 | 9.5 |  |  |  | FALSE | FALSE | FALSE | 48000 | 29800 | 2.52 | 29800 | 2.52
208614083 | 07/11/22 | Live | Johnson Controls Inc. (York International Norman) | FRASER-JOHNSTON | Singlezone Ducted, Centrally Ducted | 208614083 |  | HRCU-A-CB | HMH72B481 | Ducted Indoor Units | JHVTD42FBCC2N1 | 10 | 18.5 | 9.5 |  |  |  | FALSE | FALSE | FALSE | 48000 | 29800 | 2.52 | 29800 | 2.52
208614084 | 07/11/22 | Live | Johnson Controls Inc. (York International Norman) | CHAMPION HEATING AND COOLING | Singlezone Ducted, Centrally Ducted | 208614084 |  | HRCU-A-CB | HMH72B481 | Ducted Indoor Units | JHVTD42FBCC2N1 | 10 | 18.5 | 9.5 |  |  |  | FALSE | FALSE | FALSE | 48000 | 29800 | 2.52 | 29800 | 2.52
208206712 | 07/11/22 | Live | Johnson Controls Inc. (York International Norman) | YORK | Singlezone Ducted, Centrally Ducted | 208206712 |  | HRCU-A-CB | HMH72B481 | Ducted Indoor Units | XAHC60HXXN1+MVC16CN21+TXV | 10 | 18.25 | 9 |  |  |  | FALSE | FALSE | FALSE | 48000 | 29200 | 2.48 | 29200 | 2.48
208400397 | 07/11/22 | Live | Johnson Controls Inc. (York International Norman) | COLEMAN | Singlezone Ducted, Centrally Ducted | 208400397 |  | HRCU-A-CB | HMH72B481 | Ducted Indoor Units | XAHC60HXXN1+MVC16CN21+TXV | 10 | 18.25 | 9 |  |  |  | FALSE | FALSE | FALSE | 48000 | 29200 | 2.48 | 29200 | 2.48
208400402 | 07/11/22 | Live | Johnson Controls Inc. (York International Norman) | LUXAIRE | Singlezone Ducted, Centrally Ducted | 208400402 |  | HRCU-A-CB | HMH72B481 | Ducted Indoor Units | XAHC60HXXN1+MVC16CN21+TXV | 10 | 18.25 | 9 |  |  |  | FALSE | FALSE | FALSE | 48000 | 29200 | 2.48 | 29200 | 2.48
208400409 | 07/11/22 | Live | Johnson Controls Inc. (York International Norman) | FRASER-JOHNSTON | Singlezone Ducted, Centrally Ducted | 208400409 |  | HRCU-A-CB | HMH72B481 | Ducted Indoor Units | XAHC60HXXN1+MVC16CN21+TXV | 10 | 18.25 | 9 |  |  |  | FALSE | FALSE | FALSE | 48000 | 29200 | 2.48 | 29200 | 2.48
208400414 | 07/11/22 | Live | Johnson Controls Inc. (York International Norman) | CHAMPION HEATING AND COOLING | Singlezone Ducted, Centrally Ducted | 208400414 |  | HRCU-A-CB | HMH72B481 | Ducted Indoor Units | XAHC60HXXN1+MVC16CN21+TXV | 10 | 18.25 | 9 |  |  |  | FALSE | FALSE | FALSE | 48000 | 29200 | 2.48 | 29200 | 2.48
206918554 | 10/28/22 | Live | Trane U.S. Inc. | TRANE | Singlezone Ducted, Centrally Ducted | 206918554 |  | HRCU-A-CB | 4TWL9036A1 |  | TEM6A0C42H41+TDR+RP | 12.2 | 17.4 | 9.6 |  |  |  | FALSE | FALSE | FALSE | 36200 | 22400 | 2.26 | 22400 | 2.9
208121849 | 01/05/23 | Live | Midea Electric Trading | ECO-AIR | Singlezone Non-Ducted, Wall Placement | 208121849 |  | HRCU-A-CB-O | MOD30U-30HFN1-M(GA) | Mini-Splits | MSAGF-30HRFN1-MT0W | 12.2 | 21 | 10.5 | 12.2 | 21 | 8.7 | TRUE | FALSE | FALSE | 30000 | 20000 | 1.87 | 23000 | 2.1
208121886 | 01/05/23 | Live | Midea Electric Trading | Alsetria | Singlezone Non-Ducted, Wall Placement | 208121886 |  | HRCU-A-CB-O | MOD30U-30HFN1-M(GA) | Mini-Splits | MSAGF-30HRFN1-MT0W | 12.2 | 21 | 10.5 | 12.2 | 21 | 8.7 | TRUE | FALSE | FALSE | 30000 | 20000 | 1.87 | 23000 | 2.1
208141953 | 01/05/23 | Live | Midea Electric Trading | PIONEER | Singlezone Ducted, Compact Ducted | 208141953 |  | HRCU-A-CB | YN018GMFI22RPE | Mini-Splits | RB018GMFILDFHD | 12.5 | 20.5 | 11 | 12.5 | 20 | 10.6 | TRUE | FALSE | TRUE | 17000 | 12600 | 2.66 | 14100 | 2.4
207743756 | 01/05/23 | Live | Midea Electric Trading | DIRECT AIR | Singlezone Ducted, Compact Ducted | 207743756 |  | HRCU-A-CB | DIRM-18DA25-1Z | Mini-Splits | DIRM-18HP-DUV | 12.5 | 20.5 | 11 | 12.5 | 20 | 10.6 | TRUE | FALSE | TRUE | 17000 | 12600 | 2.66 | 14100 | 2.4
207743755 | 01/05/23 | Live | Midea Electric Trading | DIRECT AIR | Singlezone Ducted, Compact Ducted | 207743755 |  | HRCU-A-CB | DIRM-18DA25-1Z | Mini-Splits | DIRM-18HP-DUH | 12.5 | 20.5 | 11 | 12.5 | 20 | 10.6 | TRUE | FALSE | TRUE | 17000 | 12600 | 2.66 | 14100 | 2.4
208141956 | 01/05/23 | Live | Midea Electric Trading | PIONEER | Singlezone Non-Ducted, Floor Placement | 208141956 |  | HRCU-A-CB-O | YN018GMFI22RPE | Mini-Splits | UB018GMFILCFHD | 12.5 | 21.5 | 10.5 | 12.5 | 23 | 10 | TRUE | FALSE | TRUE | 18000 | 12800 | 2.52 | 14200 | 2.29
207743730 | 01/05/23 | Live | Midea Electric Trading | DIRECT AIR | Singlezone Non-Ducted, Floor Placement | 207743730 |  | HRCU-A-CB-O | DIRM-18DA25-1Z | Mini-Splits | DIRM-18HP-CF | 12.5 | 21.5 | 10.5 | 12.5 | 23 | 10 | TRUE | FALSE | TRUE | 18000 | 12800 | 2.52 | 14200 | 2.29
207743721 | 01/05/23 | Live | Midea Electric Trading | DIRECT AIR | Singlezone Non-Ducted, Wall Placement | 207743721 |  | HRCU-A-CB-O | DIRM-18DA25-1Z | Mini-Splits | DIRM-18HP-WM | 12.5 | 22.6 | 12 | 12.5 | 23.5 | 10.8 | TRUE | FALSE | TRUE | 18000 | 14900 | 2.48 | 15934 | 2.37
208552815 | 01/05/23 | Live | Midea Electric Trading | MRCOOL | Singlezone Non-Ducted, Wall Placement | 208552815 |  | HRCU-A-CB-O | O-ES-18-HP-C-230B | Mini-Splits | O-18-HP-WMAH-230B | 12.5 | 22.6 | 12 | 12.5 | 23.5 | 10.8 | FALSE | FALSE | TRUE | 18000 | 14900 | 2.48 | 15934 | 2.37
208500445 | 07/11/22 | Live | Johnson Controls Inc. (York International Norman) | YORK | Singlezone Ducted, Centrally Ducted | 208500445 |  | HRCU-A-CB | HMH72B481 | Ducted Indoor Units | JHVTD60JXXC2N1+TXV | 10.25 | 18.5 | 9.5 |  |  |  | FALSE | FALSE | FALSE | 48000 | 29800 | 2.6 | 29800 | 2.6
208503452 | 07/11/22 | Live | Johnson Controls Inc. (York International Norman) | COLEMAN | Singlezone Ducted, Centrally Ducted | 208503452 |  | HRCU-A-CB | HMH72B481 | Ducted Indoor Units | JHVTD60JXXC2N1+TXV | 10.25 | 18.5 | 9.5 |  |  |  | FALSE | FALSE | FALSE | 48000 | 29800 | 2.6 | 29800 | 2.6
208503457 | 07/11/22 | Live | Johnson Controls Inc. (York International Norman) | LUXAIRE | Singlezone Ducted, Centrally Ducted | 208503457 |  | HRCU-A-CB | HMH72B481 | Ducted Indoor Units | JHVTD60JXXC2N1+TXV | 10.25 | 18.5 | 9.5 |  |  |  | FALSE | FALSE | FALSE | 48000 | 29800 | 2.6 | 29800 | 2.6
208503459 | 07/11/22 | Live | Johnson Controls Inc. (York International Norman) | FRASER-JOHNSTON | Singlezone Ducted, Centrally Ducted | 208503459 |  | HRCU-A-CB | HMH72B481 | Ducted Indoor Units | JHVTD60JXXC2N1+TXV | 10.25 | 18.5 | 9.5 |  |  |  | FALSE | FALSE | FALSE | 48000 | 29800 | 2.6 | 29800 | 2.6
208447938 | 01/05/23 | Live | Midea Electric Trading | SLIMAIR | Singlezone Non-Ducted, Wall Placement | 208447938 |  | HRCU-A-CB-O | SHC18VE2AG | Mini-Splits | SHM18VE2AG | 13.5 | 24 | 11.6 | 13.5 | 24 | 10.5 | TRUE | TRUE | TRUE | 18000 | 14100 | 2.65 | 16238 | 2.49
208503463 | 07/11/22 | Live | Johnson Controls Inc. (York International Norman) | CHAMPION HEATING AND COOLING | Singlezone Ducted, Centrally Ducted | 208503463 |  | HRCU-A-CB | HMH72B481 | Ducted Indoor Units | JHVTD60JXXC2N1+TXV | 10.25 | 18.5 | 9.5 |  |  |  | FALSE | FALSE | FALSE | 48000 | 29800 | 2.6 | 29800 | 2.6
208613193 | 07/11/22 | Live | Johnson Controls Inc. (York International Norman) | YORK | Singlezone Ducted, Centrally Ducted | 208613193 |  | HRCU-A-CB | HMH72B481 | Ducted Indoor Units | JHVTD60JBCC2N1 | 10.25 | 18.5 | 9.5 |  |  |  | FALSE | FALSE | FALSE | 48000 | 29800 | 2.6 | 29800 | 2.6
208614073 | 07/11/22 | Live | Johnson Controls Inc. (York International Norman) | COLEMAN | Singlezone Ducted, Centrally Ducted | 208614073 |  | HRCU-A-CB | HMH72B481 | Ducted Indoor Units | JHVTD60JBCC2N1 | 10.25 | 18.5 | 9.5 |  |  |  | FALSE | FALSE | FALSE | 48000 | 29800 | 2.6 | 29800 | 2.6
208614078 | 07/11/22 | Live | Johnson Controls Inc. (York International Norman) | LUXAIRE | Singlezone Ducted, Centrally Ducted | 208614078 |  | HRCU-A-CB | HMH72B481 | Ducted Indoor Units | JHVTD60JBCC2N1 | 10.25 | 18.5 | 9.5 |  |  |  | FALSE | FALSE | FALSE | 48000 | 29800 | 2.6 | 29800 | 2.6
208614081 | 07/11/22 | Live | Johnson Controls Inc. (York International Norman) | FRASER-JOHNSTON | Singlezone Ducted, Centrally Ducted | 208614081 |  | HRCU-A-CB | HMH72B481 | Ducted Indoor Units | JHVTD60JBCC2N1 | 10.25 | 18.5 | 9.5 |  |  |  | FALSE | FALSE | FALSE | 48000 | 29800 | 2.6 | 29800 | 2.6
208614086 | 07/11/22 | Live | Johnson Controls Inc. (York International Norman) | CHAMPION HEATING AND COOLING | Singlezone Ducted, Centrally Ducted | 208614086 |  | HRCU-A-CB | HMH72B481 | Ducted Indoor Units | JHVTD60JBCC2N1 | 10.25 | 18.5 | 9.5 |  |  |  | FALSE | FALSE | FALSE | 48000 | 29800 | 2.6 | 29800 | 2.6
208447946 | 01/05/23 | Live | Midea Electric Trading | SLIMAIR | Singlezone Non-Ducted, Wall Placement | 208447946 |  | HRCU-A-CB-O | SHC18VE2AG | Mini-Splits | SHMZ18VC2AG | 13.5 | 24 | 11.6 | 13.5 | 24 | 10.5 | TRUE | TRUE | TRUE | 18000 | 14100 | 2.65 | 16238 | 2.49
207683231 | 01/05/23 | Live | Midea Electric Trading | NAPOLEON | Singlezone Non-Ducted, Wall Placement | 207683231 |  | HRCU-A-CB-O | NDHAS22-18-O | Mini-Splits | NDHAS22-18-I | 13.5 | 24 | 11.6 | 13.5 | 24 | 10.5 | TRUE | TRUE | TRUE | 18000 | 14100 | 2.65 | 16238 | 2.49
208101239 | 01/05/23 | Live | Midea Electric Trading | PIONEER | Singlezone Non-Ducted, Wall Placement | 208101239 |  | HRCU-A-CB-O | YN012GMFI22RPE | Mini-Splits | WS012GMFI22HLE | 12.5 | 22 | 10.8 | 12.5 | 23.1 | 9.3 | TRUE | FALSE | FALSE | 12000 | 8200 | 2.25 | 9543 | 2.39
208101238 | 01/05/23 | Live | Midea Electric Trading | PIONEER | Singlezone Non-Ducted, Wall Placement | 208101238 |  | HRCU-A-CB-O | YN009GMFI22RPE | Mini-Splits | WS009GMFI22HLE | 14 | 24 | 11.3 | 14 | 24 | 11.4 | TRUE | TRUE | TRUE | 9000 | 8300 | 2.67 | 9096 | 2.61
201923696 | 10/28/22 | Live | Trane U.S. Inc. | TRANE | Singlezone Ducted, Centrally Ducted | 201923696 |  | HRCU-A-CB | 4TWL9024A1 |  | TAM9A0B30V31 | 13 | 19.5 | 11.5 |  |  |  | FALSE | FALSE | FALSE | 23600 | 13000 | 1.28 | 13000 | 3
208206708 | 07/11/22 | Live | Johnson Controls Inc. (York International Norman) | YORK | Singlezone Ducted, Centrally Ducted | 208206708 |  | HRCU-A-CB | HMH72B481 | Ducted Indoor Units | XAHD60JXXN1+ME14DN21+TXV | 9.75 | 17.75 | 9 |  |  |  | FALSE | FALSE | FALSE | 46500 | 28800 | 2.44 | 28800 | 2.44
208101237 | 01/05/23 | Live | Midea Electric Trading | PIONEER | Singlezone Non-Ducted, Wall Placement | 208101237 |  | HRCU-A-CB-O | YN012AMFI22RPE | Mini-Splits | WS012AMFI22HLE | 12.5 | 21.5 | 11.5 | 12.5 | 22.7 | 10 | TRUE | FALSE | TRUE | 12000 | 8400 | 2.77 | 8448 | 2.27
208400398 | 07/11/22 | Live | Johnson Controls Inc. (York International Norman) | COLEMAN | Singlezone Ducted, Centrally Ducted | 208400398 |  | HRCU-A-CB | HMH72B481 | Ducted Indoor Units | XAHD60JXXN1+ME14DN21+TXV | 9.75 | 17.75 | 9 |  |  |  | FALSE | FALSE | FALSE | 46500 | 28800 | 2.44 | 28800 | 2.44
208400401 | 07/11/22 | Live | Johnson Controls Inc. (York International Norman) | LUXAIRE | Singlezone Ducted, Centrally Ducted | 208400401 |  | HRCU-A-CB | HMH72B481 | Ducted Indoor Units | XAHD60JXXN1+ME14DN21+TXV | 9.75 | 17.75 | 9 |  |  |  | FALSE | FALSE | FALSE | 46500 | 28800 | 2.44 | 28800 | 2.44
208400410 | 07/11/22 | Live | Johnson Controls Inc. (York International Norman) | FRASER-JOHNSTON | Singlezone Ducted, Centrally Ducted | 208400410 |  | HRCU-A-CB | HMH72B481 | Ducted Indoor Units | XAHD60JXXN1+ME14DN21+TXV | 9.75 | 17.75 | 9 |  |  |  | FALSE | FALSE | FALSE | 46500 | 28800 | 2.44 | 28800 | 2.44
208400413 | 07/11/22 | Live | Johnson Controls Inc. (York International Norman) | CHAMPION HEATING AND COOLING | Singlezone Ducted, Centrally Ducted | 208400413 |  | HRCU-A-CB | HMH72B481 | Ducted Indoor Units | XAHD60JXXN1+ME14DN21+TXV | 9.75 | 17.75 | 9 |  |  |  | FALSE | FALSE | FALSE | 46500 | 28800 | 2.44 | 28800 | 2.44
208101236 | 01/05/23 | Live | Midea Electric Trading | PIONEER | Singlezone Non-Ducted, Wall Placement | 208101236 |  | HRCU-A-CB-O | YN009AMFI22RPE | Mini-Splits | WS009AMFI22HLE | 12.5 | 21.5 | 11.5 | 12.5 | 22.7 | 10 | TRUE | FALSE | TRUE | 12000 | 8400 | 2.77 | 8448 | 2.27
208552804 | 01/05/23 | Live | Midea Electric Trading | MRCOOL | Singlezone Non-Ducted, Wall Placement | 208552804 |  | HRCU-A-CB-O | A-18-HP-C-230C | Mini-Splits | A-18-HP-WMAH-230C | 10.5 | 19 | 10 | 10.5 | 19 | 8.7 | FALSE | FALSE | FALSE | 18000 | 11500 | 2.57 | 14370 | 2.49
208101249 | 01/05/23 | Live | Midea Electric Trading | PIONEER | Singlezone Non-Ducted, Wall Placement | 208101249 |  | HRCU-A-CB-O | YN018GMFI20RPD | Mini-Splits | WS018GMFI20HLD | 10.5 | 19 | 10 | 10.5 | 19 | 8.7 | FALSE | FALSE | FALSE | 18000 | 11500 | 2.57 | 14370 | 2.49
208552799 | 01/05/23 | Live | Midea Electric Trading | MRCOOL | Singlezone Non-Ducted, Wall Placement | 208552799 |  | HRCU-A-CB-O | A-12-HP-C-115C | Mini-Splits | A-09-HP-WMAH-230C | 12.6 | 21.5 | 10 | 12.6 | 21.7 | 9.1 | FALSE | FALSE | FALSE | 9000 | 6900 | 2.53 | 7500 | 2.02
208101235 | 01/05/23 | Live | Midea Electric Trading | PIONEER | Singlezone Non-Ducted, Wall Placement | 208101235 |  | HRCU-A-CB-O | YN009GMFI20RPD | Mini-Splits | WS009GMFI20HLD | 12.6 | 21.5 | 10 | 12.6 | 21.7 | 9.1 | TRUE | FALSE | FALSE | 9000 | 6900 | 2.53 | 7500 | 2.02
205965728 | 10/28/22 | Live | Daikin North America, LLC | AMANA DISTINCTIONS | Singlezone Ducted, Centrally Ducted | 205965728 |  | HRCU-A-CB | GVZC200481A* |  | CA*F4961*6D*+MBVC2000**-1A*+TXV | 13 | 20 | 10 |  |  |  | FALSE | FALSE | FALSE | 46500 | 26600 | 2.85 | 34000 | 2.4
205965727 | 10/28/22 | Live | Daikin North America, LLC | AMANA DISTINCTIONS | Singlezone Ducted, Centrally Ducted | 205965727 |  | HRCU-A-CB | GVZC200361A* |  | CA*F3743*6D*+MBVC1600**-1A*+TXV | 14 | 21 | 10 |  |  |  | FALSE | FALSE | FALSE | 35400 | 18200 | 2.46 | 28800 | 2.27
205965731 | 10/28/22 | Live | Daikin North America, LLC | AMANA DISTINCTIONS | Singlezone Ducted, Centrally Ducted | 205965731 |  | HRCU-A-CB | GVZC200241A* |  | CA*F3137*6A*+MBVC1200**-1A*+TXV | 13 | 21 | 10 |  |  |  | FALSE | FALSE | FALSE | 23800 | 13000 | 2.61 | 15200 | 2.45
208552794 | 01/05/23 | Live | Midea Electric Trading | MRCOOL | Singlezone Non-Ducted, Wall Placement | 208552794 |  | HRCU-A-CB-O | A-09-HP-C-115C | Mini-Splits | A-09-HP-WMAH-115C | 12.5 | 20.5 | 10 | 12.5 | 21.5 | 9 | TRUE | FALSE | FALSE | 9000 | 6800 | 2.46 | 8044 | 2.12
205965759 | 10/28/22 | Live | Daikin North America, LLC | AMANA DISTINCTIONS | Singlezone Ducted, Centrally Ducted | 205965759 |  | HRCU-A-CB | GVZC200241A* |  | CA*F3636*6D*+MBVC1201**-1A*+TXV | 13 | 20 | 10 |  |  |  | FALSE | FALSE | FALSE | 23200 | 13000 | 2.57 | 15200 | 2.45
205965751 | 10/28/22 | Live | Daikin North America, LLC | AMANA DISTINCTIONS | Singlezone Ducted, Centrally Ducted | 205965751 |  | HRCU-A-CB | GVZC200241A* |  | CHPF3636B6C*+MBVC1200**-1A*+TXV | 13 | 21 | 10 |  |  |  | FALSE | FALSE | FALSE | 23400 | 13000 | 2.61 | 15200 | 2.45
205965746 | 10/28/22 | Live | Daikin North America, LLC | AMANA DISTINCTIONS | Singlezone Ducted, Centrally Ducted | 205965746 |  | HRCU-A-CB | GVZC200241A* |  | CA*F3743*6D*+MBVC1200**-1A*+TXV | 13 | 21 | 10 |  |  |  | FALSE | FALSE | FALSE | 23800 | 13000 | 2.63 | 15200 | 2.45
205965754 | 10/28/22 | Live | Daikin North America, LLC | AMANA DISTINCTIONS | Singlezone Ducted, Centrally Ducted | 205965754 |  | HRCU-A-CB | GVZC200241A* |  | CHPF3642C6C*+MBVC1200**-1A*+TXV | 13 | 21 | 10 |  |  |  | FALSE | FALSE | FALSE | 23400 | 13000 | 2.61 | 15200 | 2.45
205965757 | 10/28/22 | Live | Daikin North America, LLC | AMANA DISTINCTIONS | Singlezone Ducted, Centrally Ducted | 205965757 |  | HRCU-A-CB | GVZC200241A* |  | AVPEC25B14A* | 13 | 21 | 10 |  |  |  | FALSE | FALSE | FALSE | 23000 | 13600 | 2.61 | 15200 | 2.45
205965758 | 10/28/22 | Live | Daikin North America, LLC | AMANA DISTINCTIONS | Singlezone Ducted, Centrally Ducted | 205965758 |  | HRCU-A-CB | GVZC200241A* |  | CA*F3137*6A*+MBVC1201**-1A*+TXV | 13 | 21 | 10 |  |  |  | FALSE | FALSE | FALSE | 23800 | 13000 | 2.61 | 15200 | 2.45
208101234 | 01/05/23 | Live | Midea Electric Trading | PIONEER | Singlezone Non-Ducted, Wall Placement | 208101234 |  | HRCU-A-CB-O | YN009AMFI20RPD | Mini-Splits | WS009AMFI20HLD | 12.5 | 20.5 | 10 | 12.5 | 21.5 | 9 | TRUE | FALSE | FALSE | 9000 | 6800 | 2.46 | 8044 | 2.12
214442655 | 04/04/24 | Live | Midea Electric Trading | NG Trade | Singlezone Non-Ducted, Wall Placement | 214442655 |  | HRCU-A-CB-O | OMEGA181E | Mini-Splits | IMEGA181E* | 13.5 | 24 | 11.6 | 13.5 | 24 | 10.5 | TRUE | TRUE | TRUE | 18000 | 14100 | 2.65 | 16238 | 2.49
214442656 | 04/04/24 | Live | Midea Electric Trading | NG Trade | Singlezone Non-Ducted, Wall Placement | 214442656 |  | HRCU-A-CB-O | OMEGA241E | Mini-Splits | IMEGA241E* | 13 | 21 | 10 | 13 | 21 | 8.5 | TRUE | FALSE | FALSE | 24000 | 17400 | 2.28 | 23471 | 2.29
214521880 | 04/04/24 | Live | Midea Electric Trading | CIAC | Singlezone Non-Ducted, Wall Placement | 214521880 |  | HRCU-A-CB-O | CG420B-X024PH3N1H | Mini-Splits | CH420B-X024-H3N1H | 9.5 | 18.5 | 10.2 | 9.5 | 18.5 | 8.6 | FALSE | FALSE | FALSE | 24000 | 16500 | 2.38 | 19257 | 2.11
214521878 | 04/04/24 | Live | Midea Electric Trading | CIAC | Singlezone Non-Ducted, Wall Placement | 214521878 |  | HRCU-A-CB-O | CG420B-X018PH3N1H | Mini-Splits | CH420B-X018-H3N1H | 11 | 19.5 | 10 | 11 | 19.5 | 8.7 | FALSE | FALSE | FALSE | 18000 | 11400 | 2.57 | 14370 | 2.49
214521881 | 04/04/24 | Live | Midea Electric Trading | CIAC | Singlezone Non-Ducted, Wall Placement | 214521881 |  | HRCU-A-CB-O | CG420B-X012PH3N1H | Mini-Splits | CH420B-X012-H3N1H | 10.8 | 20.5 | 10.7 | 10.8 | 21.4 | 9.2 | FALSE | FALSE | FALSE | 12000 | 7000 | 2.5 | 9300 | 2
214521879 | 04/04/24 | Live | Midea Electric Trading | CIAC | Singlezone Non-Ducted, Wall Placement | 214521879 |  | HRCU-A-CB-O | CG420B-X009PH3N1H | Mini-Splits | CH420B-X009-H3N1H | 12.6 | 21.5 | 10 | 12.6 | 21.7 | 9.4 | FALSE | FALSE | FALSE | 9000 | 6000 | 2.51 | 8065 | 2.17
214521882 | 04/04/24 | Live | Midea Electric Trading | CIAC | Singlezone Non-Ducted, Wall Placement | 214521882 |  | HRCU-A-CB-O | CG420B-X012PH1N1H | Mini-Splits | CH420B-X012-H1N1H | 10.3 | 20 | 10.8 | 10.3 | 20.8 | 8.7 | FALSE | FALSE | FALSE | 12000 | 7800 | 2.31 | 8200 | 1.35
214438133 | 04/04/24 | Live | Midea Electric Trading | GOODMAN | Multizone Mix of Ducted and Non-Ducted | 214438133 |  | HMSV-A-CB | MST363G22MHAA | Mixed Ducted and Non-Ducted Indoor Units |  |  |  |  | 12 | 20.2 | 10.45 | TRUE | TRUE | TRUE | 36000 | 28600 | 2.35 | 36500 | 2.25
214438131 | 04/04/24 | Live | Midea Electric Trading | GOODMAN | Multizone All Non-Ducted | 214438131 |  | HMSR-A-CB-O | MST363G22MHAA | Non-Ducted Indoor Units |  |  |  |  | 12 | 21 | 10.9 | TRUE | TRUE | TRUE | 36000 | 27400 | 2.5 | 37000 | 2.31
214438132 | 04/04/24 | Live | Midea Electric Trading | GOODMAN | Multizone All Ducted | 214438132 |  | HMSV-A-CB | MST363G22MHAA | Ducted Indoor Units |  |  |  |  | 12 | 19.4 | 10 | TRUE | TRUE | TRUE | 36000 | 30000 | 2.2 | 36000 | 2.2
214438130 | 04/04/24 | Live | Midea Electric Trading | GOODMAN | Multizone Mix of Ducted and Non-Ducted | 214438130 |  | HMSV-A-CB | MST273G22MHAA | Mixed Ducted and Non-Ducted Indoor Units |  |  |  |  | 11.8 | 19.75 | 9.8 | TRUE | TRUE | TRUE | 27000 | 22600 | 2.35 | 29900 | 2.19
214438129 | 04/04/24 | Live | Midea Electric Trading | GOODMAN | Multizone All Ducted | 214438129 |  | HMSV-A-CB | MST273G22MHAA | Ducted Indoor Units |  |  |  |  | 11.8 | 19 | 10 | TRUE | TRUE | TRUE | 27000 | 23000 | 2.4 | 29000 | 2.18
214438128 | 04/04/24 | Live | Midea Electric Trading | GOODMAN | Multizone All Non-Ducted | 214438128 |  | HMSR-A-CB-O | MST273G22MHAA | Non-Ducted Indoor Units |  |  |  |  | 11.8 | 20.5 | 9.6 | TRUE | TRUE | TRUE | 27000 | 22400 | 2.3 | 30800 | 2.2
214438127 | 04/04/24 | Live | Midea Electric Trading | GOODMAN | Multizone Mix of Ducted and Non-Ducted | 214438127 |  | HMSV-A-CB | MST183G22MHAA | Mixed Ducted and Non-Ducted Indoor Units |  | 12 | 19.75 | 9.75 | 12.25 | 19.75 | 9.15 | TRUE | TRUE | TRUE | 19000 | 14700 | 2.55 | 19000 | 2.23
214438126 | 04/04/24 | Live | Midea Electric Trading | GOODMAN | Multizone All Ducted | 214438126 |  | HMSV-A-CB | MST183G22MHAA | Ducted Indoor Units |  | 11.5 | 19 | 9.8 | 12 | 19 | 9.3 | TRUE | TRUE | TRUE | 19000 | 16000 | 2.61 | 19000 | 2.23
214438136 | 04/04/24 | Live | Midea Electric Trading | GOODMAN | Multizone Mix of Ducted and Non-Ducted | 214438136 |  | HMSV-A-CB | MST483G22MHAA | Mixed Ducted and Non-Ducted Indoor Units |  | 11.2 | 20.6 | 11 | 11.35 | 21.05 | 9.45 | FALSE | FALSE | TRUE | 47500 | 37400 | 2.4 | 45000 | 2.2
214438135 | 04/04/24 | Live | Midea Electric Trading | GOODMAN | Multizone All Ducted | 214438135 |  | HMSV-A-CB | MST483G22MHAA | Ducted Indoor Units |  | 11.4 | 20.2 | 10.5 | 11.7 | 20.9 | 8.9 | TRUE | TRUE | TRUE | 47000 | 36000 | 2.3 | 45000 | 2.2
214438134 | 04/04/24 | Live | Midea Electric Trading | GOODMAN | Multizone All Non-Ducted | 214438134 |  | HMSR-A-CB-O | MST483G22MHAA | Non-Ducted Indoor Units |  | 11 | 21 | 11.5 | 11 | 21.2 | 10 | FALSE | FALSE | TRUE | 48000 | 39000 | 2.5 | 45000 | 2.2
214438125 | 04/04/24 | Live | Midea Electric Trading | GOODMAN | Multizone All Non-Ducted | 214438125 |  | HMSR-A-CB-O | MST183G22MHAA | Non-Ducted Indoor Units |  | 12.5 | 20.5 | 9.7 | 12.5 | 20.5 | 9 | TRUE | TRUE | FALSE | 19000 | 13500 | 2.5 | 19000 | 2.23
214438121 | 04/04/24 | Live | Midea Electric Trading | GOODMAN | Singlezone Non-Ducted, Wall Placement | 214438121 |  | HRCU-A-CB-O | MSH183G26MCAA | Mini-Splits | MSH183G26AXAA | 14.5 | 28.2 | 13.7 | 15.3 | 26.3 | 15.5 | TRUE | TRUE | TRUE | 18000 | 20200 | 2.89 | 24485 | 1.98
214438119 | 04/04/24 | Live | Midea Electric Trading | GOODMAN | Singlezone Non-Ducted, Wall Placement | 214438119 |  | HRCU-A-CB-O | MSH093G26MCAA | Mini-Splits | MSH093G26AXAA | 15.5 | 37.5 | 15 | 16.5 | 29 | 22 | TRUE | TRUE | TRUE | 9000 | 11400 | 2.17 | 15100 | 1.98
214438120 | 04/04/24 | Live | Midea Electric Trading | GOODMAN | Singlezone Non-Ducted, Wall Placement | 214438120 |  | HRCU-A-CB-O | MSH123G26MCAA | Mini-Splits | MSH123G26AXAA | 14 | 30 | 14 | 14.3 | 27.5 | 14.5 | TRUE | TRUE | TRUE | 12000 | 11400 | 2.17 | 15100 | 1.98
214442643 | 04/04/24 | Live | Midea Electric Trading | GOODMAN | Singlezone Non-Ducted, Wall Placement | 214442643 |  | HRCU-A-CB-O | MSH243G20MCAA | Mini-Splits | MSH243G20AXAA | 9.5 | 18.5 | 10.2 | 9.5 | 18.5 | 8.6 | FALSE | FALSE | FALSE | 24000 | 16500 | 2.38 | 19257 | 2.11
214442642 | 04/04/24 | Live | Midea Electric Trading | GOODMAN | Singlezone Non-Ducted, Wall Placement | 214442642 |  | HRCU-A-CB-O | MSH183G20MCAA | Mini-Splits | MSH183G20AXAA | 11 | 19.5 | 10 | 11 | 19.5 | 8.7 | FALSE | FALSE | FALSE | 18000 | 11400 | 2.57 | 14370 | 2.49
214442641 | 04/04/24 | Live | Midea Electric Trading | GOODMAN | Singlezone Non-Ducted, Wall Placement | 214442641 |  | HRCU-A-CB-O | MSH123G20MCAA | Mini-Splits | MSH123G20AXAA | 10.8 | 20.5 | 10.7 | 10.8 | 21.4 | 9.2 | FALSE | FALSE | FALSE | 12000 | 7000 | 2.5 | 9300 | 2
214438124 | 04/04/24 | Live | Midea Electric Trading | GOODMAN | Singlezone Non-Ducted, Wall Placement | 214438124 |  | HRCU-A-CB-O | MSH121G20MCAA | Mini-Splits | MSH121G20AXAA | 10.3 | 20 | 10.8 | 10.3 | 20.8 | 8.7 | FALSE | FALSE | FALSE | 12000 | 7800 | 2.31 | 8200 | 1.35
214442636 | 04/04/24 | Live | Midea Electric Trading | CENTURY | Multizone Mix of Ducted and Non-Ducted | 214442636 |  | HMSV-A-CB | A-VMH55PV-1 | Mixed Ducted and Non-Ducted Indoor Units |  | 10.5 | 20.25 | 10.8 | 10.5 | 20.4 | 9.4 | TRUE | TRUE | TRUE | 55000 | 34800 | 2.5 | 45000 | 2.06
214442635 | 04/04/24 | Live | Midea Electric Trading | CENTURY | Multizone All Ducted | 214442635 |  | HMSV-A-CB | A-VMH55PV-1 | Ducted Indoor Units |  | 10.5 | 19 | 11 | 10.5 | 18.8 | 9.3 | TRUE | TRUE | TRUE | 55000 | 35200 | 2.5 | 45000 | 2.06
214442634 | 04/04/24 | Live | Midea Electric Trading | CENTURY | Multizone All Non-Ducted | 214442634 |  | HMSR-A-CB-O | A-VMH55PV-1 | Non-Ducted Indoor Units |  | 10.5 | 21.5 | 10.6 | 10.5 | 22 | 9.5 | TRUE | TRUE | TRUE | 55000 | 34400 | 2.5 | 45000 | 2.06
214442639 | 04/04/24 | Live | Midea Electric Trading | CENTURY | Multizone Mix of Ducted and Non-Ducted | 214442639 |  | HMSV-A-CB | A-VMH48PV-1 | Mixed Ducted and Non-Ducted Indoor Units |  | 11.5 | 20.85 | 10.75 | 11.7 | 21.35 | 9.35 | TRUE | TRUE | TRUE | 47500 | 36000 | 2.3 | 45000 | 2.2
214442638 | 04/04/24 | Live | Midea Electric Trading | CENTURY | Multizone All Ducted | 214442638 |  | HMSV-A-CB | A-VMH48PV-1 | Ducted Indoor Units |  | 11.4 | 20.2 | 10.5 | 11.7 | 20.9 | 8.9 | TRUE | TRUE | TRUE | 47000 | 36000 | 2.3 | 45000 | 2.2
214442637 | 04/04/24 | Live | Midea Electric Trading | CENTURY | Multizone All Non-Ducted | 214442637 |  | HMSR-A-CB-O | A-VMH48PV-1 | Non-Ducted Indoor Units |  | 11.6 | 21.5 | 11 | 11.7 | 21.8 | 9.8 | TRUE | TRUE | TRUE | 48000 | 36000 | 2.3 | 45000 | 2.2
214442632 | 04/04/24 | Live | Midea Electric Trading | ECO-AIR | Singlezone Ducted, Centrally Ducted | 214442632 |  | HRCU-A-C | MOX630-36HFN1-M3X |  | MAC-36HWFN1-M |  |  |  | 10 | 15.2 | 8.5 | TRUE | TRUE | TRUE | 35000 | 27000 | 2.06 | 21800 | 2
214568859 | 04/04/24 | Live | Midea Electric Trading | KEPLER | Singlezone Ducted, Centrally Ducted | 214568859 |  | HRCU-A-C | AZPN/45WD |  | AZPN/D60WAC |  |  |  | 10 | 15.2 | 9.2 | TRUE | TRUE | TRUE | 45000 | 37000 | 2.26 | 38000 | 2.26
206720347 | 04/04/24 | Live | Mitsubishi Electric Trane | TRANE / MITSUBISHI ELECTRIC | Singlezone Ducted, Centrally Ducted | 206720347 |  | HRCU-A-CB | TRUZA0421KA70** | Mini-Splits | PVA-A42AA**** | 10.1 | 18 | 9.3 | 10.1 | 18.7 | 8.8 | FALSE | FALSE | TRUE | 42000 | 28400 | 2.41 | 31400 | 2.64
206720344 | 04/04/24 | Live | Mitsubishi Electric Trane | TRANE / MITSUBISHI ELECTRIC | Singlezone Non-Ducted, Ceiling Placement | 206720344 |  | HRCU-A-CB-O | TRUZA0421KA70** | Mini-Splits | PCA-A42KA**** | 10.2 | 17.6 | 10.2 | 10 | 17.7 | 9.4 | FALSE | FALSE | FALSE | 42000 | 28200 | 2.6 | 35000 | 3.23
206720345 | 04/04/24 | Live | Mitsubishi Electric Trane | TRANE / MITSUBISHI ELECTRIC | Singlezone Ducted, Centrally Ducted | 206720345 |  | HRCU-A-CB | TRUZA0421KA70** | Mini-Splits | PEAD-A42AA**** | 10.7 | 16.1 | 10 | 10.7 | 18.4 | 9 | FALSE | FALSE | TRUE | 42000 | 26600 | 2.6 | 33700 | 3.21
206720343 | 04/04/24 | Live | Mitsubishi Electric Trane | TRANE / MITSUBISHI ELECTRIC | Singlezone Ducted, Centrally Ducted | 206720343 |  | HRCU-A-CB | TRUZA0361KA70** | Mini-Splits | PVA-A36AA**** | 9.8 | 19.3 | 9.5 | 11 | 19.8 | 8.7 | FALSE | FALSE | FALSE | 36000 | 24000 | 2.31 | 27800 | 2.66
206720339 | 04/04/24 | Live | Mitsubishi Electric Trane | TRANE / MITSUBISHI ELECTRIC | Singlezone Non-Ducted, Ceiling Placement | 206720339 |  | HRCU-A-CB-O | TRUZA0361KA70** | Mini-Splits | PCA-A36KA**** | 11 | 19.1 | 10.2 | 11 | 19.5 | 8.9 | FALSE | FALSE | FALSE | 36000 | 21200 | 2.5 | 24400 | 2.87
206720342 | 04/04/24 | Live | Mitsubishi Electric Trane | TRANE / MITSUBISHI ELECTRIC | Singlezone Non-Ducted, Ceiling Placement | 206720342 |  | HRCU-A-CB-O | TRUZA0361KA70** | Mini-Splits | PLA-A36EA**** | 12.9 | 21.8 | 10.4 | 12.9 | 22 | 9.3 | TRUE | FALSE | FALSE | 36000 | 22000 | 2.59 | 24000 | 2.34
206720340 | 04/04/24 | Live | Mitsubishi Electric Trane | TRANE / MITSUBISHI ELECTRIC | Singlezone Ducted, Centrally Ducted | 206720340 |  | HRCU-A-CB | TRUZA0361KA70** | Mini-Splits | PEAD-A36AA**** | 12 | 19.1 | 9.9 | 12.1 | 18.7 | 8.6 | TRUE | FALSE | FALSE | 36400 | 20400 | 2.4 | 20400 | 2.4
206720334 | 04/04/24 | Live | Mitsubishi Electric Trane | TRANE / MITSUBISHI ELECTRIC | Singlezone Non-Ducted, Ceiling Placement | 206720334 |  | HRCU-A-CB-O | TRUZA0301HA70** | Mini-Splits | PCA-A30KA**** | 9.4 | 19.6 | 10 | 9.4 | 19.8 | 9.2 | FALSE | FALSE | FALSE | 30000 | 18800 | 2.69 | 21600 | 2.92
206720335 | 04/04/24 | Live | Mitsubishi Electric Trane | TRANE / MITSUBISHI ELECTRIC | Singlezone Ducted, Compact Ducted | 206720335 |  | HRCU-A-CB | TRUZA0301HA70** | Mini-Splits | PEAD-A30AA**** | 10 | 19.1 | 10.8 | 10 | 18.5 | 9.1 | FALSE | FALSE | FALSE | 30400 | 18800 | 2.71 | 21200 | 2.96
206720338 | 04/04/24 | Live | Mitsubishi Electric Trane | TRANE / MITSUBISHI ELECTRIC | Singlezone Ducted, Centrally Ducted | 206720338 |  | HRCU-A-CB | TRUZA0301HA70** | Mini-Splits | PVA-A30AA**** | 10 | 19 | 10 | 9.9 | 19.4 | 8.9 | FALSE | FALSE | FALSE | 30000 | 18000 | 2.5 | 20700 | 2.72
206720337 | 04/04/24 | Live | Mitsubishi Electric Trane | TRANE / MITSUBISHI ELECTRIC | Singlezone Non-Ducted, Ceiling Placement | 206720337 |  | HRCU-A-CB-O | TRUZA0301HA70** | Mini-Splits | PLA-A30EA**** | 11.8 | 22.8 | 11.6 | 11.8 | 23.4 | 9.5 | TRUE | FALSE | FALSE | 30000 | 18100 | 2.82 | 20800 | 3.06
206720331 | 04/04/24 | Live | Mitsubishi Electric Trane | TRANE / MITSUBISHI ELECTRIC | Singlezone Non-Ducted, Wall Placement | 206720331 |  | HRCU-A-CB-O | TRUZA0241HA70** | Mini-Splits | PKA-A24KA**** | 12.2 | 21.4 | 11 | 12.2 | 21.3 | 9.3 | TRUE | FALSE | FALSE | 24000 | 15700 | 2.63 | 18300 | 2.95
206720330 | 04/04/24 | Live | Mitsubishi Electric Trane | TRANE / MITSUBISHI ELECTRIC | Singlezone Non-Ducted, Ceiling Placement | 206720330 |  | HRCU-A-CB-O | TRUZA0241HA70** | Mini-Splits | PCA-A24KA**** | 12.2 | 21.2 | 10.8 | 12.2 | 21 | 9.2 | TRUE | FALSE | FALSE | 24000 | 15400 | 2.65 | 17900 | 2.96
206720332 | 04/04/24 | Live | Mitsubishi Electric Trane | TRANE / MITSUBISHI ELECTRIC | Singlezone Non-Ducted, Ceiling Placement | 206720332 |  | HRCU-A-CB-O | TRUZA0241HA70** | Mini-Splits | PLA-A24EA**** | 14.3 | 24.2 | 11.2 | 14.3 | 24.7 | 9.3 | TRUE | FALSE | FALSE | 24000 | 14900 | 2.73 | 16600 | 2.56
206720333 | 04/04/24 | Live | Mitsubishi Electric Trane | TRANE / MITSUBISHI ELECTRIC | Singlezone Ducted, Centrally Ducted | 206720333 |  | HRCU-A-CB | TRUZA0241HA70** | Mini-Splits | PVA-A24AA**** | 12.2 | 20.5 | 9.3 | 12.1 | 20.5 | 8.3 | TRUE | FALSE | FALSE | 24000 | 15000 | 2.5 | 17500 | 2.8
206720365 | 04/04/24 | Live | Mitsubishi Electric Trane | TRANE / MITSUBISHI ELECTRIC | Singlezone Ducted, Compact Ducted | 206720365 |  | HRCU-A-CB | TRUZA0241HA70** | Mini-Splits | PEAD-A24AA* | 11.7 | 19.6 | 10.8 | 12 | 19.2 | 9.1 | TRUE | FALSE | FALSE | 24400 | 15400 | 2.51 | 15400 | 2.51
207702813 | 04/04/24 | Live | Mitsubishi Electric Trane | TRANE / MITSUBISHI ELECTRIC | Singlezone Ducted, Compact Ducted | 207702813 |  | HRCU-A-CB | SUZ-KA18NA2 | Mini-Splits | TPEADA0181AA*** | 14.1 | 19.8 | 12.9 | 13.2 | 20.7 | 10.8 | TRUE | FALSE | TRUE | 18000 | 14000 | 2.85 | 14000 | 2.85
204629215 | 01/20/21 | Live | Mitsubishi Electric Trane | MITSUBISHI ELECTRIC | Singlezone Ducted, Centrally Ducted | 204629215 |  | HRCU-A-CB | SUZ-KA18NA2 | Mini-Splits | NTXAMT18A112A* | 13.2 | 18 | 12.6 | 13.2 | 21 | 10.7 | TRUE | FALSE | TRUE | 18000 | 14000 | 2.81 | 14000 | 2.81
204629248 | 01/20/21 | Live | Mitsubishi Electric Trane | MITSUBISHI ELECTRIC | Singlezone Ducted, Centrally Ducted | 204629248 |  | HRCU-A-CB | SUZ-KA18NA2 | Mini-Splits | NAXAMT18A112A* | 13.2 | 18 | 12.6 | 13.2 | 21 | 10.7 | TRUE | FALSE | TRUE | 18000 | 14000 | 2.81 | 14000 | 2.81
207339189 | 01/05/23 | Live | Midea Electric Trading | MRCOOL | Singlezone Non-Ducted, Wall Placement | 207339189 |  | HRCU-A-CB-O | DIY-24-HP-C-230C | Mini-Splits | DIY-24-HP-WMAH-230C25 | 12.5 | 20.5 | 10.5 | 12.5 | 20.5 | 9.2 | TRUE | FALSE | FALSE | 23000 | 17900 | 2.34 | 21492 | 2.25
204629202 | 01/20/21 | Live | Mitsubishi Electric Trane | MITSUBISHI ELECTRIC | Singlezone Non-Ducted, Ceiling Placement | 204629202 |  | HRCU-A-CB-O | SUZ-KA18NA2 | Mini-Splits | NTXCKS18A112A* | 12.5 | 20.7 | 11.6 | 12.5 | 21 | 10 | TRUE | FALSE | TRUE | 17700 | 12900 | 2.68 | 12900 | 2.68
207699131 | 04/04/24 | Live | Mitsubishi Electric Trane | TRANE / MITSUBISHI ELECTRIC | Singlezone Non-Ducted, Ceiling Placement | 207699131 |  | HRCU-A-CB-O | SUZ-KA18NA2 | Mini-Splits | NTXUKS18A112** | 12.5 | 22.3 | 12.4 | 12.5 | 22.9 | 10.5 | TRUE | FALSE | TRUE | 18000 | 13100 | 2.63 | 13100 | 2.63
207702811 | 04/04/24 | Live | Mitsubishi Electric Trane | TRANE / MITSUBISHI ELECTRIC | Singlezone Ducted, Compact Ducted | 207702811 |  | HRCU-A-CB | SUZ-KA15NAHZ | Mini-Splits | TPEADA0151AA*** | 12.6 | 18.3 | 9.9 | 11.5 | 17.6 | 8.9 | FALSE | FALSE | TRUE | 15000 | 11700 | 2.29 | 18000 | 2.28
207702810 | 04/04/24 | Live | Mitsubishi Electric Trane | TRANE / MITSUBISHI ELECTRIC | Singlezone Ducted, Compact Ducted | 207702810 |  | HRCU-A-CB | SUZ-KA15NA2 | Mini-Splits | TPEADA0151AA*** | 13 | 19.2 | 11.6 | 12 | 18 | 9.6 | TRUE | FALSE | TRUE | 15000 | 10500 | 2.28 | 11300 | 2.45
204629201 | 01/20/21 | Live | Mitsubishi Electric Trane | MITSUBISHI ELECTRIC | Singlezone Non-Ducted, Ceiling Placement | 204629201 |  | HRCU-A-CB-O | SUZ-KA15NA2 | Mini-Splits | NTXCKS15A112A* | 12.2 | 19.8 | 11.2 | 12.2 | 20.7 | 10.7 | TRUE | FALSE | TRUE | 14100 | 11900 | 2.7 | 11900 | 2.7
204629200 | 01/20/21 | Live | Mitsubishi Electric Trane | MITSUBISHI ELECTRIC | Singlezone Non-Ducted, Ceiling Placement | 204629200 |  | HRCU-A-CB-O | SUZ-KA12NA2 | Mini-Splits | NTXCKS12A112A* | 13.3 | 22 | 11.4 | 13.3 | 22 | 9.7 | TRUE | FALSE | TRUE | 12000 | 8900 | 2.31 | 8900 | 2.31
204629247 | 01/20/21 | Live | Mitsubishi Electric Trane | MITSUBISHI ELECTRIC | Singlezone Ducted, Centrally Ducted | 204629247 |  | HRCU-A-CB | SUZ-KA12NA2 | Mini-Splits | NAXAMT12A112A* | 12.7 | 18 | 12.1 | 12.7 | 20.7 | 10.5 | TRUE | FALSE | TRUE | 12000 | 9900 | 2.59 | 9900 | 2.59
204629214 | 01/20/21 | Live | Mitsubishi Electric Trane | MITSUBISHI ELECTRIC | Singlezone Ducted, Centrally Ducted | 204629214 |  | HRCU-A-CB | SUZ-KA12NA2 | Mini-Splits | NTXAMT12A112A* | 12.7 | 18 | 12.1 | 12.7 | 20.7 | 10.5 | TRUE | FALSE | TRUE | 12000 | 9900 | 2.59 | 9900 | 2.59
207699129 | 04/04/24 | Live | Mitsubishi Electric Trane | TRANE / MITSUBISHI ELECTRIC | Singlezone Non-Ducted, Ceiling Placement | 207699129 |  | HRCU-A-CB-O | SUZ-KA12NA2 | Mini-Splits | NTXUKS12A112** | 12.5 | 19.8 | 12.1 | 12.2 | 21.7 | 10.9 | TRUE | FALSE | TRUE | 12000 | 9900 | 2.84 | 9900 | 2.84
207702805 | 04/04/24 | Live | Mitsubishi Electric Trane | TRANE / MITSUBISHI ELECTRIC | Singlezone Ducted, Compact Ducted | 207702805 |  | HRCU-A-CB | SUZ-KA12NA2 | Mini-Splits | TPEADA0121AA*** | 12.9 | 20.5 | 13 | 11.8 | 20 | 10.9 | TRUE | FALSE | TRUE | 12000 | 9700 | 2.66 | 9900 | 2.71
204629199 | 01/20/21 | Live | Mitsubishi Electric Trane | TRANE / MITSUBISHI ELECTRIC | Singlezone Non-Ducted, Ceiling Placement | 204629199 |  | HRCU-A-CB-O | SUZ-KA09NA2 | Mini-Splits | NTXCKS09A112A* | 13.4 | 22.4 | 12.2 | 13.4 | 24 | 10 | TRUE | FALSE | TRUE | 9000 | 6900 | 2.5 | 6900 | 2.5
207699144 | 04/04/24 | Live | Mitsubishi Electric Trane | TRANE / MITSUBISHI ELECTRIC | Singlezone Ducted, Compact Ducted | 207699144 |  | HRCU-A-CB | SUZ-KA09NA2 | Mini-Splits | TPEADA0091AA*** | 12.5 | 19.7 | 12.6 | 11.2 | 17.9 | 10.5 | TRUE | FALSE | TRUE | 9000 | 7600 | 2.53 | 7600 | 2.53
206720324 | 04/04/24 | Live | Mitsubishi Electric Trane | TRANE / MITSUBISHI ELECTRIC | Singlezone Ducted, Centrally Ducted | 206720324 |  | HRCU-A-CB | PUZ-A42NKA7*** | Mini-Splits | TPVA0A0421AA70* | 10.1 | 18 | 9.3 | 10.1 | 18.7 | 8.8 | FALSE | FALSE | TRUE | 42000 | 28400 | 2.42 | 31400 | 2.64
207702785 | 04/04/24 | Live | Mitsubishi Electric Trane | TRANE / MITSUBISHI ELECTRIC | Singlezone Ducted, Compact Ducted | 207702785 |  | HRCU-A-CB | PUZ-A42NKA7*** | Mini-Splits | TPEADA0421AA*** | 10.7 | 16.1 | 10 | 10.7 | 18.4 | 9 | FALSE | FALSE | TRUE | 42000 | 26600 | 2.56 | 33700 | 3.21
206720322 | 04/04/24 | Live | Mitsubishi Electric Trane | TRANE / MITSUBISHI ELECTRIC | Singlezone Non-Ducted, Ceiling Placement | 206720322 |  | HRCU-A-CB-O | PUZ-A42NKA7*** | Mini-Splits | TPCA0A0421KA70* | 10.2 | 17.6 | 10.2 | 10 | 17.7 | 9.4 | FALSE | FALSE | FALSE | 42000 | 28200 | 2.6 | 35000 | 3.21
206720321 | 04/04/24 | Live | Mitsubishi Electric Trane | TRANE / MITSUBISHI ELECTRIC | Singlezone Ducted, Centrally Ducted | 206720321 |  | HRCU-A-CB | PUZ-A36NKA7*** | Mini-Splits | TPVA0A0361AA70* | 9.8 | 19.3 | 9.5 | 11 | 19.8 | 8.7 | FALSE | FALSE | FALSE | 36000 | 24000 | 2.35 | 27800 | 2.66
206720320 | 04/04/24 | Live | Mitsubishi Electric Trane | TRANE / MITSUBISHI ELECTRIC | Singlezone Non-Ducted, Ceiling Placement | 206720320 |  | HRCU-A-CB-O | PUZ-A36NKA7*** | Mini-Splits | TPLA0A0361EA70* | 12.9 | 21.8 | 10.4 | 12.9 | 22 | 9.3 | TRUE | FALSE | FALSE | 36000 | 22000 | 2.5 | 24000 | 2.34
207702783 | 04/04/24 | Live | Mitsubishi Electric Trane | TRANE / MITSUBISHI ELECTRIC | Singlezone Ducted, Compact Ducted | 207702783 |  | HRCU-A-CB | PUZ-A36NKA7*** | Mini-Splits | TPEADA0361AA*** | 12 | 19.1 | 9.9 | 12.1 | 18.7 | 8.6 | TRUE | FALSE | FALSE | 36400 | 20400 | 2.54 | 24200 | 2.96
206720318 | 04/04/24 | Live | Mitsubishi Electric Trane | TRANE / MITSUBISHI ELECTRIC | Singlezone Non-Ducted, Ceiling Placement | 206720318 |  | HRCU-A-CB-O | PUZ-A36NKA7*** | Mini-Splits | TPCA0A0361KA70* | 11 | 19.1 | 10.2 | 11 | 19.5 | 8.9 | FALSE | FALSE | FALSE | 36000 | 21200 | 2.5 | 24400 | 2.87
206720314 | 04/04/24 | Live | Mitsubishi Electric Trane | TRANE / MITSUBISHI ELECTRIC | Singlezone Non-Ducted, Ceiling Placement | 206720314 |  | HRCU-A-CB-O | PUZ-A30NHA7*** | Mini-Splits | TPCA0A0301KA70* | 9.4 | 19.6 | 10 | 9.4 | 19.8 | 9.2 | FALSE | FALSE | FALSE | 30000 | 18800 | 2.69 | 21600 | 2.92
206720317 | 04/04/24 | Live | Mitsubishi Electric Trane | TRANE / MITSUBISHI ELECTRIC | Singlezone Ducted, Centrally Ducted | 206720317 |  | HRCU-A-CB | PUZ-A30NHA7*** | Mini-Splits | TPVA0A0301AA70* | 10 | 19 | 10 | 9.9 | 19.4 | 8.9 | FALSE | FALSE | FALSE | 30000 | 18000 | 2.5 | 20700 | 2.72
206720316 | 04/04/24 | Live | Mitsubishi Electric Trane | TRANE / MITSUBISHI ELECTRIC | Singlezone Non-Ducted, Ceiling Placement | 206720316 |  | HRCU-A-CB-O | PUZ-A30NHA7*** | Mini-Splits | TPLA0A0301EA70* | 11.8 | 22.8 | 11.6 | 11.8 | 23.4 | 9.5 | TRUE | FALSE | FALSE | 30000 | 18100 | 2.82 | 20800 | 3.06
207702782 | 04/04/24 | Live | Mitsubishi Electric Trane | TRANE / MITSUBISHI ELECTRIC | Singlezone Ducted, Compact Ducted | 207702782 |  | HRCU-A-CB | PUZ-A30NHA7*** | Mini-Splits | TPEADA0301AA*** | 10 | 19.1 | 10.8 | 10 | 18.5 | 9.1 | FALSE | FALSE | FALSE | 30400 | 18800 | 2.78 | 21200 | 2.96
207702781 | 04/04/24 | Live | Mitsubishi Electric Trane | TRANE / MITSUBISHI ELECTRIC | Singlezone Ducted, Compact Ducted | 207702781 |  | HRCU-A-CB | PUZ-A24NHA7*** | Mini-Splits | TPEADA0241AA*** | 11.7 | 19.6 | 10.8 | 12 | 19.2 | 9.1 | TRUE | FALSE | FALSE | 24400 | 15400 | 2.77 | 17200 | 2.97
206720313 | 04/04/24 | Live | Mitsubishi Electric Trane | TRANE / MITSUBISHI ELECTRIC | Singlezone Ducted, Centrally Ducted | 206720313 |  | HRCU-A-CB | PUZ-A24NHA7*** | Mini-Splits | TPVA0A0241AA70* | 12.2 | 20.5 | 9.3 | 12.1 | 20.5 | 8.3 | TRUE | FALSE | FALSE | 24000 | 15000 | 2.5 | 17500 | 2.8
206720310 | 04/04/24 | Live | Mitsubishi Electric Trane | TRANE / MITSUBISHI ELECTRIC | Singlezone Non-Ducted, Ceiling Placement | 206720310 |  | HRCU-A-CB-O | PUZ-A24NHA7*** | Mini-Splits | TPCA0A0241KA70* | 12.2 | 21.2 | 10.8 | 12.2 | 21 | 9.2 | TRUE | FALSE | FALSE | 24000 | 15400 | 2.65 | 17900 | 2.96
206720358 | 04/04/24 | Live | Mitsubishi Electric Trane | TRANE / MITSUBISHI ELECTRIC | Singlezone Non-Ducted, Wall Placement | 206720358 |  | HRCU-A-CB-O | PUZ-A24NHA7*** | Mini-Splits | TPKA0A0241KA70* | 12.2 | 21.4 | 11 | 12.2 | 21.3 | 9.3 | TRUE | FALSE | FALSE | 24000 | 15700 | 2.63 | 18300 | 2.95
206720312 | 04/04/24 | Live | Mitsubishi Electric Trane | TRANE / MITSUBISHI ELECTRIC | Singlezone Non-Ducted, Ceiling Placement | 206720312 |  | HRCU-A-CB-O | PUZ-A24NHA7*** | Mini-Splits | TPLA0A0241EA70* | 14.3 | 24.2 | 11.2 | 14.3 | 24.7 | 9.3 | TRUE | FALSE | FALSE | 24000 | 14900 | 2.73 | 16600 | 2.56
209832346 | 04/04/24 | Live | Mitsubishi Electric Trane | TRANE / MITSUBISHI ELECTRIC | Singlezone Non-Ducted, Wall Placement | 209832346 |  | HRCU-A-CB-O | NTXSST18A112A* | Mini-Splits | NAXWST18A112A* | 13.4 | 20.5 | 11.2 | 13.4 | 20.5 | 10.3 | FALSE | FALSE | TRUE | 18000 | 13800 | 2.73 | 18200 | 2.48
209832255 | 04/04/24 | Live | Mitsubishi Electric Trane | TRANE / MITSUBISHI ELECTRIC | Singlezone Non-Ducted, Wall Placement | 209832255 |  | HRCU-A-CB-O | NTXSST15A112A* | Mini-Splits | NAXWST15A112A* | 13 | 21.6 | 11.7 | 13 | 21 | 11 | FALSE | FALSE | TRUE | 14000 | 12200 | 2.23 | 16400 | 2.39
209832253 | 04/04/24 | Live | Mitsubishi Electric Trane | TRANE / MITSUBISHI ELECTRIC | Singlezone Non-Ducted, Wall Placement | 209832253 |  | HRCU-A-CB-O | NTXSST12A112A* | Mini-Splits | NAXWST12A112A* | 13 | 23.1 | 12.5 | 13 | 23.1 | 10.7 | FALSE | FALSE | TRUE | 12000 | 9200 | 3.1 | 12000 | 2.84
209832250 | 01/20/21 | Live | Mitsubishi Electric Trane | TRANE / MITSUBISHI ELECTRIC | Singlezone Non-Ducted, Wall Placement | 209832250 | 204629266 | HRCU-A-CB-O | NTXSST09A112A* | Mini-Splits | NAXWST09A112A* |  |  |  | 15.4 | 24.3 | 10.9 | FALSE | FALSE | TRUE | 9000 | 6700 | 3.12 | 10200 | 2.82
206709470 | 04/04/24 | Live | Mitsubishi Electric Trane | TRANE / MITSUBISHI ELECTRIC | Singlezone Non-Ducted, Floor Placement | 206709470 |  | HRCU-A-CB-O | NTXSPF18A112A* | Mini-Splits | NAXFKS18A112A* | 12.6 | 21 | 11.3 | 12.6 | 22 | 10.3 | TRUE | FALSE | TRUE | 17000 | 12800 | 2.62 | 23000 | 2.1
206709469 | 04/04/24 | Live | Mitsubishi Electric Trane | TRANE / MITSUBISHI ELECTRIC | Singlezone Non-Ducted, Floor Placement | 206709469 |  | HRCU-A-CB-O | NTXSPF15A112A* | Mini-Splits | NAXFKS15A112A* | 13.5 | 21.8 | 11.6 | 13.5 | 22.2 | 10.7 | TRUE | FALSE | TRUE | 15000 | 12000 | 2.96 | 20000 | 1.93
206709489 | 04/04/24 | Live | Mitsubishi Electric Trane | TRANE / MITSUBISHI ELECTRIC | Singlezone Non-Ducted, Floor Placement | 206709489 |  | HRCU-A-CB-O | NTXSPF12A112A* | Mini-Splits | MFZ-KJ12NA*** | 13.6 | 25.5 | 12 | 13.6 | 26.7 | 10.6 | TRUE | FALSE | TRUE | 12000 | 8800 | 2.77 | 14800 | 2.29
206709468 | 04/04/24 | Live | Mitsubishi Electric Trane | TRANE / MITSUBISHI ELECTRIC | Singlezone Non-Ducted, Floor Placement | 206709468 |  | HRCU-A-CB-O | NTXSPF12A112A* | Mini-Splits | NAXFKS12A112A* | 13.6 | 25.5 | 12 | 13.6 | 26.7 | 10.6 | TRUE | FALSE | TRUE | 12000 | 8800 | 2.77 | 14800 | 2.29
206709467 | 04/04/24 | Live | Mitsubishi Electric Trane | TRANE / MITSUBISHI ELECTRIC | Singlezone Non-Ducted, Floor Placement | 206709467 |  | HRCU-A-CB-O | NTXSPF09A112A* | Mini-Splits | NAXFKS09A112A* | 15.8 | 28.2 | 13 | 15.8 | 28.7 | 11.3 | TRUE | FALSE | TRUE | 9000 | 7500 | 2.75 | 13400 | 2.11
209832247 | 04/04/24 | Live | Mitsubishi Electric Trane | TRANE / MITSUBISHI ELECTRIC | Singlezone Non-Ducted, Wall Placement | 209832247 |  | HRCU-A-CB-O | NTXSMT18A112A* | Mini-Splits | NAXWMT18A112A* | 10.5 | 18 | 10 | 10.5 | 19 | 9.5 | FALSE | FALSE | TRUE | 17200 | 11500 | 2.59 | 15000 | 2.3
209832245 | 04/04/24 | Live | Mitsubishi Electric Trane | TRANE / MITSUBISHI ELECTRIC | Singlezone Non-Ducted, Wall Placement | 209832245 |  | HRCU-A-CB-O | NTXSMT15A112A* | Mini-Splits | NAXWMT15A112A* | 12 | 18 | 10 | 12 | 20 | 10 | FALSE | FALSE | TRUE | 14000 | 11500 | 2.55 | 14000 | 2.25
209832243 | 04/04/24 | Live | Mitsubishi Electric Trane | TRANE / MITSUBISHI ELECTRIC | Singlezone Non-Ducted, Wall Placement | 209832243 |  | HRCU-A-CB-O | NTXSMT12A112A* | Mini-Splits | NAXWMT12A112A* | 9.9 | 18 | 10 | 9.9 | 20 | 10 | FALSE | FALSE | TRUE | 12000 | 7600 | 2.78 | 9000 | 2.66
209832239 | 04/04/24 | Live | Mitsubishi Electric Trane | TRANE / MITSUBISHI ELECTRIC | Singlezone Non-Ducted, Wall Placement | 209832239 |  | HRCU-A-CB-O | NTXSMT09A112A* | Mini-Splits | NAXWMT09A112A* | 12 | 18 | 10 | 12 | 20 | 10 | FALSE | FALSE | TRUE | 9000 | 6700 | 2.52 | 7200 | 1.16
204629302 | 04/04/24 | Live | Mitsubishi Electric Trane | TRANE / MITSUBISHI ELECTRIC | Singlezone Ducted, Centrally Ducted | 204629302 |  | HRCU-A-CB | NTXSKS18A112A* | Mini-Splits | SVZ-KP18NA | 13.2 | 18 | 12.6 | 13.2 | 21 | 10.7 | TRUE | FALSE | TRUE | 18000 | 14000 | 2.81 | 14000 | 2.81
204629289 | 04/04/24 | Live | Mitsubishi Electric Trane | TRANE / MITSUBISHI ELECTRIC | Singlezone Non-Ducted, Ceiling Placement | 204629289 |  | HRCU-A-CB-O | NTXSKS18A112A* | Mini-Splits | SLZ-KF18NA.TH | 12.5 | 20.7 | 11.6 | 12.5 | 21 | 10 | TRUE | FALSE | TRUE | 17700 | 12900 | 2.68 | 12900 | 2.68
207699142 | 04/04/24 | Live | Mitsubishi Electric Trane | TRANE / MITSUBISHI ELECTRIC | Singlezone Non-Ducted, Ceiling Placement | 207699142 |  | HRCU-A-CB-O | NTXSKS18A112** | Mini-Splits | MLZ-KP18NA* | 12.5 | 22.3 | 12.4 | 12.5 | 22.9 | 10.5 | TRUE | FALSE | TRUE | 18000 | 13100 | 2.63 | 13100 | 2.63
204629288 | 04/04/24 | Live | Mitsubishi Electric Trane | TRANE / MITSUBISHI ELECTRIC | Singlezone Non-Ducted, Ceiling Placement | 204629288 |  | HRCU-A-CB-O | NTXSKS15A112AA | Mini-Splits | SLZ-KF15NA.TH | 12.2 | 19.8 | 11.2 | 12.2 | 20.7 | 10.7 | TRUE | FALSE | TRUE | 14100 | 11900 | 2.7 | 11900 | 2.7
204629287 | 04/04/24 | Live | Mitsubishi Electric Trane | TRANE / MITSUBISHI ELECTRIC | Singlezone Non-Ducted, Ceiling Placement | 204629287 |  | HRCU-A-CB-O | NTXSKS12A112* | Mini-Splits | SLZ-KF12NA.TH | 13.3 | 22 | 11.4 | 13.3 | 22 | 9.7 | TRUE | FALSE | TRUE | 12000 | 8900 | 2.31 | 8900 | 2.31
204629301 | 04/04/24 | Live | Mitsubishi Electric Trane | TRANE / MITSUBISHI ELECTRIC | Singlezone Ducted, Centrally Ducted | 204629301 |  | HRCU-A-CB | NTXSKS12A112* | Mini-Splits | SVZ-KP12NA | 12.7 | 18 | 12.1 | 12.7 | 20.7 | 10.5 | TRUE | FALSE | TRUE | 12000 | 9900 | 2.59 | 9900 | 2.59
207699140 | 04/04/24 | Live | Mitsubishi Electric Trane | TRANE / MITSUBISHI ELECTRIC | Singlezone Non-Ducted, Ceiling Placement | 207699140 |  | HRCU-A-CB-O | NTXSKS12A112* | Mini-Splits | MLZ-KP12NA* | 12.5 | 19.8 | 12.1 | 12.2 | 21.7 | 10.9 | TRUE | FALSE | TRUE | 12000 | 9900 | 2.84 | 9900 | 2.84
214236392 | 04/04/24 | Live | Mitsubishi Electric Trane | TRANE / MITSUBISHI ELECTRIC | Singlezone Non-Ducted, Ceiling Placement | 214236392 |  | HRCU-A-CB-O | NTXSKS09A112AA | Mini-Splits | SLZ-KF09NA* |  |  |  | 13.4 | 24 | 10 | TRUE | FALSE | TRUE | 9000 | 6900 | 2.5 | 6900 | 2.5
207702756 | 04/04/24 | Live | Mitsubishi Electric Trane | TRANE / MITSUBISHI ELECTRIC | Singlezone Ducted, Compact Ducted | 207702756 |  | HRCU-A-CB | NTXSKS09A112** | Mini-Splits | PEAD-A09AA* | 12.5 | 19.7 | 12.6 | 11.2 | 17.9 | 10.5 | FALSE | FALSE | TRUE | 9000 | 7600 | 2.53 | 7600 | 2.53
207699139 | 04/04/24 | Live | Mitsubishi Electric Trane | TRANE / MITSUBISHI ELECTRIC | Singlezone Non-Ducted, Ceiling Placement | 207699139 |  | HRCU-A-CB-O | NTXSKS09A112** | Mini-Splits | MLZ-KP09NA* | 12.6 | 19.5 | 13.3 | 12.6 | 20.2 | 11.9 | TRUE | FALSE | TRUE | 9000 | 7700 | 3.22 | 7700 | 3.22
207702748 | 04/04/24 | Live | Mitsubishi Electric Trane | TRANE / MITSUBISHI ELECTRIC | Singlezone Ducted, Compact Ducted | 207702748 |  | HRCU-A-CB | NTXSKH24A112** | Mini-Splits | PEAD-A24AA* | 10.3 | 15 | 9 | 11.3 | 16.2 | 9.2 | FALSE | FALSE | TRUE | 24000 | 18000 | 2.51 | 25000 | 2.12
207702738 | 04/04/24 | Live | Mitsubishi Electric Trane | TRANE / MITSUBISHI ELECTRIC | Singlezone Ducted, Compact Ducted | 207702738 |  | HRCU-A-CB | NTXSKH15A112** | Mini-Splits | PEAD-A15AA* | 12.6 | 18.3 | 9.9 | 11.5 | 17.6 | 8.9 | FALSE | FALSE | FALSE | 15000 | 11700 | 2.29 | 18000 | 2.28
209818327 | 04/04/24 | Live | Mitsubishi Electric Trane | TRANE / MITSUBISHI ELECTRIC | Singlezone Non-Ducted, Wall Placement | 209818327 |  | HRCU-A-CB-O | MUZ-GS36NA2*** | Mini-Splits | NTXWST36C112A* |  |  |  | 8.8 | 18.4 | 8.5 | FALSE | FALSE | FALSE | 33200 | 21600 | 2.29 | 22800 | 2.29
209818326 | 04/04/24 | Live | Mitsubishi Electric Trane | AMERICAN STANDARD / MITSUBISHI ELECTRIC | Singlezone Non-Ducted, Wall Placement | 209818326 |  | HRCU-A-CB-O | MUZ-GS36NA2*** | Mini-Splits | NAXWST36C112A* |  |  |  | 8.8 | 18.4 | 8.5 | FALSE | FALSE | FALSE | 33200 | 21600 | 2.29 | 22800 | 2.29
209818325 | 04/04/24 | Live | Mitsubishi Electric Trane | TRANE / MITSUBISHI ELECTRIC | Singlezone Non-Ducted, Wall Placement | 209818325 |  | HRCU-A-CB-O | MUZ-GS30NA2*** | Mini-Splits | NTXWST30C112A* |  |  |  | 9.2 | 19.1 | 8.9 | FALSE | FALSE | FALSE | 30600 | 20000 | 2.34 | 20800 | 2.34
209818324 | 04/04/24 | Live | Mitsubishi Electric Trane | AMERICAN STANDARD / MITSUBISHI ELECTRIC | Singlezone Non-Ducted, Wall Placement | 209818324 |  | HRCU-A-CB-O | MUZ-GS30NA2*** | Mini-Splits | NAXWST30C112A* |  |  |  | 9.2 | 19.1 | 8.9 | FALSE | FALSE | FALSE | 30600 | 20000 | 2.34 | 20800 | 2.34
213816047 | 02/16/24 | Live | Daikin Comfort Technologies | DAIKIN | Singlezone Ducted, Centrally Ducted | 213816047 |  | HRCU-A-CB | DZ6VSA6010A* | Ducted Indoor Units | CA*EA6030*4A*+MBVK20DP1X00A* |  |  |  | 8 | 16.1 | 8.1 | FALSE | FALSE | FALSE | 52500 | 34800 | 2.89 | 36000 | 2.38
213816064 | 02/16/24 | Live | Daikin Comfort Technologies | GOODMAN | Singlezone Ducted, Centrally Ducted | 213816064 |  | HRCU-A-CB | GSZS604210A* | Ducted Indoor Units | CA*EA4830*4A*+MBVK16CP1X00A* |  |  |  | 8.5 | 16.9 | 8.1 | FALSE | FALSE | FALSE | 39500 | 25600 | 2.54 | 34400 | 2.22
213816065 | 02/16/24 | Live | Daikin Comfort Technologies | GOODMAN | Singlezone Ducted, Centrally Ducted | 213816065 |  | HRCU-A-CB | GSZS604210A* | Ducted Indoor Units | CA*EA6030*4A*+MBVK20DP1X00A* |  |  |  | 8.5 | 16.9 | 8.1 | FALSE | FALSE | FALSE | 40000 | 25600 | 2.54 | 34400 | 2.22
213386636 | 10/31/23 | Live | Daikin Comfort Technologies | GOODMAN | Singlezone Ducted, Centrally Ducted | 213386636 |  | HRCU-A-CB | GSZS606010A* | Ducted Indoor Units | AHVE60DP0400A* |  |  |  | 8 | 16.1 | 8.1 | FALSE | FALSE | FALSE | 53000 | 34800 | 2.63 | 40500 | 2.39
213255531 | 10/31/23 | Live | Daikin Comfort Technologies | AMANA | Singlezone Ducted, Centrally Ducted | 213255531 |  | HRCU-A-CB | ASZS606010A* | Ducted Indoor Units | AHVE60DP0400A* |  |  |  | 8 | 16.1 | 8.1 | FALSE | FALSE | FALSE | 53000 | 34800 | 2.63 | 40500 | 2.39
213255542 | 10/31/23 | Live | Daikin Comfort Technologies | DAIKIN | Singlezone Ducted, Centrally Ducted | 213255542 |  | HRCU-A-CB | DZ6VSA6010A* | Ducted Indoor Units | DFVE60DP0400A* |  |  |  | 8 | 16.1 | 8.1 | FALSE | FALSE | FALSE | 53000 | 34800 | 2.63 | 40500 | 2.39
213613285 | 02/16/24 | Live | Daikin Comfort Technologies | AMANA | Singlezone Ducted, Centrally Ducted | 213613285 |  | HRCU-A-CB | ASZS606010A* | Ducted Indoor Units | AHVE60DP1400B* |  |  |  | 8 | 16.1 | 8.1 | FALSE | FALSE | FALSE | 53000 | 34800 | 2.63 | 40500 | 2.39
213613296 | 02/16/24 | Live | Daikin Comfort Technologies | LIBERTY HEATING & AIR CONDITIONING | Singlezone Ducted, Centrally Ducted | 213613296 |  | HRCU-A-CB | ASZS606010A* | Ducted Indoor Units | AHVE60DP1400B* |  |  |  | 8 | 16.1 | 8.1 | FALSE | FALSE | FALSE | 53000 | 34800 | 2.63 | 40500 | 2.39
213613324 | 02/16/24 | Live | Daikin Comfort Technologies | DAIKIN | Singlezone Ducted, Centrally Ducted | 213613324 |  | HRCU-A-CB | DZ6VSA6010A* | Ducted Indoor Units | DFVE60DP1400B* |  |  |  | 8 | 16.1 | 8.1 | FALSE | FALSE | FALSE | 53000 | 34800 | 2.63 | 40500 | 2.39
213613313 | 02/16/24 | Live | Daikin Comfort Technologies | GOODMAN | Singlezone Ducted, Centrally Ducted | 213613313 |  | HRCU-A-CB | GSZS606010A* | Ducted Indoor Units | AHVE60DP1400B* |  |  |  | 8 | 16.1 | 8.1 | FALSE | FALSE | FALSE | 53000 | 34800 | 2.63 | 40500 | 2.39
210773183 | 02/15/23 | Live | Daikin North America, LLC | AMANA | Singlezone Ducted, Centrally Ducted | 210773183 |  | HRCU-A-CB | ASZS606010A* | Ducted Indoor Units | AHVE60DP1400A* |  |  |  | 8 | 16.1 | 8.1 | FALSE | FALSE | FALSE | 53000 | 34800 | 2.63 | 40500 | 2.39
213386628 | 10/31/23 | Live | Daikin Comfort Technologies | GOODMAN | Singlezone Ducted, Centrally Ducted | 213386628 |  | HRCU-A-CB | GSZS604210A* | Ducted Indoor Units | AHVE60DP0400A* |  |  |  | 8.5 | 16.9 | 8.1 | FALSE | FALSE | FALSE | 39500 | 25600 | 2.66 | 35600 | 2.16
213386634 | 10/31/23 | Live | Daikin Comfort Technologies | GOODMAN | Singlezone Ducted, Centrally Ducted | 213386634 |  | HRCU-A-CB | GSZS604210A* | Ducted Indoor Units | AHVE48DP0400A* |  |  |  | 8.5 | 16.9 | 8.1 | FALSE | FALSE | FALSE | 39500 | 25600 | 2.66 | 35600 | 2.16
213386627 | 10/31/23 | Live | Daikin Comfort Technologies | GOODMAN | Singlezone Ducted, Centrally Ducted | 213386627 |  | HRCU-A-CB | GSZS604210A* | Ducted Indoor Units | AHVE42CP0400A* |  |  |  | 8.5 | 16.7 | 8.1 | FALSE | FALSE | FALSE | 39500 | 25600 | 2.66 | 35600 | 2.16
213255534 | 10/31/23 | Live | Daikin Comfort Technologies | AMANA | Singlezone Ducted, Centrally Ducted | 213255534 |  | HRCU-A-CB | ASZS604210A* | Ducted Indoor Units | AHVE60DP0400A* |  |  |  | 8.5 | 16.9 | 8.1 | FALSE | FALSE | FALSE | 39500 | 25600 | 2.66 | 35600 | 2.16
213255529 | 10/31/23 | Live | Daikin Comfort Technologies | AMANA | Singlezone Ducted, Centrally Ducted | 213255529 |  | HRCU-A-CB | ASZS604210A* | Ducted Indoor Units | AHVE48DP0400A* |  |  |  | 8.5 | 16.9 | 8.1 | FALSE | FALSE | FALSE | 39500 | 25600 | 2.66 | 35600 | 2.16
213255533 | 10/31/23 | Live | Daikin Comfort Technologies | AMANA | Singlezone Ducted, Centrally Ducted | 213255533 |  | HRCU-A-CB | ASZS604210A* | Ducted Indoor Units | AHVE42CP0400A* |  |  |  | 8.5 | 16.7 | 8.1 | FALSE | FALSE | FALSE | 39500 | 25600 | 2.66 | 35600 | 2.16
213255545 | 10/31/23 | Live | Daikin Comfort Technologies | DAIKIN | Singlezone Ducted, Centrally Ducted | 213255545 |  | HRCU-A-CB | DZ6VSA4210A* | Ducted Indoor Units | DFVE60DP0400A* |  |  |  | 8.5 | 16.9 | 8.1 | FALSE | FALSE | FALSE | 39500 | 25600 | 2.66 | 35600 | 2.16
213255544 | 10/31/23 | Live | Daikin Comfort Technologies | DAIKIN | Singlezone Ducted, Centrally Ducted | 213255544 |  | HRCU-A-CB | DZ6VSA4210A* | Ducted Indoor Units | DFVE42CP0400A* |  |  |  | 8.5 | 16.7 | 8.1 | FALSE | FALSE | FALSE | 39500 | 25600 | 2.66 | 35600 | 2.16
213255540 | 10/31/23 | Live | Daikin Comfort Technologies | DAIKIN | Singlezone Ducted, Centrally Ducted | 213255540 |  | HRCU-A-CB | DZ6VSA4210A* | Ducted Indoor Units | DFVE48DP0400A* |  |  |  | 8.5 | 16.9 | 8.1 | FALSE | FALSE | FALSE | 39500 | 25600 | 2.66 | 35600 | 2.16
213613287 | 02/16/24 | Live | Daikin Comfort Technologies | AMANA | Singlezone Ducted, Centrally Ducted | 213613287 |  | HRCU-A-CB | ASZS604210A* | Ducted Indoor Units | AHVE42CP1400B* |  |  |  | 8.5 | 16.7 | 8.1 | FALSE | FALSE | FALSE | 39500 | 25600 | 2.66 | 35600 | 2.16
213613298 | 02/16/24 | Live | Daikin Comfort Technologies | LIBERTY HEATING & AIR CONDITIONING | Singlezone Ducted, Centrally Ducted | 213613298 |  | HRCU-A-CB | ASZS604210A* | Ducted Indoor Units | AHVE42CP1400B* |  |  |  | 8.5 | 16.7 | 8.1 | FALSE | FALSE | FALSE | 39500 | 25600 | 2.66 | 35600 | 2.16
213613283 | 02/16/24 | Live | Daikin Comfort Technologies | AMANA | Singlezone Ducted, Centrally Ducted | 213613283 |  | HRCU-A-CB | ASZS604210A* | Ducted Indoor Units | AHVE48DP1400B* |  |  |  | 8.5 | 16.9 | 8.1 | FALSE | FALSE | FALSE | 39500 | 25600 | 2.66 | 35600 | 2.16
213613294 | 02/16/24 | Live | Daikin Comfort Technologies | LIBERTY HEATING & AIR CONDITIONING | Singlezone Ducted, Centrally Ducted | 213613294 |  | HRCU-A-CB | ASZS604210A* | Ducted Indoor Units | AHVE48DP1400B* |  |  |  | 8.5 | 16.9 | 8.1 | FALSE | FALSE | FALSE | 39500 | 25600 | 2.66 | 35600 | 2.16
213613288 | 02/16/24 | Live | Daikin Comfort Technologies | AMANA | Singlezone Ducted, Centrally Ducted | 213613288 |  | HRCU-A-CB | ASZS604210A* | Ducted Indoor Units | AHVE60DP1400B* |  |  |  | 8.5 | 16.9 | 8.1 | FALSE | FALSE | FALSE | 39500 | 25600 | 2.66 | 35600 | 2.16
213613299 | 02/16/24 | Live | Daikin Comfort Technologies | LIBERTY HEATING & AIR CONDITIONING | Singlezone Ducted, Centrally Ducted | 213613299 |  | HRCU-A-CB | ASZS604210A* | Ducted Indoor Units | AHVE60DP1400B* |  |  |  | 8.5 | 16.9 | 8.1 | FALSE | FALSE | FALSE | 39500 | 25600 | 2.66 | 35600 | 2.16
213613326 | 02/16/24 | Live | Daikin Comfort Technologies | DAIKIN | Singlezone Ducted, Centrally Ducted | 213613326 |  | HRCU-A-CB | DZ6VSA4210A* | Ducted Indoor Units | DFVE42CP1400B* |  |  |  | 8.5 | 16.7 | 8.1 | FALSE | FALSE | FALSE | 39500 | 25600 | 2.66 | 35600 | 2.16
213613322 | 02/16/24 | Live | Daikin Comfort Technologies | DAIKIN | Singlezone Ducted, Centrally Ducted | 213613322 |  | HRCU-A-CB | DZ6VSA4210A* | Ducted Indoor Units | DFVE48DP1400B* |  |  |  | 8.5 | 16.9 | 8.1 | FALSE | FALSE | FALSE | 39500 | 25600 | 2.66 | 35600 | 2.16
213613327 | 02/16/24 | Live | Daikin Comfort Technologies | DAIKIN | Singlezone Ducted, Centrally Ducted | 213613327 |  | HRCU-A-CB | DZ6VSA4210A* | Ducted Indoor Units | DFVE60DP1400B* |  |  |  | 8.5 | 16.9 | 8.1 | FALSE | FALSE | FALSE | 39500 | 25600 | 2.66 | 35600 | 2.16
213613315 | 02/16/24 | Live | Daikin Comfort Technologies | GOODMAN | Singlezone Ducted, Centrally Ducted | 213613315 |  | HRCU-A-CB | GSZS604210A* | Ducted Indoor Units | AHVE42CP1400B* |  |  |  | 8.5 | 16.7 | 8.1 | FALSE | FALSE | FALSE | 39500 | 25600 | 2.66 | 35600 | 2.16
213613311 | 02/16/24 | Live | Daikin Comfort Technologies | GOODMAN | Singlezone Ducted, Centrally Ducted | 213613311 |  | HRCU-A-CB | GSZS604210A* | Ducted Indoor Units | AHVE48DP1400B* |  |  |  | 8.5 | 16.9 | 8.1 | FALSE | FALSE | FALSE | 39500 | 25600 | 2.66 | 35600 | 2.16
213613316 | 02/16/24 | Live | Daikin Comfort Technologies | GOODMAN | Singlezone Ducted, Centrally Ducted | 213613316 |  | HRCU-A-CB | GSZS604210A* | Ducted Indoor Units | AHVE60DP1400B* |  |  |  | 8.5 | 16.9 | 8.1 | FALSE | FALSE | FALSE | 39500 | 25600 | 2.66 | 35600 | 2.16
213895726 | 01/25/24 | Live | Daikin Comfort Technologies | DAIKIN | Singlezone Non-Ducted, Wall Placement | 213895726 |  | HRCU-A-CB-O | RXF09AXVJU | Mini-Splits | FTXF09AXVJU |  |  |  | 12.5 | 21 | 10.2 | TRUE | FALSE | TRUE | 9000 | 6100 | 2.98 | 7045 | 2.79
213816044 | 02/16/24 | Live | Daikin Comfort Technologies | AMANA | Singlezone Ducted, Centrally Ducted | 213816044 |  | HRCU-A-CB | ASZS604810A* | Ducted Indoor Units | CA*EA4830*4A*+MBVK16CP1X00A* |  |  |  | 8 | 16.2 | 8.1 | FALSE | FALSE | FALSE | 45000 | 29800 | 2.47 | 36000 | 2.38
213816046 | 02/16/24 | Live | Daikin Comfort Technologies | AMANA | Singlezone Ducted, Centrally Ducted | 213816046 |  | HRCU-A-CB | ASZS604810A* | Ducted Indoor Units | CA*EA6030*4A*+MBVK20DP1X00A* |  |  |  | 8 | 16.2 | 8.1 | FALSE | FALSE | FALSE | 45000 | 29800 | 2.47 | 36000 | 2.38
213816043 | 02/16/24 | Live | Daikin Comfort Technologies | DAIKIN | Singlezone Ducted, Centrally Ducted | 213816043 |  | HRCU-A-CB | DZ6VSA4810A* | Ducted Indoor Units | CA*EA4830*4A*+MBVK16CP1X00A* |  |  |  | 8 | 16.2 | 8.1 | FALSE | FALSE | FALSE | 45000 | 29800 | 2.47 | 36000 | 2.38
213816045 | 02/16/24 | Live | Daikin Comfort Technologies | DAIKIN | Singlezone Ducted, Centrally Ducted | 213816045 |  | HRCU-A-CB | DZ6VSA4810A* | Ducted Indoor Units | CA*EA6030*4A*+MBVK20DP1X00A* |  |  |  | 8 | 16.2 | 8.1 | FALSE | FALSE | FALSE | 45000 | 29800 | 2.47 | 36000 | 2.38
213816048 | 02/16/24 | Live | Daikin Comfort Technologies | AMANA | Singlezone Ducted, Centrally Ducted | 213816048 |  | HRCU-A-CB | ASZS606010A* | Ducted Indoor Units | CA*EA6030*4A*+MBVK20DP1X00A* |  |  |  | 8 | 16.1 | 8.1 | FALSE | FALSE | FALSE | 52500 | 34800 | 2.63 | 40500 | 2.39
213816040 | 02/16/24 | Live | Daikin Comfort Technologies | AMANA | Singlezone Ducted, Centrally Ducted | 213816040 |  | HRCU-A-CB | ASZS604210A* | Ducted Indoor Units | CA*EA4830*4A*+MBVK16CP1X00A* |  |  |  | 8.5 | 16.9 | 8.1 | FALSE | FALSE | FALSE | 39500 | 25600 | 2.66 | 35600 | 2.16
213816042 | 02/16/24 | Live | Daikin Comfort Technologies | AMANA | Singlezone Ducted, Centrally Ducted | 213816042 |  | HRCU-A-CB | ASZS604210A* | Ducted Indoor Units | CA*EA6030*4A*+MBVK20DP1X00A* |  |  |  | 8.5 | 16.9 | 8.1 | FALSE | FALSE | FALSE | 40000 | 25600 | 2.66 | 35600 | 2.16
213816039 | 02/16/24 | Live | Daikin Comfort Technologies | DAIKIN | Singlezone Ducted, Centrally Ducted | 213816039 |  | HRCU-A-CB | DZ6VSA4210A* | Ducted Indoor Units | CA*EA4830*4A*+MBVK16CP1X00A* |  |  |  | 8.5 | 16.9 | 8.1 | FALSE | FALSE | FALSE | 39500 | 25600 | 2.66 | 35600 | 2.16
213816041 | 02/16/24 | Live | Daikin Comfort Technologies | DAIKIN | Singlezone Ducted, Centrally Ducted | 213816041 |  | HRCU-A-CB | DZ6VSA4210A* | Ducted Indoor Units | CA*EA6030*4A*+MBVK20DP1X00A* |  |  |  | 8.5 | 16.9 | 8.1 | FALSE | FALSE | FALSE | 40000 | 25600 | 2.66 | 35600 | 2.16
213895720 | 01/25/24 | Live | Daikin Comfort Technologies | DAIKIN | Singlezone Non-Ducted, Wall Placement | 213895720 |  | HRCU-A-CB-O | RXF12AXVJU | Mini-Splits | FTXF12AXVJU |  |  |  | 12.5 | 21 | 10.2 | TRUE | FALSE | TRUE | 12000 | 8200 | 2.86 | 11424 | 2.62
213895722 | 01/25/24 | Live | Daikin Comfort Technologies | DAIKIN | Singlezone Non-Ducted, Wall Placement | 213895722 |  | HRCU-A-CB-O | RXF24AXVJU | Mini-Splits | FTXF24AXVJU |  |  |  | 12 | 21 | 9.1 | TRUE | FALSE | FALSE | 22400 | 13900 | 2.66 | 19006 | 2.67
213895721 | 01/25/24 | Live | Daikin Comfort Technologies | DAIKIN | Singlezone Non-Ducted, Wall Placement | 213895721 |  | HRCU-A-CB-O | RXF18AXVJU | Mini-Splits | FTXF18AXVJU |  |  |  | 12 | 21 | 9.6 | TRUE | FALSE | TRUE | 18100 | 12800 | 2.76 | 19465 | 2.63
213361588 | 11/10/23 | Live | CARRIER | BRYANT HEATING AND COOLING SYSTEMS | Singlezone Ducted, Centrally Ducted | 213361588 |  | HRCU-A-CB | 284ANV036*0**B* |  | FE4BNBD60L*+UI |  |  |  | 13 | 21 | 9 | TRUE | FALSE | TRUE | 34800 | 29800 | 2.36 | 29800 | 2.36
213361586 | 11/10/23 | Live | CARRIER | BRYANT HEATING AND COOLING SYSTEMS | Singlezone Ducted, Centrally Ducted | 213361586 |  | HRCU-A-CB | 284ANV036*0**B* |  | FE4BN(B,X)C48L*+UI |  |  |  | 13 | 20.5 | 9 | TRUE | FALSE | TRUE | 34400 | 30400 | 2.32 | 30400 | 2.32
213361584 | 11/10/23 | Live | CARRIER | BRYANT HEATING AND COOLING SYSTEMS | Singlezone Ducted, Centrally Ducted | 213361584 |  | HRCU-A-CB | 284ANV036*0**B* |  | FE4BN(B,X)C36L*+UI |  |  |  | 12 | 19.5 | 8.5 | TRUE | FALSE | TRUE | 33000 | 31600 | 2.26 | 31600 | 2.26
206790264 | 05/11/23 | Live | CARRIER | BRYANT HEATING AND COOLING SYSTEMS | Singlezone Ducted, Centrally Ducted | 206790264 |  | HRCU-A-CB | 284ANV036*0**B* |  | FE4ANB006L+UI | 13.5 | 22 | 11.5 | 13 | 20.5 | 9.5 | TRUE | FALSE | TRUE | 34800 | 29800 | 2.32 | 29800 | 2.32
206790263 | 05/11/23 | Live | CARRIER | BRYANT HEATING AND COOLING SYSTEMS | Singlezone Ducted, Centrally Ducted | 206790263 |  | HRCU-A-CB | 284ANV036*0**B* |  | FE4AN(B,F)003L+UI | 13 | 21 | 10.5 | 12 | 19.5 | 9 | TRUE | FALSE | TRUE | 33000 | 32200 | 2.22 | 32200 | 2.22
214728208 | 07/24/24 | Live | Gree | GREE | Singlezone Non-Ducted, Wall Placement | 214728208 |  | HRCU-A-CB-O | GWH18ATDXD-D3DNA1A/O | Mini-Splits | GWH18AWDXD-D3DN***/I |  |  |  | 10.05 | 17.5 | 8.5 | FALSE | FALSE | FALSE | 17600 | 15300 | 2.61 | 15400 | 2.05
214728207 | 06/25/24 | Live | Gree | GREE | Singlezone Non-Ducted, Wall Placement | 214728207 |  | HRCU-A-CB-O | GWH09AUCXD-D6DNA1C/O | Mini-Splits | GWH09AGCXD-D6DN***/I |  |  |  | 15 | 26 | 10.4 | TRUE | TRUE | TRUE | 9100 | 8800 | 2.93 | 11000 | 2.08
214728206 | 06/25/24 | Live | Gree | GREE | Singlezone Non-Ducted, Wall Placement | 214728206 |  | HRCU-A-CB-O | GWH09AUCXD-A6DNA1C/O | Mini-Splits | GWH09AGCXD-A6DN***/I |  |  |  | 15 | 27 | 10.5 | TRUE | TRUE | TRUE | 9100 | 8400 | 2.9 | 11000 | 2.08
214655286 | 05/24/24 | Live | Gree | KINGHOME | Multizone All Non-Ducted | 214655286 |  | HMSR-A-CB-O | KM18H5O3 | Non-Ducted Indoor Units |  |  |  |  | 12 | 21 | 10 | TRUE | FALSE | TRUE | 18000 | 15200 | 2.46 | 16400 | 2.64
214640136 | 06/25/24 | Live | Gree | GREE | Singlezone Non-Ducted, Wall Placement | 214640136 |  | HRCU-A-CB-O | GWH12ATCXB-A6DNA1A/O | Mini-Splits | GWH12ATCXB-A6DN***/I |  |  |  | 9.3 | 19 | 8.5 | FALSE | FALSE | FALSE | 12000 | 9700 | 2.71 | 10000 | 2.36
214640135 | 06/25/24 | Live | Gree | GREE | Singlezone Non-Ducted, Wall Placement | 214640135 |  | HRCU-A-CB-O | GWH12ATCXB-D6DNA1A/O | Mini-Splits | GWH12ATCXB-D6DN***/I |  |  |  | 9.75 | 19 | 8.5 | FALSE | FALSE | FALSE | 12000 | 9700 | 2.71 | 11500 | 2.2
214610245 | 08/22/24 | Live | Gree | GREE | Singlezone Non-Ducted, Wall Placement | 214610245 |  | HRCU-A-CB-O | GWH24ATEXF-D6DNA1F/O | Mini-Splits | GWH24ATEXF-D6DN***/I |  |  |  | 11.9 | 19 | 8.5 | FALSE | FALSE | FALSE | 24000 | 19200 | 2.5 | 19300 | 1.79
214608823 | 05/22/24 | Live | Gree | GREE | Singlezone Non-Ducted, Wall Placement | 214608823 |  | HRCU-A-CB-O | GWH18ATDXE-D6DNA1C/O | Mini-Splits | GWH18ATDXE-D6DN***/I |  |  |  | 11.8 | 21.5 | 8.5 | TRUE | TRUE | FALSE | 18000 | 15000 | 2.89 | 18900 | 2.35
214568850 | 04/01/24 | Live | Gree | TOSOT | Singlezone Non-Ducted, Wall Placement | 214568850 |  | HRCU-A-CB-O | GWH36ATEXH-D6DNA1G/O | Mini-Splits | GWH36AWEXH-D6DN***/I |  |  |  | 10.6 | 21 | 8.5 | FALSE | FALSE | FALSE | 33600 | 27400 | 2.55 | 27500 | 1.99
214568849 | 04/01/24 | Live | Gree | GREE | Singlezone Non-Ducted, Wall Placement | 214568849 |  | HRCU-A-CB-O | GWH36ATEXH-D6DNA1G/O | Mini-Splits | GWH36ATEXH-D6DN***/I |  |  |  | 10.6 | 21 | 8.5 | FALSE | FALSE | FALSE | 33600 | 27400 | 2.55 | 27500 | 1.99
214489060 | 07/16/24 | Live | Gree | GREE | Singlezone Non-Ducted, Wall Placement | 214489060 |  | HRCU-A-CB-O | GWH18AUDXF-D6DNA1A/O | Mini-Splits | GWH18AUDXF-D6DN***/I |  |  |  | 13.65 | 24.5 | 9 | TRUE | TRUE | FALSE | 18000 | 14700 | 2.69 | 18500 | 2.31
214389463 | 08/08/24 | Live | Gree | TOSOT | Multizone All Non-Ducted | 214389463 |  | HMSR-A-CB-O | TM18HPO | Non-Ducted Indoor Units |  |  |  |  | 12 | 21 | 10 | TRUE | FALSE | TRUE | 18000 | 15200 | 2.46 | 16400 | 2.64
214387779 | 03/14/24 | Live | Gree | GREE | Singlezone Non-Ducted, Wall Placement | 214387779 |  | HRCU-A-CB-O | SAP12HP230V1AO | Mini-Splits | SAP12HP230V1AH* |  |  |  | 14 | 24 | 9 | TRUE | TRUE | FALSE | 12000 | 10300 | 2.85 | 15000 | 2.38
214215187 | 06/25/24 | Live | Gree | GREE | Singlezone Non-Ducted, Wall Placement | 214215187 |  | HRCU-A-CB-O | GWH09ATCXB-A6DNA1C/O | Mini-Splits | GWH09ATCXB-A6DN***/I |  |  |  | 11.9 | 20.5 | 8.8 | FALSE | FALSE | FALSE | 9100 | 8100 | 2.7 | 10600 | 2.25
214075152 | 01/31/24 | Live | Gree | GREE | Singlezone Non-Ducted, Wall Placement | 214075152 |  | HRCU-A-CB-O | GWH18QDXF-D3DNB2A/O | Mini-Splits | GWH18AFDXF-D3DNA1A/I |  |  |  | 12.5 | 23 | 9 | TRUE | TRUE | FALSE | 18000 | 14600 | 2.66 | 15500 | 2.06
214061912 | 06/25/24 | Live | Gree | GREE | Singlezone Non-Ducted, Wall Placement | 214061912 |  | HRCU-A-CB-O | GWH09ATCXB-D6DNA1C/O | Mini-Splits | GWH09ATCXB-D6DN***/I |  |  |  | 12.5 | 20.5 | 8.8 | FALSE | FALSE | FALSE | 9100 | 8100 | 2.7 | 9600 | 2.27
213927626 | 01/29/24 | Live | Gree | GREE | Singlezone Non-Ducted, Wall Placement | 213927626 |  | HRCU-A-CB-O | GWH12AUCXD-A6DNA1B/O | Mini-Splits | GWH12AUCXD-A6DN***/I |  |  |  | 13 | 24.5 | 9.5 | TRUE | TRUE | TRUE | 12000 | 10000 | 2.9 | 11200 | 2.23
213927625 | 01/29/24 | Live | Gree | GREE | Singlezone Non-Ducted, Wall Placement | 213927625 |  | HRCU-A-CB-O | GWH12AUCXD-D6DNA1B/O | Mini-Splits | GWH12AUCXD-D6DN***/I |  |  |  | 13 | 24.5 | 9.5 | TRUE | TRUE | TRUE | 12000 | 10000 | 2.9 | 12000 | 2.06
213927350 | 07/16/24 | Live | Gree | GREE | Singlezone Non-Ducted, Wall Placement | 213927350 |  | HRCU-A-CB-O | GWH12ATCXD-D6DNA1B/O | Mini-Splits | GWH12ATCXD-D6DN***/I |  |  |  | 11 | 21.5 | 8.5 | FALSE | FALSE | FALSE | 12000 | 9800 | 2.71 | 11500 | 2.09
213925483 | 01/09/24 | Live | Gree | GREE | Singlezone Non-Ducted, Wall Placement | 213925483 |  | HRCU-A-CB-O | GWH12ATCXD-A6DNA1B/O | Mini-Splits | GWH12ATCXD-A6DN***/I |  |  |  | 11 | 21.5 | 8.5 | FALSE | FALSE | FALSE | 12000 | 9800 | 2.71 | 9800 | 2.71
213925482 | 01/31/24 | Live | Gree | GREE | Singlezone Non-Ducted, Wall Placement | 213925482 |  | HRCU-A-CB-O | GWH09AUCXD-D6DNA1C/O | Mini-Splits | GWH09AUCXD-D6DN***/I |  |  |  | 15 | 26 | 10.4 | TRUE | TRUE | TRUE | 9100 | 8800 | 2.93 | 11000 | 2.08
213925481 | 01/31/24 | Live | Gree | GREE | Singlezone Non-Ducted, Wall Placement | 213925481 |  | HRCU-A-CB-O | GWH09AUCXD-A6DNA1C/O | Mini-Splits | GWH09AUCXD-A6DN***/I |  |  |  | 15 | 27 | 10.5 | TRUE | TRUE | TRUE | 9100 | 8400 | 2.9 | 11000 | 2.08
213500516 | 05/24/24 | Live | Gree | GREE | Singlezone Non-Ducted, Wall Placement | 213500516 |  | HRCU-A-CB-O | GWH24AUDXH-D6DNA1A/O | Mini-Splits | GWH24AUDXH-D6DN***/I |  |  |  | 13.1 | 24 | 9 | TRUE | TRUE | FALSE | 22000 | 20000 | 2.5 | 20100 | 2.5
213319288 | 10/30/23 | Live | Gree | TOSOT | Singlezone Non-Ducted, Wall Placement | 213319288 |  | HRCU-A-CB-O | TW12HP2AIDO | Mini-Splits | TW12HP2AIDI |  |  |  | 12 | 21.5 | 8.5 | TRUE | TRUE | FALSE | 12000 | 10400 | 2.61 | 11268 | 2.41
213194174 | 08/16/23 | Live | Gree | GREE | Singlezone Non-Ducted, Wall Placement | 213194174 |  | HRCU-A-CB-O | GWH12QC-D3DNA1D/O | Mini-Splits | GWH12AGC-D3DN***/I |  |  |  | 12 | 21.5 | 8.5 | TRUE | TRUE | FALSE | 12000 | 10400 | 2.61 | 11268 | 2.41
212891961 | 07/24/23 | Live | Gree | KINGHOME | Singlezone Non-Ducted, Wall Placement | 212891961 |  | HRCU-A-CB-O | KW12HQ19SAO | Mini-Splits | KW12HQ19SAI |  |  |  | 8.7 | 17.5 | 8.5 | FALSE | FALSE | FALSE | 12000 | 9700 | 2.76 | 11500 | 2.2
212891960 | 07/24/23 | Live | Gree | KINGHOME | Singlezone Non-Ducted, Wall Placement | 212891960 |  | HRCU-A-CB-O | KW09HQ19SAO | Mini-Splits | KW09HQ19SAI |  |  |  | 11.3 | 19.5 | 8.6 | FALSE | FALSE | FALSE | 9100 | 8000 | 2.69 | 9400 | 2.12
212437235 | 05/24/23 | Live | Gree | KINGHOME | Singlezone Non-Ducted, Wall Placement | 212437235 |  | HRCU-A-CB-O | KW24HQ25SDO | Mini-Splits | KM24HT1DI |  |  |  | 12 | 20 | 9 | FALSE | FALSE | FALSE | 22000 | 19400 | 2.5 | 19400 | 2.5
212437234 | 05/24/23 | Live | Gree | KINGHOME | Singlezone Non-Ducted, Wall Placement | 212437234 |  | HRCU-A-CB-O | KW24HQ25SDO | Mini-Splits | KM24HBKDI |  |  |  | 11.9 | 21 | 9.5 | FALSE | FALSE | TRUE | 22000 | 19400 | 2.69 | 19500 | 2.14
212437233 | 05/24/23 | Live | Gree | KINGHOME | Singlezone Ducted, Compact Ducted | 212437233 |  | HRCU-A-CB | KW24HQ25SDO | Mini-Splits | KM24HF1DI |  |  |  | 12.7 | 20 | 9 | FALSE | FALSE | TRUE | 22000 | 19400 | 2.69 | 19500 | 2.2
212437231 | 05/24/23 | Live | Gree | KINGHOME | Singlezone Non-Ducted, Wall Placement | 212437231 |  | HRCU-A-CB-O | KW18HQ25SDO | Mini-Splits | KM18HBKDI |  |  |  | 10.05 | 19 | 8.5 | FALSE | FALSE | FALSE | 18000 | 14600 | 2.5 | 15800 | 2
212437230 | 05/24/23 | Live | Gree | KINGHOME | Singlezone Non-Ducted, Wall Placement | 212437230 |  | HRCU-A-CB | KW18HQ25SDO | Mini-Splits | KM18HF1DI |  |  |  | 12.5 | 20 | 8.5 | FALSE | FALSE | TRUE | 18000 | 14600 | 2.5 | 16500 | 2.44
212437229 | 05/24/23 | Live | Gree | KINGHOME | Singlezone Non-Ducted, Ceiling Placement | 212437229 |  | HRCU-A-CB-O | KW12HQ25SDO | Mini-Splits | KM12HT1DI |  |  |  | 11.5 | 18.5 | 8.5 | FALSE | FALSE | FALSE | 12000 | 10000 | 2.5 | 10900 | 2.25
212437228 | 05/24/23 | Live | Gree | KINGHOME | Singlezone Non-Ducted, Wall Placement | 212437228 |  | HRCU-A-CB-O | KW12HQ25SDO | Mini-Splits | KM12HBKDI |  |  |  | 12.5 | 24 | 8.5 | FALSE | FALSE | FALSE | 12000 | 10000 | 2.69 | 10900 | 2.25
212437227 | 05/24/23 | Live | Gree | KINGHOME | Singlezone Ducted, Compact Ducted | 212437227 |  | HRCU-A-CB | KW12HQ25SDO | Mini-Splits | KM12HF1DI |  |  |  | 11.8 | 20 | 8.5 | FALSE | FALSE | TRUE | 12000 | 10000 | 2.5 | 10900 | 2.25
212437226 | 05/24/23 | Live | Gree | KINGHOME | Singlezone Non-Ducted, Ceiling Placement | 212437226 |  | HRCU-A-CB-O | KW09HQ25SDO | Mini-Splits | KM09HT1DI |  |  |  | 13 | 19 | 9.5 | FALSE | FALSE | TRUE | 9100 | 8600 | 2.71 | 12300 | 2.21
212437225 | 05/24/23 | Live | Gree | KINGHOME | Singlezone Ducted, Compact Ducted | 212437225 |  | HRCU-A-CB | KW09HQ25SDO | Mini-Splits | KM09HF1DI |  |  |  | 13.45 | 21 | 9 | FALSE | FALSE | TRUE | 9100 | 8600 | 2.6 | 9900 | 2.27
212396485 | 05/18/23 | Live | Gree | KINGHOME | Singlezone Non-Ducted, Wall Placement | 212396485 |  | HRCU-A-CB-O | KW24HQ19SDO | Mini-Splits | KW24HQ19SDI |  |  |  | 11.6 | 18 | 8.5 | FALSE | FALSE | FALSE | 22000 | 19200 | 2.49 | 19300 | 2.41
212396484 | 07/24/24 | Live | Gree | KINGHOME | Singlezone Non-Ducted, Wall Placement | 212396484 |  | HRCU-A-CB-O | KW18HQ19SDO | Mini-Splits | KW18HQ19SDI |  |  |  | 10.05 | 17.5 | 8.5 | FALSE | FALSE | FALSE | 17600 | 15300 | 2.61 | 15400 | 2.05
212396483 | 05/18/23 | Live | Gree | KINGHOME | Singlezone Non-Ducted, Wall Placement | 212396483 |  | HRCU-A-CB-O | KW12HQ19SDO | Mini-Splits | KW12HQ19SDI |  |  |  | 8.7 | 17.5 | 8.5 | FALSE | FALSE | FALSE | 12000 | 9700 | 2.76 | 11500 | 2.2
212396482 | 05/18/23 | Live | Gree | KINGHOME | Singlezone Non-Ducted, Wall Placement | 212396482 |  | HRCU-A-CB-O | KW09HQ19SDO | Mini-Splits | KW09HQ19SDI |  |  |  | 11.3 | 19.5 | 8.8 | FALSE | FALSE | FALSE | 9100 | 8200 | 2.7 | 9000 | 2.11
212367466 | 07/24/24 | Live | Gree | GREE | Singlezone Non-Ducted, Wall Placement | 212367466 |  | HRCU-A-CB-O | GWH18AWDXD-D3DNA1A/O | Mini-Splits | GWH18AWDXD-D3DN***/I |  |  |  | 10.05 | 17.5 | 8.5 | FALSE | FALSE | FALSE | 17600 | 15300 | 2.61 | 15400 | 2.05
212365402 | 06/28/23 | Live | Gree | TOSOT | Singlezone Non-Ducted, Wall Placement | 212365402 |  | HRCU-A-CB-O | TW24HXP2A1DO | Mini-Splits | TM24HBTDI | 12 | 20 | 10 | 12 | 20 | 9 | FALSE | FALSE | FALSE | 22000 | 19400 | 2.5 | 19400 | 2.5
212365401 | 06/28/23 | Live | Gree | TOSOT | Singlezone Non-Ducted, Wall Placement | 212365401 |  | HRCU-A-CB-O | TW24HXP2A1DO | Mini-Splits | TM24HBKDI | 11.9 | 19 | 10 | 11.9 | 21 | 9.5 | FALSE | FALSE | TRUE | 22000 | 19400 | 2.69 | 19500 | 2.14
212365400 | 06/28/23 | Live | Gree | TOSOT | Singlezone Ducted, Compact Ducted | 212365400 |  | HRCU-A-CB | TW24HXP2A1DO | Mini-Splits | TM24HSFDI | 12.7 | 20 | 10 | 12.7 | 20 | 9 | FALSE | FALSE | TRUE | 22000 | 19400 | 2.69 | 19500 | 2.2
212365398 | 06/28/23 | Live | Gree | TOSOT | Singlezone Non-Ducted, Wall Placement | 212365398 |  | HRCU-A-CB-O | TW18HXP2A1DO | Mini-Splits | TM18HBKDI |  |  |  | 10.05 | 19 | 8.5 | FALSE | FALSE | FALSE | 18000 | 14600 | 2.5 | 15800 | 2
212365397 | 06/28/23 | Live | Gree | TOSOT | Singlezone Non-Ducted, Wall Placement | 212365397 |  | HRCU-A-CB | TW18HXP2A1DO | Mini-Splits | TM18HSFDI |  |  |  | 12.5 | 20 | 8.5 | FALSE | FALSE | TRUE | 18000 | 14600 | 2.5 | 16500 | 2.44
212365396 | 06/28/23 | Live | Gree | TOSOT | Singlezone Non-Ducted, Ceiling Placement | 212365396 |  | HRCU-A-CB-O | TW12HXP2A1DO | Mini-Splits | TM12HBTDI | 11.5 | 18.5 | 10.5 | 11.5 | 18.5 | 8.5 | FALSE | FALSE | FALSE | 12000 | 10000 | 2.5 | 10900 | 2.25
212365395 | 06/28/23 | Live | Gree | TOSOT | Singlezone Non-Ducted, Wall Placement | 212365395 |  | HRCU-A-CB-O | TW12HXP2A1DO | Mini-Splits | TM12HBKDI | 12.5 | 24 | 10.5 | 12.5 | 24 | 8.5 | FALSE | FALSE | FALSE | 12000 | 10000 | 2.69 | 10900 | 2.25
212365394 | 06/28/23 | Live | Gree | TOSOT | Singlezone Ducted, Compact Ducted | 212365394 |  | HRCU-A-CB | TW12HXP2A1DO | Mini-Splits | TM12HSFDI |  |  |  | 11.8 | 20 | 8.5 | FALSE | FALSE | TRUE | 12000 | 10000 | 2.5 | 10900 | 2.25
212365393 | 06/28/23 | Live | Gree | TOSOT | Singlezone Non-Ducted, Ceiling Placement | 212365393 |  | HRCU-A-CB-O | TW09HXP2A1DO | Mini-Splits | TM09HBTDI | 13 | 19.2 | 10.5 | 13 | 19 | 9.5 | FALSE | FALSE | TRUE | 9100 | 8600 | 2.71 | 12300 | 2.21
212365392 | 06/28/23 | Live | Gree | TOSOT | Singlezone Ducted, Compact Ducted | 212365392 |  | HRCU-A-CB | TW09HXP2A1DO | Mini-Splits | TM09HSFDI | 13.45 | 21 | 10.2 | 13.45 | 21 | 9 | FALSE | FALSE | TRUE | 9100 | 8600 | 2.6 | 9900 | 2.27
211931455 | 07/13/23 | Live | Gree | TOSOT | Singlezone Non-Ducted, Wall Placement | 211931455 |  | HRCU-A-CB-O | GWH18QDXE-D3DNB2A/O | Mini-Splits | GWH18AFDXE-D3DN***/I |  |  |  | 10.9 | 20 | 8.5 | FALSE | FALSE | FALSE | 18000 | 14600 | 2.71 | 15000 | 1.95
211931448 | 07/13/23 | Live | Gree | TOSOT | Singlezone Non-Ducted, Wall Placement | 211931448 |  | HRCU-A-CB-O | GWH09QCXB-D3DND4B/O | Mini-Splits | GWH09AFCXB-D3DN***/I |  |  |  | 12.5 | 20.5 | 8.8 | FALSE | FALSE | FALSE | 9100 | 8400 | 2.74 | 9200 | 2.07
211755708 | 04/26/23 | Live | Gree | GREE | Singlezone Non-Ducted, Wall Placement | 211755708 |  | HRCU-A-CB-O | 3VIR24HP230V1BO | Mini-Splits | 3VIR24HP230V1BH | 13 | 24 | 11 | 13.1 | 24.5 | 9.5 | TRUE | FALSE | TRUE | 22000 | 19400 | 2.87 | 22000 | 2.11
211755707 | 04/26/23 | Live | Gree | GREE | Singlezone Non-Ducted, Wall Placement | 211755707 |  | HRCU-A-CB-O | 3VIR18HP230V1BO | Mini-Splits | 3VIR18HP230V1BH |  |  |  | 13 | 23.5 | 9 | TRUE | FALSE | FALSE | 18000 | 14600 | 2.8 | 15500 | 2.08
211755706 | 04/26/23 | Live | Gree | GREE | Singlezone Non-Ducted, Wall Placement | 211755706 |  | HRCU-A-CB-O | 3VIR12HP230V1BO | Mini-Splits | 3VIR12HP230V1BH |  |  |  | 12.5 | 24 | 9 | TRUE | TRUE | FALSE | 12000 | 10000 | 2.79 | 10900 | 2.25
211755705 | 04/26/23 | Live | Gree | GREE | Singlezone Non-Ducted, Wall Placement | 211755705 |  | HRCU-A-CB-O | 3VIR09HP230V1BO | Mini-Splits | 3VIR09HP230V1BH |  |  |  | 14.7 | 25.5 | 10.2 | TRUE | TRUE | TRUE | 9100 | 8600 | 2.9 | 11000 | 2.08
211755704 | 04/26/23 | Live | Gree | GREE | Singlezone Non-Ducted, Wall Placement | 211755704 |  | HRCU-A-CB-O | 3VIR12HP115V1BO | Mini-Splits | 3VIR12HP115V1BH |  |  |  | 12 | 24 | 9 | TRUE | TRUE | FALSE | 12000 | 10000 | 2.79 | 10900 | 2.25
211755703 | 04/26/23 | Live | Gree | GREE | Singlezone Non-Ducted, Wall Placement | 211755703 |  | HRCU-A-CB-O | 3VIR09HP115V1BO | Mini-Splits | 3VIR09HP115V1BH |  |  |  | 14.55 | 27 | 10 | TRUE | TRUE | TRUE | 9100 | 8400 | 2.9 | 11000 | 2.08
211752944 | 04/26/23 | Live | Gree | GREE | Multizone All Non-Ducted | 211752944 |  | HMSR-A-CB-O | GWHD(18)ND3PO | Non-Ducted Indoor Units |  |  |  |  | 12 | 21 | 10 | TRUE | FALSE | TRUE | 18000 | 15200 | 2.46 | 16400 | 2.64
211749846 | 04/07/23 | Live | Gree | KINGHOME | Singlezone Non-Ducted, Ceiling Placement | 211749846 |  | HRCU-A-CB-O | KAM24HO | Mini-Splits | KM24HT1DI |  |  |  | 12 | 20 | 9 | FALSE | FALSE | FALSE | 22000 | 19200 | 2.59 | 22000 | 2.11
211749845 | 04/07/23 | Live | Gree | KINGHOME | Singlezone Non-Ducted, Ceiling Placement | 211749845 |  | HRCU-A-CB-O | KAM24HO | Mini-Splits | KM24HK1DI |  |  |  | 12 | 20 | 9.5 | FALSE | FALSE | TRUE | 22000 | 19200 | 2.8 | 22000 | 2.11
211749844 | 04/07/23 | Live | Gree | KINGHOME | Singlezone Ducted, Compact Ducted | 211749844 |  | HRCU-A-CB | KAM24HO | Mini-Splits | KM24HF1DI |  |  |  | 12.5 | 20 | 9 | FALSE | FALSE | TRUE | 22000 | 19200 | 2.71 | 22000 | 2.11
211749840 | 04/07/23 | Live | Gree | KINGHOME | Singlezone Non-Ducted, Ceiling Placement | 211749840 |  | HRCU-A-CB-O | KAM12HO | Mini-Splits | KM12HT1DI |  |  |  | 11.5 | 18.5 | 8.5 | FALSE | FALSE | FALSE | 12000 | 10000 | 2.5 | 10900 | 2.25
211749839 | 04/07/23 | Live | Gree | KINGHOME | Singlezone Non-Ducted, Ceiling Placement | 211749839 |  | HRCU-A-CB-O | KAM12HO | Mini-Splits | KM12HK1DI |  |  |  | 12.5 | 24 | 8.5 | FALSE | FALSE | FALSE | 12000 | 10000 | 2.69 | 10900 | 2.25
211749838 | 04/07/23 | Live | Gree | KINGHOME | Singlezone Ducted, Compact Ducted | 211749838 |  | HRCU-A-CB | KAM12HO | Mini-Splits | KM12HF1DI |  |  |  | 11.8 | 20 | 8.5 | FALSE | FALSE | TRUE | 12000 | 10000 | 2.5 | 10500 | 2.46
211749837 | 04/07/23 | Live | Gree | KINGHOME | Singlezone Non-Ducted, Ceiling Placement | 211749837 |  | HRCU-A-CB-O | KAM09HO | Mini-Splits | KM09HT1DI |  |  |  | 13.3 | 19.5 | 9.8 | FALSE | FALSE | TRUE | 9100 | 8800 | 2.8 | 10500 | 2.04
211749836 | 04/07/23 | Live | Gree | KINGHOME | Singlezone Ducted, Compact Ducted | 211749836 |  | HRCU-A-CB | KAM09HO | Mini-Splits | KM09HF1DI |  |  |  | 14.2 | 20.4 | 9.5 | FALSE | FALSE | TRUE | 9100 | 8800 | 2.8 | 10500 | 2.04
211727025 | 04/26/23 | Live | Gree | TOSOT | Multizone All Non-Ducted | 211727025 |  | HMSR-A-CB-O | TM42HMO | Non-Ducted Indoor Units |  |  |  |  | 12 | 21 | 10 | TRUE | FALSE | TRUE | 36000 | 35600 | 2.38 | 38200 | 2.41
211727024 | 04/26/23 | Live | Gree | TOSOT | Multizone All Non-Ducted | 211727024 |  | HMSR-A-CB-O | TM36HMO | Non-Ducted Indoor Units |  |  |  |  | 12 | 21 | 10 | TRUE | FALSE | TRUE | 34000 | 30800 | 2.04 | 37720 | 2.38
211727023 | 04/26/23 | Live | Gree | TOSOT | Multizone All Non-Ducted | 211727023 |  | HMSR-A-CB-O | TM30HMO | Non-Ducted Indoor Units |  |  |  |  | 12.5 | 21 | 10 | TRUE | FALSE | TRUE | 28400 | 27200 | 2.41 | 31860 | 2.4
211727022 | 04/26/23 | Live | Gree | TOSOT | Multizone All Non-Ducted | 211727022 |  | HMSR-A-CB-O | TM24HMO | Non-Ducted Indoor Units |  |  |  |  | 12.5 | 21 | 10 | TRUE | FALSE | TRUE | 23200 | 23600 | 2.33 | 26600 | 2.5
211727021 | 04/26/23 | Live | Gree | TOSOT | Multizone All Non-Ducted | 211727021 |  | HMSR-A-CB-O | TM18HMO | Non-Ducted Indoor Units |  |  |  |  | 12 | 21 | 10 | TRUE | FALSE | TRUE | 17000 | 15000 | 2.6 | 16400 | 2.64
211726660 | 03/27/24 | Live | Gree | GREE | Singlezone Non-Ducted, Wall Placement | 211726660 |  | HRCU-A-CB-O | 3VIR24HP230V1BO | Mini-Splits | FLR24HP230V1BF |  |  |  | 12 | 20 | 9 | FALSE | FALSE | FALSE | 22000 | 19400 | 2.5 | 19400 | 2.5
211726659 | 03/27/24 | Live | Gree | GREE | Singlezone Non-Ducted, Wall Placement | 211726659 |  | HRCU-A-CB-O | 3VIR24HP230V1BO | Mini-Splits | CAS24HP230V1BC |  |  |  | 11.9 | 21 | 9.5 | FALSE | FALSE | TRUE | 22000 | 19400 | 2.69 | 19500 | 2.14
211726658 | 03/27/24 | Live | Gree | GREE | Singlezone Ducted, Compact Ducted | 211726658 |  | HRCU-A-CB | 3VIR24HP230V1BO | Mini-Splits | DUCT24HP230V1BD |  |  |  | 12.7 | 20 | 9 | FALSE | FALSE | TRUE | 22000 | 19400 | 2.69 | 19500 | 2.2
211726656 | 03/27/24 | Live | Gree | GREE | Singlezone Non-Ducted, Wall Placement | 211726656 |  | HRCU-A-CB-O | 3VIR18HP230V1BO | Mini-Splits | CAS18HP230V1BC |  |  |  | 10.05 | 19 | 8.5 | FALSE | FALSE | FALSE | 18000 | 14600 | 2.5 | 15800 | 2
211726655 | 03/27/24 | Live | Gree | GREE | Singlezone Non-Ducted, Wall Placement | 211726655 |  | HRCU-A-CB | 3VIR18HP230V1BO | Mini-Splits | DUCT18HP230V1BD |  |  |  | 12.5 | 20 | 8.5 | FALSE | FALSE | TRUE | 18000 | 14600 | 2.5 | 16500 | 2.44
211726654 | 03/27/24 | Live | Gree | GREE | Singlezone Non-Ducted, Ceiling Placement | 211726654 |  | HRCU-A-CB-O | 3VIR12HP230V1BO | Mini-Splits | FLR12HP230V1BF |  |  |  | 11.5 | 18.5 | 8.5 | FALSE | FALSE | FALSE | 12000 | 10000 | 2.5 | 10900 | 2.25
211726653 | 03/27/24 | Live | Gree | GREE | Singlezone Non-Ducted, Wall Placement | 211726653 |  | HRCU-A-CB-O | 3VIR12HP230V1BO | Mini-Splits | CAS12HP230V1BC |  |  |  | 12.5 | 24 | 8.5 | FALSE | FALSE | FALSE | 12000 | 10000 | 2.69 | 10900 | 2.25
211726652 | 03/27/24 | Live | Gree | GREE | Singlezone Ducted, Compact Ducted | 211726652 |  | HRCU-A-CB | 3VIR12HP230V1BO | Mini-Splits | DUCT12HP230V1BD |  |  |  | 11.8 | 20 | 8.5 | FALSE | FALSE | TRUE | 12000 | 10000 | 2.5 | 10900 | 2.25
211726651 | 03/27/24 | Live | Gree | GREE | Singlezone Non-Ducted, Ceiling Placement | 211726651 |  | HRCU-A-CB-O | 3VIR09HP230V1BO | Mini-Splits | FLR09HP230V1BF |  |  |  | 13 | 19 | 9.5 | FALSE | FALSE | TRUE | 9100 | 8600 | 2.71 | 12300 | 2.21
211726650 | 03/27/24 | Live | Gree | GREE | Singlezone Ducted, Compact Ducted | 211726650 |  | HRCU-A-CB | 3VIR09HP230V1BO | Mini-Splits | DUCT09HP230V1BD |  |  |  | 13.45 | 21 | 9 | FALSE | FALSE | TRUE | 9100 | 8600 | 2.6 | 9900 | 2.27
211497199 | 04/07/23 | Live | Gree | GREE | Singlezone Non-Ducted, Wall Placement | 211497199 |  | HRCU-A-CB-O | GWH18QDXF-D3DNB2A/O | Mini-Splits | GKH(18)BB-D3DN***/I |  |  |  | 10.05 | 19 | 8.5 | FALSE | FALSE | FALSE | 18000 | 14600 | 2.5 | 15800 | 2
211497198 | 04/07/23 | Live | Gree | GREE | Singlezone Non-Ducted, Wall Placement | 211497198 |  | HRCU-A-CB | GWH18QDXF-D3DNB2A/O | Mini-Splits | GFH(18)DB-D3DN***/I |  |  |  | 12.5 | 20 | 8.5 | FALSE | FALSE | TRUE | 18000 | 14600 | 2.5 | 16500 | 2.44
211497196 | 04/07/23 | Live | Gree | GREE | Singlezone Non-Ducted, Wall Placement | 211497196 |  | HRCU-A-CB-O | GWH18AGDXF-D3DNA1A/O | Mini-Splits | GKH(18)BB-D3DN***/I |  |  |  | 10.05 | 19 | 8.5 | FALSE | FALSE | FALSE | 18000 | 14600 | 2.5 | 15800 | 2
211497195 | 04/07/23 | Live | Gree | GREE | Singlezone Non-Ducted, Wall Placement | 211497195 |  | HRCU-A-CB | GWH18AGDXF-D3DNA1A/O | Mini-Splits | GFH(18)DB-D3DN***/I |  |  |  | 12.5 | 20 | 8.5 | FALSE | FALSE | TRUE | 18000 | 14600 | 2.5 | 16500 | 2.44
211497161 | 07/24/24 | Live | Gree | KINGHOME | Multizone All Ducted | 211497161 |  | HMSV-A-CB | KM42H5O | Ducted Indoor Units |  |  |  |  | 11 | 16 | 8 | FALSE | FALSE | FALSE | 36000 | 32400 | 2.2 | 38200 | 2.19
211497160 | 07/24/24 | Live | Gree | KINGHOME | Multizone All Ducted | 211497160 |  | HMSV-A-CB | KM36H5O | Ducted Indoor Units |  |  |  |  | 11 | 16 | 8 | FALSE | FALSE | FALSE | 34000 | 30000 | 2 | 37720 | 2.16
211497159 | 07/24/24 | Live | Gree | KINGHOME | Multizone All Ducted | 211497159 |  | HMSV-A-CB | KM30H5O | Ducted Indoor Units |  |  |  |  | 11 | 16 | 8 | FALSE | FALSE | FALSE | 28400 | 26800 | 2.2 | 31860 | 2.18
211497158 | 07/24/24 | Live | Gree | KINGHOME | Multizone All Ducted | 211497158 |  | HMSV-A-CB | KM24H5O | Ducted Indoor Units |  |  |  |  | 11 | 16 | 8 | FALSE | FALSE | FALSE | 23200 | 23000 | 2.12 | 26600 | 2.27
211497157 | 07/24/24 | Live | Gree | KINGHOME | Multizone All Ducted | 211497157 |  | HMSV-A-CB | KM18H5O | Ducted Indoor Units |  |  |  |  | 11 | 16 | 8 | FALSE | FALSE | FALSE | 17000 | 15000 | 2.4 | 16400 | 2.4
211497156 | 03/02/23 | Live | Gree | KINGHOME | Multizone All Non-Ducted | 211497156 |  | HMSR-A-CB-O | KM42H5O | Non-Ducted Indoor Units |  |  |  |  | 12 | 21 | 10 | TRUE | FALSE | TRUE | 36000 | 35600 | 2.38 | 38200 | 2.41
211497155 | 03/02/23 | Live | Gree | KINGHOME | Multizone All Non-Ducted | 211497155 |  | HMSR-A-CB-O | KM36H5O | Non-Ducted Indoor Units |  |  |  |  | 12 | 21 | 10 | TRUE | FALSE | TRUE | 34000 | 30800 | 2.04 | 37720 | 2.38
211497154 | 03/02/23 | Live | Gree | KINGHOME | Multizone All Non-Ducted | 211497154 |  | HMSR-A-CB-O | KM30H5O | Non-Ducted Indoor Units |  |  |  |  | 12.5 | 21 | 10 | TRUE | FALSE | TRUE | 28400 | 27200 | 2.41 | 31860 | 2.4
211497153 | 03/02/23 | Live | Gree | KINGHOME | Multizone All Non-Ducted | 211497153 |  | HMSR-A-CB-O | KM24H5O | Non-Ducted Indoor Units |  |  |  |  | 12.5 | 21 | 10 | TRUE | FALSE | TRUE | 23200 | 23600 | 2.33 | 26600 | 2.5
211497152 | 03/02/23 | Live | Gree | KINGHOME | Multizone All Non-Ducted | 211497152 |  | HMSR-A-CB-O | KM18H5O | Non-Ducted Indoor Units |  |  |  |  | 12 | 21 | 10 | TRUE | FALSE | TRUE | 17000 | 15000 | 2.6 | 16400 | 2.64
211177538 | 02/10/23 | Live | Gree | TOSOT | Singlezone Non-Ducted, Wall Placement | 211177538 |  | HRCU-A-CB-O | TW18HXCA5DO | Mini-Splits | TW18HXCA5DI | 10.05 | 17.5 | 9 | 10.05 | 17.5 | 8.5 | FALSE | FALSE | FALSE | 17600 | 15300 | 2.61 | 15400 | 2.05
211177537 | 02/10/23 | Live | Gree | TOSOT | Singlezone Non-Ducted, Wall Placement | 211177537 |  | HRCU-A-CB-O | TW12HXCA5AO | Mini-Splits | TW12HXCA5AI | 8.7 | 17.5 | 10 | 8.7 | 17.5 | 8.5 | FALSE | FALSE | FALSE | 12000 | 9700 | 2.76 | 11500 | 2.2
211177536 | 02/16/23 | Live | Gree | TOSOT | Singlezone Non-Ducted, Wall Placement | 211177536 |  | HRCU-A-CB-O | TW09HXCA5AO | Mini-Splits | TW09HXCA5AI | 11.3 | 19.5 | 9.8 | 11.3 | 19.5 | 8.6 | FALSE | FALSE | FALSE | 9100 | 8000 | 2.69 | 9400 | 2.12
211177527 | 02/02/23 | Live | Gree | KINGHOME | Singlezone Non-Ducted, Wall Placement | 211177527 |  | HRCU-A-CB-O | KW36HQ20SDO | Mini-Splits | KW36HQ20SDI | 10.5 | 20 | 9 | 10.5 | 20 | 8.5 | FALSE | FALSE | FALSE | 33600 | 27800 | 2.6 | 28000 | 2.03
211177526 | 02/02/23 | Live | Gree | KINGHOME | Singlezone Non-Ducted, Wall Placement | 211177526 |  | HRCU-A-CB-O | KW18HP25SDO | Mini-Splits | KW18HP25SDI | 13 | 23 | 11 | 13 | 23.5 | 9 | TRUE | FALSE | FALSE | 18000 | 14600 | 2.8 | 15500 | 2.08
211177525 | 02/02/23 | Live | Gree | TOSOT | Singlezone Non-Ducted, Wall Placement | 211177525 |  | HRCU-A-CB-O | TW36HXQ2B2DO | Mini-Splits | TW36HXQ2B2DI | 10.5 | 20 | 9 | 10.5 | 20 | 8.5 | FALSE | FALSE | FALSE | 33600 | 27800 | 2.6 | 28000 | 2.03
211177524 | 02/02/23 | Live | Gree | TOSOT | Singlezone Non-Ducted, Wall Placement | 211177524 |  | HRCU-A-CB-O | TW30HXQ2B2DO | Mini-Splits | TW30HXQ2B2DI | 11.25 | 19 | 10 | 11.25 | 20 | 8.5 | FALSE | FALSE | FALSE | 30000 | 24000 | 2.62 | 27000 | 2.08
211177523 | 02/02/23 | Live | Gree | TOSOT | Singlezone Non-Ducted, Wall Placement | 211177523 |  | HRCU-A-CB-O | TW24HXP2A1DO | Mini-Splits | TW24HXP2A1DI | 13 | 24 | 11 | 13.1 | 24.5 | 9.5 | TRUE | FALSE | TRUE | 22000 | 19400 | 2.87 | 22000 | 2.11
211177522 | 02/02/23 | Live | Gree | TOSOT | Singlezone Non-Ducted, Wall Placement | 211177522 |  | HRCU-A-CB-O | TW18HXP2A1DO | Mini-Splits | TW18HXP2A1DI | 13 | 23 | 11 | 13 | 23.5 | 9 | TRUE | FALSE | FALSE | 18000 | 14600 | 2.8 | 15500 | 2.08
211177521 | 02/02/23 | Live | Gree | TOSOT | Singlezone Non-Ducted, Wall Placement | 211177521 |  | HRCU-A-CB-O | TW12HXP2A1DO | Mini-Splits | TW12HXP2A1DI | 12.5 | 24 | 11 | 12.5 | 24 | 9 | TRUE | TRUE | FALSE | 12000 | 10000 | 2.79 | 10900 | 2.25
211177520 | 02/02/23 | Live | Gree | TOSOT | Singlezone Non-Ducted, Wall Placement | 211177520 |  | HRCU-A-CB-O | TW09HXP2A1DO | Mini-Splits | TW09HXP2A1DI | 14.7 | 25.5 | 12 | 14.7 | 25.5 | 10.2 | TRUE | TRUE | TRUE | 9100 | 8600 | 2.9 | 11000 | 2.08
211177519 | 02/02/23 | Live | Gree | TOSOT | Singlezone Non-Ducted, Wall Placement | 211177519 |  | HRCU-A-CB-O | TW12HXP2A1AO | Mini-Splits | TW12HXP2A1AI | 12.5 | 24 | 11 | 12 | 24 | 9 | TRUE | TRUE | FALSE | 12000 | 10000 | 2.79 | 10900 | 2.25
211177518 | 02/02/23 | Live | Gree | TOSOT | Singlezone Non-Ducted, Wall Placement | 211177518 |  | HRCU-A-CB-O | TW09HXP2A1AO | Mini-Splits | TW09HXP2A1AI | 14.55 | 27 | 11.8 | 14.55 | 27 | 10 | TRUE | TRUE | TRUE | 9100 | 8400 | 2.9 | 11000 | 2.08
211177517 | 02/02/23 | Live | Gree | TOSOT | Singlezone Non-Ducted, Wall Placement | 211177517 |  | HRCU-A-CB-O | TW24HXCA5DO | Mini-Splits | TW24HXCA5DI | 11.6 | 18 | 10 | 11.6 | 18 | 8.5 | FALSE | FALSE | FALSE | 22000 | 19200 | 2.49 | 19300 | 2.41
211164248 | 07/24/24 | Live | Gree | TOSOT | Multizone All Ducted | 211164248 |  | HMSV-A-CB | TM42HX4O | Ducted Indoor Units |  | 11 | 16 | 8.5 | 11 | 16 | 8 | FALSE | FALSE | FALSE | 36000 | 32400 | 2.2 | 38200 | 2.19
211164247 | 07/24/24 | Live | Gree | TOSOT | Multizone All Ducted | 211164247 |  | HMSV-A-CB | TM36HX4O | Ducted Indoor Units |  | 11 | 16 | 8.5 | 11 | 16 | 8 | FALSE | FALSE | FALSE | 34000 | 30000 | 2 | 37720 | 2.16
211164246 | 07/24/24 | Live | Gree | TOSOT | Multizone All Ducted | 211164246 |  | HMSV-A-CB | TM30HX4O | Ducted Indoor Units |  | 11 | 16 | 8.5 | 11 | 16 | 8 | FALSE | FALSE | FALSE | 28400 | 26800 | 2.2 | 31860 | 2.18
211164245 | 07/24/24 | Live | Gree | TOSOT | Multizone All Ducted | 211164245 |  | HMSV-A-CB | TM24HX4O | Ducted Indoor Units |  | 11 | 16 | 8.5 | 11 | 16 | 8 | FALSE | FALSE | FALSE | 23200 | 23000 | 2.12 | 26600 | 2.27
211164244 | 07/24/24 | Live | Gree | TOSOT | Multizone All Ducted | 211164244 |  | HMSV-A-CB | TM18HX4O | Ducted Indoor Units |  | 11 | 16 | 8.5 | 11 | 16 | 8 | FALSE | FALSE | FALSE | 17000 | 15000 | 2.4 | 16400 | 2.4
211164243 | 02/02/23 | Live | Gree | TOSOT | Multizone All Non-Ducted | 211164243 |  | HMSR-A-CB-O | TM42HX4O | Non-Ducted Indoor Units |  | 12 | 21 | 10 | 12 | 21 | 10 | TRUE | FALSE | TRUE | 36000 | 35600 | 2.38 | 38200 | 2.41
211164242 | 02/02/23 | Live | Gree | TOSOT | Multizone All Non-Ducted | 211164242 |  | HMSR-A-CB-O | TM36HX4O | Non-Ducted Indoor Units |  | 12 | 21 | 10 | 12 | 21 | 10 | TRUE | FALSE | TRUE | 34000 | 30800 | 2.04 | 37720 | 2.38
211164241 | 02/02/23 | Live | Gree | TOSOT | Multizone All Non-Ducted | 211164241 |  | HMSR-A-CB-O | TM30HX4O | Non-Ducted Indoor Units |  | 12.5 | 21 | 10 | 12.5 | 21 | 10 | TRUE | FALSE | TRUE | 28400 | 27200 | 2.41 | 31860 | 2.4
211164240 | 02/02/23 | Live | Gree | TOSOT | Multizone All Non-Ducted | 211164240 |  | HMSR-A-CB-O | TM24HX4O | Non-Ducted Indoor Units |  | 12.5 | 21 | 10 | 12.5 | 21 | 10 | TRUE | FALSE | TRUE | 23200 | 23600 | 2.33 | 26600 | 2.5
211164239 | 02/02/23 | Live | Gree | TOSOT | Multizone All Non-Ducted | 211164239 |  | HMSR-A-CB-O | TM18HX4O | Non-Ducted Indoor Units |  | 12 | 21 | 10 | 12 | 21 | 10 | TRUE | FALSE | TRUE | 17000 | 15000 | 2.6 | 16400 | 2.64
211164221 | 03/02/23 | Live | Gree | TOSOT | Singlezone Non-Ducted, Wall Placement | 211164221 |  | HRCU-A-CB-O | TW12HXCA5DO | Mini-Splits | TW12HXCA5DI | 8.7 | 17.5 | 10 | 8.7 | 17.5 | 8.5 | FALSE | FALSE | FALSE | 12000 | 9700 | 2.76 | 11500 | 2.2
211164220 | 03/02/23 | Live | Gree | TOSOT | Singlezone Non-Ducted, Wall Placement | 211164220 |  | HRCU-A-CB-O | TW09HXCA5DO | Mini-Splits | TW09HXCA5DI | 11.3 | 19.5 | 10 | 11.3 | 19.5 | 8.8 | FALSE | FALSE | FALSE | 9100 | 8200 | 2.7 | 9000 | 2.11
211164219 | 02/02/23 | Live | Gree | KINGHOME | Singlezone Non-Ducted, Wall Placement | 211164219 |  | HRCU-A-CB-O | KW30HQ20SDO | Mini-Splits | KW30HQ20SDI | 11.25 | 19 | 10 | 11.25 | 20 | 8.5 | FALSE | FALSE | FALSE | 30000 | 24000 | 2.62 | 27000 | 2.08
211151018 | 02/02/23 | Live | Gree | KINGHOME | Singlezone Non-Ducted, Wall Placement | 211151018 |  | HRCU-A-CB-O | KW18HQ25SDO | Mini-Splits | KW18HQ25SDI | 12.5 | 22 | 10.5 | 12.5 | 23 | 8.5 | TRUE | TRUE | FALSE | 18000 | 14600 | 2.66 | 15500 | 2.06
211078862 | 02/02/23 | Live | Gree | GREE | Singlezone Non-Ducted, Wall Placement | 211078862 |  | HRCU-A-CB-O | GWH18QDXF-D3DNB2A/O | Mini-Splits | GWH18AFDXF-D3DN***/I | 12.5 | 22 | 10.5 | 12.5 | 23 | 8.5 | TRUE | TRUE | FALSE | 18000 | 14600 | 2.66 | 15500 | 2.06
210921188 | 01/10/23 | Live | Gree | TOSOT | Singlezone Non-Ducted, Wall Placement | 210921188 |  | HRCU-A-CB-O | TWH18AG25A2DO | Mini-Splits | TWH18AG25A2DI | 13 | 23 | 11 | 13 | 23.5 | 9 | TRUE | FALSE | FALSE | 18000 | 14600 | 2.8 | 15500 | 2.08
210665999 | 02/16/23 | Live | Gree | GREE | Singlezone Non-Ducted, Wall Placement | 210665999 |  | HRCU-A-CB-O | 3VIR18HP230V1BO | Mini-Splits | 3VIR18HP230V1AH | 13 | 23 | 11 | 13 | 23.5 | 9 | TRUE | FALSE | FALSE | 18000 | 14600 | 2.8 | 15500 | 2.08
210605759 | 02/02/23 | Live | Gree | GREE | Singlezone Non-Ducted, Wall Placement | 210605759 |  | HRCU-A-CB-O | GWH18AGDXF-D3DNA1A/O | Mini-Splits | GWH18AGDXF-D3DN***/I | 13 | 23 | 11 | 13 | 23.5 | 9 | TRUE | FALSE | FALSE | 18000 | 14600 | 2.8 | 15500 | 2.08
210485389 | 01/10/23 | Live | Gree | TOSOT | Singlezone Non-Ducted, Wall Placement | 210485389 |  | HRCU-A-CB-O | TWH36QF25B4DO | Mini-Splits | TWH36QF25B4DI | 10.5 | 20 | 9 | 10.5 | 20 | 8.5 | FALSE | FALSE | FALSE | 33600 | 27800 | 2.6 | 28000 | 2.03
210485388 | 01/10/23 | Live | Gree | TOSOT | Singlezone Non-Ducted, Wall Placement | 210485388 |  | HRCU-A-CB-O | TWH30QF25B4DO | Mini-Splits | TWH30QF25B4DI | 11.25 | 19 | 10 | 11.25 | 20 | 8.5 | FALSE | FALSE | FALSE | 30000 | 24000 | 2.62 | 27000 | 2.08
210485387 | 01/10/23 | Live | Gree | TOSOT | Singlezone Non-Ducted, Wall Placement | 210485387 |  | HRCU-A-CB-O | TWH24AG25A2DO | Mini-Splits | TWH24AG25A2DI | 13 | 24 | 11 | 13.1 | 24.5 | 9.5 | TRUE | FALSE | TRUE | 22000 | 19400 | 2.87 | 22000 | 2.11
210485386 | 01/10/23 | Live | Gree | TOSOT | Singlezone Non-Ducted, Wall Placement | 210485386 |  | HRCU-A-CB-O | TWH12AG25A2DO | Mini-Splits | TWH12AG25A2DI | 12.5 | 24 | 11 | 12.5 | 24 | 9 | TRUE | TRUE | FALSE | 12000 | 10000 | 2.79 | 10900 | 2.25
210485385 | 01/10/23 | Live | Gree | TOSOT | Singlezone Non-Ducted, Wall Placement | 210485385 |  | HRCU-A-CB-O | TWH12AG25A2AO | Mini-Splits | TWH12AG25A2AI | 12.5 | 24 | 11 | 12 | 24 | 9 | TRUE | TRUE | FALSE | 12000 | 10000 | 2.79 | 10900 | 2.25
210485384 | 01/10/23 | Live | Gree | TOSOT | Singlezone Non-Ducted, Wall Placement | 210485384 |  | HRCU-A-CB-O | TWH09AG25A2DO | Mini-Splits | TWH09AG25A2DI | 14.7 | 25.5 | 12 | 14.7 | 25.5 | 10.2 | TRUE | TRUE | TRUE | 9100 | 8600 | 2.9 | 11000 | 2.08
210485383 | 01/10/23 | Live | Gree | TOSOT | Singlezone Non-Ducted, Wall Placement | 210485383 |  | HRCU-A-CB-O | TWH09AG25A2AO | Mini-Splits | TWH09AG25A2AI | 14.55 | 27 | 11.8 | 14.55 | 27 | 10 | TRUE | TRUE | TRUE | 9100 | 8400 | 2.9 | 11000 | 2.08
210485382 | 01/10/23 | Live | Gree | TOSOT | Singlezone Non-Ducted, Wall Placement | 210485382 |  | HRCU-A-CB-O | TWH24ATEXF-D3DNA3EO | Mini-Splits | TWH24ATEXF-D3DNA3EI | 11.6 | 18 | 10 | 11.6 | 18 | 8.5 | FALSE | FALSE | FALSE | 22000 | 19200 | 2.49 | 19300 | 2.41
210485381 | 01/10/23 | Live | Gree | TOSOT | Singlezone Non-Ducted, Wall Placement | 210485381 |  | HRCU-A-CB-O | TWH18ATDXD-D3DNA3AO | Mini-Splits | TWH18ATDXD-D3DNA3AI | 10.05 | 17.5 | 9 | 10.05 | 17.5 | 8.5 | FALSE | FALSE | FALSE | 17600 | 15300 | 2.61 | 15400 | 2.05
210485380 | 01/10/23 | Live | Gree | TOSOT | Singlezone Non-Ducted, Wall Placement | 210485380 |  | HRCU-A-CB-O | TWH12ATCXB-A3DNA3CO | Mini-Splits | TWH12ATCXB-A3DNA3CI | 8.7 | 17.5 | 10 | 8.7 | 17.5 | 8.5 | FALSE | FALSE | FALSE | 12000 | 9700 | 2.76 | 11500 | 2.2
210485379 | 01/10/23 | Live | Gree | TOSOT | Singlezone Non-Ducted, Wall Placement | 210485379 |  | HRCU-A-CB-O | TWH12ATCXB-D3DNA3CO | Mini-Splits | TWH12ATCXB-D3DNA3CI | 8.7 | 17.5 | 10 | 8.7 | 17.5 | 8.5 | FALSE | FALSE | FALSE | 12000 | 9700 | 2.76 | 11500 | 2.2
210485378 | 01/10/23 | Live | Gree | TOSOT | Singlezone Non-Ducted, Wall Placement | 210485378 |  | HRCU-A-CB-O | TWH09ATCXB-A3DNA3AO | Mini-Splits | TWH09ATCXB-A3DNA3AI | 11.3 | 19.5 | 9.8 | 11.3 | 19.5 | 8.6 | FALSE | FALSE | FALSE | 9100 | 8000 | 2.69 | 9400 | 2.12
210485377 | 01/10/23 | Live | Gree | TOSOT | Singlezone Non-Ducted, Wall Placement | 210485377 |  | HRCU-A-CB-O | TWH09ATCXB-D3DNA3AO | Mini-Splits | TWH09ATCXB-D3DNA3AI | 11.3 | 19.5 | 10 | 11.3 | 19.5 | 8.8 | FALSE | FALSE | FALSE | 9100 | 8200 | 2.7 | 9000 | 2.11
210485366 | 01/10/23 | Live | Gree | GREE | Multizone All Non-Ducted | 210485366 |  | HMSR-A-CB-O | GWHD(42)ND3NO | Non-Ducted Indoor Units |  | 12 | 19 | 10 | 12 | 19 | 10 | TRUE | FALSE | TRUE | 36000 | 35600 | 2.38 | 38200 | 2.41
210485365 | 01/10/23 | Live | Gree | GREE | Multizone All Non-Ducted | 210485365 |  | HMSR-A-CB-O | GWHD(36)ND3NO | Non-Ducted Indoor Units |  | 12 | 19 | 10 | 12 | 19 | 10 | TRUE | FALSE | TRUE | 34000 | 30800 | 2.04 | 37720 | 2.38
210485364 | 01/10/23 | Live | Gree | GREE | Multizone All Non-Ducted | 210485364 |  | HMSR-A-CB-O | GWHD(30)ND3NO | Non-Ducted Indoor Units |  | 12.5 | 19 | 10 | 12.5 | 19 | 10 | TRUE | FALSE | TRUE | 28400 | 27200 | 2.41 | 31860 | 2.4
210485363 | 01/10/23 | Live | Gree | GREE | Multizone All Non-Ducted | 210485363 |  | HMSR-A-CB-O | GWHD(24)ND3NO | Non-Ducted Indoor Units |  | 12.5 | 19 | 10 | 12.5 | 19 | 10 | TRUE | FALSE | TRUE | 23200 | 23600 | 2.33 | 26600 | 2.5
210485362 | 01/10/23 | Live | Gree | GREE | Multizone All Non-Ducted | 210485362 |  | HMSR-A-CB-O | GWHD(18)ND3NO | Non-Ducted Indoor Units |  | 12 | 19 | 10 | 12 | 19 | 10 | TRUE | FALSE | TRUE | 17000 | 15000 | 2.6 | 16400 | 2.64
210278982 | 12/12/24 | Live | Gree | GREE | Multizone All Ducted | 210278982 |  | HMSV-A-CB | MULTI42HP230V1EO | Ducted Indoor Units |  | 11 | 16 | 8.5 | 11 | 16 | 8 | FALSE | FALSE |  | 36000 | 32400 | 2.2 | 38200 | 2.19
210278981 | 02/16/23 | Live | Gree | GREE | Multizone All Non-Ducted | 210278981 |  | HMSR-A-CB-O | MULTI42HP230V1EO | Non-Ducted Indoor Units |  | 12 | 21 | 10 | 12 | 21 | 10 | TRUE | FALSE | TRUE | 36000 | 35600 | 2.38 | 38200 | 2.41
210278980 | 12/12/24 | Live | Gree | GREE | Multizone All Ducted | 210278980 |  | HMSV-A-CB | MULTI36HP230V1EO | Ducted Indoor Units |  | 11 | 16 | 8.5 | 11 | 16 | 8 | FALSE | FALSE |  | 34000 | 30000 | 2 | 37720 | 2.16
210278979 | 02/16/23 | Live | Gree | GREE | Multizone All Non-Ducted | 210278979 |  | HMSR-A-CB-O | MULTI36HP230V1EO | Non-Ducted Indoor Units |  | 12 | 21 | 10 | 12 | 21 | 10 | TRUE | FALSE | TRUE | 34000 | 30800 | 2.04 | 37720 | 2.38
210278978 | 12/12/24 | Live | Gree | GREE | Multizone All Ducted | 210278978 |  | HMSV-A-CB | MULTI30HP230V1EO | Ducted Indoor Units |  | 11 | 16 | 8.5 | 11 | 16 | 8 | FALSE | FALSE |  | 28400 | 26800 | 2.2 | 31860 | 2.18
210278977 | 02/16/23 | Live | Gree | GREE | Multizone All Non-Ducted | 210278977 |  | HMSR-A-CB-O | MULTI30HP230V1EO | Non-Ducted Indoor Units |  | 12.5 | 21 | 10 | 12.5 | 21 | 10 | TRUE | FALSE | TRUE | 28400 | 27200 | 2.41 | 31860 | 2.4
210278976 | 12/12/24 | Live | Gree | GREE | Multizone All Ducted | 210278976 |  | HMSV-A-CB | MULTI24HP230V1EO | Ducted Indoor Units |  | 11 | 16 | 8.5 | 11 | 16 | 8 | FALSE | FALSE |  | 23200 | 23000 | 2.12 | 26600 | 2.27
210278975 | 02/16/23 | Live | Gree | GREE | Multizone All Non-Ducted | 210278975 |  | HMSR-A-CB-O | MULTI24HP230V1EO | Non-Ducted Indoor Units |  | 12.5 | 21 | 10 | 12.5 | 21 | 10 | TRUE | FALSE | TRUE | 23200 | 23600 | 2.33 | 26600 | 2.5
210278974 | 12/12/24 | Live | Gree | GREE | Multizone All Ducted | 210278974 |  | HMSV-A-CB | MULTI18HP230V1EO | Ducted Indoor Units |  | 11 | 16 | 8.5 | 11 | 16 | 8 | FALSE | FALSE |  | 17000 | 15000 | 2.4 | 16400 | 2.4
210278973 | 02/16/23 | Live | Gree | GREE | Multizone All Non-Ducted | 210278973 |  | HMSR-A-CB-O | MULTI18HP230V1EO | Non-Ducted Indoor Units |  | 12 | 21 | 10 | 12 | 21 | 10 | TRUE | FALSE | TRUE | 17000 | 15000 | 2.6 | 16400 | 2.64
210278972 | 02/16/23 | Live | Gree | GREE | Singlezone Non-Ducted, Wall Placement | 210278972 |  | HRCU-A-CB-O | 4LIV24HP230V1AO | Mini-Splits | 4LIV24HP230V1AH | 11.6 | 18 | 10 | 11.6 | 18 | 8.5 | FALSE | FALSE | FALSE | 22000 | 19200 | 2.49 | 19300 | 2.41
210278971 | 02/16/23 | Live | Gree | GREE | Singlezone Non-Ducted, Wall Placement | 210278971 |  | HRCU-A-CB-O | 3VIR12HP115V1BO | Mini-Splits | 3VIR12HP115V1AH | 12.5 | 24 | 11 | 12 | 24 | 9 | TRUE | TRUE | FALSE | 12000 | 10000 | 2.79 | 10900 | 2.25
210278970 | 02/16/23 | Live | Gree | GREE | Singlezone Non-Ducted, Wall Placement | 210278970 |  | HRCU-A-CB-O | 3VIR12HP230V1BO | Mini-Splits | 3VIR12HP230V1AH | 12.5 | 24 | 11 | 12.5 | 24 | 9 | TRUE | TRUE | FALSE | 12000 | 10000 | 2.79 | 10900 | 2.25
210278969 | 02/16/23 | Live | Gree | GREE | Singlezone Non-Ducted, Wall Placement | 210278969 |  | HRCU-A-CB-O | 4LIV30HP230V1AO | Mini-Splits | 4LIV30HP230V1AH | 11.25 | 19 | 10 | 11.25 | 20 | 8.5 | FALSE | FALSE | FALSE | 30000 | 24000 | 2.62 | 27000 | 2.08
210278968 | 02/16/23 | Live | Gree | GREE | Singlezone Non-Ducted, Wall Placement | 210278968 |  | HRCU-A-CB-O | 3VIR24HP230V1BO | Mini-Splits | 3VIR24HP230V1AH | 13 | 24 | 11 | 13.1 | 24.5 | 9.5 | TRUE | FALSE | TRUE | 22000 | 19400 | 2.87 | 22000 | 2.11
210278967 | 02/16/23 | Live | Gree | GREE | Singlezone Non-Ducted, Wall Placement | 210278967 |  | HRCU-A-CB-O | 3VIR09HP230V1BO | Mini-Splits | 3VIR09HP230V1AH | 14.7 | 25.5 | 12 | 14.7 | 25.5 | 10.2 | TRUE | TRUE | TRUE | 9100 | 8600 | 2.9 | 11000 | 2.08
210278966 | 02/16/23 | Live | Gree | GREE | Singlezone Non-Ducted, Wall Placement | 210278966 |  | HRCU-A-CB-O | 3VIR09HP115V1BO | Mini-Splits | 3VIR09HP115V1AH | 14.55 | 27 | 11.8 | 14.55 | 27 | 10 | TRUE | TRUE | TRUE | 9100 | 8400 | 2.9 | 11000 | 2.08
210278965 | 02/16/23 | Live | Gree | GREE | Singlezone Non-Ducted, Wall Placement | 210278965 |  | HRCU-A-CB-O | 4LIV36HP230V1AO | Mini-Splits | 4LIV36HP230V1AH | 10.5 | 20 | 9 | 10.5 | 20 | 8.5 | FALSE | FALSE | FALSE | 33600 | 27800 | 2.6 | 28000 | 2.03
210278964 | 02/16/23 | Live | Gree | GREE | Singlezone Non-Ducted, Wall Placement | 210278964 |  | HRCU-A-CB-O | 4LIV09HP115V1AO | Mini-Splits | 4LIV09HP115V1AH | 11.3 | 19.5 | 9.8 | 11.3 | 19.5 | 8.6 | FALSE | FALSE | FALSE | 9100 | 8000 | 2.69 | 9400 | 2.12
210278963 | 02/16/23 | Live | Gree | GREE | Singlezone Non-Ducted, Wall Placement | 210278963 |  | HRCU-A-CB-O | 4LIV09HP230V1AO | Mini-Splits | 4LIV09HP230V1AH | 11.3 | 19.5 | 10 | 11.3 | 19.5 | 8.8 | FALSE | FALSE | FALSE | 9100 | 8200 | 2.7 | 9000 | 2.11
210278962 | 02/16/23 | Live | Gree | GREE | Singlezone Non-Ducted, Wall Placement | 210278962 |  | HRCU-A-CB-O | 4LIV12HP115V1AO | Mini-Splits | 4LIV12HP115V1AH | 8.7 | 17.5 | 10 | 8.7 | 17.5 | 8.5 | FALSE | FALSE | FALSE | 12000 | 9700 | 2.76 | 11500 | 2.2
210278961 | 02/16/23 | Live | Gree | GREE | Singlezone Non-Ducted, Wall Placement | 210278961 |  | HRCU-A-CB-O | 4LIV12HP230V1AO | Mini-Splits | 4LIV12HP230V1AH | 8.7 | 17.5 | 10 | 8.7 | 17.5 | 8.5 | FALSE | FALSE | FALSE | 12000 | 9700 | 2.76 | 11500 | 2.2
210278960 | 02/16/23 | Live | Gree | GREE | Singlezone Non-Ducted, Wall Placement | 210278960 |  | HRCU-A-CB-O | 4LIV18HP230V1AO | Mini-Splits | 4LIV18HP230V1AH | 10.05 | 17.5 | 9 | 10.05 | 17.5 | 8.5 | FALSE | FALSE | FALSE | 17600 | 15300 | 2.61 | 15400 | 2.05
209847251 | 01/10/23 | Live | Gree | KINGHOME | Singlezone Non-Ducted, Wall Placement | 209847251 |  | HRCU-A-CB-O | KW24HQ25SDO | Mini-Splits | KW24HQ25SDI | 13 | 24 | 11 | 13.1 | 24.5 | 9.5 | TRUE | FALSE | TRUE | 22000 | 19400 | 2.87 | 22000 | 2.11
209847250 | 01/10/23 | Live | Gree | KINGHOME | Singlezone Non-Ducted, Wall Placement | 209847250 |  | HRCU-A-CB-O | KW09HQ25SAO | Mini-Splits | KW09HQ25SAI | 14.55 | 27 | 11.8 | 14.55 | 27 | 10 | TRUE | TRUE | TRUE | 9100 | 8400 | 2.9 | 11000 | 2.08
209847249 | 01/10/23 | Live | Gree | KINGHOME | Singlezone Non-Ducted, Wall Placement | 209847249 |  | HRCU-A-CB-O | KW09HQ25SDO | Mini-Splits | KW09HQ25SDI | 14.7 | 25.5 | 12 | 14.7 | 25.5 | 10.2 | TRUE | TRUE | TRUE | 9100 | 8600 | 2.9 | 11000 | 2.08
209847248 | 01/10/23 | Live | Gree | KINGHOME | Singlezone Non-Ducted, Wall Placement | 209847248 |  | HRCU-A-CB-O | KW12HQ25SAO | Mini-Splits | KW12HQ25SAI | 12.5 | 24 | 11 | 12 | 24 | 9 | TRUE | TRUE | FALSE | 12000 | 10000 | 2.79 | 10900 | 2.25
209847247 | 01/10/23 | Live | Gree | KINGHOME | Singlezone Non-Ducted, Wall Placement | 209847247 |  | HRCU-A-CB-O | KW12HQ25SDO | Mini-Splits | KW12HQ25SDI | 12.5 | 24 | 11 | 12.5 | 24 | 9 | TRUE | TRUE | FALSE | 12000 | 10000 | 2.55 | 10900 | 2.25
209550322 | 02/02/23 | Live | Gree | GREE | Singlezone Non-Ducted, Ceiling Placement | 209550322 |  | HRCU-A-CB-O | GWH09AGCXD-D3DNA1A/O | Mini-Splits | GTH(09)CA-D3DN***/I | 13 | 19.2 | 10.5 | 13 | 19 | 9.5 | FALSE | FALSE | TRUE | 9100 | 8600 | 2.71 | 12300 | 2.21
209550321 | 02/02/23 | Live | Gree | GREE | Singlezone Ducted, Compact Ducted | 209550321 |  | HRCU-A-CB | GWH09AGCXD-D3DNA1A/O | Mini-Splits | GFH(09)DA-D3DN***/I | 13.45 | 21 | 10.2 | 13.45 | 21 | 9 | FALSE | FALSE | TRUE | 9100 | 8600 | 2.6 | 9900 | 2.27
209550306 | 02/02/23 | Live | Gree | GREE | Singlezone Non-Ducted, Wall Placement | 209550306 |  | HRCU-A-CB-O | GWH09QCXB-A3DND4B/O | Mini-Splits | GWH09QCXB-A3DN***/I | 12.5 | 20 | 9.8 | 12.5 | 20 | 8.6 | FALSE | FALSE | FALSE | 9100 | 8200 | 2.7 | 10000 | 2.02
209424849 | 02/02/23 | Live | Gree | GREE | Singlezone Non-Ducted, Wall Placement | 209424849 |  | HRCU-A-CB-O | GWH18ATDXD-D3DNA1A/O | Mini-Splits | GWH18ATDXD-D3DN***/I | 10.05 | 17.5 | 9 | 10.05 | 17.5 | 8.5 | FALSE | FALSE | FALSE | 17600 | 15300 | 2.61 | 15400 | 2.05
209424848 | 02/28/23 | Live | Gree | GREE | Singlezone Non-Ducted, Ceiling Placement | 209424848 |  | HRCU-A-CB-O | GWH12AGCXD-D3DNA1A/O | Mini-Splits | GTH(12)CA-D3DN***/I | 11.5 | 18.5 | 10.5 | 11.5 | 18.5 | 8.5 | FALSE | FALSE | FALSE | 12000 | 10000 | 2.5 | 10900 | 2.25
209424847 | 02/28/23 | Live | Gree | GREE | Singlezone Non-Ducted, Wall Placement | 209424847 |  | HRCU-A-CB-O | GWH12AGCXD-D3DNA1A/O | Mini-Splits | GKH(12)BB-D3DN***/I | 12.5 | 24 | 10.5 | 12.5 | 24 | 8.5 | FALSE | FALSE | FALSE | 12000 | 10000 | 2.69 | 10900 | 2.25
209424846 | 02/28/23 | Live | Gree | GREE | Singlezone Ducted, Compact Ducted | 209424846 |  | HRCU-A-CB | GWH12AGCXD-D3DNA1A/O | Mini-Splits | GFH(12)DA-D3DN***/I | 12.5 | 20 | 10.5 | 11.8 | 20 | 8.5 | FALSE | FALSE | TRUE | 12000 | 10000 | 2.5 | 10900 | 2.25
209397902 | 02/02/23 | Live | Gree | GREE | Singlezone Non-Ducted, Wall Placement | 209397902 |  | HRCU-A-CB-O | GWH24AGEXH-D3DNA1A/O | Mini-Splits | GWH24QEXH-D3DN***/I |  |  |  | 13.1 | 24.5 | 9.5 | TRUE | FALSE | TRUE | 22000 | 19400 | 2.87 | 22000 | 2.11
209276090 | 02/02/23 | Live | Gree | GREE | Singlezone Non-Ducted, Wall Placement | 209276090 |  | HRCU-A-CB-O | GWH12ATCXB-A3DNA1C/O | Mini-Splits | GWH12ATCXB-A3DN***/I | 8.7 | 17.5 | 10 | 8.7 | 17.5 | 8.5 | FALSE | FALSE | FALSE | 12000 | 9700 | 2.76 | 11500 | 2.2
209276088 | 02/02/23 | Live | Gree | GREE | Singlezone Non-Ducted, Wall Placement | 209276088 |  | HRCU-A-CB-O | GWH12ATCXB-D3DNA1C/O | Mini-Splits | GWH12ATCXB-D3DN***/I | 8.7 | 17.5 | 10 | 8.7 | 17.5 | 8.5 | FALSE | FALSE | FALSE | 12000 | 9700 | 2.76 | 11500 | 2.2
209271944 | 02/02/23 | Live | Gree | GREE | Singlezone Non-Ducted, Wall Placement | 209271944 |  | HRCU-A-CB-O | GWH09ATCXB-A3DNA1A/O | Mini-Splits | GWH09ATCXB-A3DN***/I | 11.3 | 19.5 | 9.8 | 11.3 | 19.5 | 8.6 | FALSE | FALSE | FALSE | 9100 | 8000 | 2.69 | 9400 | 2.12
209271943 | 02/02/23 | Live | Gree | GREE | Singlezone Non-Ducted, Wall Placement | 209271943 |  | HRCU-A-CB-O | GWH09ATCXB-D3DNA1A/O | Mini-Splits | GWH09ATCXB-D3DN***/I | 11.3 | 19.5 | 10 | 11.3 | 19.5 | 8.8 | FALSE | FALSE | FALSE | 9100 | 8200 | 2.7 | 9000 | 2.11
209248932 | 02/02/23 | Live | Gree | GREE | Singlezone Non-Ducted, Wall Placement | 209248932 |  | HRCU-A-CB-O | GWH24QEXF-D3DNC4C/O | Mini-Splits | GWH24ATEXF-D3DN***/I | 11.6 | 18 | 10 | 11.6 | 18 | 8.5 | FALSE | FALSE | FALSE | 22000 | 19200 | 2.49 | 19300 | 2.41
209248931 | 02/02/23 | Live | Gree | GREE | Singlezone Non-Ducted, Wall Placement | 209248931 |  | HRCU-A-CB-O | GWH09AGCXD-A3DNA1A/O | Mini-Splits | GWH09QCXD-A3DN***/I | 14.55 | 27 | 11.8 | 14.55 | 27 | 10 | TRUE | TRUE | TRUE | 9100 | 8400 | 2.9 | 11000 | 2.08
209248930 | 02/28/23 | Live | Gree | GREE | Singlezone Non-Ducted, Wall Placement | 209248930 |  | HRCU-A-CB-O | GWH09AGCXD-D3DNA1A/O | Mini-Splits | GWH09AFCXD-D3DN***/I | 14.7 | 25.5 | 12 | 14.7 | 25.5 | 10.2 | TRUE | TRUE | TRUE | 9100 | 8600 | 2.9 | 11000 | 2.08
209248929 | 02/02/23 | Live | Gree | GREE | Singlezone Non-Ducted, Wall Placement | 209248929 |  | HRCU-A-CB-O | GWH09AGCXD-D3DNA1A/O | Mini-Splits | GWH09QCXD-D3DN***/I | 14.7 | 25.5 | 12 | 14.7 | 25.5 | 10.2 | TRUE | TRUE | TRUE | 9100 | 8600 | 2.9 | 11000 | 2.08
209248922 | 02/28/23 | Live | Gree | GREE | Singlezone Non-Ducted, Wall Placement | 209248922 |  | HRCU-A-CB-O | GWH12AGCXD-D3DNA1A/O | Mini-Splits | GWH12AFCXD-D3DN***/I | 12.5 | 24 | 11 | 12.5 | 24 | 9 | TRUE | TRUE | FALSE | 12000 | 10000 | 2.55 | 10900 | 2.25
209240165 | 02/16/23 | Live | Gree | GREE | Singlezone Non-Ducted, Wall Placement | 209240165 |  | HRCU-A-CB-O | GWH09QCXB-D3DND4B/O | Mini-Splits | GWH09QCXB-D3DN***/I | 12.5 | 20.5 | 10 | 12.5 | 20.5 | 8.8 | FALSE | FALSE | FALSE | 9100 | 8400 | 2.74 | 9200 | 2.07
208798358 | 02/02/23 | Live | Gree | GREE | Singlezone Non-Ducted, Wall Placement | 208798358 |  | HRCU-A-CB-O | GWH36QFXH-D3DNB2B/O | Mini-Splits | GWH36QFXH-D3DN***/I | 10.5 | 20 | 9 | 10.5 | 20 | 8.5 | FALSE | FALSE | FALSE | 33600 | 27800 | 2.6 | 28000 | 2.03
208798357 | 01/10/23 | Live | Gree | GREE | Singlezone Non-Ducted, Wall Placement | 208798357 |  | HRCU-A-CB-O | GWH30QFXH-D3DNB2A/O | Mini-Splits | GWH30QFXH-D3DN***/I | 11.25 | 19 | 10 | 11.25 | 20 | 8.5 | FALSE | FALSE | FALSE | 30000 | 24000 | 2.62 | 27000 | 2.08
208786101 | 07/24/24 | Live | Gree | GREE | Multizone Mix of Ducted and Non-Ducted | 208786101 |  | HMSV-A-CB | GWHD(42)ND3MO | Mixed Ducted and Non-Ducted Indoor Units |  | 11.5 | 18.5 | 9.25 | 11.5 | 18.5 | 9 | FALSE | FALSE | FALSE | 36000 | 34000 | 2.39 | 38200 | 2.19
208786100 | 07/24/24 | Live | Gree | GREE | Multizone Mix of Ducted and Non-Ducted | 208786100 |  | HMSV-A-CB | GWHD(36)ND3MO | Mixed Ducted and Non-Ducted Indoor Units |  | 11.5 | 18.5 | 9.25 | 11.5 | 18.5 | 9 | FALSE | FALSE | FALSE | 34000 | 30400 | 2.03 | 37720 | 2.16
208786099 | 07/24/24 | Live | Gree | GREE | Multizone Mix of Ducted and Non-Ducted | 208786099 |  | HMSV-A-CB | GWHD(30)ND3MO | Mixed Ducted and Non-Ducted Indoor Units |  | 11.75 | 18.5 | 9.25 | 11.75 | 18.5 | 9 | FALSE | FALSE | FALSE | 28400 | 27000 | 2.31 | 31860 | 2.29
208786098 | 07/24/24 | Live | Gree | GREE | Multizone Mix of Ducted and Non-Ducted | 208786098 |  | HMSV-A-CB | GWHD(24)ND3MO | Mixed Ducted and Non-Ducted Indoor Units |  | 11.75 | 18.5 | 9.25 | 11.75 | 18.5 | 9 | FALSE | FALSE | FALSE | 23200 | 23200 | 2.24 | 26600 | 2.38
208786097 | 07/24/24 | Live | Gree | GREE | Multizone Mix of Ducted and Non-Ducted | 208786097 |  | HMSV-A-CB | GWHD(18)ND3MO | Mixed Ducted and Non-Ducted Indoor Units |  | 11.5 | 18.5 | 9.25 | 11.5 | 18.5 | 9 | FALSE | FALSE | FALSE | 17000 | 15000 | 2.46 | 16400 | 2.52
208786096 | 07/24/24 | Live | Gree | GREE | Multizone All Ducted | 208786096 |  | HMSV-A-CB | GWHD(42)ND3MO | Ducted Indoor Units |  | 11 | 16 | 8.5 | 11 | 16 | 8 | FALSE | FALSE | FALSE | 36000 | 32400 | 2.2 | 38200 | 2.19
208786095 | 07/24/24 | Live | Gree | GREE | Multizone All Ducted | 208786095 |  | HMSV-A-CB | GWHD(36)ND3MO | Ducted Indoor Units |  | 11 | 16 | 8.5 | 11 | 16 | 8 | FALSE | FALSE | FALSE | 34000 | 30000 | 2 | 37720 | 2.16
208786094 | 07/24/24 | Live | Gree | GREE | Multizone All Ducted | 208786094 |  | HMSV-A-CB | GWHD(30)ND3MO | Ducted Indoor Units |  | 11 | 16 | 8.5 | 11 | 16 | 8 | FALSE | FALSE | FALSE | 28400 | 26800 | 2.2 | 31860 | 2.18
208786093 | 07/24/24 | Live | Gree | GREE | Multizone All Ducted | 208786093 |  | HMSV-A-CB | GWHD(24)ND3MO | Ducted Indoor Units |  | 11 | 16 | 8.5 | 11 | 16 | 8 | FALSE | FALSE | FALSE | 23200 | 23000 | 2.12 | 26600 | 2.27
208786092 | 07/24/24 | Live | Gree | GREE | Multizone All Ducted | 208786092 |  | HMSV-A-CB | GWHD(18)ND3MO | Ducted Indoor Units |  | 11 | 16 | 8.5 | 11 | 16 | 8 | FALSE | FALSE | FALSE | 17000 | 15000 | 2.4 | 16400 | 2.4
208786091 | 02/16/23 | Live | Gree | GREE | Multizone All Non-Ducted | 208786091 |  | HMSR-A-CB-O | GWHD(30)ND3MO | Non-Ducted Indoor Units |  | 12.5 | 21 | 10 | 12.5 | 21 | 10 | TRUE | FALSE | TRUE | 28400 | 27200 | 2.41 | 31860 | 2.4
208786090 | 02/16/23 | Live | Gree | GREE | Multizone All Non-Ducted | 208786090 |  | HMSR-A-CB-O | GWHD(24)ND3MO | Non-Ducted Indoor Units |  | 12.5 | 21 | 10 | 12.5 | 21 | 10 | TRUE | FALSE | TRUE | 23200 | 23600 | 2.33 | 26600 | 2.5
208786089 | 02/16/23 | Live | Gree | GREE | Multizone All Non-Ducted | 208786089 |  | HMSR-A-CB-O | GWHD(18)ND3MO | Non-Ducted Indoor Units |  | 12 | 21 | 10 | 12 | 21 | 10 | TRUE | FALSE | TRUE | 17000 | 15000 | 2.6 | 16400 | 2.64
208786088 | 02/16/23 | Live | Gree | GREE | Multizone All Non-Ducted | 208786088 |  | HMSR-A-CB-O | GWHD(42)ND3MO | Non-Ducted Indoor Units |  | 12 | 21 | 10 | 12 | 21 | 10 | TRUE | FALSE | TRUE | 36000 | 35600 | 2.38 | 38200 | 2.41
208786087 | 02/16/23 | Live | Gree | GREE | Multizone All Non-Ducted | 208786087 |  | HMSR-A-CB-O | GWHD(36)ND3MO | Non-Ducted Indoor Units |  | 12 | 21 | 10 | 12 | 21 | 10 | TRUE | FALSE | TRUE | 34000 | 30800 | 2.04 | 37720 | 2.38
208546479 | 02/02/23 | Live | Gree | GREE | Singlezone Non-Ducted, Wall Placement | 208546479 |  | HRCU-A-CB-O | GWH12AGCXD-A3DNA1A/O | Mini-Splits | GWH12QCXD-A3DN***/I | 12.5 | 24 | 11 | 12 | 24 | 9 | TRUE | TRUE | FALSE | 12000 | 10000 | 2.79 | 10900 | 2.25
208158336 | 04/07/23 | Live | Gree | GREE | Singlezone Non-Ducted, Wall Placement | 208158336 |  | HRCU-A-CB-O | GWH24AGEXH-D3DNA1A/O | Mini-Splits | GTH(24)CB-D3DN***/I | 12 | 20 | 10 | 12 | 20 | 9 | FALSE | FALSE | FALSE | 22000 | 19400 | 2.5 | 19400 | 2.5
208158335 | 04/07/23 | Live | Gree | GREE | Singlezone Non-Ducted, Wall Placement | 208158335 |  | HRCU-A-CB-O | GWH24AGEXH-D3DNA1A/O | Mini-Splits | GKH(24)BC-D3DN***/I | 11.9 | 19 | 10 | 11.9 | 21 | 9.5 | FALSE | FALSE | TRUE | 22000 | 19400 | 2.69 | 19500 | 2.14
208158334 | 04/07/23 | Live | Gree | GREE | Singlezone Ducted, Compact Ducted | 208158334 |  | HRCU-A-CB | GWH24AGEXH-D3DNA1A/O | Mini-Splits | GFH(24)DB-D3DN***/I | 12.7 | 20 | 10 | 12.7 | 20 | 9 | FALSE | FALSE | TRUE | 22000 | 19400 | 2.69 | 19500 | 2.2
208141285 | 02/16/23 | Live | Gree | KINGHOME | Singlezone Non-Ducted, Wall Placement | 208141285 |  | HRCU-A-CB-O | KW24HQ17SDO | Mini-Splits | KW24HQ17SDI | 11.6 | 18 | 10 | 11.6 | 18 | 8.5 | FALSE | FALSE | FALSE | 22000 | 19200 | 2.49 | 19300 | 2.41
208120572 | 02/02/23 | Live | Gree | GREE | Singlezone Non-Ducted, Wall Placement | 208120572 |  | HRCU-A-CB-O | GWH12AGCXD-D3DNA1A/O | Mini-Splits | GWH12QCXD-D3DN***/I | 12.5 | 24 | 11 | 12.5 | 24 | 9 | TRUE | TRUE | FALSE | 12000 | 10000 | 2.55 | 10900 | 2.25
208071174 | 02/02/23 | Live | Gree | GREE | Singlezone Non-Ducted, Wall Placement | 208071174 |  | HRCU-A-CB-O | GWH12AGCXD-A3DNA1A/O | Mini-Splits | GWH12AGCXD-A3DN***/I | 12.5 | 24 | 11 | 12 | 24 | 9 | TRUE | TRUE | FALSE | 12000 | 10000 | 2.79 | 10900 | 2.25
208071173 | 02/02/23 | Live | Gree | GREE | Singlezone Non-Ducted, Wall Placement | 208071173 |  | HRCU-A-CB-O | GWH12AGCXD-D3DNA1A/O | Mini-Splits | GWH12AGCXD-D3DN***/I | 12.5 | 24 | 11 | 12.5 | 24 | 9 | TRUE | TRUE | FALSE | 12000 | 10000 | 2.79 | 10900 | 2.25
207708810 | 02/02/23 | Live | Gree | GREE | Singlezone Non-Ducted, Wall Placement | 207708810 |  | HRCU-A-CB-O | GWH09AGCXD-D3DNA1A/O | Mini-Splits | GWH09AGCXD-D3DN***/I | 14.7 | 25.5 | 12 | 14.7 | 25.5 | 10.2 | TRUE | TRUE | TRUE | 9100 | 8600 | 2.9 | 11000 | 2.08
207708809 | 02/02/23 | Live | Gree | GREE | Singlezone Non-Ducted, Wall Placement | 207708809 |  | HRCU-A-CB-O | GWH09AGCXD-A3DNA1A/O | Mini-Splits | GWH09AGCXD-A3DN***/I | 14.55 | 27 | 11.8 | 14.55 | 27 | 10 | TRUE | TRUE | TRUE | 9100 | 8400 | 2.9 | 11000 | 2.08
207690460 | 02/02/23 | Live | Gree | GREE | Singlezone Non-Ducted, Wall Placement | 207690460 |  | HRCU-A-CB-O | GWH24AGEXH-D3DNA1A/O | Mini-Splits | GWH24*****-D3DN***/I | 13 | 24 | 11 | 13.1 | 24.5 | 9.5 | TRUE | FALSE | TRUE | 22000 | 19400 | 2.87 | 22000 | 2.11
207318103 | 02/16/23 | Live | Gree | GREE | Singlezone Non-Ducted, Wall Placement | 207318103 |  | HRCU-A-CB-O | GWH09AGC-D3DNA1B/O | Mini-Splits | GWH09QC-D3DN***/I | 14.7 | 25.3 | 11.2 | 14.7 | 25 | 9.5 | TRUE | TRUE | TRUE | 9100 | 8800 | 2.61 | 10500 | 2.04
207169058 | 02/16/23 | Live | Gree | GREE | Singlezone Non-Ducted, Wall Placement | 207169058 |  | HRCU-A-CB-O | GWH24AGE-D3DNA1A/O | Mini-Splits | GWH24QE-D3DN***/I | 13 | 23 | 11 | 13 | 24 | 9.5 | TRUE | TRUE | TRUE | 22000 | 19200 | 2.83 | 22000 | 2.11
207168480 | 04/26/22 | Live | Gree | GREE | Singlezone Non-Ducted, Ceiling Placement | 207168480 |  | HRCU-A-CB-O | GWH09AGC-D3DNA1B/O | Mini-Splits | GTH(09)CA-D3DN***/I | 13.3 | 19.5 | 11.2 | 13.3 | 19.5 | 9.8 | FALSE | FALSE | TRUE | 9100 | 8800 | 2.8 | 10500 | 2.04
207168479 | 04/26/22 | Live | Gree | GREE | Singlezone Non-Ducted, Ceiling Placement | 207168479 |  | HRCU-A-CB | GWH09AGC-D3DNA1B/O | Mini-Splits | GFH(09)DA-D3DN***/I | 14.2 | 21 | 10.5 | 14.2 | 20.4 | 9.5 | FALSE | FALSE | TRUE | 9100 | 8800 | 2.8 | 10500 | 2.04
206913034 | 04/26/22 | Live | Gree | GREE | Singlezone Non-Ducted, Ceiling Placement | 206913034 |  | HRCU-A-CB-O | GWH24AGE-D3DNA1A/O | Mini-Splits | GTH(24)CB-D3DN***/I | 12 | 20 | 10 | 12 | 20 | 9 | FALSE | FALSE | FALSE | 22000 | 19200 | 2.59 | 22000 | 2.11
206913033 | 04/26/22 | Live | Gree | GREE | Singlezone Non-Ducted, Ceiling Placement | 206913033 |  | HRCU-A-CB-O | GWH24AGE-D3DNA1A/O | Mini-Splits | GKH(24)BC-D3DN***/I | 12 | 21 | 11.5 | 12 | 20 | 9.5 | FALSE | FALSE | TRUE | 22000 | 19200 | 2.8 | 22000 | 2.11
206913032 | 04/26/22 | Live | Gree | GREE | Singlezone Non-Ducted, Ceiling Placement | 206913032 |  | HRCU-A-CB | GWH24AGE-D3DNA1A/O | Mini-Splits | GFH(24)DB-D3DN***/I | 12.5 | 20 | 10 | 12.5 | 20 | 9 | FALSE | FALSE | TRUE | 22000 | 19200 | 2.71 | 22000 | 2.11
206913029 | 02/16/23 | Live | Gree | GREE | Singlezone Non-Ducted, Ceiling Placement | 206913029 |  | HRCU-A-CB | GWH12AGC-D3DNA1A/O | Mini-Splits | GFH(12)DA-D3DN***/I | 11.8 | 20.5 | 10.6 | 11.8 | 20 | 8.5 | FALSE | FALSE | TRUE | 12000 | 10000 | 2.5 | 10500 | 2.46
206839103 | 04/06/23 | Live | Gree | GREE | Singlezone Non-Ducted, Ceiling Placement | 206839103 |  | HRCU-A-CB-O | 3VIR12HP115V1AO | Mini-Splits | 3VIR12HP115V1AH | 13 | 25 | 11.5 | 12.5 | 25 | 9 | TRUE | FALSE | FALSE | 12100 | 10000 | 2.59 | 10900 | 2.25
206839102 | 04/06/23 | Live | Gree | GREE | Singlezone Non-Ducted, Ceiling Placement | 206839102 |  | HRCU-A-CB-O | 3VIR09HP115V1AO | Mini-Splits | 3VIR09HP115V1AH | 14 | 26.5 | 11.2 | 14 | 26.5 | 10 | TRUE | TRUE | TRUE | 9100 | 8400 | 2.9 | 10200 | 2.39
206839101 | 04/06/23 | Live | Gree | GREE | Singlezone Non-Ducted, Ceiling Placement | 206839101 |  | HRCU-A-CB-O | 3VIR09HP230V1AO | Mini-Splits | 3VIR09HP230V1AH | 14.7 | 25.3 | 11.2 | 14.7 | 25 | 9.5 | TRUE | TRUE | TRUE | 9100 | 8800 | 2.61 | 10500 | 2.04
206839100 | 04/26/22 | Live | Gree | GREE | Singlezone Non-Ducted, Ceiling Placement | 206839100 |  | HRCU-A-CB-O | 3VIR18HP230V1AO | Mini-Splits | 3VIR18HP230V1AH | 13 | 23 | 11 | 13 | 23 | 8.5 | FALSE | FALSE | FALSE | 18000 | 14700 | 2.74 | 17100 | 2.08
206839099 | 04/06/23 | Live | Gree | GREE | Singlezone Non-Ducted, Ceiling Placement | 206839099 |  | HRCU-A-CB-O | 3VIR12HP230V1AO | Mini-Splits | 3VIR12HP230V1AH | 13 | 25 | 11.5 | 12.5 | 25 | 9 | TRUE | FALSE | FALSE | 12000 | 10000 | 2.59 | 10500 | 2.46
206839098 | 02/16/23 | Live | Gree | GREE | Singlezone Non-Ducted, Ceiling Placement | 206839098 |  | HRCU-A-CB-O | 3VIR24HP230V1AO | Mini-Splits | 3VIR24HP230V1AH | 13 | 23 | 11 | 13 | 24 | 9.5 | TRUE | TRUE | TRUE | 22000 | 19200 | 2.83 | 22000 | 2.11
206791548 | 02/16/23 | Live | Gree | GREE | Singlezone Non-Ducted, Wall Placement | 206791548 |  | HRCU-A-CB-O | GWH12AGC-D3DNA1A/O | Mini-Splits | GWH12QC-D3DN***/I | 13 | 25 | 11 | 12.5 | 25 | 9 | TRUE | FALSE | FALSE | 12000 | 10000 | 2.59 | 10500 | 2.46
206717630 | 02/02/23 | Live | Gree | GREE | Singlezone Non-Ducted, Wall Placement | 206717630 |  | HRCU-A-CB-O | GWH12AGC-A3DNA1A/O | Mini-Splits | GWH12AGC-A3DN***/I | 13 | 25 | 11.5 | 12.5 | 25 | 9 | TRUE | FALSE | FALSE | 12100 | 10000 | 2.59 | 10900 | 2.25
206395963 | 02/16/23 | Live | Gree | GREE | Singlezone Non-Ducted, Ceiling Placement | 206395963 |  | HRCU-A-CB-O | GWH09AGC-D3DNA1B/O | Mini-Splits | GWH09AGC-D3DN***/I | 14.7 | 25.3 | 11.2 | 14.7 | 25 | 9.5 | TRUE | TRUE | TRUE | 9100 | 8800 | 2.61 | 10500 | 2.04
206395962 | 04/26/22 | Live | Gree | GREE | Singlezone Non-Ducted, Ceiling Placement | 206395962 |  | HRCU-A-CB-O | GWH18AGD-D3DNA1B/O | Mini-Splits | GWH18AGD-D3DN***/I | 13 | 23 | 11 | 13 | 23 | 8.5 | FALSE | FALSE | FALSE | 18000 | 14700 | 2.74 | 17100 | 2.08
206395961 | 02/16/23 | Live | Gree | GREE | Singlezone Non-Ducted, Ceiling Placement | 206395961 |  | HRCU-A-CB-O | GWH12AGC-D3DNA1A/O | Mini-Splits | GWH12AGC-D3DN***/I | 13 | 25 | 11.5 | 12.5 | 25 | 9 | TRUE | TRUE | FALSE | 12000 | 10000 | 2.59 | 10500 | 2.46
206335352 | 04/26/22 | Live | Gree | GREE | Singlezone Non-Ducted, Ceiling Placement | 206335352 |  | HRCU-A-CB-O | GWH24AGE-D3DNA1A/O | Mini-Splits | GWH24AGE-D3DN***/I | 13 | 23 | 11 | 13 | 24 | 9.5 | TRUE | TRUE | TRUE | 22000 | 19200 | 2.83 | 22000 | 2.11
205959993 | 01/10/23 | Live | Gree | GREE | Multizone All Non-Ducted | 205959993 |  | HRCU-A-CB-O | GWHD(42)ND3LO | Non-Ducted Indoor Units |  | 11 | 23 | 10 | 9 | 16 | 8.6 | TRUE | TRUE | FALSE | 42000 | 30000 | 2.58 | 38670 | 1.85
205959992 | 01/10/23 | Live | Gree | GREE | Multizone All Non-Ducted | 205959992 |  | HRCU-A-CB-O | GWHD(36)ND3LO | Non-Ducted Indoor Units |  | 11 | 23 | 10 | 9 | 16 | 8.6 | TRUE | TRUE | FALSE | 36000 | 29000 | 2.55 | 36100 | 1.83
204462625 | 02/16/23 | Live | Gree | KINGHOME | Multizone All Non-Ducted | 204462625 |  | HRCU-A-CB-O | KM42UH5O | Non-Ducted Indoor Units |  | 9 | 23 | 10 | 9 | 16 | 8.6 | TRUE | TRUE | FALSE | 42000 | 30000 | 2.58 | 38670 | 1.85
204462624 | 02/16/23 | Live | Gree | KINGHOME | Multizone All Non-Ducted | 204462624 |  | HRCU-A-CB-O | KM36UH5O | Non-Ducted Indoor Units |  | 9 | 23 | 10 | 9 | 16 | 8.6 | TRUE | TRUE | FALSE | 36000 | 29000 | 2.55 | 36100 | 1.83
204462623 | 02/16/23 | Live | Gree | KINGHOME | Multizone All Non-Ducted | 204462623 |  | HRCU-A-CB-O | KM24UH5O | Non-Ducted Indoor Units |  | 12.5 | 23 | 10.5 | 12 | 20 | 10 | TRUE | TRUE | TRUE | 22000 | 17900 | 2.87 | 26000 | 1.93
204462622 | 02/16/23 | Live | Gree | KINGHOME | Multizone All Non-Ducted | 204462622 |  | HRCU-A-CB-O | KM18UH5O | Non-Ducted Indoor Units |  | 12.5 | 23 | 10.5 | 12 | 20 | 10 | TRUE | TRUE | TRUE | 18000 | 17000 | 2.52 | 21000 | 2.05
204344221 | 02/16/23 | Live | Gree | TOSOT | Multizone All Non-Ducted | 204344221 |  | HRCU-A-CB-O | TM42H5O | Non-Ducted Indoor Units |  | 9 | 23 | 10 | 9 | 16 | 8.6 | TRUE | TRUE | FALSE | 42000 | 30000 | 2.58 | 38670 | 1.85
204344220 | 02/16/23 | Live | Gree | TOSOT | Multizone All Non-Ducted | 204344220 |  | HRCU-A-CB-O | TM36H5O | Non-Ducted Indoor Units |  | 9 | 23 | 10 | 9 | 16 | 8.6 | TRUE | TRUE | FALSE | 36000 | 29000 | 2.55 | 36100 | 1.83
204344219 | 02/16/23 | Live | Gree | TOSOT | Multizone All Non-Ducted | 204344219 |  | HRCU-A-CB-O | TM24H5O | Non-Ducted Indoor Units |  | 12.5 | 23 | 10.5 | 12 | 20 | 10 | TRUE | TRUE | TRUE | 22000 | 17900 | 2.87 | 26000 | 1.93
204344218 | 06/05/23 | Live | Gree | TOSOT | Multizone All Non-Ducted | 204344218 |  | HRCU-A-CB-O | TM18H5O | Non-Ducted Indoor Units |  | 12.5 | 23 | 10.5 | 12 | 20 | 10 | TRUE | TRUE | TRUE | 18000 | 17000 | 2.52 | 21000 | 2.05
204325176 | 04/06/23 | Live | Gree | GREE | Singlezone Non-Ducted, Wall Placement | 204325176 |  | HRCU-A-CB-O | GWH09ACD-D3DNA1A/O | Mini-Splits | GWH09AAD-D3DN***/I | 16.5 | 38 | 15 | 16.6 | 27 | 11 | TRUE | TRUE | TRUE | 9000 | 8200 | 2.9 | 14610 | 2.41
204288781 | 02/16/23 | Live | Gree | GREE | Multizone All Non-Ducted | 204288781 |  | HMSR-A-CB-O | MULTIU42HP230V1DO | Non-Ducted Indoor Units |  | 9 | 23 | 10 | 9 | 16 | 8.6 | TRUE | TRUE | FALSE | 42000 | 30000 | 2.58 | 38670 | 1.85
204288780 | 02/16/23 | Live | Gree | GREE | Multizone All Non-Ducted | 204288780 |  | HMSR-A-CB-O | MULTIU36HP230V1DO | Non-Ducted Indoor Units |  | 9 | 23 | 10 | 9 | 16 | 8.6 | TRUE | TRUE | FALSE | 36000 | 29000 | 2.55 | 36100 | 1.83
203989086 | 02/16/23 | Live | Gree | GREE | Multizone All Non-Ducted | 203989086 |  | HMSR-A-CB-O | MULTIU24HP230V1DO | Non-Ducted Indoor Units |  | 12.5 | 23 | 10.5 | 12 | 20 | 10 | TRUE | TRUE | TRUE | 22000 | 17900 | 2.87 | 26000 | 1.93
203989085 | 02/16/23 | Live | Gree | GREE | Multizone All Non-Ducted | 203989085 |  | HMSR-A-CB-O | MULTIU18HP230V1DO | Non-Ducted Indoor Units |  | 12.5 | 23 | 10.5 | 12 | 20 | 10 | TRUE | TRUE | TRUE | 18000 | 17000 | 2.52 | 21000 | 2.05
203498481 | 02/16/23 | Live | Gree | KINGHOME | Singlezone Non-Ducted, Wall Placement | 203498481 |  | HRCU-A-CB-O | KW24HQ3D6DO | Mini-Splits | KW24HQ3D6DI | 13 | 21.5 | 12 | 13 | 21.5 | 9.5 | TRUE | TRUE | TRUE | 22000 | 20000 | 2.85 | 26263 | 2.28
203493071 | 02/16/23 | Live | Gree | KINGHOME | Singlezone Non-Ducted, Wall Placement | 203493071 |  | HRCU-A-CB-O | KW18HQ3D6DO | Mini-Splits | KW18HQ3D6DI | 13.5 | 24.5 | 12 | 13.5 | 22 | 10 | TRUE | TRUE | TRUE | 18000 | 15100 | 2.7 | 23000 | 2.11
203493070 | 12/11/19 | Live | Gree | KINGHOME | Singlezone Non-Ducted, Wall Placement | 203493070 |  | HRCU-A-CB-O | KW12HQ3D6DO | Mini-Splits | KW12HQ3D6DI | 15.3 | 30.5 | 14 | 14 | 24 | 8.5 | TRUE | TRUE | FALSE | 12000 | 10300 | 2.85 | 15000 | 2.38
203493069 | 12/11/19 | Live | Gree | KINGHOME | Singlezone Non-Ducted, Wall Placement | 203493069 |  | HRCU-A-CB-O | KW09HQ3D6DO | Mini-Splits | KW09HQ3D6DI | 16.5 | 38 | 15 | 16.6 | 27 | 11 | TRUE | TRUE | TRUE | 9000 | 8200 | 2.9 | 14610 | 2.41
202557963 | 02/16/23 | Live | Gree | GREE | Multizone All Non-Ducted | 202557963 |  | HMSR-A-CB-O | GWHD(42)ND3JO | Non-Ducted Indoor Units |  | 9 | 23 | 10 | 9 | 16 | 8.6 | TRUE | TRUE | FALSE | 42000 | 30000 | 2.58 | 38670 | 1.85
202557962 | 02/16/23 | Live | Gree | GREE | Multizone All Non-Ducted | 202557962 |  | HMSR-A-CB-O | GWHD(36)ND3JO | Non-Ducted Indoor Units |  | 9 | 23 | 10 | 9 | 16 | 8.6 | TRUE | TRUE | FALSE | 36000 | 29000 | 2.55 | 36100 | 1.83
202557961 | 02/16/23 | Live | Gree | GREE | Multizone All Non-Ducted | 202557961 |  | HMSR-A-CB-O | GWHD(24)ND3JO | Non-Ducted Indoor Units |  | 12.5 | 23 | 10.5 | 12 | 20 | 10 | TRUE | TRUE | TRUE | 22000 | 17900 | 2.87 | 26000 | 1.93
202557960 | 02/16/23 | Live | Gree | GREE | Multizone All Non-Ducted | 202557960 |  | HRCU-A-CB-O | GWHD(18)ND3JO | Non-Ducted Indoor Units |  | 12.5 | 23 | 10.5 | 12 | 20 | 10 | TRUE | TRUE | TRUE | 18000 | 17000 | 2.52 | 21000 | 2.05
202360989 | 04/06/23 | Live | Gree | GREE | Singlezone Non-Ducted, Wall Placement | 202360989 |  | HRCU-A-CB-O | GWH09ACD-D3DNA1A/O | Mini-Splits | GWH09QD-D3DN***/I | 16.5 | 38 | 15 | 16.6 | 27 | 11 | TRUE | TRUE | TRUE | 9000 | 8200 | 2.9 | 14610 | 2.41
10157571 | 02/16/23 | Live | Gree | GREE | Singlezone Non-Ducted, Wall Placement | 10157571 |  | HRCU-A-CB-O | SAP24HP230V1AO | Mini-Splits | SAP24HP230V1AH | 13 | 21.5 | 12 | 13 | 21.5 | 9.5 | TRUE | TRUE | TRUE | 22000 | 20000 | 2.85 | 26263 | 2.28
10157570 | 02/16/23 | Live | Gree | GREE | Singlezone Non-Ducted, Wall Placement | 10157570 |  | HRCU-A-CB-O | SAP18HP230V1AO | Mini-Splits | SAP18HP230V1AH | 13.5 | 24.5 | 12 | 13.5 | 22 | 10 | TRUE | TRUE | TRUE | 18000 | 15100 | 2.7 | 23000 | 2.11
10149903 | 04/06/23 | Live | Gree | GREE | Singlezone Non-Ducted, Wall Placement | 10149903 |  | HRCU-A-CB-O | SAP12HP230V1AO | Mini-Splits | SAP12HP230V1AH | 15.3 | 30.5 | 14 | 14 | 24 | 8.5 | TRUE | TRUE | FALSE | 12000 | 10300 | 2.85 | 15000 | 2.38
10149900 | 04/06/23 | Live | Gree | GREE | Singlezone Non-Ducted, Wall Placement | 10149900 |  | HRCU-A-CB-O | SAP09HP230V1AO | Mini-Splits | SAP09HP230V1AH | 16.5 | 38 | 15 | 16.6 | 27 | 11 | TRUE | TRUE | TRUE | 9000 | 8200 | 2.9 | 14610 | 2.41
10062021 | 02/16/23 | Live | Gree | TOSOT | Singlezone Non-Ducted, Wall Placement | 10062021 |  | HRCU-A-CB-O | TW24HQ3D6DO | Mini-Splits | TW24HQ3D6DI | 13 | 21.5 | 12 | 13 | 21.5 | 9.5 | TRUE | TRUE | TRUE | 22000 | 20000 | 2.85 | 26263 | 2.28
10062020 | 02/04/23 | Live | Gree | TOSOT | Singlezone Non-Ducted, Wall Placement | 10062020 |  | HRCU-A-CB-O | TW18HQ3D6DO | Mini-Splits | TW18HQ3D6DI | 13.5 | 24.5 | 12 | 13.5 | 22 | 10 | TRUE | TRUE | TRUE | 18000 | 15100 | 2.7 | 23000 | 2.11
9959454 | 04/05/18 | Live | Gree | GREE | Singlezone Non-Ducted, Wall Placement | 9959454 |  | HRCU-A-CB-O | VIR12HP230V1BO | Mini-Splits | VIR12HP230V1BH | 12.5 | 22 | 11 | 12 | 21.5 | 8.5 | TRUE | TRUE | FALSE | 12000 | 10400 | 2.61 | 11268 | 2.41
9958975 | 02/03/23 | Live | Gree | GREE | Multizone All Non-Ducted | 9958975 |  | HMSR-A-CB-O | MULTI18HP230V1CO | Non-Ducted Indoor Units |  | 12.5 | 22 | 11 | 12.5 | 21 | 9 | TRUE | FALSE | FALSE | 18000 | 12800 | 2.42 | 16400 | 2.42
9956418 | 02/02/23 | Live | Gree | GREE | Multizone All Non-Ducted | 9956418 |  | HMSR-A-CB-O | MULTI42HP230V1CO | Non-Ducted Indoor Units |  | 10.4 | 21 | 10.2 | 10.4 | 21 | 8.6 | FALSE | FALSE | FALSE | 39000 | 29000 | 2.64 | 31100 | 2.5
9956417 | 02/01/23 | Live | Gree | GREE | Multizone All Non-Ducted | 9956417 |  | HMSR-A-CB-O | MULTI36HP230V1CO | Non-Ducted Indoor Units |  | 12.5 | 21 | 11.5 | 11.8 | 21 | 8.6 | TRUE | FALSE | FALSE | 34000 | 26600 | 2.88 | 27500 | 2.73
9956416 | 01/31/23 | Live | Gree | GREE | Multizone All Non-Ducted | 9956416 |  | HMSR-A-CB-O | MULTI30HP230V1CO | Non-Ducted Indoor Units |  | 12.5 | 21 | 11.5 | 11.8 | 20 | 8.6 | TRUE | FALSE | FALSE | 28400 | 18000 | 2.6 | 24000 | 3.13
9956415 | 01/30/23 | Live | Gree | GREE | Multizone All Non-Ducted | 9956415 |  | HMSR-A-CB-O | MULTI24HP230V1CO | Non-Ducted Indoor Units |  | 12.5 | 21 | 11 | 11.8 | 21 | 9 | TRUE | FALSE | FALSE | 24000 | 16600 | 2.46 | 23000 | 3.02
9956333 | 04/06/23 | Live | Gree | GREE | Singlezone Non-Ducted, Wall Placement | 9956333 |  | HRCU-A-CB-O | VIR24HP230V1BO | Mini-Splits | VIR24HP230V1BH | 12.5 | 20 | 10 | 12.5 | 20 | 8.5 | TRUE | FALSE | FALSE | 22000 | 20000 | 2.7 | 23450 | 1.9
9956331 | 04/06/23 | Live | Gree | GREE | Singlezone Non-Ducted, Wall Placement | 9956331 |  | HRCU-A-CB-O | VIR09HP230V1BO | Mini-Splits | VIR09HP230V1BH | 14 | 23 | 10.5 | 14 | 23 | 8.5 | TRUE | TRUE | FALSE | 9000 | 8800 | 2.5 | 10948 | 2.38
9944776 | 04/06/23 | Live | Gree | GREE | Singlezone Non-Ducted, Wall Placement | 9944776 |  | HRCU-A-CB-O | GWH12YD-D3DNA1A/O | Mini-Splits | GWH12AAD-D3DN***/I | 15.3 | 30.5 | 14 | 14 | 24 | 8.5 | TRUE | TRUE | FALSE | 12000 | 10300 | 2.85 | 15000 | 2.38
9123256 | 01/26/23 | Live | Gree | GREE | Singlezone Non-Ducted, Wall Placement | 9123256 |  | HRCU-A-CB-O | GWH24YE-D3DNA1A/O | Mini-Splits | GWH24AAE-D3DN***/I | 13 | 21.5 | 12 | 13 | 21.5 | 9.5 | TRUE | TRUE | TRUE | 22000 | 20000 | 2.85 | 26263 | 2.28
9116197 | 04/06/23 | Live | Gree | GREE | Singlezone Non-Ducted, Wall Placement | 9116197 |  | HRCU-A-CB-O | GWH12YD-D3DNA1A/O | Mini-Splits | GWH12QD-D3DN***/I | 15.3 | 30.5 | 14 | 14 | 24 | 8.5 | TRUE | TRUE | FALSE | 12000 | 10300 | 2.85 | 15000 | 2.38
9114294 | 01/24/23 | Live | Gree | GREE | Singlezone Non-Ducted, Wall Placement | 9114294 |  | HRCU-A-CB-O | GWH18YE-D3DNA1A/O | Mini-Splits | GWH18AAE-D3DN***/I | 13.5 | 24.5 | 12 | 13.5 | 22 | 10 | TRUE | TRUE | TRUE | 18000 | 15100 | 2.7 | 23000 | 2.11
9108748 | 04/06/23 | Live | Gree | TOSOT | Singlezone Non-Ducted, Wall Placement | 9108748 |  | HRCU-A-CB-O | TW24HQ2C2DO | Mini-Splits | TW24HQ2C2DI | 12.5 | 20 | 10 | 12.5 | 20 | 8.5 | TRUE | FALSE | FALSE | 22000 | 22800 | 2.71 | 23450 | 1.9
9108746 | 01/15/19 | Live | Gree | TOSOT | Singlezone Non-Ducted, Wall Placement | 9108746 |  | HRCU-A-CB-O | TW12HQ2C2DO | Mini-Splits | TW12HQ2C2DI | 12.5 | 22 | 11 | 12 | 21.5 | 8.5 | TRUE | TRUE | FALSE | 12000 | 10400 | 2.61 | 11268 | 2.41
9108745 | 04/06/23 | Live | Gree | TOSOT | Singlezone Non-Ducted, Wall Placement | 9108745 |  | HRCU-A-CB-O | TW09HQ2C2DO | Mini-Splits | TW09HQ2C2DI | 14 | 23 | 10.5 | 14 | 23 | 8.5 | TRUE | TRUE | FALSE | 9000 | 8400 | 2.51 | 10948 | 2.38
9102794 | 01/21/23 | Live | Gree | GREE | Singlezone Non-Ducted, Wall Placement | 9102794 |  | HRCU-A-CB-O | GWH24YE-D3DNA1A/O | Mini-Splits | GWH24QE-D3DN***/I | 13 | 21.5 | 12 | 13 | 21.5 | 9.5 | TRUE | TRUE | TRUE | 22000 | 20000 | 2.85 | 26263 | 2.28
9102074 | 01/20/23 | Live | Gree | GREE | Singlezone Non-Ducted, Wall Placement | 9102074 |  | HRCU-A-CB-O | GWH18YE-D3DNA1A/O | Mini-Splits | GWH18QE-D3DN***/I | 13.5 | 24.5 | 12 | 13.5 | 22 | 10 | TRUE | TRUE | TRUE | 18000 | 15100 | 2.7 | 23000 | 2.11
9084227 | 01/19/23 | Live | Gree | GREE | Multizone All Non-Ducted | 9084227 |  | HMSR-A-CB-O | GWHD(36)ND3GO | Non-Ducted Indoor Units |  | 12.5 | 21 | 11.5 | 11.8 | 21 | 8.6 | TRUE | FALSE | FALSE | 34000 | 26600 | 2.88 | 27500 | 2.73
9084226 | 01/18/23 | Live | Gree | GREE | Multizone All Non-Ducted | 9084226 |  | HMSR-A-CB-O | GWHD(30)ND3GO | Non-Ducted Indoor Units |  | 12.5 | 21 | 11.5 | 11.8 | 20 | 8.6 | TRUE | FALSE | FALSE | 28400 | 18000 | 2.6 | 24000 | 3.13
9084225 | 01/17/23 | Live | Gree | GREE | Multizone All Non-Ducted | 9084225 |  | HMSR-A-CB-O | GWHD(24)ND3GO | Non-Ducted Indoor Units |  | 12.5 | 21 | 11 | 11.8 | 21 | 9 | TRUE | FALSE | FALSE | 24000 | 16600 | 2.46 | 23000 | 3.02
9084224 | 01/16/23 | Live | Gree | GREE | Multizone All Non-Ducted | 9084224 |  | HMSR-A-CB-O | GWHD(18)ND3GO | Non-Ducted Indoor Units |  | 12.5 | 22 | 11 | 12.5 | 21 | 9 | TRUE | FALSE | FALSE | 18000 | 12800 | 2.42 | 16400 | 2.42
8000864 | 12/31/17 | Live | Gree | GREE | Singlezone Non-Ducted, Wall Placement | 8000864 |  | HRCU-A-CB-O | GWH18QD-D3DNA1G/O | Mini-Splits | GWH18QD-D3DN***/I | 12.5 | 20 | 10.5 | 12.5 | 20 | 8.5 | TRUE | FALSE | FALSE | 18000 | 15900 | 2.65 | 18600 | 2.08
7091971 | 12/31/17 | Live | Gree | GREE | Singlezone Non-Ducted, Wall Placement | 7091971 |  | HRCU-A-CB-O | GWH12QC-D3DNA1D/O | Mini-Splits | GWH12QC-D3DN***/I | 12.5 | 22 | 11 | 12 | 21.5 | 8.5 | TRUE | TRUE | FALSE | 12000 | 10400 | 2.61 | 11268 | 2.41
7091970 | 04/06/23 | Live | Gree | GREE | Singlezone Non-Ducted, Wall Placement | 7091970 |  | HRCU-A-CB-O | GWH09QC-D3DNA1D/O | Mini-Splits | GWH09QC-D3DN***/I | 14 | 23 | 10.5 | 14 | 23 | 8.5 | TRUE | TRUE | FALSE | 9000 | 8800 | 2.5 | 10948 | 2.38
7091967 | 04/06/23 | Live | Gree | GREE | Singlezone Non-Ducted, Wall Placement | 7091967 |  | HRCU-A-CB-O | GWH09QC-A3DNA1D/O | Mini-Splits | GWH09QC-A3DN***/I | 13 | 23 | 10.5 | 13 | 23 | 9.4 | TRUE | TRUE | FALSE | 9000 | 8400 | 2.51 | 10215 | 2.36
7070719 | 04/06/23 | Live | Gree | GREE | Singlezone Non-Ducted, Wall Placement | 7070719 |  | HRCU-A-CB-O | GWH24QE-D3DNA1D/O | Mini-Splits | GWH24QE-D3DN***/I | 12.5 | 20 | 10 | 12.5 | 20 | 8.5 | TRUE | FALSE | FALSE | 22000 | 20000 | 2.7 | 23450 | 1.9
7017642 | 01/12/23 | Live | Gree | GREE | Multizone All Non-Ducted | 7017642 |  | HMSR-A-CB-O | GWHD(42)ND3EO | Non-Ducted Indoor Units |  | 10.4 | 21 | 10.2 | 10.4 | 21 | 8.6 | FALSE | FALSE | FALSE | 39000 | 29000 | 2.64 | 31100 | 2.5

## Smart T-Stats (hidden)
2025 Residential Efficiency Program
Smart Thermostat Eligibility Table & Worksheet, Version 2.0
Smart thermostat incentives are limited to one thermostat per unit and cannot replace an existing Smart thermostat. Smart thermostat must control the installed unit in order to be eligible for an incentive. Thermostats must be installed by a QIV contractor or by a Home Performance with ENERGY STAR contractor.
Instructions:
| 1. | Enter Manufacturer, Approved Thermostat, and Serial Number.
| 2. | If new thermostat is to be connected to a unit identified on the Worksheet tab, please indicate the unit number from Column B. of the Worksheet tab in Column G under "Unit Controlled".
| 3. | If thermostat was installed during a Home Performance with ENERGY STAR project, please check the appropriate check box
|  | Eligible Equipment | Customer Incentive (per unit)
|  | Wi-Fi Enabled Smart Thermostat | 100
|  | Learning Smart Thermostat | 130
| In order to qualify for an incentive, Smart thermostats must be listed at. |  |  |  | https://enrollmythermostat.com/faqs/pseg-long-island-faq/
| Manufacturer |  | Approved Thermostat | Model Number | Serial Number | Unit Controlled | Primary Cooling | Heating Type | Customer Incentive
Unit 1
Unit 2
Unit 3
Unit 4
Unit 5
Unit 6
Unit 7
Unit 8
Unit 9
Unit 10
[6 empty] | Smart Thermostat Rebate Amount: |  |  | 0
| Application Version: |  | 2.0 |  |  | Effective: |  |  | 4.1.25

## ASHP Load Calculations (hidden)
2025 Residential Efficiency Program
Air Source Heat Pump Worksheet, Version 2.0
Load Calculations Worksheet
#REF!
| Total Cooling Manual J | 0 | Total Estimated Equipment Rebate | 0
| Total Heating Manual J | 0 | Total Actual Equipment Rebate* | #REF!
|  |  | Total Contractor Rebate | #REF!
*Please note rebates are calculated using the 17°F Rated Heating Capacity*
| Heating and Cooling System 1 |  |  |  | #REF!
| New Equipment Type: |  | Unit Controlled: (Required for Cold Climate Equipment)
| Manual J Cooling Load (BTUh)*: *Sensible and Latent |  | Smart Thermostat/Integrated Control Type 1*: *Required for Cold Climate systems
| Manual J Heating Load (BTUh): |  | Qualifying Tier: | #REF!
| Manual J Pass/Fail: |  | Equipment Rebate:
#REF!
| Heating and Cooling System 2 |  |  |  | #REF!
| New Equipment Type: |  | Unit Controlled: (Required for Cold Climate Equipment)
| Manual J Cooling Load (BTUh)*: *Sensible and Latent |  | Smart Thermostat/Integrated Control Type 2*: *Required for Cold Climate systems
| Manual J Heating Load (BTUh): |  | Qualifying Tier: | #REF!
| Manual J Pass/Fail: |  | Equipment Rebate:
#REF!
| Heating and Cooling System 3 |  |  |  | #REF!
| New Equipment Type: |  | Unit Controlled: (Required for Cold Climate Equipment)
| Manual J Cooling Load (BTUh)*: *Sensible and Latent |  | Smart Thermostat/Integrated Control Type 3*: *Required for Cold Climate systems
| Manual J Heating Load (BTUh): |  | Qualifying Tier: | #REF!
| Manual J Pass/Fail: |  | Equipment Rebate:
#REF!
| Heating and Cooling System 4 |  |  |  | #REF!
| New Equipment Type: |  | Unit Controlled: (Required for Cold Climate Equipment)
| Manual J Cooling Load (BTUh)*: *Sensible and Latent |  | Smart Thermostat/Integrated Control Type 4*: *Required for Cold Climate systems
| Manual J Heating Load (BTUh): |  | Qualifying Tier: | #REF!
| Manual J Pass/Fail: |  | Equipment Rebate:
#REF!
| Heating and Cooling System 5 |  |  |  | #REF!
| New Equipment Type: |  | Unit Controlled: (Required for Cold Climate Equipment)
| Manual J Cooling Load (BTUh)*: *Sensible and Latent |  | Smart Thermostat/Integrated Control Type 5*: *Required for Cold Climate systems
| Manual J Heating Load (BTUh): |  | Qualifying Tier: | #REF!
| Manual J Pass/Fail: |  | Equipment Rebate:
#REF!
| Heating and Cooling System 6 |  |  |  | #REF!
| New Equipment Type: |  | Unit Controlled: (Required for Cold Climate Equipment)
| Manual J Cooling Load (BTUh)*: *Sensible and Latent |  | Smart Thermostat/Integrated Control Type 6*: *Required for Cold Climate systems
| Manual J Heating Load (BTUh): |  | Qualifying Tier: | #REF!
| Manual J Pass/Fail: |  | Equipment Rebate:
#REF!
| Heating and Cooling System 7 |  |  |  | #REF!
| New Equipment Type: |  | Unit Controlled: (Required for Cold Climate Equipment)
| Manual J Cooling Load (BTUh)*: *Sensible and Latent |  | Smart Thermostat/Integrated Control Type 7*: *Required for Cold Climate systems
| Manual J Heating Load (BTUh): |  | Qualifying Tier: | #REF!
| Manual J Pass/Fail: |  | Equipment Rebate:
#REF!
| Heating and Cooling System 8 |  |  |  | #REF!
| New Equipment Type: |  | Unit Controlled: (Required for Cold Climate Equipment)
| Manual J Cooling Load (BTUh)*: *Sensible and Latent |  | Smart Thermostat/Integrated Control Type 8*: *Required for Cold Climate systems
| Manual J Heating Load (BTUh): |  | Qualifying Tier: | #REF!
| Manual J Pass/Fail: |  | Equipment Rebate:
#REF!
| Heating and Cooling System 9 |  |  |  | #REF!
| New Equipment Type: |  | Unit Controlled: (Required for Cold Climate Equipment)
| Manual J Cooling Load (BTUh)*: *Sensible and Latent |  | Smart Thermostat/Integrated Control Type 9*: *Required for Cold Climate systems
| Manual J Heating Load (BTUh): |  | Qualifying Tier: | #REF!
| Manual J Pass/Fail: |  | Equipment Rebate:
#REF!
| Heating and Cooling System 10 |  |  |  | #REF!
| New Equipment Type: |  | Unit Controlled: (Required for Cold Climate Equipment)
| Manual J Cooling Load (BTUh)*: *Sensible and Latent |  | Smart Thermostat/Integrated Control Type 10*: *Required for Cold Climate systems
| Manual J Heating Load (BTUh): |  | Qualifying Tier: | #REF!
| Manual J Pass/Fail: |  | Equipment Rebate:
#REF!

## Home Performance
2025 Residential Efficiency Program
Home Performance with ENERGY STAR
Home Performance with ENERGY STAR market and income eligible rebates are available to all residential electric customers. It is recommended that all participants receive a free Home Energy Assessment before Home Performance with ENERGY STAR participation. Loans are available for Home Performance with ENERGY STAR projects. Speak to your Home Peformance with ENERGY STAR Partner for more information.
Instructions:
1) | If a new heat pump is installed through the Home Comfort program, enter "Home Comfort Heat Pump" as the Heating and Cooling System
a) The total capacity and average efficiencies from the new systems will be populated from the Equipment Information tab
2) | If there are no new heat pumps installed during the project, select "Heating Source" and "Cooling Source" and enter applicable efficiencies for existing equipment
3) | Select Yes/No from "Performed" drop down
4) | Enter all data inputs fields for installed measures
5) | If only Heating & Cooling 1 and Cooling 2 require inputs, please enter 0% in the" % of Heating Load" field for Heating System 2
Worksheet
| Heating and Cooling Data |  |  | Contractor Incentive*: | 0
| - Please Select - |  |  | *HPwES Contractor Incentive ONLY applies to NON-Combo HPwES Projects; Insulation and Air Sealing must be installed
| Heating System 1: |  |  | Cooling System 1:
| Heating Source: |  |  | Cooling Source:
| Heating Type: |  |  | Cooling Type:
| Heating Capacity: |  | (btu) | Cooling Capacity: |  | (btu)
| Efficiency: |  |  | SEER:
| HSPF: |  |  | EER:
| COP: |  |  | % of Cooling Load
% of Heating Load
| Heating System 2: |  |  | Cooling System 2:
| Heating Source: |  |  | Cooling Source:
| Heating Type: |  |  | Cooling Type:
| Heating Capacity: |  | (btu) | Cooling Capacity: |  | (btu)
| Efficiency: |  |  | SEER:
| HSPF: |  |  | EER:
| COP: |  |  | % of Cooling Load
% of Heating Load
Duct Sealing
| Duct Sealing Performed: | Select… |  | Total Cost:
| Total Ductwork: |  | (linear feet) | Rebate: | 0
(Conditioned + Unconditioned)
| Location 1: |  |  | Location 2:
| Duct Location: |  |  | Duct Location:
| Location Attribute: |  |  | Location Attribute:
| Total Linear Footage of Ductwork: |  |  | Total Linear Footage of Ductwork:
| R-Value Installed |  |  | R-Value Installed:
| System Impacted: | - Please Select - |  | System Impacted: | - Please Select -
Location 3:
Duct Location:
Location Attribute:
Total Linear Footage of Ductwork
R-Value Installed
| System Impacted: | - Please Select -
Air Sealing
| Air Sealing Perfomed: | Select… |  | Total Cost:
|  |  |  | Rebate: | 0
Location 1:
Number of Stories
| Was a Blower Door Test Conducted: | Select…
Total Air Sealing Square Footage:
Pre CFM50:
Post CFM50:
Insulation
| Insulation Installed: | Select… |  | Total Cost:
|  |  |  | Rebate: | 0
| Location 1: |  |  | Location 2:
| Location: |  |  | Location:
| Location Attribute: |  |  | Location Attribute:
| Installed Square Footage: |  |  | Installed Square Footage:
| Existing R-Value: |  |  | Existing R-Value:
| R-Value Installed: |  |  | R-Value Installed:
| Location 3: |  |  | Location 4:
| Location: |  |  | Location:
| Location Attribute: |  |  | Location Attribute:
| Installed Square Footage: |  |  | Installed Square Footage:
| Existing R-Value: |  |  | Existing R-Value:
| R-Value Installed: |  |  | R-Value Installed:
| Location 5: |  |  | Location 6:
| Location: |  |  | Location:
| Location Attribute: |  |  | Location Attribute:
| Installed Square Footage: |  |  | Installed Square Footage:
| Existing R-Value: |  |  | Existing R-Value:
| R-Value Installed: |  |  | R-Value Installed:
Windows
| Windows Installed*: | Select… |  | Total Cost:
*Heat Pump, Insulation and Air Sealing Must be installed to qualify for a rebate
|  |  |  | Rebate: | 0
| Location 1: |  |  | Location 2:
| Location: |  |  | Location:
| Window Type Replaced: |  |  | Window Type Replaced:
| # of Windows Replaced: |  |  | # of Windows Replaced:
| Window SqFT (per Window) |  |  | Window SqFT (per Window)
| U-Factor: |  |  | U-Factor:
| Location 3: |  |  | Location 4:
| Location: |  |  | Location:
| Window Type Replaced: |  |  | Window Type Replaced:
| # of Windows Replaced: |  |  | # of Windows Replaced:
| Window SqFT (per Window) |  |  | Window SqFT (per Window)
| U-Factor: |  |  | U-Factor:

## Home Performance H&S
2025 Residential Efficiency Program
Health & Safety: Heating and Air Conditioning
Project Number
Date
CAZ Pressure Diagnostics
|  |  |  | Test In |  | Test Out
| Baseline Pressure WRTO: |  |  |  | Pa |  | Pa
| Worst Case Pressure WRTO: |  |  |  | Pa |  | Pa
| Pressure Difference: |  |  |  | Pa |  | Pa
Notes:
Combustion Safety test in (Tested at worst case)
|  |  |  | Test In |  | Test Out
| CAZ Ambient CO: |  |  |  | ppm |  | ppm
| Worst Case Pressure WRTO: |  |  |  | ppm |  | ppm
Gas Leak:
Notes:
Combustion Appliance No. 1
| Location: |  |  |  | Detail:
| Type: |  |  |  | Venting:
| B.T.U.: |  |  |  | Distribution:
| Fuel: |  |  |  | Year of Mfg.:
|  | Test In |  |  |  | Test Out
| CO Flue: |  | ppm |  |  | ppm
| CO Ambient: |  | ppm |  |  | ppm
| Draft: |  | Pa |  |  | Pa
|  |  | Test In |  |  | Test Out
Spillage:
Notes:
Combustion Appliance No. 2
| Location: |  |  |  | Detail:
| Type: |  |  |  | Venting:
| B.T.U.: |  |  |  | Distribution:
| Fuel: |  |  |  | Year of Mfg.:
|  | Test In |  |  |  | Test Out
| CO Flue: |  | ppm |  |  | ppm
| CO Ambient: |  | ppm |  |  | ppm
| Draft: |  | Pa |  |  | Pa
|  |  | Test In |  |  | Test Out
Spillage:
Notes:
DHW
| Location: |  |  |  | Detail:
| Type: |  |  |  | Venting:
| B.T.U.: |  |  |  | Distribution:
| Fuel: |  |  |  | Year of Mfg.:
| Size(gallons): |  |  |  | Energy Factor:
|  | Test In |  |  |  | Test Out
| CO Flue: |  | ppm |  |  | ppm
| CO Ambient: |  | ppm |  |  | ppm
| Draft: |  | Pa |  |  | Pa
|  |  | Test In |  |  | Test Out
Spillage:
Notes:
Application Version: |  | 2.0 | [5 empty] | Effective: | 4.1.25
Yes
No
Group Box 20
Group Box 21
Group Box 22
Group Box 23
Group Box 24
Group Box 25
Group Box 20
Group Box 21
Group Box 22
Group Box 23
Group Box 24
Group Box 25
Group Box 20
Group Box 21
Group Box 22
Group Box 23
Group Box 24
Group Box 25
Group Box 450
Group Box 451
Group Box 452
Group Box 453
Group Box 454
Group Box 455
Group Box 456
Group Box 20
Group Box 20
Group Box 20
Group Box 20
Group Box 23
Group Box 23
Group Box 20
Group Box 20
Group Box 23
Group Box 23
Group Box 20
Group Box 20
Group Box 23
Group Box 23

## A2WHP Equipment Information
2025 Residential Efficiency Program
Air to Water Heat Pump Worksheet, Version 2.0
Equipment Information Worksheet
Data must be entered in all grey fields. All white fields will autopulate.
Please be sure to complete all fields under the "Existing Heating and Cooling System" table, including the new "Existing Heating/Cooling Equipment Condition" fields, and if applicable the existing efficiency fields. For more information, please see the "Eligibility Table" tab.
All rebates are calculated using the Nameplate Heating Capacity
Equipment Summary
| Total Cooling Manual J: | 0 | Total Heating Manual J: | 0 | Total A2WHP Equipment Cost: |  | 0
| Total A2WHP Estimated Equipment Rebate: | 0 | Total A2WHP Actual Equipment Rebate: | 0 | Total Contractor Incentive: |  | 0
| Total Estimated A2WHP ∆kWh Savings: | 0 | Total Estimated A2WHP MMBTU Savings: | 0
Existing Heating and Cooling System
| Existing Heating Equipment: |  | Existing Cooling Equipment: |  | Existing SEER: |  | Existing AFUE:
| Existing Heating Equipment Condition: | Select… | Existing Cooling Equipment Condition: | Select… | Existing EER: |  | Existing COP:
*If the Existing Equipment Condition is "Early Retirement" then the Existing Efficiencies must be entered for the rebate to populate
AWHP Heating and Cooling System 1
| Total Installed Costs Per System*: |  |  |  | Equipment Rebate:
1 | Manufacturer: |  | Model Number: |  | Serial Number:
| System Type |  | Model Number 2: |  | Serial Number 2:
| Cooling Capacity (BTUh): |  | Heating Capacity (BTUh): |  |  | Design Leaving Water Temperature:
| EER2A95W45: |  | COPA5W110: |  |  | Control Type:
| Integrated Control Type: | FALSE | Unit Controlled From Integrated Controls Tab : | Unit 1
| Manual J Cooling Load (BTUh)*: *Sensible and Latent |  | Manual J Heating Load (BTUh): |  | Manual J (Pass/Fail):
*Installed costs per system should include equipment, labor, ancillary work required for the installation, fees, taxes, etc. Please exclude any costs that are not associated with the project. Per System costs should also exclude the rebate
AWHP Heating and Cooling System 2
| Total Installed Costs Per System*: |  |  |  | Equipment Rebate:
| Manufacturer: |  | Model Number: |  | Serial Number:
| System Type |  | Model Number 2: |  | Serial Number 2:
#REF!
| Cooling Capacity (BTUh): |  | Heating Capacity (BTUh): |  |  | Design Leaving Water Temperature:
| EER2A95W45: |  | COPA5W110: |  |  | Control Type:
| Integrated Control Type: |  | Unit Controlled From Integrated Controls Tab :
| Manual J Cooling Load (BTUh)*: *Sensible and Latent |  | Manual J Heating Load (BTUh): |  | Manual J (Pass/Fail):
*Installed costs per system should include equipment, labor, ancillary work required for the installation, fees, taxes, etc. Please exclude any costs that are not associated with the project. Per System costs should also exclude the rebate
AWHP Heating and Cooling System 3
| Total Installed Costs Per System*: |  |  |  | Equipment Rebate:
| Manufacturer: |  | Model Number: |  | Serial Number:
| System Type |  | Model Number 2: |  | Serial Number 2:
| Cooling Capacity (BTUh): |  | Heating Capacity (BTUh): |  |  | Design Leaving Water Temperature:
#REF!
| EER2A95W45: |  | COPA5W110: |  |  | Control Type
| Integrated Control Type: |  | Unit Controlled From Integrated Controls Tab :
| Manual J Cooling Load (BTUh)*: *Sensible and Latent |  | Manual J Heating Load (BTUh): |  | Manual J (Pass/Fail):
*Installed costs per system should include equipment, labor, ancillary work required for the installation, fees, taxes, etc. Please exclude any costs that are not associated with the project. Per System costs should also exclude the rebate
AWHP Heating and Cooling System 4
| Total Installed Costs Per System*: |  |  |  | Equipment Rebate:
| Manufacturer: |  | Model Number: |  | Serial Number:
| System Type |  | Model Number 2: |  | Serial Number 2:
| Cooling Capacity (BTUh): |  | Heating Capacity (BTUh): |  |  | Design Leaving Water Temperature:
| EER2A95W45: |  | COPA5W110: |  |  | Control Type
#REF!
| Integrated Control Type: |  | Unit Controlled From Integrated Controls Tab :
| Manual J Cooling Load (BTUh)*: *Sensible and Latent |  | Manual J Heating Load (BTUh): |  | Manual J (Pass/Fail):
*Installed costs per system should include equipment, labor, ancillary work required for the installation, fees, taxes, etc. Please exclude any costs that are not associated with the project. Per System costs should also exclude the rebate
AWHP Heating and Cooling System 5
| Total Installed Costs Per System*: |  |  |  | Equipment Rebate:
| Manufacturer: |  | Model Number: |  | Serial Number:
| System Type |  | Model Number 2: |  | Serial Number 2:
| Cooling Capacity (BTUh): |  | Heating Capacity (BTUh): |  |  | Design Leaving Water Temperature:
| EER2A95W45: |  | COPA5W110: |  |  | Control Type
| Integrated Control Type: |  | Unit Controlled From Integrated Controls Tab : |  |  |  |  | #REF!
| Manual J Cooling Load (BTUh)*: *Sensible and Latent |  | Manual J Heating Load (BTUh): |  | Manual J (Pass/Fail):
*Installed costs per system should include equipment, labor, ancillary work required for the installation, fees, taxes, etc. Please exclude any costs that are not associated with the project. Per System costs should also exclude the rebate

## HPwES Completion Info Form
2025 Residential Efficiency Program
HPwES: Certificate of Completion - Read and Sign after Work is Completed
Note to Customer: Please read the following statement before signing. By signing this document, you are attesting that all work has been completed pursuant to your contract. If any part of the work has not been completed, please indicate below. If you have any questions or concerns about any aspect of the work performed, you should resolve them with your contractor BEFORE signing this form.
All work has been completed, with the exception of the following:
Contractor agrees to complete these items and will notify PSEG Long Island upon their completion. Job will not be credited fully as a completed project until the Contractor and Customer sign a new Certificate of Completion that has no pending items.
Contractor Intials
Warranty
Contractor warrants that the work and the equipment furnished in this installation job comply with the requirements as outlined in the Contractor Participation Agreement with PSEG Long Island. In the event that ant defect in workmanship or equipment is discovered within one (1) year after payment authorization, the Contractor will remedy, repair, correct, or cause to be remedied, repaired, corrected, or replaced at Contractor's expense such defect in equipment or workmanship. The foregoing warranty survives any inspection PSEG Long Island may elect to make.
Lien Waiver
WORK AND EQUIPMENT COVERED BY Home Performance Program FINANCING OR ASSISTED HOME PERFORMANCE SUBSIDY: Contractor hereby waives and releases any and all lien or claim of, or right, to lien, under laws relating to mechanics liens with respect to and on the property referenced above.
WORK AND EQUIPMENT NOT COVERED BY Home Performance FINANCING: Said waiver does not apply to any work and equipment furnished in this installation job that is not financed by the Home Performance Loan or an Assisted Home Performance Subsidy. Any costs incurred by Customer exceeding the sum of the Home Performance Loan and the Assisted Home Performance Subsidy, or financed by any means other than Home Performance financing or an Assisted Home Performance Subsidy, are subject to a mechanics lien or claim under applicable laws relating to mechanics liens with respect to and on the property referenced above.
Customer Affirmation
Customer's Acceptance of Work Scope
The energy efficiency upgrades to be installed in the property as well as any applicable incentives, loan, and/or subsidy stated herein have been explained thoroughly by the Contractor, are satisfactory, and are hereby accepted. This worksheet accurately describes the work as agreed to through the contract between me and the Home Performance Contractor. The Home Performance Contractor is authorized to do the work as specified in the contract that has been provided to me by my contractor.
Program Quality Assurance and Evaluation
I agree to participate in program quality assurance and evaluation activities. The purposes of these activities are to provide the Program Administrators with an opportunity to ensure that the eligible measures are installed consistent with program standards, to assess energy savings and to evaluate program effectiveness. Program quality assurance and evaluation activities may include in-site visits, questionnaries and interviews.
As a value added service, the PSEG Long Island Home Performance Program offers participants the option of having a post-completion inspection performed on their home. If you are interested in receiving this valuable, FREE service, please contact PSEG Long Island to schedule an appointment. Availability depends upon number of requests received.
Customer Statement
The undersigned hereby certifies personal ownership of the home specified above, that all materials and equipment included in the construction contract (work order, job order, bd summary, proposal, invoice, etc.) have been furnished and installed by the Contractor, and that the work has been completed pursuant to the contract. In addition, I have not obtained the benefit of and will not receive any cash payment, rebate, cash bonus, sales commission, or anything from the contractor as inducement to enter into the Home Performance Agreement or proceed with work. If there is a Home Performance Loan Agreement, I also agree to the terms specified in the Home Performance Loan Agreement and authorize payment to the above Contractor.
Loan Project ID: (if applicable)
I would like customer rebate: (Check One)
(must complete a Rebate Assignment Form/This option may not be offered to all Contractors)
Homeowner's Name (Print) |  | Signature | Date
Contractor's Business Name (Print) |  | Signature | Date
Application Version: | 2.0 |  | Effective: | 4.1.25
Yes, I have received a copy of the Comprehensive Home Energy Assessment Report
Credited to my PSEG Long Island electric account
Assigned to my Installation Contractor
Check mailed to Home Address or Mailing Address

## Pre Inspection Form (hidden)
2025 Residential Efficiency Program
Pre-Inspection Form, Version 2.0
Performed By: | [5 empty] | Account No:
Confirmation and Screening Questions
1. Have you or any family member traveled to a country for which the CDC has issued a Level 2 or 3 travel designation within the last 14 days?
2. Have you or any family member traveled had contact with any Persons Under Investigation (PUIs) for COVID-19 within the last 14 days, OR with anyone with known COVID-19?
3. Do you or any family member have any symptoms of a fever or respiratory infection (e.g., cough, sore throat, fever, or shortness of breath)?
IF ANY QUESTION IS RESPONDED TO WITH A YES, YOU CANNOT PROCEED AND WILL NEED TO RESCHEDULE THE APPOINTMENT
Customer Information
Customer Name: | [5 empty] | Address:
Town: | [5 empty] | Phone:
Inspector: | [5 empty] | Date:
Inspection Type:
Contractor Information
Company: | [5 empty] | Contact Name:
Phone: | [5 empty] | Application ID:
Existing Equipment Details
Space Heating Information
| Heating Equipment | AFUE | Equipment Tonnage |  | Matching?
Primary: | #REF! | 0% | 0
Secondary: | #REF! | 0% | 0
Space Cooling Information
| Type | Manufacturer | Model # |  | Tonnage | Operating? |  | Efficiency Rating | Matching?
Primary:
Secondary: | Select… | [6 empty] | SEER/ EER
Water Heating
| Heating Equipment |  | Matching?
Primary: | #REF!
Inspection Analysis
Fail Reason*:
ACCA Manual J (Total Tons):
| ACCA Manual J (BTU) | AHRI Certificate Number: |  | AHRI Ratings:
Unit 1 | [6 empty] | 24
Unit 2 | [6 empty] | 29
Unit 3 | [6 empty] | 34
Unit 4 | [6 empty] | 39
Unit 5 | [6 empty] | 44
Unit 6 | [6 empty] | 49
Unit 7 | [6 empty] | 54
Unit 8 | [6 empty] | 59
Unit 9 | [6 empty] | 64
Unit 10 | [6 empty] | 69
Notes:
Customer Signature: | [6 empty] | Date:
Inspector Signature: | [6 empty] | Date:
New
Retrofit
Group Box 528
Group Box 531
Yes
No
Yes
No
Yes
No

## Post Inspection Form (hidden)
2025 Residential Efficiency Program
Post-Inspection Form, Version 2.0
Performed By: |  |  |  |  | Account No:
Confirmation and Screening Questions
1. Have you or any family member traveled to a country for which the CDC has issued a Level 2 or 3 travel designation within the last 14 days?
2. Have you or any family member traveled had contact with any Persons Under Investigation (PUIs) for COVID-19 within the last 14 days, OR with anyone with known COVID-19?
3. Do you or any family member have any symptoms of a fever or respiratory infection (e.g., cough, sore throat, fever, or shortness of breath)?
IF ANY QUESTION IS RESPONDED TO WITH A YES, YOU CANNOT PROCEED AND WILL NEED TO RESCHEDULE THE APPOINTMENT
Customer Information
Account Holder Name: |  |  |  |  | Address:
Town: |  |  |  |  | Phone:
Inspector: |  |  |  |  | Date:
Inspection Type:
Contractor Information
Company: |  |  |  |  | Contact Name:
Phone: |  |  |  |  | Application ID:
New Equipment Details
Heat Pump Units
Unit # | Type |  | Manufacturer | Model # |  | Serial # |  | Matches Invoice
1 |  |  | #REF! | #REF! |  | #REF!
2
3
4
5
6
7
8
9
10
Secondary Heating Source
Integrated Controls
Unit # | Type |  | Manufacturer | Model # |  | Serial # |  | Matches Invoice
1 | #REF!
2
Smart Thermostats
Unit # | Type |  | Manufacturer | Model # |  | Serial # |  | Matches Invoice
1
2
3
4
5
6
7
8
9
10
11
Water Heating
Type |  |  | Manufacturer | Model # |  | Serial # |  | Matches Invoice
Home Performance with ENERGY STAR Measures
Measure # | Measure Name |  | Location | Location Attribute |  | Matches Invoice
1
2
3
4
5
6
7
8
9
Inspection Analysis
Fail Reason*:
ACCA Manual J (Total Tons): |  | #REF!
| ACCA Manual J (BTU) |  | AHRI Certificate Number: | AHRI Ratings:
Unit 1 | #REF! | [5 empty] | 25
Unit 2 | #REF! | [5 empty] | 30
Unit 3 | #REF! | [5 empty] | 35
Unit 4 | #REF! | [5 empty] | 40
Unit 5 | #REF! |  | Condenser Serial Number: |  |  |  | 45
Unit 6 | #REF! | [5 empty] | 50
Unit 7 | #REF! |  | AHRI Heating Capacity (BTUh)*: *@17⁰F Rated |  |  |  | 55
Unit 8 | #REF! | [5 empty] | 60
Unit 9 | #REF! | [5 empty] | 65
Unit 10 | #REF! | [5 empty] | 70
Notes:
Customer Signature: | [6 empty] | Date:
Inspector Signature: | [6 empty] | Date:
New
Retrofit
Group Box 528
Pass
Fail
Group Box 531
Yes
No
Yes
No
Yes
No

## Air Flow References (hidden)
Air Flow Tabs
Air Flow Tab - Airflow Inputs | Range | Pass/Fail Check | Air Flow Tab 2 - Airflow Inputs | Range | Pass/Fail Check | Air Flow Tab 3 - Airflow Inputs | Range | Pass/Fail Check | Air Flow Tab 4 - Airflow Inputs | Range | Pass/Fail Check | Air Flow Tab 5 - Airflow Inputs | Range | Pass/Fail Check | Air Flow Tab 6 - Airflow Inputs | Range | Pass/Fail Check | Air Flow Tab 7 - Airflow Inputs | Range | Pass/Fail Check | Air Flow Tab 8 - Airflow Inputs | Range | Pass/Fail Check | Air Flow Tab 9 - Airflow Inputs | Range | Pass/Fail Check | Air Flow Tab 10 - Airflow Inputs | Range | Pass/Fail Check
Rated Cooling Capacity | .5-11.3 | FAIL | Rated Cooling Capacity | .5-11.3 | FAIL | Rated Cooling Capacity | .5-11.3 | FAIL | Rated Cooling Capacity | .5-11.3 | FAIL | Rated Cooling Capacity | .5-11.3 | FAIL | Rated Cooling Capacity | .5-11.3 | FAIL | Rated Cooling Capacity | .5-11.3 | FAIL | Rated Cooling Capacity | .5-11.3 | FAIL | Rated Cooling Capacity | .5-11.3 | FAIL | Rated Cooling Capacity | .5-11.3 | FAIL
Static Pressure Drop | .1-.8 | FAIL | Static Pressure Drop | .1-.8 | FAIL | Static Pressure Drop | .1-.8 | FAIL | Static Pressure Drop | .1-.8 | FAIL | Static Pressure Drop | .1-.8 | FAIL | Static Pressure Drop | .1-.8 | FAIL | Static Pressure Drop | .1-.8 | FAIL | Static Pressure Drop | .1-.8 | FAIL | Static Pressure Drop | .1-.8 | FAIL | Static Pressure Drop | .1-.8 | FAIL
CFM Per Ton | 325-450 | FAIL | CFM Per Ton | 325-450 | FAIL | CFM Per Ton | 325-450 | FAIL | CFM Per Ton | 325-450 | FAIL | CFM Per Ton | 325-450 | FAIL | CFM Per Ton | 325-450 | FAIL | CFM Per Ton | 325-450 | FAIL | CFM Per Ton | 325-450 | FAIL | CFM Per Ton | 325-450 | FAIL | CFM Per Ton | 325-450 | FAIL
External Static Pressure | .1-.8 | FAIL | External Static Pressure | .1-.8 | FAIL | External Static Pressure | .1-.8 | FAIL | External Static Pressure | .1-.8 | FAIL | External Static Pressure | .1-.8 | FAIL | External Static Pressure | .1-.8 | FAIL | External Static Pressure | .1-.8 | FAIL | External Static Pressure | .1-.8 | FAIL | External Static Pressure | .1-.8 | FAIL | External Static Pressure | .1-.8 | FAIL
True Flow CFM Measured | ANSI/ACCA Standard 5 | #VALUE! | True Flow CFM Measured | ANSI/ACCA Standard 5 | #VALUE! | True Flow CFM Measured | ANSI/ACCA Standard 5 | #VALUE! | True Flow CFM Measured | ANSI/ACCA Standard 5 | #VALUE! | True Flow CFM Measured | ANSI/ACCA Standard 5 | #VALUE! | True Flow CFM Measured | ANSI/ACCA Standard 5 |  | True Flow CFM Measured | ANSI/ACCA Standard 5 |  | True Flow CFM Measured | ANSI/ACCA Standard 5 |  | True Flow CFM Measured | ANSI/ACCA Standard 5 |  | True Flow CFM Measured | ANSI/ACCA Standard 5
CFM Air Flow Estimated | ANSI/ACCA Standard 6 | #VALUE! | CFM Air Flow Estimated | ANSI/ACCA Standard 6 | #VALUE! | CFM Air Flow Estimated | ANSI/ACCA Standard 6 | #VALUE! | CFM Air Flow Estimated | ANSI/ACCA Standard 6 | #VALUE! | CFM Air Flow Estimated | ANSI/ACCA Standard 6 | #VALUE! | CFM Air Flow Estimated | ANSI/ACCA Standard 6 |  | CFM Air Flow Estimated | ANSI/ACCA Standard 6 |  | CFM Air Flow Estimated | ANSI/ACCA Standard 6 |  | CFM Air Flow Estimated | ANSI/ACCA Standard 6 |  | CFM Air Flow Estimated | ANSI/ACCA Standard 6
Air Flow Tab - Refrigerant Inputs Subcooling | Range | Pass/Fail Check | Air Flow Tab 2 - Refrigerant Inputs Subcooling | Range | Pass/Fail Check | Air Flow Tab 3 - Refrigerant Inputs Subcooling | Range | Pass/Fail Check | Air Flow Tab 4 - Refrigerant Inputs Subcooling | Range | Pass/Fail Check | Air Flow Tab 5 - Refrigerant Inputs Subcooling | Range | Pass/Fail Check | Air Flow Tab 6 - Refrigerant Inputs Subcooling | Range | Pass/Fail Check | Air Flow Tab 7 - Refrigerant Inputs Subcooling | Range | Pass/Fail Check | Air Flow Tab 8 - Refrigerant Inputs Subcooling | Range | Pass/Fail Check | Air Flow Tab 9 - Refrigerant Inputs Subcooling | Range | Pass/Fail Check | Air Flow Tab 10 - Refrigerant Inputs Subcooling | Range | Pass/Fail Check
Required Subcooling | 6-14 | FAIL | Required Subcooling | 6-14 | FAIL | Required Subcooling | 6-14 | FAIL | Required Subcooling | 6-14 | FAIL | Required Subcooling | 6-14 | FAIL | Required Subcooling | 6-14 | FAIL | Required Subcooling | 6-14 | FAIL | Required Subcooling | 6-14 | FAIL | Required Subcooling | 6-14 | FAIL | Required Subcooling | 6-14 | FAIL
Outdoor Dry Bulb Temp | 60-114 | FAIL | Outdoor Dry Bulb Temp | 60-114 | FAIL | Outdoor Dry Bulb Temp | 60-114 | FAIL | Outdoor Dry Bulb Temp | 60-114 | FAIL | Outdoor Dry Bulb Temp | 60-114 | FAIL | Outdoor Dry Bulb Temp | 60-114 | FAIL | Outdoor Dry Bulb Temp | 60-114 | FAIL | Outdoor Dry Bulb Temp | 60-114 | FAIL | Outdoor Dry Bulb Temp | 60-114 | FAIL | Outdoor Dry Bulb Temp | 60-114 | FAIL
Liquid Line Pressure | 195-475 | FAIL | Liquid Line Pressure | 195-475 | FAIL | Liquid Line Pressure | 195-475 | FAIL | Liquid Line Pressure | 195-475 | FAIL | Liquid Line Pressure | 195-475 | FAIL | Liquid Line Pressure | 195-475 | FAIL | Liquid Line Pressure | 195-475 | FAIL | Liquid Line Pressure | 195-475 | FAIL | Liquid Line Pressure | 195-475 | FAIL | Liquid Line Pressure | 195-475 | FAIL
Saturation Temp | 71-130 | FAIL | Saturation Temp | 71-130 | FAIL | Saturation Temp | 71-130 | FAIL | Saturation Temp | 71-130 | FAIL | Saturation Temp | 71-130 | FAIL | Saturation Temp | 71-130 | FAIL | Saturation Temp | 71-130 | FAIL | Saturation Temp | 71-130 | FAIL | Saturation Temp | 71-130 | FAIL | Saturation Temp | 71-130 | FAIL
Liquid Line Temp | 57-116 | FAIL | Liquid Line Temp | 57-116 | FAIL | Liquid Line Temp | 57-116 | FAIL | Liquid Line Temp | 57-116 | FAIL | Liquid Line Temp | 57-116 | FAIL | Liquid Line Temp | 57-116 | FAIL | Liquid Line Temp | 57-116 | FAIL | Liquid Line Temp | 57-116 | FAIL | Liquid Line Temp | 57-116 | FAIL | Liquid Line Temp | 57-116 | FAIL
Measured Subcooling | +-3 |  | Measured Subcooling | +-3 |  | Measured Subcooling | +-3 |  | Measured Subcooling | +-3 |  | Measured Subcooling | +-3 |  | Measured Subcooling | +-3 |  | Measured Subcooling | +-3 |  | Measured Subcooling | +-3 |  | Measured Subcooling | +-3 |  | Measured Subcooling | +-3
Air Flow Tab - Refrigerant Inputs Super Heat | Range | Pass/Fail Check | Air Flow Tab 2 - Refrigerant Inputs Super Heat | Range | Pass/Fail Check | Air Flow Tab 3 - Refrigerant Inputs Super Heat | Range | Pass/Fail Check | Air Flow Tab 4 - Refrigerant Inputs Super Heat | Range | Pass/Fail Check | Air Flow Tab 5 - Refrigerant Inputs Super Heat | Range | Pass/Fail Check | Air Flow Tab 6 - Refrigerant Inputs Super Heat | Range | Pass/Fail Check | Air Flow Tab 7 - Refrigerant Inputs Super Heat | Range | Pass/Fail Check | Air Flow Tab 8 - Refrigerant Inputs Super Heat | Range | Pass/Fail Check | Air Flow Tab 9 - Refrigerant Inputs Super Heat | Range | Pass/Fail Check | Air Flow Tab 10 - Refrigerant Inputs Super Heat | Range | Pass/Fail Check
Manufactured Spec Superheat | 5-30 | FAIL | Manufactured Spec Superheat | 5-30 | FAIL | Manufactured Spec Superheat | 5-30 | FAIL | Manufactured Spec Superheat | 5-30 | FAIL | Manufactured Spec Superheat | 5-30 | FAIL | Manufactured Spec Superheat | 5-30 | FAIL | Manufactured Spec Superheat | 5-30 | FAIL | Manufactured Spec Superheat | 5-30 | FAIL | Manufactured Spec Superheat | 5-30 | FAIL | Manufactured Spec Superheat | 5-30 | FAIL
Indoor Wet Bulb Temp | 50-80 | FAIL | Indoor Wet Bulb Temp | 50-80 | FAIL | Indoor Wet Bulb Temp | 50-80 | FAIL | Indoor Wet Bulb Temp | 50-80 | FAIL | Indoor Wet Bulb Temp | 50-80 | FAIL | Indoor Wet Bulb Temp | 50-80 | FAIL | Indoor Wet Bulb Temp | 50-80 | FAIL | Indoor Wet Bulb Temp | 50-80 | FAIL | Indoor Wet Bulb Temp | 50-80 | FAIL | Indoor Wet Bulb Temp | 50-80 | FAIL
Outdoor Dry Bulb Temp | 50-114 | FAIL | Outdoor Dry Bulb Temp | 50-114 | FAIL | Outdoor Dry Bulb Temp | 50-114 | FAIL | Outdoor Dry Bulb Temp | 50-114 | FAIL | Outdoor Dry Bulb Temp | 50-114 | FAIL | Outdoor Dry Bulb Temp | 50-114 | FAIL | Outdoor Dry Bulb Temp | 50-114 | FAIL | Outdoor Dry Bulb Temp | 50-114 | FAIL | Outdoor Dry Bulb Temp | 50-114 | FAIL | Outdoor Dry Bulb Temp | 50-114 | FAIL
Vapor Pressure | 110-160 | FAIL | Vapor Pressure | 110-160 | FAIL | Vapor Pressure | 110-160 | FAIL | Vapor Pressure | 110-160 | FAIL | Vapor Pressure | 110-160 | FAIL | Vapor Pressure | 110-160 | FAIL | Vapor Pressure | 110-160 | FAIL | Vapor Pressure | 110-160 | FAIL | Vapor Pressure | 110-160 | FAIL | Vapor Pressure | 110-160 | FAIL
Saturation Temp | 35-95 | FAIL | Saturation Temp | 35-95 | FAIL | Saturation Temp | 35-95 | FAIL | Saturation Temp | 35-95 | FAIL | Saturation Temp | 35-95 | FAIL | Saturation Temp | 35-95 | FAIL | Saturation Temp | 35-95 | FAIL | Saturation Temp | 35-95 | FAIL | Saturation Temp | 35-95 | FAIL | Saturation Temp | 35-95 | FAIL
Vapor Line Temp | 40-90 | FAIL | Vapor Line Temp | 40-90 | FAIL | Vapor Line Temp | 40-90 | FAIL | Vapor Line Temp | 40-90 | FAIL | Vapor Line Temp | 40-90 | FAIL | Vapor Line Temp | 40-90 | FAIL | Vapor Line Temp | 40-90 | FAIL | Vapor Line Temp | 40-90 | FAIL | Vapor Line Temp | 40-90 | FAIL | Vapor Line Temp | 40-90 | FAIL
Measured Super Heat | +-5 |  | Measured Super Heat | +-5 |  | Measured Super Heat | +-5 |  | Measured Super Heat | +-5 |  | Measured Super Heat | +-5 |  | Measured Super Heat | +-5 |  | Measured Super Heat | +-5 |  | Measured Super Heat | +-5 |  | Measured Super Heat | +-5 |  | Measured Super Heat | +-5

## Tables (hidden)
Below tables for 2024
| Whole-House Projects (Market Rate) |  | Whole-House Projects (Income Eligible Rate)
| Total Project Heating Tons* | Customer Rebate** | Total Project Heating Tons* | Customer Rebate**
| Ton 1 | $1,000/12,000 heating BTU @ 17°F Rated | Ton 1 | $4,000/12,000 heating BTU @ 17°F Rated
| Ton 2 | $1,000/12,000 heating BTU @ 17°F Rated | Ton 2 | $3,000/12,000 heating BTU @ 17°F Rated
| Ton 3 | $1,000/12,000 heating BTU @ 17°F Rated | Ton 3 | $2,000/12,000 heating BTU @ 17°F Rated
| Ton 4 | $1,000/12,000 heating BTU @ 17°F Rated | Ton 4 | $1,000/12,000 heating BTU @ 17°F Rated
| Ton 5 | $500/12,000 heating BTU @ 17°F Rated | Ton 5 | $500/12,000 heating BTU @ 17°F Rated
| Ton 6 | $500/12,000 heating BTU @ 17°F Rated | Ton 6 | $500/12,000 heating BTU @ 17°F Rated
| *For the purpose of this table, "Tons" is referring to Heating BTUh based on AHRI 17F Rated data (ccASHP) or Heating Capacity (AWHP) **Rebates are based on Total Heating Capacity |  | *For the purpose of this table, "Tons" is referring to Heating BTUh based on AHRI 17F Rated data (ccASHP) or Heating Capacity (AWHP) **Rebates are based on Total Heating Capacity
Contractor Incentive
Per Project
500
[5 empty] | Home Performance with ENERGY STAR |  |  |  | Tune Up Rebates
[5 empty] | Eligible Equipment | Rebate |  |  | Eligible Equipment |  | Rebate |  |  | Electric Resistance Heating Replacement - Income Eligible
[14 empty] | Eligible Equipment | Efficiency Requirements |  |  |  | Customer Incentive ($/12,000 btu Heating Capacity) |  | Contractor Incentive (per project)
[15 empty] | Tier I SEER | Tier I HSPF | Tier II SEER | Tier II HSPF | Tier I | Tier II | Tier I | Tier II
[5 empty] | Duct Sealing | 300 |  |  | Central Air Conditioner |  | 40
[5 empty] | Air Sealing | 300 |  |  | Ducted Air Source Heat Pump |  | 50 |  |  | Ducted ASHP | 16 | 8.5 | 17 | 10 | 1200 | 1500 | 500 | 500
[5 empty] | Insulation | 600 | [7 empty] | Ducted Cold Climate ASHP | n/a | n/a | 17 | 10 | n/a | 1500 | n/a | 500
[14 empty] | Ductless Mini Split Systems - ASHP | 18 | 8.5 | 18 | 10 | 1200 | 1500 | 500 | 500
[14 empty] | Ductless Mini Split Systems - Cold Climate ASHP | n/a | n/a | 18 | 10 | n/a | 1500 | n/a | 500
[14 empty] | Ductless Multi Split Systems - Cold Climate ASHP | n/a | n/a | 18 | 10 | n/a | 1500 | n/a | 500
Home Performance with ENERGY STAR -Income Eligible
[5 empty] | Eligible Equipment | Rebate |  |  | Water Heating Rebates |  |  |  |  | Electric Resistance Heating Replacement - Income Eligible
[9 empty] | Eligible Equipment | Uniform Energy Factor (UEF) | Market Rebate | Income-Eligible Rebate |  | Eligible Equipment | Efficiency Requirements |  |  |  | Customer Incentive ($/12,000 btu Heating Capacity) |  | Contractor Incentive (per project)
[13 empty] | Contractor Incentive |  | Tier I SEER | Tier I HSPF | Tier II SEER | Tier II HSPF | Tier I | Tier II | Tier I | Tier II
[5 empty] | Duct Sealing | 500 |  |  | Heat Pump Water Heater ≤ 55 | ≥ 2.00 | 1000 | 1500 | 250
[5 empty] | Air Sealing | 1000 |  |  | Heat Pump Water Heater > 55 | ≥ 2.20 | 1000 | 1500 | 250 | Ducted ASHP | 16 | 8.5 | 17 | 10 | 1200 | 1500 | 500 | 500
[5 empty] | Insulation | 4500 |  |  | Tankless Water Heater < 12 kW | ≥ 0.93 | 100 | 100 | 60 | Ducted Cold Climate ASHP | n/a | n/a | 17 | 10 | n/a | 4000 | n/a | 500
[9 empty] | Tankless Water Heater ≥ 12 kW | ≥ 0.93 | 300 | 300 | 100 | Ductless Mini Split Systems - ASHP | 18 | 8.5 | 18 | 10 | 1200 | 1500 | 500 | 500
[14 empty] | Ductless Mini Split Systems - Cold Climate ASHP | n/a | n/a | 18 | 10 | n/a | 4000 | n/a | 500
[14 empty] | Ductless Multi Split Systems - Cold Climate ASHP | n/a | n/a | 18 | 10 | n/a | 4000 | n/a | 500
**Electric Resistance Rebate Table updated 3/09/2021 per PSEG Approval on 3/05
Home Performance with ENERGY STAR
[7 empty] | Eligible Equipment | Market Rebate | Market & Disadvantaged Community Rebate
[7 empty] | Insulation | 500 | 650
[7 empty] | Air Sealing | 250 | 300
[7 empty] | Duct Sealing | 250 | 300
[7 empty] | Windows* | 4 | 4
*Windows Rebate is Per Square Foot
Home Performance with ENERGY STAR - Income Eligible
[7 empty] | Eligible Equipment | Low Income & Low Income Disadvantaged Community Rebate
[7 empty] | Insulation | 4650
[7 empty] | Air Sealing | 1000
[7 empty] | Duct Sealing | 600
[7 empty] | Windows* | 8
*Windows Rebate is Per Square Foot
Home Comfort & Home Performance with ENERGY STAR
Combo Project Contractor Incentive
500

## ProposedEquipment0 (hidden)
Row Number | BaseLine Row_ID | Product Line | Class Name | Product Name | Measure Code | Application ID | Application Version | Gross kW | Gross kWh | Gross Winter kW | Gross BE kWh | Delta Gross kWh | In Service Rate | Utility Gross kW | Utility Gross kWh | Utility Gross Winter kW | Utility Gross BE kWh | Delta Utility Gross kWh | Coincidence Factor | Free Ridership | Spillover | Line Loss Summer Demand (kW) | Line Loss Energy (kWh) | Net kW | Net kWh | Net Winter kW | Net BE kWh | Delta Net kWh | Total Net kW | Total Net kWh | Total Net Winter kW | Total Net BE kWh | Total Delta Net kWh | EE CO2 Savings | BE CO2 Savings | Total CO2 Savings | EE MMBTU Savings | BE MMBTU Savings | Total MMBTU Savings | Equipment Cost | Labor Cost | Total Cost | Elec Util Cust Incentive | Total Elec Util Cust Incentive | Contractor Incentive | Product Quantity | Location | Operation Hours | Waste Heat Factor – Demand | Waste Heat Factor - Energy | Proposed/Installed Wattage | Lamp Type | Existing Device Code | Existing Wattage | kW Saved | Ballast Type | Wattage | Lamp Length (ft) | Number Lamps | Product ID | Watts Saved | Manufacturer | Model | Baseline EER | Baseline SEER | Baseline HSPF | Baseline Heating Efficiecny (%) | Baseline COP | Proposed/Installed EER | Proposed/Installed SEER | Proposed/Installed HSPF | Proposed/Installed COP | Full Load Hours Cool | Full Load Hours Heat | Cooling Btuh | Heating Btuh | Heating Fuel Type | Cooling Manual J | Heating Manual J | Condenser Manufacturer | Condenser Model | Condenser Serial# | Coil/Air Handler Manufacturer | Coil/Air Handler Model | Coil/Air Handler Serial# | Exist tons | Exist Mfr | Exist Model | QI kW C and A Factord | QI kW RS Factor | QI kWh Factor | QI kW C and A | QI kW RS | QI kWh | Primary Cooling | Primary Heating | Geothermal Loop Type | Energy Savings Factor kW | Energy Savings Factor kWh | Roof Area (sq ft) | Solar Reflectance Index (3YR) | Solar Reflectance Index (INITIAL) | Horsepower | CFM | Storage Capacity | Baseline Compressor Factor | Compressor Factor | Building Type | Baseline Efficiency | Load Factor | Baseline Annual Usage (kWh) | Efficient Annual Usage (kWh) | Volume (ft3) | Harvest Rate (lb/day) | Bonus Factor | Total Load | Infiltration Factor - Closed | Infiltration Factor - Open | Free Cooling - Closed | Free Cooling - Open | Unit Type | Pre CFM | Post CFM | CFM Reduction | Existing AC Age | Building Square Footage | Pre Water Temperature | Post Water Temperature | Tank Insulation | Pre GPM | Post GPM | Conditioned | Pints per Day | Proposed EF | Dehumidifier Age | Workbook Name
1 | [33 empty] | #REF! | #REF! | #REF! |  | #REF! | [6 empty] | #REF!
2 | [33 empty] | #REF! | #REF! | #REF! | [8 empty] | #REF!
3 | [33 empty] | #REF! | #REF! | #REF! | [8 empty] | #REF!
4 | [33 empty] | #REF! | #REF! | #REF! |  | #REF! | [6 empty] | #REF!
5 | [33 empty] | #REF! | #REF! | #REF! | [8 empty] | #REF!
6 | [33 empty] | #REF! | #REF! | #REF! |  | #REF! | [6 empty] | #REF!
7 | [33 empty] | #REF! | #REF! | #REF! | [8 empty] | #REF!
8 | [33 empty] | #REF! | #REF! | #REF! | [8 empty] | #REF!
9 | [33 empty] | #REF! | #REF! | #REF! | [8 empty] | #REF!
10 | [33 empty] | #REF! | #REF! | #REF! | [8 empty] | #REF!
#REF!
1 | [33 empty] | #REF! | #REF! | #REF!
2 | [33 empty] | #REF! | #REF! | #REF!
3 | [33 empty] | #REF! | #REF! | #REF!
4 | [33 empty] | #REF! | #REF! | #REF!
5 | [33 empty] | #REF! | #REF! | #REF!
6 | [33 empty] | #REF! | #REF! | #REF!
7 | [33 empty] | #REF! | #REF! | #REF!
8 | [33 empty] | #REF! | #REF! | #REF!
9 | [33 empty] | #REF! | #REF! | #REF!
10 | [33 empty] | #REF! | #REF! | #REF!
11 | [33 empty] | #REF! | #REF! | #REF!
1 |  | #REF! | #REF! | #REF! | #REF! | #REF! | #REF! | #REF! | #REF! | #REF! | #REF! | #REF! | #REF! | #REF! | #REF! |  |  |  | #REF! | #REF! | #REF! | #REF! | #REF! | #REF! | #REF! | #REF! | #REF! | #REF! | #REF! | #REF! | #REF! | #REF! | #REF! | [9 empty] | #REF! | #REF! |  | #REF! | [79 empty] | #REF!
2 |  | #REF! | #REF! | #REF! | #REF! | #REF! | #REF! | #REF! | #REF! | #REF! | #REF! | #REF! | #REF! | #REF! | #REF! |  |  |  | #REF! | #REF! | #REF! | #REF! | #REF! | #REF! | #REF! | #REF! | #REF! | #REF! | #REF! | #REF! | #REF! | #REF! | #REF! | [9 empty] | #REF! | #REF! |  | #REF! | [79 empty] | #REF!
3 |  | #REF! | #REF! | #REF! | #REF! | #REF! | #REF! | #REF! | #REF! | #REF! | #REF! | #REF! | #REF! | #REF! | #REF! |  |  |  | #REF! | #REF! | #REF! | #REF! | #REF! | #REF! | #REF! | #REF! | #REF! | #REF! | #REF! | #REF! | #REF! | #REF! | #REF! | [9 empty] | #REF! | #REF! |  | #REF! | [79 empty] | #REF!
4 |  | #REF! | #REF! | #REF! | #REF! | #REF! | #REF! | #REF! | #REF! | #REF! | #REF! | #REF! | #REF! | #REF! | #REF! |  |  |  | #REF! | #REF! | #REF! | #REF! | #REF! | #REF! | #REF! | #REF! | #REF! | #REF! | #REF! | #REF! | #REF! | #REF! | #REF! | [9 empty] | #REF! | #REF! |  | #REF! | [79 empty] | #REF!
5 |  | #REF! | #REF! | #REF! | #REF! | #REF! | #REF! | #REF! | #REF! | #REF! | #REF! | #REF! | #REF! | #REF! | #REF! |  |  |  | #REF! | #REF! | #REF! | #REF! | #REF! | #REF! | #REF! | #REF! | #REF! | #REF! | #REF! | #REF! | #REF! | #REF! | #REF! | [9 empty] | #REF! | #REF! |  | #REF! | [79 empty] | #REF!
6 |  | #REF! | #REF! | #REF! | #REF! | #REF! | #REF! | #REF! | #REF! | #REF! | #REF! | #REF! | #REF! | #REF! | #REF! |  |  |  | #REF! | #REF! | #REF! | #REF! | #REF! | #REF! | #REF! | #REF! | #REF! | #REF! | #REF! | #REF! | #REF! | #REF! | #REF! | [9 empty] | #REF! | #REF! |  | #REF! | [79 empty] | #REF!
7 |  | #REF! | #REF! | #REF! | #REF! | #REF! | #REF! | #REF! | #REF! | #REF! | #REF! | #REF! | #REF! | #REF! | #REF! |  |  |  | #REF! | #REF! | #REF! | #REF! | #REF! | #REF! | #REF! | #REF! | #REF! | #REF! | #REF! | #REF! | #REF! | #REF! | #REF! | [9 empty] | #REF! | #REF! |  | #REF! | [79 empty] | #REF!
8 |  | #REF! | #REF! | #REF! | #REF! | #REF! | #REF! | #REF! | #REF! | #REF! | #REF! | #REF! | #REF! | #REF! | #REF! |  |  |  | #REF! | #REF! | #REF! | #REF! | #REF! | #REF! | #REF! | #REF! | #REF! | #REF! | #REF! | #REF! | #REF! | #REF! | #REF! | [9 empty] | #REF! | #REF! |  | #REF! | [79 empty] | #REF!
9 |  | #REF! | #REF! | #REF! | #REF! | #REF! | #REF! | #REF! | #REF! | #REF! | #REF! | #REF! | #REF! | #REF! | #REF! |  |  |  | #REF! | #REF! | #REF! | #REF! | #REF! | #REF! | #REF! | #REF! | #REF! | #REF! | #REF! | #REF! | #REF! | #REF! | #REF! | [9 empty] | #REF! | #REF! |  | #REF! | [79 empty] | #REF!
10 |  | #REF! | #REF! | #REF! | #REF! | #REF! | #REF! | #REF! | #REF! | #REF! | #REF! | #REF! | #REF! | #REF! | #REF! |  |  |  | #REF! | #REF! | #REF! | #REF! | #REF! | #REF! | #REF! | #REF! | #REF! | #REF! | #REF! | #REF! | #REF! | #REF! | #REF! | [9 empty] | #REF! | #REF! |  | #REF! | [79 empty] | #REF!
1 |  | #REF! | #REF! | #REF! | #REF! |  |  | #REF! | #REF! | #REF! | #REF! | #REF! | #REF! | #REF! | #REF! |  |  |  | #REF! | #REF! | #REF! | #REF! | #REF! | #REF! | #REF! | #REF! | #REF! | #REF! | #REF! | #REF! | #REF! | #REF! | #REF! |  |  |  | #REF! | #REF! | #REF! | #REF! |  | #REF! | #REF! | #REF! |  | #REF!
2 |  | #REF! | #REF! | #REF! | #REF! |  |  | #REF! | #REF! | #REF! | #REF! | #REF! | #REF! | #REF! | #REF! |  |  |  | #REF! | #REF! | #REF! | #REF! | #REF! | #REF! | #REF! | #REF! | #REF! | #REF! | #REF! | #REF! | #REF! | #REF! | #REF! |  |  |  | #REF! | #REF! | #REF! | #REF! |  | #REF! | #REF! | #REF! |  | #REF!
3 |  | #REF! | #REF! | #REF! | #REF! |  |  | #REF! | #REF! | #REF! | #REF! | #REF! | #REF! | #REF! | #REF! |  |  |  | #REF! | #REF! | #REF! | #REF! | #REF! | #REF! | #REF! | #REF! | #REF! | #REF! | #REF! | #REF! | #REF! | #REF! | #REF! |  |  |  | #REF! | #REF! | #REF! | #REF! |  | #REF! | #REF! | #REF! |  | #REF!
1 |  | #REF! | #REF! | #REF! | #REF! |  |  | #REF! | #REF! | #REF! | #REF! | #REF! | #REF! | #REF! | #REF! |  |  |  | #REF! | #REF! | #REF! | #REF! | #REF! | #REF! | #REF! | #REF! | #REF! | #REF! | #REF! | #REF! | #REF! | #REF! | #REF! |  |  |  | #REF! | #REF! | #REF! | #REF! |  | #REF! | #REF! | #REF! |  | #REF!
1 |  | #REF! | #REF! | #REF! | #REF! |  |  | #REF! | #REF! | #REF! | #REF! | #REF! | #REF! | #REF! | #REF! |  |  |  | #REF! | #REF! | #REF! | #REF! | #REF! | #REF! | #REF! | #REF! | #REF! | #REF! | #REF! | #REF! | #REF! | #REF! | #REF! |  |  |  | #REF! | #REF! | #REF! | #REF! |  | #REF! | #REF! | #REF! |  | #REF!
2 |  | #REF! | #REF! | #REF! | #REF! |  |  | #REF! | #REF! | #REF! | #REF! | #REF! | #REF! | #REF! | #REF! |  |  |  | #REF! | #REF! | #REF! | #REF! | #REF! | #REF! | #REF! | #REF! | #REF! | #REF! | #REF! | #REF! | #REF! | #REF! | #REF! |  |  |  | #REF! | #REF! | #REF! | #REF! |  | #REF! | #REF! | #REF! |  | #REF!
3 |  | #REF! | #REF! | #REF! | #REF! |  |  | #REF! | #REF! | #REF! | #REF! | #REF! | #REF! | #REF! | #REF! |  |  |  | #REF! | #REF! | #REF! | #REF! | #REF! | #REF! | #REF! | #REF! | #REF! | #REF! | #REF! | #REF! | #REF! | #REF! | #REF! |  |  |  | #REF! | #REF! | #REF! | #REF! |  | #REF! | #REF! | #REF! |  | #REF!
4 |  | #REF! | #REF! | #REF! | #REF! |  |  | #REF! | #REF! | #REF! | #REF! | #REF! | #REF! | #REF! | #REF! |  |  |  | #REF! | #REF! | #REF! | #REF! | #REF! | #REF! | #REF! | #REF! | #REF! | #REF! | #REF! | #REF! | #REF! | #REF! | #REF! |  |  |  | #REF! | #REF! | #REF! | #REF! |  | #REF! | #REF! | #REF! |  | #REF!
5 |  | #REF! | #REF! | #REF! | #REF! |  |  | #REF! | #REF! | #REF! | #REF! | #REF! | #REF! | #REF! | #REF! |  |  |  | #REF! | #REF! | #REF! | #REF! | #REF! | #REF! | #REF! | #REF! | #REF! | #REF! | #REF! | #REF! | #REF! | #REF! | #REF! |  |  |  | #REF! | #REF! | #REF! | #REF! |  | #REF! | #REF! | #REF! |  | #REF!
Note on I1: Rush, Meaghan C (US): Was Gross
Note on J1: Rush, Meaghan C (US): change to old name. will have new name in Captures
Note on K1: Rush, Meaghan C (US): Not sure how to capture BE for Samrt thermostats yet
Note on O1: Rush, Meaghan C (US): Was Utility Gross
Note on Y1: Rush, Meaghan C (US): Was Net
Note on AD1: Rush, Meaghan C (US): Was Total Net
Note on BY1: Rush, Meaghan C (US): Depending on the other worksheets This or "Tons" should be changed
Note on CA1: Rush, Meaghan C (US): Was Manual J
Note on CM1: Molloy, Keith: Remove kW RS Savings based on 2019 Planning Tool
Note on CP1: Molloy, Keith: Remove kW RS Savings based on 2019 Planning Tool
Note on DH1: Rush, Meaghan C (US): Standard calls "kWbaseline". Change to match Refrigeration

## Project Review (hidden)
Heat Pumps
Unit Number | Product Name | Proposed/Installed EER | Proposed/Installed SEER | Proposed/Installed HSPF | Cooling Manual J | Heating Manual J | AHRI Cooling Capacity | AHRI Heating Capacity | Existing Cooling Equipment | Existing Heating Equipment | SEER | EER | HSPF/COP | AFUE | Qualifying Tier | Customer Rebate | Contractor Incentive | Utility Gross kW
|  |  | #REF! | #REF! | #REF! | #REF! | #REF! | #REF!
|  | HSPF: |  |  | #REF! | #REF!
[5 empty] | #REF! | #REF!
|  | Total Installed Costs Per System*: | Equipment Rebate: | NEEP Heating Capacity (BTUh)*: *@17⁰F Maximum | #REF! | #REF! |  | Manual J (Pass/Fail):
|  |  | Partial to Whole House Existing ASHP Unit: | Equipment Rebate: | #REF! | #REF! | Coil/Air Handler Serial Number:
|  |  |  | Partial to Whole House Existing ASHP Unit: | #REF! | #REF! | HSPF: | Condenser Serial Number:
[5 empty] | #REF! | #REF!
|  | Condenser Serial Number: | HSPF: | Coil/Air Handler Serial Number: | #REF! | #REF!
[5 empty] | #REF! | #REF!
[5 empty] | #REF! | #REF!
Smart Therms | #REF! | [11 empty] | #REF! |  |  | #REF! |  | #REF!
| #REF! | [11 empty] | #REF! |  |  | #REF! |  | #REF!
| #REF! | [11 empty] | #REF! |  |  | #REF! |  | #REF!
| #REF! | [11 empty] | #REF! |  |  | #REF! |  | #REF!
| #REF! | [11 empty] | #REF! |  |  | #REF! |  | #REF!
| #REF! | [11 empty] | #REF! |  |  | #REF! |  | #REF!
| #REF! | [11 empty] | #REF! |  |  | #REF! |  | #REF!
| #REF! | [11 empty] | #REF! |  |  | #REF! |  | #REF!
| #REF! | [11 empty] | #REF! |  |  | #REF! |  | #REF!
| #REF! | [11 empty] | #REF! |  |  | #REF! |  | #REF!
Int Controls | #REF! | [11 empty] | #REF! |  |  | #REF! |  | #REF!
| #REF! | [11 empty] | #REF! |  |  | #REF! |  | #REF!
Home Performance
| Product Name | Total Ductwork Linear Feet | Ductwork R-Value Installed | Total Air Sealing Square Footage | Total Insulation Square Footage | Insulation R-Value Installed | Customer Rebate | Utility Gross kW
Water Heating
| Product Name | Customer Rebate | Contractor Incentive | Utility Gross kW
#REF!
Tunes Ups
| Product Name | Customer Rebate | Utility Gross kW
| Select… | #REF! | #REF!
| Select… | #REF! | #REF!
| Select… | #REF! | #REF!
| Select… | #REF! | #REF!
| Select… | #REF! | #REF!
| Total Rebate | Total Contractor Incentive | Total Utility Gross kW
| #REF! | 0 | #REF!

## EFS Pre-Approval (hidden)
1043
This form is to be used only for Home Comfort and Home Performance with ENERGY STAR projects where a loan from EFS is to be provided to the customer.
Please fill in appropriate project data in grey fields.
| Customer Name: |  | Application ID:
| Customer Address: |  | Customer City:
| Customer Zip: |  | Contractor:
| Customer Incentive Amount: | 0 | Total Project Cost | #REF!
| EFS Project ID Number: |  | Project Type:
| Total Customer Down Payment: |  | Customer Incentive Type:
| Loan Type Requested: |  | Total Loan Amount*:
*Indicate if Loan Amount includes $150 EFS Fee
Non-Incentive Measure Cost Total:

## NYSERDA HP ProForma
2025 Residential Efficiency Program
NYSERDA Web ProForma Inputs for Savings
| Web ProForma Inputs for Savings |  | ASHP | A2WHP | Added HPWH
Total Project Cost
Installed Capacity
MWh Generation
MWH Savings
Natural Gas MMBTU Savings
Propane MMBTU Savings
#2/Distillate Oil MMBTU Savings
#6/ Residual Oil MMBTU Savings
Gasoline MMBTU Savings
Wood MMBTU Savings
Steam MMBTU Savings
Kerosene MMBTU Savings
Coal MMBTU Savings
Other MMBTU Savings
Total MMBTU Savings
Fuel Switch: (Y/N)
$ Savings
Application Version: |  | 2.0 |  |  |  | Effective Date: | 4.1.25

## NYSERDA Wx ProForma
2025 Residential Efficiency Program
NYSERDA Weatherization Web ProForma Inputs for Savings
|  | Total Project Cost: | 0
Space Heating Fuel Switch:
Water Heating Fuel Switch:
Dollar Savings by Measure
| Measure | First Year Savings | Measure Cost
| Air Sealing |  | 0
| Insulation (attic, wall, floor, band joist, basement, crawl space) |  | 0
| Replacement Windows |  | 0
Upgrade Heating System to Air Source Heat Pump (ducted or ductless)
| Duct Sealing |  | 0
| Water Heater - Tank: Heat Pump |  | 0
Energy Savings by Fuel Type
| Electric Mwh Savings | 0
| Natural Gas MMBTU Savings | 0
| Propane MMBTU Savings | 0
| #2/Distillate Oil MMBTU Savings | 0
#6/Residual Oil MMBTU Savings
Gasoline MMBTU Savings
Wood MMBTU Savings
Steam MMBTU Savings
Kerosene MMBTU Savings
Coal MMBTU Savings
Other MMBTU Savings
| Total MMBtu Savings | 0
Space Heating Fuel Switch: (Y/N)
Water Heating Fuel Switch: (Y/N)
Application Version: |  | 2.0 |  | Effective Date: | 4.1.25

## AIRFLOW FORM
2025 Residential Efficiency Program
Post Installation/Airflow & Refrigerant Charge Form
For Ducted Systems Only
Equipment Data
Unit Number: | 1 |  |  |  |  | Manufacturer
Ducts Tested: | …Select |  |  |  |  | Model No.
Ducts Sealed: | …Select
Airflow
Please fill out all of the below fields as applicable for the installation
1. Rated Cooling Capacity (tons): | [9 empty] | 2. Target Airflow Volume (CFM) PER TON:
Complete field 3a OR field 3b
3a. Static pressure drop in inches of water column W.C. measures across evaporator coil if new installed: | [7 empty] | OR |  | 3b. External static pressure for fan coil unit:
4. Total Static measured with: |  |  |  | …Select
5. CFM Air Flow Estimated from Total Static Measurement: | [6 empty] | …Select
*If this field contains data, leave True Flow CFM field below blank
6. True Flow CFM measured:
*If this field contains data, no data input is required for field 3a/3b and field 5
Installations must have visible and accessible ports for airflow and temperature measurements. Ports must be sealed with contrasting color plugs. Please indicate
location of test ports:
Notes:
Convert Pascals to inches of WC by dividing pascals by 249.09
Copy of table or graph supplied by manufacturer and used to estimate airflow must be attached to this form.
Refrigerant Charge Method
Charging Method Used: |  |  | …Select
Option 1: SUBCOOLING Notes: Preferred Method. Typical for most Thermal Expansion Valve systems when outdoor temperature is greater than OEM spec. (Typ. 60°F)
Inputs
Refrigerant Type - 410A
| Required Subcooling: |  |  |  | °F
| Outdoor Dry Bulb Temperature: |  |  |  | °F
Measurements
Liquid Line Pressure |  |  |  |  | psig
(F) Saturation temperature for measured pressure |  |  |  |  | °F
(G) Liquid Line temperature |  |  |  |  | °F
*Measured Subcooling (F minus G) |  |  |  |  | °F
*Measured Subcooling must be within 3°F of the manufacturer specified Subcooling.
Note: A copy of the documentation of the manufacturer's specified subcooling for the installed equipment must be attached to this form
Option 2: SUPERHEAT Note: Can only be used for fixed orifice systems (Non-TXV) when outdoor temperature is greater than OEM spec. (Type 55°)
Inputs
Refrigerant Type - R410A
| Manufacturer Specified Superheat |  |  |  | °F
(from manufacturer service guide or as per manufacturer's specification or cut sheet)
| Indoor Wet Bulb Temperature |  |  |  | °F
| Outdoor Dry Bulb Temperature |  |  |  | °F
Measurements
Vapor (suction) pressure |  |  |  |  | psig
(D) Saturation temperature for measured pressure |  |  |  |  | °F
(E) Vapor (suction) line temperature near compressor |  |  |  |  | °F
*Measured Superheat (E minus D) |  |  |  |  | °F
*Measured Superheat must be within 5°F of the manufacturer specified Superheat.
Note: A copy of the documentation of the manufacturer's specified superheat for the installed equipment must be attached to this form.
Option 3: Weigh In (can be used for any system ONLY when outdoor ambient temperature is below OEM specification.):
Refrigerant Type:
(specify)
Capacity of Refrigerant Shipped With Outdoor Unit:
|  |  | lbs. |  | oz.
Does this capacity include an allowance for an evaporator ?
Does this capacity include an allowance for a line set?
Allowed Line Set Length: |  |  | feet
(A) Suction Line Outside Diameter |  |  |  | inches | Net length* |  | feet | x | ounces/foot | = | ounces
(B) Liquid Line Outside Diameter |  |  |  | inches | Net length* |  | feet | x | ounces/foot | = | ounces
(C) Driers, Accumulator, and Evaporator Capacities (if not included above): | [10 empty] | ounces
*Net Length = Measured Length Minus (-) Allowed Length |  |  |  |  | Total charge weighed in (A) + (B) + (C) | [5 empty] | ounces
Note: Copy of table or graph supplied by manufacturer and used to estimate charge must be attached to this form.
Application Version: |  | 2.0 | [8 empty] | Effective: | 4.1.25
Group Box 3
No
Group Box 38
Yes
No
WEIGH IN
Group Box 304
Group Box 305
R-22
R-410A
Other:
Group Box 312
Group Box 313
Group Box 315
Group Box 312
Group Box 312

## AIRFLOW FORM 2
2025 Residential Efficiency Program
Post Installation/Airflow & Refrigerant Charge Form
Equipment Data
Unit Number: | 2 |  |  |  |  | Manufacturer
Ducts Tested: | …Select |  |  |  |  | Model No.
Ducts Sealed: | …Select
Airflow
Please fill out all of the below fields as applicable for the installation
1. Rated Cooling Capacity (tons): | [9 empty] | 2. Target Airflow Volume (CFM) PER TON:
Complete field 3a OR field 3b
3a. Static pressure drop in inches of water column W.C. measures across evaporator coil if new installed: | [7 empty] | OR |  | 3b. External static pressure for fan coil unit:
4. Total static measured with: |  |  |  | …Select
5. CFM Air Flow Estimated from Total Static Measurement: | [6 empty] | …Select
*If this field contains data, leave True Flow CFM field below blank
6. True Flow CFM measured:
*If this field contains data, no data input is required for field 3a/3b and field 5
Installations must have visible and accessible ports for airflow and temperature measurements. Ports must be sealed with contrasting color plugs. Please indicate
location of test ports:
Notes:
Convert Pascals to inches of WC by dividing pascals by 249.09
Copy of table or graph supplied by manufacturer and used to estimate airflow must be attached to this form.
Refrigerant Charge Method
Charging Method Used: |  |  | …Select
Option 1: SUBCOOLING Notes: Typical for most Thermal Expansion Valve systems when outdoor temperature is greater than OEM spec. (Typ. 60°F)
Inputs
Refrigerant Type - R-410A
| Required Subcooling: |  |  |  | °F
| Outdoor Dry Bulb Temperature: |  |  |  | °F
Measurements
Liquid Line Pressure |  |  |  |  | psig
(F) Saturation temperature for measured pressure |  |  |  |  | °F
(G) Liquid Line temperature |  |  |  |  | °F
*Measured Subcooling (F minus G) |  |  |  |  | °F
*Measured Subcooling must be within 3°F of the manufacturer specified Subcooling.
Note: A copy of the documentation of the manufacturer's specified subcooling for the installed equipment must be attached to this form
Option 2: SUPERHEAT Note: Can only be used for fixed orifice systems (Non-TXV) when outdoor temperature is greater than OEM spec. (Type 55°)
Inputs
Refrigerant Type R-410A
| Manufacturer Specified Superheat |  |  |  | °F
(from manufacturer service guide or as per manufacturer's specification or cut sheet)
| Indoor Wet Bulb Temperature |  |  |  | °F
| Outdoor Dry Bulb Temperature |  |  |  | °F
Measurements
Vapor (suction) pressure |  |  |  |  | psig
(D) Saturation temperature for measured pressure |  |  |  |  | °F
(E) Vapor (suction) line temperature near compressor |  |  |  |  | °F
*Measured Superheat (E minus D) |  |  |  |  | °F
*Measured Superheat must be within 5°F of the manufacturer specified Superheat.
Note: A copy of the documentation of the manufacturer's specified superheat for the installed equipment must be attached to this form.
Option 3: Weigh In (can be used for any system ONLY when outdoor ambient temperature is below OEM specification.):
Refrigerant Type:
(specify)
Capacity of Refrigerant Shipped With Outdoor Unit:
|  |  | lbs. |  | oz.
Does this capacity include an allowance for an evaporator?
Does this capacity include an allowance for a line set?
Allowed Line Set Length: |  |  | feet
(A) Suction Line Outside Diameter |  |  |  | inches | Net length* |  | feet | x | ounces/foot | = | ounces
(B) Liquid Line Outside Diameter |  |  |  | inches | Net length* |  | feet | x | ounces/foot | = | ounces
(C) Driers, Accumulator, and Evaporator Capacities (if not included above): | [10 empty] | ounces
*Net Length = Measured Length Minus (-) Allowed Length |  |  |  |  | Total charge weighed in (A) + (B) + (C) | [5 empty] | ounces
Note: Copy of table or graph supplied by manufacturer and used to estimate charge must be attached to this form.
Application Version: |  | 4.1.25_2.0 | [8 empty] | Effective: | 4.1.25
Group Box 3
Group Box 9
Yes
No
Group Box 38
Group Box 39
Yes
No
Group Box 42
Group Box 39
WEIGH IN
Group Box 56
Group Box 39
R-22
R-410A
Other
Group Box 9
Yes
No
Group Box 38
Group Box 39
Yes
No
Group Box 42
R-22
R-410A
Other

## AIRFLOW FORM 3
2025 Residential Efficiency Program
Post Installation/Airflow & Refrigerant Charge Form
Equipment Data
Unit Number: | 3 |  |  |  |  | Manufacturer
Ducts Tested: | …Select |  |  |  |  | Model No.
Ducts Sealed: | …Select
Airflow
Please fill out all of the below fields as applicable for the installation
1. Rated Cooling Capacity (tons): | [9 empty] | 2. Target Airflow Volume (CFM) PER TON:
Complete field 3a or 3b
3a. Static pressure drop in inches of water column W.C. measures across evaporator coil if new installed: | [7 empty] | OR |  | 3b. External static pressure for fan coil unit:
4. Total Static measure with: |  |  |  | …Select
5. CFM Air Flow Estimated from Total Static Measurement: | [6 empty] | …Select
If this field contains data, no data input is required for the True Flow CFM field below
6. True Flow CFM measured:
If this field contains data, no data input is required for field 3a/3b and field 5
Installations must have visible and accessible ports for airflow and temperature measurements. Ports must be sealed with contrasting color plugs. Please indicate
location of test ports:
Notes:
Convert Pascals to inches of WC by dividing pascals by 249.09
Copy of table or graph supplied by manufacturer and used to estimate airflow must be attached to this form.
Refrigerant Charge Method
Charging Method Used: |  |  | …Select
Option 1: SUBCOOLING Notes: Typical for most Thermal Expansion Valve systems when outdoor temperature is greater than OEM spec. (Typ. 60°F)
Inputs
Refrigerant Type R-410A
| Required Subcooling: |  |  |  | °F
| Outdoor Dry Bulb Temperature: |  |  |  | °F
Measurements
Liquid Line Pressure |  |  |  |  | psig
(F) Saturation temperature for measured pressure |  |  |  |  | °F
(G) Liquid Line temperature |  |  |  |  | °F
*Measured Subcooling (F minus G) |  |  |  |  | °F
*Measured Subcooling must be within 3°F of the manufacturer specified Subcooling.
Note: A copy of the documentation of the manufacturer's specified subcooling for the installed equipment must be attached to this form
Option 2: SUPERHEAT Note: Can only be used for fixed orifice systems (Non-TXV) when outdoor temperature is greater than OEM spec. (Type 55°)
Inputs
Refrigerant Type R-410A
| Manufacturer Specified Superheat |  |  |  | °F
(from manufacturer service guide or as per manufacturer's specification or cut sheet)
| Indoor Wet Bulb Temperature |  |  |  | °F
| Outdoor Dry Bulb Temperature |  |  |  | °F
Measurements
Vapor (suction) pressure |  |  |  |  | psig
(D) Saturation temperature for measured pressure |  |  |  |  | °F
(E) Vapor (suction) line temperature near compressor |  |  |  |  | °F
*Measured Superheat (E minus D) |  |  |  |  | °F
*Measured Superheat must be within 5°F of the manufacturer specified Superheat.
Note: A copy of the documentation of the manufacturer's specified superheat for the installed equipment must be attached to this form.
Option 3: Weigh in (Can be used for any system ONLY when outdoor ambient temperature is below OEM specifications):
Refrigerant Type:
(specify)
Capacity of Refrigerant Shipped With Outdoor Unit:
|  |  | lbs. |  | oz.
Does this capacity include an allowance for an evaportator?
Does this capacity include an allowance for a line set?
Allowed Line Set Length: |  |  | feet
(A) Suction Line Outside Diameter |  |  |  | inches | Net length* |  | x |  | ounces/foot | = | ounces
(B) Liquid Line Outside Diameter |  |  |  | inches | Net length* |  | x |  | ounces/foot | = | ounces
(C) Driers, Accumulator, and Evaporator Capcities (if not included above) | [10 empty] | ounces
Total charge weighed in (A) + (B) + (C)
| *Net Length = Measured Length Minus (-) Allowed Length | [9 empty] | ounces
Note: Copy of table or graph supplied by manufacturer and used to estimate charge must be attached to this form.
Application Version: |  | 4.1.25_2.0 | [8 empty] | Effective: | 4.1.25
Group Box 3
Group Box 9
Yes
No
Group Box 38
Group Box 39
Yes
No
Group Box 42
Group Box 39
WEIGH IN
Group Box 56
Group Box 39
WEIGH IN
WEIGH IN

## AIRFLOW FORM 4
2025 Residential Efficiency Program
Post Installation/Airflow & Refrigerant Charge Form
Equipment Data
Unit Number: | 4 |  |  |  |  | Manufacturer
Ducts Tested: | …Select |  |  |  |  | Model No.
Ducts Sealed: | …Select
Airflow
Please fill out all of the below fields as applicable for the installation
1. Rated Cooling Capacity (tons): | [9 empty] | 2. Target Airflow Volume (CFM) PER TON:
Complete field 3a or 3b
3a. Static pressure drop in inches of water column W.C. measures across evaporator coil if new installed: | [7 empty] | OR |  | 3b. External static pressure for fan coil unit:
4. Total Static measured with: |  |  |  | …Select
5. CFM Air Flow Estimated from Total Static Measurement: | [6 empty] | …Select
If this field contains data, no data input is required for the True Flow CFM field below
6. True Flow CFM measured:
If this field contains data, no data input is required for field 3a/3b and field 5
Installations must have visible and accessible ports for airflow and temperature measurements. Ports must be sealed with contrasting color plugs. Please indicate
location of test ports:
Notes:
Convert Pascals to inches of WC by dividing pascals by 249.09
Copy of table or graph supplied by manufacturer and used to estimate airflow must be attached to this form.
Refrigerant Charge Method
Charging Method Used: |  |  | …Select
Option 1: SUBCOOLING Notes: Typical for most Thermal Expansion Valve systems when outdoor temperature is greater than OEM spec. (Typ. 60°F)
Inputs
Refrigerant Type R-410A
| Required Subcooling: |  |  |  | °F
| Outdoor Dry Bulb Temperature: |  |  |  | °F
Measurements
Liquid Line Pressure |  |  |  |  | psig
(F) Saturation temperature for measured pressure |  |  |  |  | °F
(G) Liquid Line temperature |  |  |  |  | °F
*Measured Subcooling (F minus G) |  |  |  |  | °F
*Measured Subcooling must be within 3°F of the manufacturer specified Subcooling.
Note: A copy of the documentation of the manufacturer's specified subcooling for the installed equipment must be attached to this form
Option 2: SUPERHEAT Note: Can only be used for fixed orifice systems (Non-TXV) when outdoor temperature is greater than OEM spec. (Type 55°)
Inputs
Refrigerant Type R-410A
| Manufacturer Specified Superheat |  |  |  | °F
(from manufacturer service guide or as per manufacturer's specification or cut sheet)
| Indoor Wet Bulb Temperature |  |  |  | °F
| Outdoor Dry Bulb Temperature |  |  |  | °F
Measurements
Vapor (suction) pressure |  |  |  |  | psig
(D) Saturation temperature for measured pressure |  |  |  |  | °F
(E) Vapor (suction) line temperature near compressor |  |  |  |  | °F
*Measured Superheat (E minus D) |  |  |  |  | °F
*Measured Superheat must be within 5°F of the manufacturer specified Superheat.
Note: A copy of the documentation of the manufacturer's specified superheat for the installed equipment must be attached to this form.
Option 3: Weigh In (can be used for any system ONLY when outdoor ambient temperature is below OEM specification.):
Refrigerant Type:
(specify)
Capacity of Refrigerant Shipped With Outdoor Unit:
|  |  | lbs. |  | oz.
Does this capacity include an allowance for an evaporator?
Does this capacity include an allowance for a line set?
Allowed Line Set Length: |  |  | feet
(A) Suction Line Outside Diameter |  |  |  | inches | Net length* |  | feet | x | ounces/foot | = |  | ounces
(B) Liquid Line Outside Diameter |  |  |  | inches | Net length* |  | feet | x | ounces/foot | = |  | ounces
(C) Driers, Accumulator, and Evaporator Capacities (if not included above): | [11 empty] | ounces
*Net Length = Measured Length Minus (-) Allowed Length |  |  |  |  | Total charge weighed in (A) + (B) + (C) | [6 empty] | ounces
Note: Copy of table or graph supplied by manufacturer and used to estimate charge must be attached to this form.
Application Version: |  | 4.1.25_2.0 | [8 empty] | Effective: | 4.1.25
Group Box 3
Group Box 9
Yes
No
Group Box 38
Group Box 39
Yes
No
Group Box 42
Group Box 39
WEIGH IN
Group Box 56
Group Box 39
Group Box 9
Yes
No
Group Box 38
Group Box 39
Yes
No
Group Box 42
WEIGH IN
WEIGH IN
WEIGH IN

## AIRFLOW FORM 5
2025 Residential Efficiency Program
Post Installation/Airflow & Refrigerant Charge Form
Equipment Data
Unit Number: | 5 |  |  |  |  | Manufacturer
Ducts Tested: | …Select |  |  |  |  | Model No.
Ducts Sealed: | …Select
Airflow
Please fill out all of the below fields as applicable for the installation
1. Rated Cooling Capacity (tons): | [9 empty] | 2. Target Airflow Volume (CFM) PER TON:
Complete field 3a or 3b
3a. Static pressure drop in inches of water column W.C. measures across evaporator coil if new installed: | [7 empty] | OR |  | 3b. External static pressure for fan coil unit:
4. Total Static measured with: |  |  |  | …Select
5. CFM Air Flow Estimated from Total Static Measurement: | [6 empty] | …Select
If this field contains data, no data input is required for the True Flow CFM field below
6. True Flow CFM measured:
If this field contains data, no data input is required for field 3a/3b and field 5
Installations must have visible and accessible ports for airflow and temperature measurements. Ports must be sealed with contrasting color plugs. Please indicate
location of test ports:
Notes:
Convert Pascals to inches of WC by dividing pascals by 249.09
Copy of table or graph supplied by manufacturer and used to estimate airflow must be attached to this form.
Refrigerant Charge Method
Charging Method Used: |  |  | …Select
Option 1: SUBCOOLING Notes: Typical for most Thermal Expansion Valve systems when outdoor temperature is greater than OEM spec. (Typ. 60°F)
Inputs
Refrigerant Type R-410A
| Required Subcooling: |  |  |  | °F
| Outdoor Dry Bulb Temperature: |  |  |  | °F
Measurements
Liquid Line Pressure |  |  |  |  | psig
(F) Saturation temperature for measured pressure |  |  |  |  | °F
(G) Liquid Line temperature |  |  |  |  | °F
*Measured Subcooling (F minus G) |  |  |  |  | °F
*Measured Subcooling must be within 3°F of the manufacturer specified Subcooling.
Note: A copy of the documentation of the manufacturer's specified subcooling for the installed equipment must be attached to this form
Option 2: SUPERHEAT Note: Can only be used for fixed orifice systems (Non-TXV) when outdoor temperature is greater than OEM spec. (Type 55°)
Inputs
Refrigerant Type R-410A
| Manufacturer Specified Superheat |  |  |  | °F
(from manufacturer service guide or as per manufacturer's specification or cut sheet)
| Indoor Wet Bulb Temperature |  |  |  | °F
| Outdoor Dry Bulb Temperature |  |  |  | °F
Measurements
Vapor (suction) pressure |  |  |  |  | psig
(D) Saturation temperature for measured pressure |  |  |  |  | °F
(E) Vapor (suction) line temperature near compressor |  |  |  |  | °F
*Measured Superheat (E minus D) |  |  |  |  | °F
*Measured Superheat must be within 5°F of the manufacturer specified Superheat.
Note: A copy of the documentation of the manufacturer's specified superheat for the installed equipment must be attached to this form.
Option 3: Weigh In (can be used for any system ONLY when outdoor ambient temperature is below OEM specification.):
Refrigerant Type:
(specify)
Capacity of Refrigerant Shipped With Outdoor Unit:
|  |  | lbs. |  | oz.
Does this capacity include an allowance for an evaporator?
Does this capacity include an allowance for a line set?
Allowed Line Set Length: |  |  | feet
(A) Suction Line Outside Diameter |  |  |  | inches | Net length* |  | feet | x | ounces/foot | = | ounces
(B) Liquid Line Outside Diameter |  |  |  | inches | Net length* |  | feet | x | ounces/foot | = | ounces
(C) Driers, Accumulator, and Evaporator Capacities (if not included above): | [10 empty] | ounces
*Net Length = Measured Length Minus (-) Allowed Length |  |  |  |  | Total charge weighed in (A) + (B) + (C) | [5 empty] | ounces
Note: Copy of table or graph supplied by manufacturer and used to estimate charge must be attached to this form.
Application Version: |  | 4.1.25_2.0 | [8 empty] | Effective: | 4.1.25
Group Box 3
Group Box 9
Yes
No
Group Box 38
Group Box 39
Yes
No
Group Box 42
Group Box 39
WEIGH IN
Group Box 56
Group Box 39
Group Box 9
Yes
No
Group Box 38
Group Box 39
Yes
No
Group Box 42
WEIGH IN
WEIGH IN
WEIGH IN
WEIGH IN

## AIRFLOW FORM 6
2025 Residential Efficiency Program
Post Installation/Airflow & Refrigerant Charge Form
Equipment Data
Unit Number: | 6 |  |  |  |  | Manufacturer
Ducts Tested: | …Select |  |  |  |  | Model No.
Ducts Sealed: | …Select
Airflow
Please fill out all of the below fields as applicable for the installation
1. Rated Cooling Capacity (tons): | [9 empty] | 2. Target Airflow Volume (CFM) PER TON:
Complete field 3a or 3b
3a. Static pressure drop in inches of water column W.C. measures across evaporator coil if new installed: | [7 empty] | OR |  | 3b. External static pressure for fan coil unit:
4. Total Static measured with: |  |  |  | …Select
5. CFM Air Flow Estimated from Total Static Measurement: | [6 empty] | …Select
If this field contains data, no data input is required for the True Flow CFM field below
6. True Flow CFM measured:
If this field contains data, no data input is required for field 3a/3b and field 5
Installations must have visible and accessible ports for airflow and temperature measurements. Ports must be sealed with contrasting color plugs. Please indicate
location of test ports:
Notes:
Convert Pascals to inches of WC by dividing pascals by 249.09
Copy of table or graph supplied by manufacturer and used to estimate airflow must be attached to this form.
Refrigerant Charge Method
Charging Method Used: |  |  | …Select
Option 1: SUBCOOLING Notes: Typical for most Thermal Expansion Valve systems when outdoor temperature is greater than OEM spec. (Typ. 60°F)
Inputs
Refrigerant Type R-410A
| Required Subcooling: |  |  |  | °F
| Outdoor Dry Bulb Temperature: |  |  |  | °F
Measurements
Liquid Line Pressure |  |  |  |  | psig
(F) Saturation temperature for measured pressure |  |  |  |  | °F
(G) Liquid Line temperature |  |  |  |  | °F
*Measured Subcooling (F minus G) |  |  |  |  | °F
*Measured Subcooling must be within 3°F of the manufacturer specified Subcooling.
Note: A copy of the documentation of the manufacturer's specified subcooling for the installed equipment must be attached to this form
Option 2: SUPERHEAT Note: Can only be used for fixed orifice systems (Non-TXV) when outdoor temperature is greater than OEM spec. (Type 55°)
Inputs
Refrigerant Type R-410A
| Manufacturer Specified Superheat |  |  |  | °F
(from manufacturer service guide or as per manufacturer's specification or cut sheet)
| Indoor Wet Bulb Temperature |  |  |  | °F
| Outdoor Dry Bulb Temperature |  |  |  | °F
Measurements
Vapor (suction) pressure |  |  |  |  | psig
(D) Saturation temperature for measured pressure |  |  |  |  | °F
(E) Vapor (suction) line temperature near compressor |  |  |  |  | °F
*Measured Superheat (E minus D) |  |  |  |  | °F
*Measured Superheat must be within 5°F of the manufacturer specified Superheat.
Note: A copy of the documentation of the manufacturer's specified superheat for the installed equipment must be attached to this form.
Option 3: Weigh In (can be used for any system ONLY when outdoor ambient temperature is below OEM specification.):
Refrigerant Type:
(specify)
Capacity of Refrigerant Shipped With Outdoor Unit:
|  |  | lbs. |  | oz.
Does this capacity include an allowance for an evaporator?
Does this capacity include an allowance for a line set?
Allowed Line Set Length: |  |  | feet
(A) Suction Line Outside Diameter |  |  |  | inches | Net length* |  | feet | x | ounces/foot | = | ounces
(B) Liquid Line Outside Diameter |  |  |  | inches | Net length* |  | feet | x | ounces/foot | = | ounces
(C) Driers, Accumulator, and Evaporator Capacities (if not included above): | [10 empty] | ounces
*Net Length = Measured Length Minus (-) Allowed Length |  |  |  |  | Total charge weighed in (A) + (B) + (C) | [5 empty] | ounces
Note: Copy of table or graph supplied by manufacturer and used to estimate charge must be attached to this form.
Application Version: |  | 4.1.25_2.0 | [8 empty] | Effective: | 4.1.25
Group Box 3
Group Box 9
Yes
No
Group Box 38
Group Box 39
Yes
No
Group Box 42
Group Box 39
WEIGH IN
Group Box 56
Group Box 39
Group Box 9
Yes
No
Group Box 38
Group Box 39
Yes
No
Group Box 42
WEIGH IN
WEIGH IN
WEIGH IN
WEIGH IN

## AIRFLOW FORM 7
2025 Residential Efficiency Program
Post Installation/Airflow & Refrigerant Charge Form
Equipment Data
Unit Number: | 7 |  |  |  |  | Manufacturer
Ducts Tested: | …Select |  |  |  |  | Model No.
Ducts Sealed: | …Select
Airflow
Please fill out all of the below fields as applicable for the installation
1. Rated Cooling Capacity (tons): | [9 empty] | 2. Target Airflow Volume (CFM) PER TON:
Complete field 3a or 3b
3a. Static pressure drop in inches of water column W.C. measures across evaporator coil if new installed: | [7 empty] | OR |  | 3b. External static pressure for fan coil unit:
4. Total Static measured with: |  |  |  | …Select
5. CFM Air Flow Estimated from Total Static Measurement: | [6 empty] | …Select
If this field contains data, no data input is required for the True Flow CFM field below
6. True Flow CFM measured:
If this field contains data, no data input is required for field 3a/3b and field 5
Installations must have visible and accessible ports for airflow and temperature measurements. Ports must be sealed with contrasting color plugs. Please indicate
location of test ports:
Notes:
Convert Pascals to inches of WC by dividing pascals by 249.09
Copy of table or graph supplied by manufacturer and used to estimate airflow must be attached to this form.
Refrigerant Charge Method
Charging Method Used: |  |  | …Select
Option 1: SUBCOOLING Notes: Typical for most Thermal Expansion Valve systems when outdoor temperature is greater than OEM spec. (Typ. 60°F)
Inputs
Refrigerant Type R-410A
| Required Subcooling: |  |  |  | °F
| Outdoor Dry Bulb Temperature: |  |  |  | °F
Measurements
Liquid Line Pressure |  |  |  |  | psig
(F) Saturation temperature for measured pressure |  |  |  |  | °F
(G) Liquid Line temperature |  |  |  |  | °F
*Measured Subcooling (F minus G) |  |  |  |  | °F
*Measured Subcooling must be within 3°F of the manufacturer specified Subcooling.
Note: A copy of the documentation of the manufacturer's specified subcooling for the installed equipment must be attached to this form
Option 2: SUPERHEAT Note: Can only be used for fixed orifice systems (Non-TXV) when outdoor temperature is greater than OEM spec. (Type 55°)
Inputs
Refrigerant Type R-410A
| Manufacturer Specified Superheat |  |  |  | °F
(from manufacturer service guide or as per manufacturer's specification or cut sheet)
| Indoor Wet Bulb Temperature |  |  |  | °F
| Outdoor Dry Bulb Temperature |  |  |  | °F
Measurements
Vapor (suction) pressure |  |  |  |  | psig
(D) Saturation temperature for measured pressure |  |  |  |  | °F
(E) Vapor (suction) line temperature near compressor |  |  |  |  | °F
*Measured Superheat (E minus D) |  |  |  |  | °F
*Measured Superheat must be within 5°F of the manufacturer specified Superheat.
Note: A copy of the documentation of the manufacturer's specified superheat for the installed equipment must be attached to this form.
Option 3: Weigh In (can be used for any system ONLY when outdoor ambient temperature is below OEM specification.):
Refrigerant Type:
(specify)
Capacity of Refrigerant Shipped With Outdoor Unit:
|  |  | lbs. |  | oz.
Does this capacity include an allowance for an evaporator?
Does this capacity include an allowance for a line set?
Allowed Line Set Length: |  |  | feet
(A) Suction Line Outside Diameter |  |  |  | inches | Net length* |  | feet | x | ounces/foot | = | ounces
(B) Liquid Line Outside Diameter |  |  |  | inches | Net length* |  | feet | x | ounces/foot | = | ounces
(C) Driers, Accumulator, and Evaporator Capacities (if not included above): | [10 empty] | ounces
*Net Length = Measured Length Minus (-) Allowed Length |  |  |  |  | Total charge weighed in (A) + (B) + (C) | [5 empty] | ounces
Note: Copy of table or graph supplied by manufacturer and used to estimate charge must be attached to this form.
Application Version: |  | 4.1.25_2.0 | [8 empty] | Effective: | 4.1.25
Group Box 3
Group Box 9
Yes
No
Group Box 38
Group Box 39
Yes
No
Group Box 42
Group Box 39
WEIGH IN
Group Box 56
Group Box 39
Group Box 9
Yes
No
Group Box 38
Group Box 39
Yes
No
Group Box 42
WEIGH IN
WEIGH IN
WEIGH IN
WEIGH IN

## AIRFLOW FORM 8
2025 Residential Efficiency Program
Post Installation/Airflow & Refrigerant Charge Form
Equipment Data
Unit Number: | 8 |  |  |  |  | Manufacturer
Ducts Tested: | …Select |  |  |  |  | Model No.
Ducts Sealed: | …Select
Airflow
Please fill out all of the below fields as applicable for the installation
1. Rated Cooling Capacity (tons): | [9 empty] | 2. Target Airflow Volume (CFM) PER TON:
Complete field 3a or 3b
3a. Static pressure drop in inches of water column W.C. measures across evaporator coil if new installed: | [7 empty] | OR |  | 3b. External static pressure for fan coil unit:
4. Total Static measured with: |  |  |  | …Select
5. CFM Air Flow Estimated from Total Static Measurement: | [6 empty] | …Select
If this field contains data, no data input is required for the True Flow CFM field below
6. True Flow CFM measured:
If this field contains data, no data input is required for field 3a/3b and field 5
Installations must have visible and accessible ports for airflow and temperature measurements. Ports must be sealed with contrasting color plugs. Please indicate
location of test ports:
Notes:
Convert Pascals to inches of WC by dividing pascals by 249.09
Copy of table or graph supplied by manufacturer and used to estimate airflow must be attached to this form.
Refrigerant Charge Method
Charging Method Used: |  |  | …Select
Option 1: SUBCOOLING Notes: Typical for most Thermal Expansion Valve systems when outdoor temperature is greater than OEM spec. (Typ. 60°F)
Inputs
Refrigerant Type R-410A
| Required Subcooling: |  |  |  | °F
| Outdoor Dry Bulb Temperature: |  |  |  | °F
Measurements
Liquid Line Pressure |  |  |  |  | psig
(F) Saturation temperature for measured pressure |  |  |  |  | °F
(G) Liquid Line temperature |  |  |  |  | °F
*Measured Subcooling (F minus G) |  |  |  |  | °F
*Measured Subcooling must be within 3°F of the manufacturer specified Subcooling.
Note: A copy of the documentation of the manufacturer's specified subcooling for the installed equipment must be attached to this form
Option 2: SUPERHEAT Note: Can only be used for fixed orifice systems (Non-TXV) when outdoor temperature is greater than OEM spec. (Type 55°)
Inputs
Refrigerant Type R-410A
| Manufacturer Specified Superheat |  |  |  | °F
(from manufacturer service guide or as per manufacturer's specification or cut sheet)
| Indoor Wet Bulb Temperature |  |  |  | °F
| Outdoor Dry Bulb Temperature |  |  |  | °F
Measurements
Vapor (suction) pressure |  |  |  |  | psig
(D) Saturation temperature for measured pressure |  |  |  |  | °F
(E) Vapor (suction) line temperature near compressor |  |  |  |  | °F
*Measured Superheat (E minus D) |  |  |  |  | °F
*Measured Superheat must be within 5°F of the manufacturer specified Superheat.
Note: A copy of the documentation of the manufacturer's specified superheat for the installed equipment must be attached to this form.
Option 3: Weigh In (can be used for any system ONLY when outdoor ambient temperature is below OEM specification.):
Refrigerant Type:
(specify)
Capacity of Refrigerant Shipped With Outdoor Unit:
|  |  | lbs. |  | oz.
Does this capacity include an allowance for an evaporator?
Does this capacity include an allowance for a line set?
Allowed Line Set Length: |  |  | feet
(A) Suction Line Outside Diameter |  |  |  | inches | Net length* |  | feet | x | ounces/foot | = | ounces
(B) Liquid Line Outside Diameter |  |  |  | inches | Net length* |  | feet | x | ounces/foot | = | ounces
(C) Driers, Accumulator, and Evaporator Capacities (if not included above): | [10 empty] | ounces
*Net Length = Measured Length Minus (-) Allowed Length |  |  |  |  | Total charge weighed in (A) + (B) + (C) | [5 empty] | ounces
Note: Copy of table or graph supplied by manufacturer and used to estimate charge must be attached to this form.
Application Version: |  | 4.1.25_2.0 | [8 empty] | Effective: | 4.1.25
Group Box 3
Group Box 9
Yes
No
Group Box 38
Group Box 39
Yes
No
Group Box 42
Group Box 39
WEIGH IN
Group Box 56
Group Box 39
Group Box 9
Yes
No
Group Box 38
Group Box 39
Yes
No
Group Box 42
WEIGH IN
WEIGH IN
WEIGH IN
WEIGH IN

## AIRFLOW FORM 6.1 (hidden)
2025 Residential Efficiency Program
Post Installation/Airflow & Refrigerant Charge Form
Equipment Data
Unit Number: | [5 empty] | Manufacturer
Model No.
For Ducted Systems Only
| Ducts Tested? |  | Ducts Sealed?
Airflow
Please fill out all of the below fields as applicable for the installation
1. Rated Cooling Capacity (tons): | [9 empty] | 2. Target Airflow Volume (CFM) PER TON:
Complete field 3a or 3b
3a. Static pressure drop in inches of water column W.C. measures across evaporator coil if new installed: | [6 empty] | OR |  |  | 3b. External static pressure for fan coil unit:
4. Total Static measured with:
5. CFM Air Flow Estimated from Total Static Measurement:
If this field contains data, no data input is required for the True Flow CFM field below
6. True Flow CFM measured:
If this field contains data, no data input is required for field 3a/3b and field 5
Installations must have visible and accessible ports for airflow and temperature measurements. Ports must be sealed with contrasting color plugs. Please indicate
location of test ports:
Notes:
Convert Pascals to inches of WC by dividing pascals by 249.09
Copy of table or graph supplied by manufacturer and used to estimate airflow must be attached to this form.
Refrigerant Charge Method
Charging Method Used:
Option 1: SUBCOOLING Notes: Typical for most Thermal Expansion Valve systems when outdoor temperature is greater than OEM spec. (Typ. 60°F)
Inputs
Refrigerant Type
| Required Subcooling: |  |  |  | °F
| Outdoor Dry Bulb Temperature: |  |  |  | °F
Measurements
Liquid Line Pressure |  |  |  |  | psig
(F) Saturation temperature for measured pressure |  |  |  |  | °F
(G) Liquid Line temperature |  |  |  |  | °F
*Measured Subcooling (F minus G) |  |  |  |  | °F
*Measured Subcooling must be within 3°F of the manufacturer specified Subcooling.
Note: A copy of the documentation of the manufacturer's specified subcooling for the installed equipment must be attached to this form
Option 2: SUPERHEAT Note: Can only be used for fixed orifice systems (Non-TXV) when outdoor temperature is greater than OEM spec. (Type 55°)
Inputs
Refrigerant Type
| Manufacturer Specified Superheat |  |  |  | °F
(from manufacturer service guide or as per manufacturer's specification or cut sheet)
| Indoor Wet Bulb Temperature |  |  |  | °F
| Outdoor Dry Bulb Temperature |  |  |  | °F
Measurements
Vapor (suction) pressure |  |  |  |  | psig
(D) Saturation temperature for measured pressure |  |  |  |  | °F
(E) Vapor (suction) line temperature near compressor |  |  |  |  | °F
*Measured Superheat (E minus D) |  |  |  |  | °F
*Measured Superheat must be within 5°F of the manufacturer specified Superheat.
Note: A copy of the documentation of the manufacturer's specified superheat for the installed equipment must be attached to this form.
Option 3: Weigh In (can be used for any system ONLY when outdoor ambient temperature is below OEM specification.):
Refrigerant Type:
(specify)
Capacity of Refrigerant Shipped With Outdoor Unit:
|  |  | lbs. |  | oz.
Does this capacity include an allowance for an evaporator?
Does this capacity include an allowance for a line set?
Allowed Line Set Length: |  |  | feet
(A) Suction Line Outside Diameter |  |  |  | inches | Net length* |  | feet | x | ounces/foot | = | ounces
(B) Liquid Line Outside Diameter |  |  |  | inches | Net length* |  | feet | x | ounces/foot | = | ounces
(C) Driers, Accumulator, and Evaporator Capacities (if not included above): | [10 empty] | ounces
*Net Length = Measured Length Minus (-) Allowed Length |  |  |  |  | Total charge weighed in (A) + (B) + (C) | [5 empty] | ounces
Note: Copy of table or graph supplied by manufacturer and used to estimate charge must be attached to this form.
Application Version: |  | 4.1.25_2.0 | [8 empty] | Effective: | 4.1.25
Group Box 3
Existing Ductwork
Variable Speed
Group Box 9
Yes
No
Group Box 38
Group Box 39
Yes
No
Group Box 42
Group Box 39
WEIGH IN
SUPERHEAT
SUBCOOLING
Group Box 56
Group Box 39
No
Yes
No
Yes
Group Box 9
Yes
No
Group Box 38
Group Box 39
Yes
No
Group Box 42

## AIRFLOW FORM 7.1 (hidden)
2025 Residential Efficiency Program
Post Installation/Airflow & Refrigerant Charge Form
Equipment Data
Unit Number: | [5 empty] | Manufacturer
Model No.
For Ducted Systems Only
| Ducts Tested? |  | Ducts Sealed?
Airflow
Please fill out all of the below fields as applicable for the installation
1. Rated Cooling Capacity (tons): | [9 empty] | 2. Target Airflow Volume (CFM) PER TON:
Complete field 3a or 3b
3a. Static pressure drop in inches of water column W.C. measures across evaporator coil if new installed: | [7 empty] | OR |  | 3b. External static pressure for fan coil unit:
4. Total Static measured with:
5. CFM Air Flow Estimated from Total Static Measurement:
If this field contains data, no data input is required for the True Flow CFM field below
6. True Flow CFM measured:
If this field contains data, no data input is required for field 3a/3b and field 5
Installations must have visible and accessible ports for airflow and temperature measurements. Ports must be sealed with contrasting color plugs. Please indicate
location of test ports:
Notes:
Convert Pascals to inches of WC by dividing pascals by 249.09
Copy of table or graph supplied by manufacturer and used to estimate airflow must be attached to this form.
Refrigerant Charge Method
Charging Method Used:
Option 1: SUBCOOLING Notes: Typical for most Thermal Expansion Valve systems when outdoor temperature is greater than OEM spec. (Typ. 60°F)
Inputs
Refrigerant Type
| Required Subcooling: |  |  |  | °F
| Outdoor Dry Bulb Temperature: |  |  |  | °F
Measurements
Liquid Line Pressure |  |  |  |  | psig
(F) Saturation temperature for measured pressure |  |  |  |  | °F
(G) Liquid Line temperature |  |  |  |  | °F
*Measured Subcooling (F minus G) |  |  |  |  | °F
*Measured Subcooling must be within 3°F of the manufacturer specified Subcooling.
Note: A copy of the documentation of the manufacturer's specified subcooling for the installed equipment must be attached to this form
Option 2: SUPERHEAT Note: Can only be used for fixed orifice systems (Non-TXV) when outdoor temperature is greater than OEM spec. (Type 55°)
Inputs
Refrigerant Type
| Manufacturer Specified Superheat |  |  |  | °F
(from manufacturer service guide or as per manufacturer's specification or cut sheet)
| Indoor Wet Bulb Temperature |  |  |  | °F
| Outdoor Dry Bulb Temperature |  |  |  | °F
Measurements
Vapor (suction) pressure |  |  |  |  | psig
(D) Saturation temperature for measured pressure |  |  |  |  | °F
(E) Vapor (suction) line temperature near compressor |  |  |  |  | °F
*Measured Superheat (E minus D) |  |  |  |  | °F
*Measured Superheat must be within 5°F of the manufacturer specified Superheat.
Note: A copy of the documentation of the manufacturer's specified superheat for the installed equipment must be attached to this form.
Option 3: Weigh In (can be used for any system ONLY when outdoor ambient temperature is below OEM specification.):
Refrigerant Type:
(specify)
Capacity of Refrigerant Shipped With Outdoor Unit:
|  |  | lbs. |  | oz.
Does this capacity include an allowance for an evaporator?
Does this capacity include an allowance for a line set?
Allowed Line Set Length: |  |  | feet
(A) Suction Line Outside Diameter |  |  |  | inches | Net length* |  | feet | x | ounces/foot | = |  | ounces
(B) Liquid Line Outside Diameter |  |  |  | inches | Net length* |  | feet | x | ounces/foot | = |  | ounces
(C) Driers, Accumulator, and Evaporator Capacities (if not included above): | [11 empty] | ounces
*Net Length = Measured Length Minus (-) Allowed Length |  |  |  |  | Total charge weighed in (A) + (B) + (C) | [6 empty] | ounces
Note: Copy of table or graph supplied by manufacturer and used to estimate charge must be attached to this form.
Application Version: |  | 4.1.25_2.0 | [8 empty] | Effective: | 4.1.25
Group Box 3
Existing Ductwork
Variable Speed
Group Box 9
Yes
No
Group Box 38
Group Box 39
Yes
No
Group Box 42
Group Box 39
WEIGH IN
SUPERHEAT
SUBCOOLING
Group Box 56
Group Box 39
No
No
Yes
Yes
Group Box 9
Yes
No
Group Box 38
Group Box 39
Yes
No
Group Box 42

## AIRFLOW FORM 8.1 (hidden)
2025 Residential Efficiency Program
Post Installation/Airflow & Refrigerant Charge Form
Equipment Data
Unit Number: | [5 empty] | Manufacturer
Model No.
For Ducted Systems Only
| Ducts Tested? |  | Ducts Sealed?
Airflow
Please fill out all of the below fields as applicable for the installation
1. Rated Cooling Capacity (tons): | [9 empty] | 2. Target Airflow Volume (CFM) PER TON:
Complete field 3a or 3b
3a. Static pressure drop in inches of water column W.C. measures across evaporator coil if new installed: | [7 empty] | OR |  | 3b. External static pressure for fan coil unit:
4. Total Static measured with:
5. CFM Air Flow Estimated from Total Static Measurement:
If this field contains data, no data input is required for the True Flow CFM field below
6. True Flow CFM measured:
If this field contains data, no data input is required for field 3a/3b and field 5
Installations must have visible and accessible ports for airflow and temperature measurements. Ports must be sealed with contrasting color plugs. Please indicate
location of test ports:
Notes:
Convert Pascals to inches of WC by dividing pascals by 249.09
Copy of table or graph supplied by manufacturer and used to estimate airflow must be attached to this form.
Refrigerant Charge Method
Charging Method Used:
Option 1: SUBCOOLING Notes: Typical for most Thermal Expansion Valve systems when outdoor temperature is greater than OEM spec. (Typ. 60°F)
Inputs
Refrigerant Type
| Required Subcooling: |  |  |  | °F
| Outdoor Dry Bulb Temperature: |  |  |  | °F
Measurements
Liquid Line Pressure |  |  |  |  | psig
(F) Saturation temperature for measured pressure |  |  |  |  | °F
(G) Liquid Line temperature |  |  |  |  | °F
*Measured Subcooling (F minus G) |  |  |  |  | °F
*Measured Subcooling must be within 3°F of the manufacturer specified Subcooling.
Note: A copy of the documentation of the manufacturer's specified subcooling for the installed equipment must be attached to this form
Option 2: SUPERHEAT Note: Can only be used for fixed orifice systems (Non-TXV) when outdoor temperature is greater than OEM spec. (Type 55°)
Inputs
Refrigerant Type
| Manufacturer Specified Superheat |  |  |  | °F
(from manufacturer service guide or as per manufacturer's specification or cut sheet)
| Indoor Wet Bulb Temperature |  |  |  | °F
| Outdoor Dry Bulb Temperature |  |  |  | °F
Measurements
Vapor (suction) pressure |  |  |  |  | psig
(D) Saturation temperature for measured pressure |  |  |  |  | °F
(E) Vapor (suction) line temperature near compressor |  |  |  |  | °F
*Measured Superheat (E minus D) |  |  |  |  | °F
*Measured Superheat must be within 5°F of the manufacturer specified Superheat.
Note: A copy of the documentation of the manufacturer's specified superheat for the installed equipment must be attached to this form.
Option 3: Weigh In (can be used for any system ONLY when outdoor ambient temperature is below OEM specification.):
Refrigerant Type:
(specify)
Capacity of Refrigerant Shipped With Outdoor Unit:
|  |  | lbs. |  | oz.
Does this capacity include an allowance for an evaporator?
Does this capacity include an allowance for a line set?
Allowed Line Set Length: |  |  | feet
(A) Suction Line Outside Diameter |  |  |  | inches | Net length* |  | feet | x | ounces/foot | = | ounces
(B) Liquid Line Outside Diameter |  |  |  | inches | Net length* |  | feet | x | ounces/foot | = | ounces
(C) Driers, Accumulator, and Evaporator Capacities (if not included above): | [10 empty] | ounces
*Net Length = Measured Length Minus (-) Allowed Length |  |  |  |  | Total charge weighed in (A) + (B) + (C) | [5 empty] | ounces
Note: Copy of table or graph supplied by manufacturer and used to estimate charge must be attached to this form.
Application Version: |  | 4.1.25_2.0 | [8 empty] | Effective: | 4.1.25
Group Box 3
Existing Ductwork
Variable Speed
Group Box 9
Yes
No
Group Box 38
Group Box 39
Yes
No
Group Box 42
Group Box 39
WEIGH IN
SUPERHEAT
SUBCOOLING
Group Box 56
Group Box 39
No
Yes
No
Yes
Group Box 9
Yes
No
Group Box 38
Group Box 39
Yes
No
Group Box 42

## ASHP Equipment Info Admin
2025 Residential Efficiency Program
Air Source Heat Pump Worksheet, Version 2.0
| Heating and Cooling System 1 |  |  | #REF!
1 | New Equipment Type:
AHRI Reference Number:
| AHRI Cooling Capacity (BTUh): | NEEP Heating Capacity (BTUh)*: *@17⁰F Maximum | AHRI Heating Capacity (BTUh)*: *@17⁰F Rated
Rating Method:
| SEER: | EER: | HSPF:
| Condenser Manufacturer: | Condenser Model Number:
| Coil/Air Handler Manufacturer: | Coil/Air Handler Model Number:
| Heating and Cooling System 2 |  |  | #REF!
New Equipment Type:
AHRI Reference Number:
| AHRI Cooling Capacity (BTUh): | NEEP Heating Capacity (BTUh)*: *@17⁰F Maximum | AHRI Heating Capacity (BTUh)*: *@17⁰F Rated
Rating Method:
| SEER: | EER: | HSPF:
| Condenser Manufacturer: | Condenser Model Number:
| Coil/Air Handler Manufacturer: | Coil/Air Handler Model Number:
| Heating and Cooling System 3 |  |  | #REF!
New Equipment Type:
AHRI Reference Number:
| AHRI Cooling Capacity (BTUh): | NEEP Heating Capacity (BTUh)*: *@17⁰F Maximum | AHRI Heating Capacity (BTUh)*: *@17⁰F Rated
Rating Method:
| SEER: | EER: | HSPF:
| Condenser Manufacturer: | Condenser Model Number:
| Coil/Air Handler Manufacturer: | Coil/Air Handler Model Number:
| Heating and Cooling System 4 |  |  | #REF!
New Equipment Type:
AHRI Reference Number:
| AHRI Cooling Capacity (BTUh): | NEEP Heating Capacity (BTUh)*: *@17⁰F Maximum | AHRI Heating Capacity (BTUh)*: *@17⁰F Rated
Rating Method:
| SEER: | EER: | HSPF:
| Condenser Manufacturer: | Condenser Model Number:
| Coil/Air Handler Manufacturer: | Coil/Air Handler Model Number:
| Heating and Cooling System 5 |  |  | #REF!
New Equipment Type:
AHRI Reference Number:
| AHRI Cooling Capacity (BTUh): | NEEP Heating Capacity (BTUh)*: *@17⁰F Maximum | AHRI Heating Capacity (BTUh)*: *@17⁰F Rated
Rating Method:
| SEER: | EER: | HSPF:
| Condenser Manufacturer: | Condenser Model Number:
| Coil/Air Handler Manufacturer: | Coil/Air Handler Model Number:
| Heating and Cooling System 6 |  |  | #REF!
New Equipment Type:
AHRI Reference Number:
| AHRI Cooling Capacity (BTUh): | NEEP Heating Capacity (BTUh)*: *@17⁰F Maximum | AHRI Heating Capacity (BTUh)*: *@17⁰F Rated
Rating Method:
| SEER: | EER: | HSPF:
| Condenser Manufacturer: | Condenser Model Number:
| Coil/Air Handler Manufacturer: | Coil/Air Handler Model Number:
| Heating and Cooling System 7 |  |  | #REF!
New Equipment Type:
AHRI Reference Number:
| AHRI Cooling Capacity (BTUh): | NEEP Heating Capacity (BTUh)*: *@17⁰F Maximum | AHRI Heating Capacity (BTUh)*: *@17⁰F Rated
Rating Method:
| SEER: | EER: | HSPF:
| Condenser Manufacturer: | Condenser Model Number:
| Coil/Air Handler Manufacturer: | Coil/Air Handler Model Number:
| Heating and Cooling System 8 |  |  | #REF!
New Equipment Type:
AHRI Reference Number:
| AHRI Cooling Capacity (BTUh): | NEEP Heating Capacity (BTUh)*: *@17⁰F Maximum | AHRI Heating Capacity (BTUh)*: *@17⁰F Rated
Rating Method:
| SEER: | EER: | HSPF:
| Condenser Manufacturer: | Condenser Model Number:
| Coil/Air Handler Manufacturer: | Coil/Air Handler Model Number:

## AIRFLOW FORM 9 (hidden)
2025 Residential Efficiency Program
Post Installation/Airflow & Refrigerant Charge Form
Equipment Data
Unit Number: | [5 empty] | Manufacturer
Model No.
For Ducted Systems Only
| Ducts Tested? |  | Ducts Sealed?
Airflow
Please fill out all of the below fields as applicable for the installation
1. Rated Cooling Capacity (tons): | [9 empty] | 2. Target Airflow Volume (CFM) PER TON:
Complete field 3a or 3b
3a. Static pressure drop in inches of water column W.C. measures across evaporator coil if new installed: | [7 empty] | OR |  | 3b. External static pressure for fan coil unit:
4. Total Static measured with:
5. CFM Air Flow Estimated from Total Static Measurement:
If this field contains data, no data input is required for the True Flow CFM field below
6. True Flow CFM measured:
If this field contains data, no data input is required for field 3a/3b and field 5
Installations must have visible and accessible ports for airflow and temperature measurements. Ports must be sealed with contrasting color plugs. Please indicate
location of test ports:
Notes:
Convert Pascals to inches of WC by dividing pascals by 249.09
Copy of table or graph supplied by manufacturer and used to estimate airflow must be attached to this form.
Refrigerant Charge Method
Charging Method Used:
Option 1: SUBCOOLING Notes: Typical for most Thermal Expansion Valve systems when outdoor temperature is greater than OEM spec. (Typ. 60°F)
Inputs
Refrigerant Type
| Required Subcooling: |  |  |  | °F
| Outdoor Dry Bulb Temperature: |  |  |  | °F
Measurements
Liquid Line Pressure |  |  |  |  | psig
(F) Saturation temperature for measured pressure |  |  |  |  | °F
(G) Liquid Line temperature |  |  |  |  | °F
*Measured Subcooling (F minus G) |  |  |  |  | °F
*Measured Subcooling must be within 3°F of the manufacturer specified Subcooling.
Note: A copy of the documentation of the manufacturer's specified subcooling for the installed equipment must be attached to this form
Option 2: SUPERHEAT Note: Can only be used for fixed orifice systems (Non-TXV) when outdoor temperature is greater than OEM spec. (Type 55°)
Inputs
Refrigerant Type
| Manufacturer Specified Superheat |  |  |  | °F
(from manufacturer service guide or as per manufacturer's specification or cut sheet)
| Indoor Wet Bulb Temperature |  |  |  | °F
| Outdoor Dry Bulb Temperature |  |  |  | °F
Measurements
Vapor (suction) pressure |  |  |  |  | psig
(D) Saturation temperature for measured pressure |  |  |  |  | °F
(E) Vapor (suction) line temperature near compressor |  |  |  |  | °F
*Measured Superheat (E minus D) |  |  |  |  | °F
*Measured Superheat must be within 5°F of the manufacturer specified Superheat.
Note: A copy of the documentation of the manufacturer's specified superheat for the installed equipment must be attached to this form.
Option 3: Weigh In (can be used for any system ONLY when outdoor ambient temperature is below OEM specification.):
Refrigerant Type:
(specify)
Capacity of Refrigerant Shipped With Outdoor Unit:
|  |  | lbs. |  | oz.
Does this capacity include an allowance for an evaporator?
Does this capacity include an allowance for a line set?
Allowed Line Set Length: |  |  | feet
(A) Suction Line Outside Diameter |  |  |  | inches | Net length* |  | feet | x | ounces/foot | = | ounces
(B) Liquid Line Outside Diameter |  |  |  | inches | Net length* |  | feet | x | ounces/foot | = | ounces
(C) Driers, Accumulator, and Evaporator Capacities (if not included above): | [10 empty] | ounces
*Net Length = Measured Length Minus (-) Allowed Length |  |  |  |  | Total charge weighed in (A) + (B) + (C) | [5 empty] | ounces
Note: Copy of table or graph supplied by manufacturer and used to estimate charge must be attached to this form.
Application Version: |  | 4.1.25_2.0 | [8 empty] | Effective: | 4.1.25
Group Box 3
Existing Ductwork
Variable Speed
Group Box 9
Yes
No
Group Box 38
Group Box 39
Yes
No
Group Box 42
Group Box 39
WEIGH IN
SUPERHEAT
SUBCOOLING
Group Box 56
Group Box 39
No
Yes
No
Yes
Group Box 9
Yes
No
Group Box 38
Group Box 39
Yes
No
Group Box 42

## AIRFLOW FORM 10 (hidden)
2025 Residential Efficiency Program
Post Installation/Airflow & Refrigerant Charge Form
Equipment Data
Unit Number: | [5 empty] | Manufacturer
Model No.
For Ducted Systems Only
| Ducts Tested? |  | Ducts Sealed?
Airflow
Please fill out all of the below fields as applicable for the installation
1. Rated Cooling Capacity (tons): | [9 empty] | 2. Target Airflow Volume (CFM) PER TON:
Complete field 3a or 3b
3a. Static pressure drop in inches of water column W.C. measures across evaporator coil if new installed: | [7 empty] | OR |  | 3b. External static pressure for fan coil unit:
4. Total Static measured with:
5. CFM Air Flow Estimated from Total Static Measurement:
If this field contains data, no data input is required for the True Flow CFM field below
6. True Flow CFM measured:
If this field contains data, no data input is required for field 3a/3b and field 5
Installations must have visible and accessible ports for airflow and temperature measurements. Ports must be sealed with contrasting color plugs. Please indicate
location of test ports:
Notes:
Convert Pascals to inches of WC by dividing pascals by 249.09
Copy of table or graph supplied by manufacturer and used to estimate airflow must be attached to this form.
Refrigerant Charge Method
Charging Method Used:
Option 1: SUBCOOLING Notes: Typical for most Thermal Expansion Valve systems when outdoor temperature is greater than OEM spec. (Typ. 60°F)
Inputs
Refrigerant Type
| Required Subcooling: |  |  |  | °F
| Outdoor Dry Bulb Temperature: |  |  |  | °F
Measurements
Liquid Line Pressure |  |  |  |  | psig
(F) Saturation temperature for measured pressure |  |  |  |  | °F
(G) Liquid Line temperature |  |  |  |  | °F
*Measured Subcooling (F minus G) |  |  |  |  | °F
*Measured Subcooling must be within 3°F of the manufacturer specified Subcooling.
Note: A copy of the documentation of the manufacturer's specified subcooling for the installed equipment must be attached to this form
Option 2: SUPERHEAT Note: Can only be used for fixed orifice systems (Non-TXV) when outdoor temperature is greater than OEM spec. (Type 55°)
Inputs
Refrigerant Type
| Manufacturer Specified Superheat |  |  |  | °F
(from manufacturer service guide or as per manufacturer's specification or cut sheet)
| Indoor Wet Bulb Temperature |  |  |  | °F
| Outdoor Dry Bulb Temperature |  |  |  | °F
Measurements
Vapor (suction) pressure |  |  |  |  | psig
(D) Saturation temperature for measured pressure |  |  |  |  | °F
(E) Vapor (suction) line temperature near compressor |  |  |  |  | °F
*Measured Superheat (E minus D) |  |  |  |  | °F
*Measured Superheat must be within 5°F of the manufacturer specified Superheat.
Note: A copy of the documentation of the manufacturer's specified superheat for the installed equipment must be attached to this form.
Option 3: Weigh In (can be used for any system ONLY when outdoor ambient temperature is below OEM specification.):
Refrigerant Type:
(specify)
Capacity of Refrigerant Shipped With Outdoor Unit:
|  |  | lbs. |  | oz.
Does this capacity include an allowance for an evaporator?
Does this capacity include an allowance for a line set?
Allowed Line Set Length: |  |  | feet
(A) Suction Line Outside Diameter |  |  |  | inches | Net length* |  | feet | x | ounces/foot | = | ounces
(B) Liquid Line Outside Diameter |  |  |  | inches | Net length* |  | feet | x | ounces/foot | = | ounces
(C) Driers, Accumulator, and Evaporator Capacities (if not included above): | [10 empty] | ounces
*Net Length = Measured Length Minus (-) Allowed Length |  |  |  |  | Total charge weighed in (A) + (B) + (C) | [5 empty] | ounces
Note: Copy of table or graph supplied by manufacturer and used to estimate charge must be attached to this form.
Application Version: |  | 4.1.25_2.0 | [8 empty] | Effective: | 4.1.25
Group Box 3
Existing Ductwork
Variable Speed
Group Box 9
Yes
No
Group Box 38
Group Box 39
Yes
No
Group Box 42
Group Box 39
WEIGH IN
SUPERHEAT
SUBCOOLING
Group Box 56
Group Box 39
No
No
Yes
No
Yes
Group Box 9
Yes
No
Group Box 38
Group Box 39
Yes
No
Group Box 42

## Project Completion Form DNU (hidden)
2025 Residential Efficiency Program
Project Completion Form
Use this form to self certify project completion. All customer and installation fields must be completed. Ensure customer name and signature match the account holder of record as found on the PSEG Long Island bill.
Customer Information
Account No: |  |  |  |  | Home Phone:
Customer Name: |  |  |  | Cell Phone:
Installation Address:
Mailing Address: (if different than above)
Loan Project ID Number: (if applicable)
Airflow
Installation Information
Installation Completion Date : | [5 empty] | Project Cost ( as reflected on invoice ) :
Customer Payment:
I would like customer rebate: (check one)
(must complete a Rebate Assignment Form / This option may not be offered by all Contractors)
Customer Verification Statement:
I, the Customer, certify that the equipment listed on the rebate application has been purchased and installed at the address indicated on the application. I understand that PSEG Long Island reserves the right to verify any equipment purchases or installations which may include a site visit. I further understand that PSEG Long Island may adjust the incentive amount before issuing the rebate based upon the verification and documentation provided by me or my Contractors responsible for the installation of the equipment.
Disclaimer: Terms and conditions are subject to change without notice, including early termination of this promotion. No additional fees apply. The rebate will be issued in the form of a check unless otherwise indicated. PSEG Long Island administers the rebate program on behalf of the Long Island Power Authority, the rebate program sponsor. Please visit www.psegliny.com/efficiency for more details.
DO NOT SIGN THIS DOCUMENT UNTIL THE WORK IS 100% COMPLETE
Customer Name*: (Print)
*Must be the Account Holder of Record
Customer Signature: | [5 empty] | Date:
Contractor Verification Statement:
I, the Contractor, certify that the equipment listed on the rebate application has been purchased and installed at the address indicated on the application. I understand that PSEG Long Island reserves the right to verify any equipment purchases or installations which may include a site visit. I further understand that PSEG Long Island may adjust the incentive amount before issuing the rebate based upon the verification and documentation provided by me or my technicians responsible for the installation of the equipment.
Contractor Name: (Print)
Contractor Signature: | [5 empty] | Date:
Please send all required documents to |  |  | HomeComfortLI@pseg.com
| Application Version: | 2.0 |  |  |  | Effective: | 4.1.25
Airflow and Charge testing is not applicable due to installation type
Airflow complete. See attached.
Check mailed to my Home Address or Mailing Address
Assign to my installation Contractor
Credited to my PSEG Long Island electric account