215213803 | 07/18/24 | Live | Midea Electric Trading | DIRECT AIR | Multizone All Ducted | 215213803 |  | HMSV-A-CB | DIRM4-28HXPRO28-3Z | Ducted Indoor Units |  |  |  |  | 12 | 19 | 9.5 | TRUE | TRUE | TRUE | 28000 | 23000 | 2.4 | 27000 | 2.1
215213720 | 07/18/24 | Live | Midea Electric Trading | NAPOLEON | Multizone All Ducted | 215213720 |  | HMSV-A-CB | NDHAMB-27-O | Ducted Indoor Units |  |  |  |  | 12 | 19 | 9.5 | TRUE | TRUE | TRUE | 28000 | 23000 | 2.4 | 27000 | 2.1
215213723 | 07/18/24 | Live | Midea Electric Trading | CONTINENTAL | Multizone All Ducted | 215213723 |  | HMSV-A-CB | CDHAMB-27-O | Ducted Indoor Units |  |  |  |  | 12 | 19 | 9.5 | TRUE | TRUE | TRUE | 28000 | 23000 | 2.4 | 27000 | 2.1
215213791 | 07/18/24 | Live | Midea Electric Trading | DIRECT AIR | Multizone All Ducted | 215213791 |  | HMSV-A-CB | DIRM4-27DA25-3Z | Ducted Indoor Units |  |  |  |  | 12 | 19 | 9.5 | TRUE | TRUE | TRUE | 28000 | 23000 | 2.4 | 27000 | 2.1
215213790 | 07/18/24 | Live | Midea Electric Trading | DIRECT AIR | Multizone All Non-Ducted | 215213790 |  | HMSR-A-CB-O | DIRM4-27DA25-3Z | Non-Ducted Indoor Units |  |  |  |  | 12.5 | 23 | 10.5 | TRUE | TRUE | TRUE | 27000 | 25000 | 2.6 | 28000 | 2.2
215213722 | 07/18/24 | Live | Midea Electric Trading | CONTINENTAL | Multizone All Non-Ducted | 215213722 |  | HMSR-A-CB-O | CDHAMB-27-O | Non-Ducted Indoor Units |  |  |  |  | 12.5 | 23 | 10.5 | TRUE | TRUE | TRUE | 27000 | 25000 | 2.6 | 28000 | 2.2
215213719 | 07/18/24 | Live | Midea Electric Trading | NAPOLEON | Multizone All Non-Ducted | 215213719 |  | HMSR-A-CB-O | NDHAMB-27-O | Non-Ducted Indoor Units |  |  |  |  | 12.5 | 23 | 10.5 | TRUE | TRUE | TRUE | 27000 | 25000 | 2.6 | 28000 | 2.2
215213802 | 07/18/24 | Live | Midea Electric Trading | DIRECT AIR | Multizone All Non-Ducted | 215213802 |  | HMSR-A-CB-O | DIRM4-28HXPRO28-3Z | Non-Ducted Indoor Units |  |  |  |  | 12.5 | 23 | 10.5 | TRUE | TRUE | TRUE | 27000 | 25000 | 2.6 | 28000 | 2.2
215213801 | 07/18/24 | Live | Midea Electric Trading | DIRECT AIR | Multizone Mix of Ducted and Non-Ducted | 215213801 |  | HMSV-A-CB | DIRM4-18HXPRO28-2Z | Mixed Ducted and Non-Ducted Indoor Units |  |  |  |  | 14 | 22.5 | 10.2 | TRUE | TRUE | TRUE | 19000 | 17300 | 2.65 | 20500 | 2.36
215213800 | 07/18/24 | Live | Midea Electric Trading | DIRECT AIR | Multizone All Ducted | 215213800 |  | HMSV-A-CB | DIRM4-18HXPRO28-2Z | Ducted Indoor Units |  |  |  |  | 13 | 20 | 10 | TRUE | TRUE | TRUE | 19000 | 17000 | 2.59 | 22000 | 2.5
215213799 | 07/18/24 | Live | Midea Electric Trading | DIRECT AIR | Multizone All Non-Ducted | 215213799 |  | HMSR-A-CB-O | DIRM4-18HXPRO28-2Z | Non-Ducted Indoor Units |  |  |  |  | 15 | 25 | 10.4 | TRUE | TRUE | TRUE | 19000 | 17600 | 2.7 | 19000 | 2.2
203994965 | 05/04/22 | Live | Johnson Controls Inc. (York International Norman) | HITACHI | Multizone All Non-Ducted | 203994965 |  | HMSR-A-CB-O | HVAHP060B21S* | Non-Ducted Indoor Units |  | 12.2 | 16.8 | 12.1 | 12.8 | 20.3 | 10.5 | FALSE | FALSE | FALSE | 60000 | 42000 | 2.88 | 47100 | 2.94
203994964 | 05/04/22 | Live | Johnson Controls Inc. (York International Norman) | YORK | Multizone All Non-Ducted | 203994964 |  | HMSR-A-CB-O | YVAHP060B21S* | Non-Ducted Indoor Units |  | 12.2 | 16.8 | 12.1 | 12.8 | 20.3 | 10.5 | FALSE | FALSE | FALSE | 60000 | 42000 | 2.88 | 47100 | 2.94
211497166 | 07/24/24 | Live | Gree | KINGHOME | Multizone Mix of Ducted and Non-Ducted | 211497166 |  | HMSV-A-CB | KM42H5O | Mixed Ducted and Non-Ducted Indoor Units |  |  |  |  | 11.5 | 18.5 | 9 | FALSE | FALSE | FALSE | 36000 | 34000 | 2.29 | 38200 | 2.19
211497165 | 07/24/24 | Live | Gree | KINGHOME | Multizone Mix of Ducted and Non-Ducted | 211497165 |  | HMSV-A-CB | KM36H5O | Mixed Ducted and Non-Ducted Indoor Units |  |  |  |  | 11.5 | 18.5 | 9 | FALSE | FALSE | FALSE | 34000 | 30400 | 2.02 | 37720 | 2.16
211497164 | 07/24/24 | Live | Gree | KINGHOME | Multizone Mix of Ducted and Non-Ducted | 211497164 |  | HMSV-A-CB | KM30H5O | Mixed Ducted and Non-Ducted Indoor Units |  |  |  |  | 11.75 | 18.5 | 9 | FALSE | FALSE | FALSE | 28400 | 27000 | 2.31 | 31860 | 2.29
211497163 | 07/24/24 | Live | Gree | KINGHOME | Multizone Mix of Ducted and Non-Ducted | 211497163 |  | HMSV-A-CB | KM24H5O | Mixed Ducted and Non-Ducted Indoor Units |  |  |  |  | 11.75 | 18.5 | 9 | FALSE | FALSE | FALSE | 23200 | 23200 | 2.22 | 26600 | 2.38
211497162 | 07/24/24 | Live | Gree | KINGHOME | Multizone Mix of Ducted and Non-Ducted | 211497162 |  | HMSV-A-CB | KM18H5O | Mixed Ducted and Non-Ducted Indoor Units |  |  |  |  | 11.5 | 18.5 | 9 | FALSE | FALSE | FALSE | 17000 | 14300 | 2.54 | 16400 | 2.52
211174360 | 07/24/24 | Live | Gree | TOSOT | Multizone Mix of Ducted and Non-Ducted | 211174360 |  | HMSV-A-CB | TM42HX4O | Mixed Ducted and Non-Ducted Indoor Units |  |  |  |  | 11.5 | 18.5 | 9 | FALSE | FALSE | FALSE | 36000 | 34000 | 2.29 | 38200 | 2.19
211174359 | 07/24/24 | Live | Gree | TOSOT | Multizone Mix of Ducted and Non-Ducted | 211174359 |  | HMSV-A-CB | TM36HX4O | Mixed Ducted and Non-Ducted Indoor Units |  |  |  |  | 11.5 | 18.5 | 9 | FALSE | FALSE | FALSE | 34000 | 30400 | 2.02 | 37720 | 2.16
211174358 | 07/24/24 | Live | Gree | TOSOT | Multizone Mix of Ducted and Non-Ducted | 211174358 |  | HMSV-A-CB | TM30HX4O | Mixed Ducted and Non-Ducted Indoor Units |  |  |  |  | 11.75 | 18.5 | 9 | FALSE | FALSE | FALSE | 28400 | 27000 | 2.31 | 31860 | 2.29
211174357 | 07/24/24 | Live | Gree | TOSOT | Multizone Mix of Ducted and Non-Ducted | 211174357 |  | HMSV-A-CB | TM24HX4O | Mixed Ducted and Non-Ducted Indoor Units |  |  |  |  | 11.75 | 18.5 | 9 | FALSE | FALSE | FALSE | 23200 | 23200 | 2.22 | 26600 | 2.38
211174356 | 07/24/24 | Live | Gree | TOSOT | Multizone Mix of Ducted and Non-Ducted | 211174356 |  | HMSV-A-CB | TM18HX4O | Mixed Ducted and Non-Ducted Indoor Units |  |  |  |  | 11.5 | 18.5 | 9 | FALSE | FALSE | FALSE | 17000 | 14300 | 2.54 | 16400 | 2.52
214802098 | 07/23/24 | Live | Hisense | HISENSE | Singlezone Ducted, Centrally Ducted | 214802098 |  | HRCU-A-CB | AUWR-60U3TH5 |  | AUH-60UX3TEH3 |  |  |  | 11 | 19 | 9 | TRUE | TRUE | TRUE | 57000 | 37000 | 2.61 | 42000 | 2.34
214802097 | 07/23/24 | Live | Hisense | HISENSE | Singlezone Ducted, Centrally Ducted | 214802097 |  | HRCU-A-CB | AUWR-36U3TW5 |  | AUH-36UX3TDH3 |  |  |  | 11.7 | 19.5 | 11 | TRUE | TRUE | TRUE | 32000 | 32000 | 2.93 | 34000 | 2.34
214802096 | 07/23/24 | Live | Hisense | HISENSE | Singlezone Ducted, Centrally Ducted | 214802096 |  | HRCU-A-CB | AUWR-24U3TK5 |  | AUH-24UX3TDH3 |  |  |  | 12 | 20 | 10 | TRUE | TRUE | TRUE | 24000 | 20400 | 3.05 | 21500 | 2.47
206346135 | 10/26/22 | Live | TTI Climatisation | ZEPHYR | Multizone Mix of Ducted and Non-Ducted | 206346135 |  | HMSR-A-CB-O | ZE-42M522SCO | Mixed Ducted and Non-Ducted Indoor Units |  | 10.25 | 19 | 9.75 | 10.25 | 19 | 8.88 | FALSE | FALSE | TRUE | 41500 | 27600 | 2.85 | 40031 | 1.88
206346134 | 10/26/22 | Live | TTI Climatisation | ZEPHYR | Multizone All Non-Ducted | 206346134 |  | HMSR-A-CB-O | ZE-42M522SCO | Non-Ducted Indoor Units |  | 10.5 | 20 | 10 | 10.5 | 20 | 8.95 | FALSE | FALSE | FALSE | 42000 | 27000 | 2.76 | 40000 | 2.02
206347271 | 10/26/22 | Live | TTI Climatisation | ZEPHYR | Multizone Mix of Ducted and Non-Ducted | 206347271 |  | HMSR-A-CB-O | ZE-36M422SCO | Mixed Ducted and Non-Ducted Indoor Units |  | 12.25 | 20.25 | 10.9 | 12.25 | 20.25 | 8.95 | TRUE | TRUE | TRUE | 32000 | 22600 | 2.51 | 40035 | 1.96
206347270 | 10/26/22 | Live | TTI Climatisation | ZEPHYR | Multizone All Non-Ducted | 206347270 |  | HMSR-A-CB-O | ZE-36M422SCO | Non-Ducted Indoor Units |  | 12.5 | 21 | 11 | 12.5 | 21 | 9 | TRUE | TRUE | FALSE | 32000 | 22400 | 2.52 | 40000 | 1.89
206346131 | 10/26/22 | Live | TTI Climatisation | ZEPHYR | Multizone Mix of Ducted and Non-Ducted | 206346131 |  | HMSR-A-CB-O | ZE-24M322SCO | Mixed Ducted and Non-Ducted Indoor Units |  | 12.3 | 21.5 | 10.5 | 12.3 | 21.5 | 8.83 | TRUE | TRUE | TRUE | 24000 | 14800 | 2.4 | 25800 | 1.98
206346130 | 10/26/22 | Live | TTI Climatisation | ZEPHYR | Multizone All Non-Ducted | 206346130 |  | HMSR-A-CB-O | ZE-24M322SCO | Non-Ducted Indoor Units |  | 12.5 | 22 | 11 | 12.5 | 22 | 9.05 | TRUE | TRUE | FALSE | 24000 | 15000 | 2.53 | 26000 | 1.9
206346129 | 10/26/22 | Live | TTI Climatisation | ZEPHYR | Multizone Mix of Ducted and Non-Ducted | 206346129 |  | HMSR-A-CB-O | ZE-18M222SCO | Mixed Ducted and Non-Ducted Indoor Units |  | 12 | 20.5 | 10.3 | 12.25 | 20 | 9.45 | TRUE | TRUE | TRUE | 18000 | 12700 | 2.6 | 19708 | 1.92
206346128 | 10/26/22 | Live | TTI Climatisation | ZEPHYR | Multizone All Non-Ducted | 206346128 |  | HMSR-A-CB-O | ZE-18M222SCO | Non-Ducted Indoor Units |  | 12.5 | 22 | 11 | 12.5 | 21 | 9.5 | TRUE | TRUE | TRUE | 18000 | 12700 | 2.7 | 20000 | 1.81
214825967 | 07/11/24 | Live | Bosch | BOSCH | Singlezone Ducted, Centrally Ducted | 214825967 |  | HRCU-A-C | BOVA-60MTB-M19E |  | BMAC4860DBTA |  |  |  | 11.2 | 15.2 | 8.5 | TRUE | TRUE | TRUE | 52000 | 52000 | 2.05 | 52000 | 2.05
214825966 | 07/11/24 | Live | Bosch | BOSCH | Singlezone Ducted, Centrally Ducted | 214825966 |  | HRCU-A-C | BOVA-60MTB-M19E |  | BMAC4860CBTA |  |  |  | 11.2 | 15.2 | 8.5 | TRUE | TRUE | TRUE | 52000 | 52000 | 2.05 | 52000 | 2.05
214825965 | 07/11/24 | Live | Bosch | BOSCH | Singlezone Ducted, Centrally Ducted | 214825965 |  | HRCU-A-C | BOVA-60MTB-M19E |  | BMAC4248DBTA |  |  |  | 11.7 | 15.2 | 8.5 | TRUE | TRUE | TRUE | 43500 | 46000 | 2.1 | 46000 | 2.1
214825964 | 07/11/24 | Live | Bosch | BOSCH | Singlezone Ducted, Centrally Ducted | 214825964 |  | HRCU-A-C | BOVA-60MTB-M19E |  | BMAC4248CBTA |  |  |  | 11.7 | 15.2 | 8.5 | TRUE | TRUE | TRUE | 43500 | 46000 | 2.1 | 46000 | 2.1
214825963 | 07/11/24 | Live | Bosch | BOSCH | Singlezone Ducted, Centrally Ducted | 214825963 |  | HRCU-A-C | BOVA-60MTB-M19E |  | BMAC4248BBTA |  |  |  | 11.2 | 15.2 | 8.5 | TRUE | TRUE | TRUE | 42500 | 45500 | 2.1 | 45500 | 2.1
214825962 | 07/11/24 | Live | Bosch | BOSCH | Singlezone Ducted, Centrally Ducted | 214825962 |  | HRCU-A-CB | BOVA-60MTB-M19E |  | BIVA-60MCB-M19X |  |  |  | 11.7 | 19 | 10 | TRUE | TRUE | TRUE | 53500 | 55000 | 2.1 | 55000 | 2.1
209694748 | 01/05/23 | Live | Midea Electric Trading | CTMORLEY | Singlezone Non-Ducted, Wall Placement | 209694748 |  | HRCU-A-CB-O | MOU-A24H-2 | Mini-Splits | MIU-A24W-2 | 12.5 | 21.5 | 11.5 | 12.5 | 22.3 | 10.3 | FALSE | FALSE | TRUE | 23000 | 18900 | 2.38 | 23737 | 1.82
210568101 | 05/10/23 | Live | Midea Electric Trading | DURASTAR | Singlezone Non-Ducted, Wall Placement | 210568101 |  | HRCU-A-CB-O | DRA1H24S1A | Mini-Splits | DRAW24F1B | 12.5 | 21.5 | 11.5 | 12.5 | 22.3 | 10.3 | TRUE | TRUE | TRUE | 23000 | 18900 | 2.38 | 23737 | 1.82
211306396 | 04/27/23 | Live | Midea Electric Trading | MITSUTOMO | Singlezone Non-Ducted, Wall Placement | 211306396 |  | HRCU-A-CB-O | HO-SZ24-AB-Q | Mini-Splits | HW-SZ24-AB-Q | 12.5 | 21.5 | 11.5 | 12.5 | 22.3 | 10.3 | FALSE | FALSE | TRUE | 23000 | 18900 | 2.38 | 23737 | 1.82
214377801 | 03/25/24 | Live | Midea Electric Trading | NG TRADE | Singlezone Non-Ducted, Wall Placement | 214377801 |  | HRCU-A-CB-O | OMEGA241E | Mini-Splits | IMEGA241E | 12.5 | 21.5 | 11.5 | 12.5 | 22.3 | 10.3 | FALSE | FALSE | FALSE | 23000 | 18900 | 2.38 | 23737 | 1.82
214056589 | 02/01/24 | Live | Midea Electric Trading | BLADEX | Singlezone Non-Ducted, Wall Placement | 214056589 |  | HRCU-A-CB-O | BS25-24HFN1-ODU | Mini-Splits | BWM11D-23HWIU | 12.5 | 21.5 | 11.5 | 12.5 | 22.3 | 10.3 | FALSE | FALSE | TRUE | 23000 | 18900 | 2.38 | 23737 | 1.82
214232450 | 03/12/24 | Live | Midea Electric Trading | ZERO | Singlezone Non-Ducted, Wall Placement | 214232450 |  | HRCU-A-CB-O | ZMSB-24HV-USHHC | Mini-Splits | ZMSB-24HV-USHHC | 12.5 | 21.5 | 11.5 | 12.5 | 22.3 | 10.3 | TRUE | TRUE | TRUE | 23000 | 18900 | 2.38 | 23737 | 1.82
214232435 | 03/12/24 | Live | Midea Electric Trading | ECO AC | Singlezone Non-Ducted, Wall Placement | 214232435 |  | HRCU-A-CB-O | EHP-O24BB | Mini-Splits | EHP-W24BB | 12.5 | 21.5 | 11.5 | 12.5 | 22.3 | 10.3 | TRUE | TRUE | TRUE | 23000 | 18900 | 2.38 | 23737 | 1.82
213769902 | 01/15/24 | Live | Midea Electric Trading | BLUEFIN | Singlezone Non-Ducted, Wall Placement | 213769902 |  | HRCU-A-CB-O | BFMS24PR-01O | Mini-Splits | BFMS24PL-01I | 12.5 | 21.5 | 11.5 | 12.5 | 22.3 | 10.3 | TRUE | TRUE | TRUE | 23000 | 18900 | 2.38 | 23737 | 1.82
213769946 | 01/15/24 | Live | Midea Electric Trading | AI AIR CONDITIONING | Singlezone Non-Ducted, Wall Placement | 213769946 |  | HRCU-A-CB-O | AO25-24N1-M1H | Mini-Splits | AW25-24N1-M1 | 12.5 | 21.5 | 11.5 | 12.5 | 22.3 | 10.3 | TRUE | TRUE | TRUE | 23000 | 18900 | 2.38 | 23737 | 1.82
214421477 | 03/25/24 | Live | Midea Electric Trading | ZERO | Singlezone Non-Ducted, Wall Placement | 214421477 |  | HRCU-A-CB-O | ZMSB-24HV-USHHC-O | Mini-Splits | ZMSB-24HV-USHHC-I | 12.5 | 21.5 | 11.5 | 12.5 | 22.3 | 10.3 | TRUE | TRUE | TRUE | 23000 | 18900 | 2.38 | 23737 | 1.82
214421472 | 03/25/24 | Live | Midea Electric Trading | WELLS | Singlezone Non-Ducted, Wall Placement | 214421472 |  | HRCU-A-CB-O | WSA-24HFMO | Mini-Splits | WSA-24HFMI | 12.5 | 21.5 | 11.5 | 12.5 | 22.3 | 10.3 | TRUE | TRUE | TRUE | 23000 | 18900 | 2.38 | 23737 | 1.82
208130830 | 01/05/23 | Live | Midea Electric Trading | LBG PRODUCTS | Singlezone Non-Ducted, Wall Placement | 208130830 |  | HRCU-A-CB-O | LBHB24DVWO | Mini-Splits | LBHB24DUWI | 12.5 | 21.5 | 11.5 | 12.5 | 22.3 | 10.3 | TRUE | TRUE | TRUE | 23000 | 18900 | 2.38 | 23737 | 1.82
210799569 | 01/05/23 | Live | Midea Electric Trading | COOPER&HUNTER | Singlezone Non-Ducted, Wall Placement | 210799569 |  | HRCU-A-CB-O | CH-HPR24-230VO | Mini-Splits | CH-24MOLVWM-230VI | 12.5 | 21.5 | 11.5 | 12.5 | 22.3 | 10.3 | TRUE | TRUE | TRUE | 23000 | 18900 | 2.38 | 23737 | 1.82
210857268 | 01/05/23 | Live | Midea Electric Trading | DIAMONDAIR | Singlezone Non-Ducted, Wall Placement | 210857268 |  | HRCU-A-CB-O | D2024SHO2 | Mini-Splits | DF2024HMSI2 | 12.5 | 21.5 | 11.5 | 12.5 | 22.3 | 10.3 | FALSE | FALSE | TRUE | 23000 | 18900 | 2.38 | 23737 | 1.82
210799694 | 01/05/23 | Live | Midea Electric Trading | COOPER&HUNTER | Singlezone Non-Ducted, Wall Placement | 210799694 |  | HRCU-A-CB-O | CH-HPR24-230VO | Mini-Splits | CH-B24MOLVWM-230VI | 12.5 | 21.5 | 11.5 | 12.5 | 22.3 | 10.3 | TRUE | TRUE | TRUE | 23000 | 18900 | 2.38 | 23737 | 1.82
213886034 | 01/10/24 | Live | Midea Electric Trading | SLIMAIR | Singlezone Non-Ducted, Wall Placement | 213886034 |  | HRCU-A-CB-O | SHC24VH2AG | Mini-Splits | SHM24VE2AG | 12.5 | 21.5 | 11.5 | 12.5 | 22.3 | 10.3 | TRUE | TRUE | TRUE | 23000 | 18900 | 2.38 | 23737 | 1.82
209416880 | 01/05/23 | Live | Midea Electric Trading | NOVAIR | Singlezone Non-Ducted, Wall Placement | 209416880 |  | HRCU-A-CB-O | LEA24SZ35SK-O | Mini-Splits | LEA24UUSK-I | 12.5 | 21.5 | 11.5 | 12.5 | 22.3 | 10.3 | FALSE | FALSE | TRUE | 23000 | 18900 | 2.38 | 23737 | 1.82
208447943 | 01/05/23 | Live | Midea Electric Trading | SLIMAIR | Singlezone Non-Ducted, Wall Placement | 208447943 |  | HRCU-A-CB-O | SHCD24VC2AG | Mini-Splits | SHMZ24VC2AG | 12.5 | 21.5 | 11.5 | 12.5 | 22.3 | 10.3 | TRUE | TRUE | TRUE | 23000 | 18900 | 2.38 | 23737 | 1.82
210665995 | 01/05/23 | Live | Midea Electric Trading | C&H | Singlezone Non-Ducted, Wall Placement | 210665995 |  | HRCU-A-CB-O | CH-HPR24-230VO | Mini-Splits | CH-B24MOLVWM-230VI | 12.5 | 21.5 | 11.5 | 12.5 | 22.3 | 10.3 | TRUE | TRUE | TRUE | 23000 | 18900 | 2.38 | 23737 | 1.82
214232462 | 03/12/24 | Live | Midea Electric Trading | PREMIUM LEVELLA | Singlezone Non-Ducted, Wall Placement | 214232462 |  | HRCU-A-CB-O | PIAW2432580B | Mini-Splits | PIAW2432579A | 12.5 | 21.5 | 11.5 | 12.5 | 22.3 | 10.3 | TRUE | TRUE | TRUE | 23000 | 18900 | 2.38 | 23737 | 1.82
214389986 | 03/25/24 | Live | Midea Electric Trading | PERFECTAIRE | Singlezone Non-Ducted, Wall Placement | 214389986 |  | HRCU-A-CB-O | 3PAMSHH24-SZO-21 | Mini-Splits | 3PAMSHH24-UVW | 12.5 | 21.5 | 11.5 | 12.5 | 22.3 | 10.3 | TRUE | TRUE | TRUE | 23000 | 18900 | 2.38 | 23737 | 1.82
207740522 | 01/05/23 | Live | Midea Electric Trading | C&H | Singlezone Non-Ducted, Wall Placement | 207740522 |  | HRCU-A-CB-O | CH-HPR24-230VO | Mini-Splits | CH-24MOLVWM-230VI | 12.5 | 21.5 | 11.5 | 12.5 | 22.3 | 10.3 | TRUE | TRUE | TRUE | 23000 | 18900 | 2.38 | 23737 | 1.82
207614056 | 01/05/23 | Live | Midea Electric Trading | PERFECTAIRE | Singlezone Non-Ducted, Wall Placement | 207614056 |  | HRCU-A-CB-O | 3PAMSHH24-SZO | Mini-Splits | 3PAMSHH24-UVW | 12.5 | 21.5 | 11.5 | 12.5 | 22.3 | 10.3 | TRUE | TRUE | TRUE | 23000 | 18900 | 2.38 | 23737 | 1.82
207430431 | 01/05/23 | Live | Midea Electric Trading | KARDA | Singlezone Non-Ducted, Wall Placement | 207430431 |  | HRCU-A-CB-O | 3KARDA24SZO | Mini-Splits | 3KARDA24UVW | 12.5 | 21.5 | 11.5 | 12.5 | 22.3 | 10.3 | TRUE | TRUE | TRUE | 23000 | 18900 | 2.38 | 23737 | 1.82
209862156 | 04/27/23 | Live | Midea Electric Trading | KLIMAIRE | Singlezone Non-Ducted, Wall Placement | 209862156 |  | HRCU-A-CB-O | KSIH024-H220-O-2 | Mini-Splits | KSIH024-H220-IW-2 | 12.5 | 21.5 | 11.5 | 12.5 | 22.3 | 10.3 | FALSE | FALSE | TRUE | 23000 | 18900 | 2.38 | 23737 | 1.82
214438123 | 04/04/24 | Live | Midea Electric Trading | GOODMAN | Singlezone Non-Ducted, Wall Placement | 214438123 |  | HRCU-A-CB-O | MSH243G22MCAA | Mini-Splits | MSH243G22AXAA | 12.5 | 21.5 | 11.5 | 12.5 | 22.3 | 10.3 | TRUE | TRUE | TRUE | 23000 | 18900 | 2.38 | 23737 | 1.82
208816891 | 01/05/23 | Live | Midea Electric Trading | SEA BREEZE+ | Singlezone Non-Ducted, Wall Placement | 208816891 |  | HRCU-A-CB-O | HSZ24H424ZMO | Mini-Splits | WM24H424ZMI | 12.5 | 21.5 | 11.5 | 12.5 | 22.3 | 10.3 | FALSE | FALSE | TRUE | 23000 | 18900 | 2.38 | 23737 | 1.82
214421471 | 03/25/24 | Live | Midea Electric Trading | WELLS | Singlezone Non-Ducted, Wall Placement | 214421471 |  | HRCU-A-CB-O | WSA-18HFMO | Mini-Splits | WSA-18HFMI | 13 | 21.5 | 11 | 13 | 22 | 10.6 | TRUE | TRUE | TRUE | 18000 | 11100 | 2.8 | 21447 | 1.98
214421476 | 03/25/24 | Live | Midea Electric Trading | ZERO | Singlezone Non-Ducted, Wall Placement | 214421476 |  | HRCU-A-CB-O | ZMSB-18HV-USHHC-O | Mini-Splits | ZMSB-18HV-USHHC-I | 13 | 21.5 | 11 | 13 | 22 | 10.6 | TRUE | TRUE | TRUE | 18000 | 11100 | 2.8 | 21447 | 1.98
213769911 | 01/15/24 | Live | Midea Electric Trading | BLUEFIN | Singlezone Non-Ducted, Wall Placement | 213769911 |  | HRCU-A-CB-O | BFMS18PR-01O | Mini-Splits | BFMS18PL-01I | 13 | 21.5 | 11 | 13 | 22 | 10.6 | TRUE | TRUE | TRUE | 18000 | 11100 | 2.8 | 21447 | 1.98
213769945 | 01/15/24 | Live | Midea Electric Trading | AI AIR CONDITIONING | Singlezone Non-Ducted, Wall Placement | 213769945 |  | HRCU-A-CB-O | AO25-18N1-M1H | Mini-Splits | AW25-18N1-M1 | 13 | 21.5 | 11 | 13 | 22 | 10.6 | TRUE | TRUE | TRUE | 18000 | 11100 | 2.8 | 21447 | 1.98
214232434 | 03/12/24 | Live | Midea Electric Trading | ECO AC | Singlezone Non-Ducted, Wall Placement | 214232434 |  | HRCU-A-CB-O | EHP-O18BB | Mini-Splits | EHP-W18BB | 13 | 21.5 | 11 | 13 | 22 | 10.6 | TRUE | TRUE | TRUE | 18000 | 11100 | 2.8 | 21447 | 1.98
214232449 | 03/12/24 | Live | Midea Electric Trading | ZERO | Singlezone Non-Ducted, Wall Placement | 214232449 |  | HRCU-A-CB-O | ZMSB-18HV-USHHC | Mini-Splits | ZMSB-18HV-USHHC | 13 | 21.5 | 11 | 13 | 22 | 10.6 | TRUE | TRUE | TRUE | 18000 | 11100 | 2.8 | 21447 | 1.98
214056588 | 02/01/24 | Live | Midea Electric Trading | BLADEX | Singlezone Non-Ducted, Wall Placement | 214056588 |  | HRCU-A-CB-O | BS25-18HFN1-ODU | Mini-Splits | BWM11D-18HWIU | 13 | 21.5 | 11 | 13 | 22 | 10.6 | FALSE | FALSE | TRUE | 18000 | 11100 | 2.8 | 21447 | 1.98
214377800 | 03/25/24 | Live | Midea Electric Trading | NG TRADE | Singlezone Non-Ducted, Wall Placement | 214377800 |  | HRCU-A-CB-O | OMEGA181E | Mini-Splits | IMEGA181E | 13 | 21.5 | 11 | 13 | 22 | 10.6 | FALSE | FALSE | FALSE | 18000 | 11100 | 2.8 | 21447 | 1.98
212615013 | 07/26/23 | Live | Midea Electric Trading | RELIEF SCIENCES | Singlezone Non-Ducted, Wall Placement | 212615013 |  | HRCU-A-CB-O | LANG18OD35-1 | Mini-Splits | LANG18ID-25 | 13 | 21.5 | 11 | 13 | 22 | 10.6 | FALSE | FALSE | TRUE | 18000 | 11100 | 2.8 | 21447 | 1.98
211306395 | 04/27/23 | Live | Midea Electric Trading | MITSUTOMO | Singlezone Non-Ducted, Wall Placement | 211306395 |  | HRCU-A-CB-O | HO-SZ18-AB-Q | Mini-Splits | HW-SZ18-AB-Q | 13 | 21.5 | 11 | 13 | 22 | 10.6 | FALSE | FALSE | TRUE | 18000 | 11100 | 2.8 | 21447 | 1.98
210568100 | 05/10/23 | Live | Midea Electric Trading | DURASTAR | Singlezone Non-Ducted, Wall Placement | 210568100 |  | HRCU-A-CB-O | DRA1H18S1A | Mini-Splits | DRAW18F1B | 13 | 21.5 | 11 | 13 | 22 | 10.6 | TRUE | TRUE | TRUE | 18000 | 11100 | 2.8 | 21447 | 1.98
208836317 | 04/27/23 | Live | Midea Electric Trading | KANARTIC | Singlezone Non-Ducted, Wall Placement | 208836317 |  | HRCU-A-CB-O | KEOS-18UHE-NA | Mini-Splits | KEOS-18UHE-NA | 13 | 21.5 | 11 | 13 | 22 | 10.6 | TRUE | TRUE | TRUE | 18000 | 11100 | 2.8 | 21447 | 1.98
209694747 | 01/05/23 | Live | Midea Electric Trading | CTMORLEY | Singlezone Non-Ducted, Wall Placement | 209694747 |  | HRCU-A-CB-O | MOU-A18H-2 | Mini-Splits | MIU-A18W-2 | 13 | 21.5 | 11 | 13 | 22 | 10.6 | FALSE | FALSE | TRUE | 18000 | 11100 | 2.8 | 21447 | 1.98
208447942 | 01/05/23 | Live | Midea Electric Trading | SLIMAIR | Singlezone Non-Ducted, Wall Placement | 208447942 |  | HRCU-A-CB-O | SHCD18VC2AG | Mini-Splits | SHMZ18VC2AG | 13 | 21.5 | 11 | 13 | 22 | 10.6 | TRUE | TRUE | TRUE | 18000 | 11100 | 2.8 | 21447 | 1.98
213886033 | 01/10/24 | Live | Midea Electric Trading | SLIMAIR | Singlezone Non-Ducted, Wall Placement | 213886033 |  | HRCU-A-CB-O | SHC18VH2AG | Mini-Splits | SHM18VE2AG | 13 | 21.5 | 11 | 13 | 22 | 10.6 | TRUE | TRUE | TRUE | 18000 | 11100 | 2.8 | 21447 | 1.98
210799693 | 01/05/23 | Live | Midea Electric Trading | COOPER&HUNTER | Singlezone Non-Ducted, Wall Placement | 210799693 |  | HRCU-A-CB-O | CH-HPR18-230VO | Mini-Splits | CH-B18MOLVWM-230VI | 13 | 21.5 | 11 | 13 | 22 | 10.6 | TRUE | TRUE | TRUE | 18000 | 11100 | 2.8 | 21447 | 1.98
210857267 | 01/05/23 | Live | Midea Electric Trading | DIAMONDAIR | Singlezone Non-Ducted, Wall Placement | 210857267 |  | HRCU-A-CB-O | D2018SHO2 | Mini-Splits | DF2018HMSI2 | 13 | 21.5 | 11 | 13 | 22 | 10.6 | FALSE | FALSE | TRUE | 18000 | 11100 | 2.8 | 21447 | 1.98
210799568 | 01/05/23 | Live | Midea Electric Trading | COOPER&HUNTER | Singlezone Non-Ducted, Wall Placement | 210799568 |  | HRCU-A-CB-O | CH-HPR18-230VO | Mini-Splits | CH-18MOLVWM-230VI | 13 | 21.5 | 11 | 13 | 22 | 10.6 | TRUE | TRUE | TRUE | 18000 | 11100 | 2.8 | 21447 | 1.98
208130829 | 01/05/23 | Live | Midea Electric Trading | LBG PRODUCTS | Singlezone Non-Ducted, Wall Placement | 208130829 |  | HRCU-A-CB-O | LBHB18DVWO | Mini-Splits | LBHB18DUWI | 13 | 21.5 | 11 | 13 | 22 | 10.6 | TRUE | TRUE | TRUE | 18000 | 11100 | 2.8 | 21447 | 1.98
214389985 | 03/25/24 | Live | Midea Electric Trading | PERFECTAIRE | Singlezone Non-Ducted, Wall Placement | 214389985 |  | HRCU-A-CB-O | 3PAMSHH18-SZO-20.5 | Mini-Splits | 3PAMSHH18-UVW | 13 | 21.5 | 11 | 13 | 22 | 10.6 | TRUE | TRUE | TRUE | 18000 | 11100 | 2.8 | 21447 | 1.98
214232464 | 03/12/24 | Live | Midea Electric Trading | PREMIUM LEVELLA | Singlezone Non-Ducted, Wall Placement | 214232464 |  | HRCU-A-CB-O | PIAW1832580B | Mini-Splits | PIAW1832579A | 13 | 21.5 | 11 | 13 | 22 | 10.6 | TRUE | TRUE | TRUE | 18000 | 11100 | 2.8 | 21447 | 1.98
208815368 | 01/05/23 | Live | Midea Electric Trading | PERFECTAIRE | Singlezone Non-Ducted, Wall Placement | 208815368 |  | HRCU-A-CB-O | 3PAMSHH18-SZO | Mini-Splits | 3PAMSHH18-UVW | 13 | 21.5 | 11 | 13 | 22 | 10.6 | TRUE | TRUE | TRUE | 18000 | 11100 | 2.8 | 21447 | 1.98
210665994 | 01/05/23 | Live | Midea Electric Trading | C&H | Singlezone Non-Ducted, Wall Placement | 210665994 |  | HRCU-A-CB-O | CH-HPR18-230VO | Mini-Splits | CH-B18MOLVWM-230VI | 13 | 21.5 | 11 | 13 | 22 | 10.6 | TRUE | TRUE | TRUE | 18000 | 11100 | 2.8 | 21447 | 1.98
207526948 | 01/05/23 | Live | Midea Electric Trading | NOVAIR | Singlezone Non-Ducted, Wall Placement | 207526948 |  | HRCU-A-CB-O | LEA18SZ35SK-O | Mini-Splits | LEA18UUSK-I | 13 | 21.5 | 11 | 13 | 22 | 10.6 | FALSE | FALSE | TRUE | 18000 | 11100 | 2.8 | 21447 | 1.98
207430430 | 01/05/23 | Live | Midea Electric Trading | KARDA | Singlezone Non-Ducted, Wall Placement | 207430430 |  | HRCU-A-CB-O | 3KARDA18SZO | Mini-Splits | 3KARDA18UVW | 13 | 21.5 | 11 | 13 | 22 | 10.6 | TRUE | TRUE | TRUE | 18000 | 11100 | 2.8 | 21447 | 1.98
207740521 | 01/05/23 | Live | Midea Electric Trading | C&H | Singlezone Non-Ducted, Wall Placement | 207740521 |  | HRCU-A-CB-O | CH-HPR18-230VO | Mini-Splits | CH-18MOLVWM-230VI | 13 | 21.5 | 11 | 13 | 22 | 10.6 | TRUE | TRUE | TRUE | 18000 | 11100 | 2.8 | 21447 | 1.98
209862155 | 04/27/23 | Live | Midea Electric Trading | KLIMAIRE | Singlezone Non-Ducted, Wall Placement | 209862155 |  | HRCU-A-CB-O | KSIH018-H220-O-2 | Mini-Splits | KSIH018-H220-IW-2 | 13 | 21.5 | 11 | 13 | 22 | 10.6 | FALSE | FALSE | TRUE | 18000 | 11100 | 2.8 | 21447 | 1.98
208816890 | 01/05/23 | Live | Midea Electric Trading | SEA BREEZE+ | Singlezone Non-Ducted, Wall Placement | 208816890 |  | HRCU-A-CB-O | HSZ18H424ZMO | Mini-Splits | WM18H424ZMI | 13 | 21.5 | 11 | 13 | 22 | 10.6 | FALSE | FALSE | TRUE | 18000 | 11100 | 2.8 | 21447 | 1.98
214438118 | 04/04/24 | Live | Midea Electric Trading | GOODMAN | Singlezone Non-Ducted, Wall Placement | 214438118 |  | HRCU-A-CB-O | MSH183G22MCAA | Mini-Splits | MSH183G22AXAA | 13 | 21.5 | 11 | 13 | 22 | 10.6 | TRUE | TRUE | TRUE | 18000 | 11100 | 2.8 | 21447 | 1.98
209694746 | 01/05/23 | Live | Midea Electric Trading | CTMORLEY | Singlezone Non-Ducted, Wall Placement | 209694746 |  | HRCU-A-CB-O | MOU-A12H-2 | Mini-Splits | MIU-A12W-2 | 13 | 22 | 12.7 | 13 | 23.1 | 10.5 | FALSE | FALSE | TRUE | 12000 | 10300 | 2.56 | 12477 | 2.01
208836319 | 04/27/23 | Live | Midea Electric Trading | KANARTIC | Singlezone Non-Ducted, Wall Placement | 208836319 |  | HRCU-A-CB-O | KEOS-12UHE-NA | Mini-Splits | KEOS-12UHE-NA | 13 | 22 | 12.7 | 13 | 23.1 | 10.5 | TRUE | TRUE | TRUE | 12000 | 10300 | 2.56 | 12477 | 2.01
210568099 | 05/10/23 | Live | Midea Electric Trading | DURASTAR | Singlezone Non-Ducted, Wall Placement | 210568099 |  | HRCU-A-CB-O | DRA1H12S1A | Mini-Splits | DRAW12F1B | 13 | 22 | 12.7 | 13 | 23.1 | 10.5 | TRUE | TRUE | TRUE | 12000 | 10300 | 2.56 | 12477 | 2.01
211306394 | 04/27/23 | Live | Midea Electric Trading | MITSUTOMO | Singlezone Non-Ducted, Wall Placement | 211306394 |  | HRCU-A-CB-O | HO-SZ12-AB-Q | Mini-Splits | HW-SZ12-AB-Q | 13 | 22 | 12.7 | 13 | 23.1 | 10.5 | FALSE | FALSE | TRUE | 12000 | 10300 | 2.56 | 12477 | 2.01
212615012 | 07/26/23 | Live | Midea Electric Trading | RELIEF SCIENCES | Singlezone Non-Ducted, Wall Placement | 212615012 |  | HRCU-A-CB-O | LANG12OD35-1 | Mini-Splits | LANG12ID-25 | 13 | 22 | 12.7 | 13 | 23.1 | 10.5 | FALSE | FALSE | TRUE | 12000 | 10300 | 2.56 | 12477 | 2.01
214377799 | 03/25/24 | Live | Midea Electric Trading | NG TRADE | Singlezone Non-Ducted, Wall Placement | 214377799 |  | HRCU-A-CB-O | OMEGA121E | Mini-Splits | IMEGA121E | 13 | 22 | 12.7 | 13 | 23.1 | 10.5 | TRUE | TRUE | TRUE | 12000 | 10300 | 2.56 | 12477 | 2.01
214056587 | 02/01/24 | Live | Midea Electric Trading | BLADEX | Singlezone Non-Ducted, Wall Placement | 214056587 |  | HRCU-A-CB-O | BS25-12HFN1-ODU | Mini-Splits | BWM11B-12HWIU | 13 | 22 | 12.7 | 13 | 23.1 | 10.5 | FALSE | FALSE | TRUE | 12000 | 10300 | 2.56 | 12477 | 2.01
214232448 | 03/12/24 | Live | Midea Electric Trading | ZERO | Singlezone Non-Ducted, Wall Placement | 214232448 |  | HRCU-A-CB-O | ZMSB-12HV-USHHC | Mini-Splits | ZMSB-12HV-USHHC | 13 | 22 | 12.7 | 13 | 23.1 | 10.5 | TRUE | TRUE | TRUE | 12000 | 10300 | 2.56 | 12477 | 2.01
214232433 | 03/12/24 | Live | Midea Electric Trading | ECO AC | Singlezone Non-Ducted, Wall Placement | 214232433 |  | HRCU-A-CB-O | EHP-O12BB | Mini-Splits | EHP-W12BB | 13 | 22 | 12.7 | 13 | 23.1 | 10.5 | TRUE | TRUE | TRUE | 12000 | 10300 | 2.56 | 12477 | 2.01
213769907 | 01/15/24 | Live | Midea Electric Trading | BLUEFIN | Singlezone Non-Ducted, Wall Placement | 213769907 |  | HRCU-A-CB-O | BFMS12PR-01O | Mini-Splits | BFMS12PL-01I | 13 | 22 | 12.7 | 13 | 23.1 | 10.5 | TRUE | TRUE | TRUE | 12000 | 10300 | 2.56 | 12477 | 2.01
213769944 | 01/15/24 | Live | Midea Electric Trading | AI AIR CONDITIONING | Singlezone Non-Ducted, Wall Placement | 213769944 |  | HRCU-A-CB-O | AO25-12N1-M1H | Mini-Splits | AW25-12N1-M1 | 13 | 22 | 12.7 | 13 | 23.1 | 10.5 | TRUE | TRUE | TRUE | 12000 | 10300 | 2.56 | 12477 | 2.01
214421475 | 03/25/24 | Live | Midea Electric Trading | ZERO | Singlezone Non-Ducted, Wall Placement | 214421475 |  | HRCU-A-CB-O | ZMSB-12HV-USHHC-O | Mini-Splits | ZMSB-12HV-USHHC-I | 13 | 22 | 12.7 | 13 | 23.1 | 10.5 | TRUE | TRUE | TRUE | 12000 | 10300 | 2.56 | 12477 | 2.01
214421470 | 03/25/24 | Live | Midea Electric Trading | WELLS | Singlezone Non-Ducted, Wall Placement | 214421470 |  | HRCU-A-CB-O | WSA-12HFMO | Mini-Splits | WSA-12HFMI | 13 | 22 | 12.7 | 13 | 23.1 | 10.5 | TRUE | TRUE | TRUE | 12000 | 10300 | 2.56 | 12477 | 2.01
208130828 | 01/05/23 | Live | Midea Electric Trading | LBG PRODUCTS | Singlezone Non-Ducted, Wall Placement | 208130828 |  | HRCU-A-CB-O | LBHB12DVWO | Mini-Splits | LBHB12DUWI | 13 | 22 | 12.7 | 13 | 23.1 | 10.5 | TRUE | TRUE | TRUE | 12000 | 10300 | 2.56 | 12477 | 2.01
210799567 | 01/05/23 | Live | Midea Electric Trading | COOPER&HUNTER | Singlezone Non-Ducted, Wall Placement | 210799567 |  | HRCU-A-CB-O | CH-HPR12-230VO | Mini-Splits | CH-12MOLVWM-230VI | 13 | 22 | 12.7 | 13 | 23.1 | 10.5 | TRUE | TRUE | TRUE | 12000 | 10300 | 2.56 | 12477 | 2.01
210857266 | 01/05/23 | Live | Midea Electric Trading | DIAMONDAIR | Singlezone Non-Ducted, Wall Placement | 210857266 |  | HRCU-A-CB-O | D2012SHO2 | Mini-Splits | DF2012HMSI2 | 13 | 22 | 12.7 | 13 | 23.1 | 10.5 | FALSE | FALSE | TRUE | 12000 | 10300 | 2.56 | 12477 | 2.01
210799692 | 01/05/23 | Live | Midea Electric Trading | COOPER&HUNTER | Singlezone Non-Ducted, Wall Placement | 210799692 |  | HRCU-A-CB-O | CH-HPR12-230VO | Mini-Splits | CH-B12MOLVWM-230VI | 13 | 22 | 12.7 | 13 | 23.1 | 10.5 | TRUE | TRUE | TRUE | 12000 | 10300 | 2.56 | 12477 | 2.01
213886032 | 01/10/24 | Live | Midea Electric Trading | SLIMAIR | Singlezone Non-Ducted, Wall Placement | 213886032 |  | HRCU-A-CB-O | SHC12VH2AG | Mini-Splits | SHM12VE2AG | 13 | 22 | 12.7 | 13 | 23.1 | 10.5 | TRUE | TRUE | TRUE | 12000 | 10300 | 2.56 | 12477 | 2.01
208447941 | 01/05/23 | Live | Midea Electric Trading | SLIMAIR | Singlezone Non-Ducted, Wall Placement | 208447941 |  | HRCU-A-CB-O | SHCD12VC2AG | Mini-Splits | SHMZ12VC2AG | 13 | 22 | 12.7 | 13 | 23.1 | 10.5 | TRUE | TRUE | TRUE | 12000 | 10300 | 2.56 | 12477 | 2.01
207539337 | 01/05/23 | Live | Midea Electric Trading | NOVAIR | Singlezone Non-Ducted, Wall Placement | 207539337 |  | HRCU-A-CB-O | LEA12SZ35SK-O | Mini-Splits | LEA12UUSK-I | 13 | 22 | 12.7 | 13 | 23.1 | 10.5 | FALSE | FALSE | TRUE | 12000 | 10300 | 2.56 | 12477 | 2.01
210665993 | 01/05/23 | Live | Midea Electric Trading | C&H | Singlezone Non-Ducted, Wall Placement | 210665993 |  | HRCU-A-CB-O | CH-HPR12-230VO | Mini-Splits | CH-B12MOLVWM-230VI | 13 | 22 | 12.7 | 13 | 23.1 | 10.5 | TRUE | TRUE | TRUE | 12000 | 10300 | 2.56 | 12477 | 2.01
214232461 | 03/12/24 | Live | Midea Electric Trading | PREMIUM LEVELLA | Singlezone Non-Ducted, Wall Placement | 214232461 |  | HRCU-A-CB-O | PIAW1232580B | Mini-Splits | PIAW1232579A | 13 | 22 | 12.7 | 13 | 23.1 | 10.5 | TRUE | TRUE | TRUE | 12000 | 10300 | 2.56 | 12477 | 2.01
207740520 | 01/05/23 | Live | Midea Electric Trading | C&H | Singlezone Non-Ducted, Wall Placement | 207740520 |  | HRCU-A-CB-O | CH-HPR12-230VO | Mini-Splits | CH-12MOLVWM-230VI | 13 | 22 | 12.7 | 13 | 23.1 | 10.5 | TRUE | TRUE | TRUE | 12000 | 10300 | 2.56 | 12477 | 2.01
207430432 | 01/05/23 | Live | Midea Electric Trading | KARDA | Singlezone Non-Ducted, Wall Placement | 207430432 |  | HRCU-A-CB-O | 3KARDA12SZO | Mini-Splits | 3KARDA12UVW | 13 | 22 | 12.7 | 13 | 23.1 | 10.5 | TRUE | TRUE | TRUE | 12000 | 10300 | 2.56 | 12477 | 2.01
207614055 | 01/05/23 | Live | Midea Electric Trading | PERFECTAIRE | Singlezone Non-Ducted, Wall Placement | 207614055 |  | HRCU-A-CB-O | 3PAMSHH12-SZO | Mini-Splits | 3PAMSHH12-UVW | 13 | 22 | 12.7 | 13 | 23.1 | 10.5 | TRUE | TRUE | TRUE | 12000 | 10300 | 2.56 | 12477 | 2.01
209862154 | 04/27/23 | Live | Midea Electric Trading | KLIMAIRE | Singlezone Non-Ducted, Wall Placement | 209862154 |  | HRCU-A-CB-O | KSIH012-H222-O-2 | Mini-Splits | KSIH012-H222-IW-2 | 13 | 22 | 12.7 | 13 | 23.1 | 10.5 | FALSE | FALSE | TRUE | 12000 | 10300 | 2.56 | 12477 | 2.01
214438117 | 04/04/24 | Live | Midea Electric Trading | GOODMAN | Singlezone Non-Ducted, Wall Placement | 214438117 |  | HRCU-A-CB-O | MSH123G22MCAA | Mini-Splits | MSH123G22AXAA | 13 | 22 | 12.7 | 13 | 23.1 | 10.5 | TRUE | TRUE | TRUE | 12000 | 10300 | 2.56 | 12477 | 2.01
208128267 | 01/05/23 | Live | Midea Electric Trading | SEA BREEZE+ | Singlezone Non-Ducted, Wall Placement | 208128267 |  | HRCU-A-CB-O | HSZ12H424ZMO | Mini-Splits | WM12H424ZMI | 13 | 22 | 12.7 | 13 | 23.1 | 10.5 | FALSE | FALSE | TRUE | 12000 | 10300 | 2.56 | 12477 | 2.01
214421469 | 03/25/24 | Live | Midea Electric Trading | WELLS | Singlezone Non-Ducted, Wall Placement | 214421469 |  | HRCU-A-CB-O | WSA-09HFMO | Mini-Splits | WSA-09HFMI | 15.8 | 25.5 | 12.5 | 15.8 | 26.4 | 11.6 | TRUE | TRUE | TRUE | 9000 | 9300 | 2.5 | 12235 | 1.98
214421474 | 03/25/24 | Live | Midea Electric Trading | ZERO | Singlezone Non-Ducted, Wall Placement | 214421474 |  | HRCU-A-CB-O | ZMSB-09HV-USHHC-O | Mini-Splits | ZMSB-09HV-USHHC-I | 15.8 | 25.5 | 12.5 | 15.8 | 26.4 | 11.6 | TRUE | TRUE | TRUE | 9000 | 9300 | 2.5 | 12235 | 1.98
213769943 | 01/15/24 | Live | Midea Electric Trading | AI AIR CONDITIONING | Singlezone Non-Ducted, Wall Placement | 213769943 |  | HRCU-A-CB-O | AO25-09N1-M1H | Mini-Splits | AW25-09N1-M1 | 15.8 | 25.5 | 12.5 | 15.8 | 26.4 | 11.6 | TRUE | TRUE | TRUE | 9000 | 9300 | 2.5 | 12235 | 1.98
213769915 | 01/15/24 | Live | Midea Electric Trading | BLUEFIN | Singlezone Non-Ducted, Wall Placement | 213769915 |  | HRCU-A-CB-O | BFMS09PR-01O | Mini-Splits | BFMS09PL-01I | 15.8 | 25.5 | 12.5 | 15.8 | 26.4 | 11.6 | TRUE | TRUE | TRUE | 9000 | 9300 | 2.5 | 12235 | 1.98
214232432 | 03/12/24 | Live | Midea Electric Trading | ECO AC | Singlezone Non-Ducted, Wall Placement | 214232432 |  | HRCU-A-CB-O | EHP-O09BB | Mini-Splits | EHP-W09BB | 15.8 | 25.5 | 12.5 | 15.8 | 26.4 | 11.6 | TRUE | TRUE | TRUE | 9000 | 9300 | 2.5 | 12235 | 1.98
214232447 | 03/12/24 | Live | Midea Electric Trading | ZERO | Singlezone Non-Ducted, Wall Placement | 214232447 |  | HRCU-A-CB-O | ZMSB-09HV-USHHC | Mini-Splits | ZMSB-09HV-USHHC | 15.8 | 25.5 | 12.5 | 15.8 | 26.4 | 11.6 | TRUE | TRUE | TRUE | 9000 | 9300 | 2.5 | 12235 | 1.98
214056586 | 02/01/24 | Live | Midea Electric Trading | BLADEX | Singlezone Non-Ducted, Wall Placement | 214056586 |  | HRCU-A-CB-O | BS25-09HFN1-ODU | Mini-Splits | BWM11B-09HWIU | 15.8 | 25.5 | 12.5 | 15.8 | 26.4 | 11.6 | FALSE | FALSE | TRUE | 9000 | 9300 | 2.5 | 12235 | 1.98
214377798 | 03/25/24 | Live | Midea Electric Trading | NG TRADE | Singlezone Non-Ducted, Wall Placement | 214377798 |  | HRCU-A-CB-O | OMEGA091E | Mini-Splits | IMEGA091E | 15.8 | 25.5 | 12.5 | 15.8 | 26.4 | 11.6 | TRUE | TRUE | TRUE | 9000 | 9300 | 2.5 | 12235 | 1.98
211306393 | 04/27/23 | Live | Midea Electric Trading | MITSUTOMO | Singlezone Non-Ducted, Wall Placement | 211306393 |  | HRCU-A-CB-O | HO-SZ09-AB-Q | Mini-Splits | HW-SZ09-AB-Q | 15.8 | 25.5 | 12.5 | 15.8 | 26.4 | 11.6 | FALSE | FALSE | TRUE | 9000 | 9300 | 2.5 | 12235 | 1.98
210568098 | 05/10/23 | Live | Midea Electric Trading | DURASTAR | Singlezone Non-Ducted, Wall Placement | 210568098 |  | HRCU-A-CB-O | DRA1H09S1A | Mini-Splits | DRAW09F1B | 15.8 | 25.5 | 12.5 | 15.8 | 26.4 | 11.6 | TRUE | TRUE | TRUE | 9000 | 9300 | 2.5 | 12235 | 1.98
208836320 | 04/27/23 | Live | Midea Electric Trading | KANARTIC | Singlezone Non-Ducted, Wall Placement | 208836320 |  | HRCU-A-CB-O | KEOS-09UHE-NA | Mini-Splits | KEOS-09UHE-NA | 15.8 | 25.5 | 12.5 | 15.8 | 26.4 | 11.6 | TRUE | TRUE | TRUE | 9000 | 9300 | 2.5 | 12235 | 1.98
209694745 | 01/05/23 | Live | Midea Electric Trading | CTMORLEY | Singlezone Non-Ducted, Wall Placement | 209694745 |  | HRCU-A-CB-O | MOU-A09H-2 | Mini-Splits | MIU-A09W-2 | 15.8 | 25.5 | 12.5 | 15.8 | 26.4 | 11.6 | FALSE | FALSE | TRUE | 9000 | 9300 | 2.5 | 12235 | 1.98
208447940 | 01/05/23 | Live | Midea Electric Trading | SLIMAIR | Singlezone Non-Ducted, Wall Placement | 208447940 |  | HRCU-A-CB-O | SHCD09VC2AG | Mini-Splits | SHMZ09VC2AG | 15.8 | 25.5 | 12.5 | 15.8 | 26.4 | 11.6 | TRUE | TRUE | TRUE | 9000 | 9300 | 2.5 | 12235 | 1.98
213886031 | 01/10/24 | Live | Midea Electric Trading | SLIMAIR | Singlezone Non-Ducted, Wall Placement | 213886031 |  | HRCU-A-CB-O | SHC09VH2AG | Mini-Splits | SHM09VE2AG | 15.8 | 25.5 | 12.5 | 15.8 | 26.4 | 11.6 | TRUE | TRUE | TRUE | 9000 | 9300 | 2.5 | 12235 | 1.98
210799691 | 01/05/23 | Live | Midea Electric Trading | COOPER&HUNTER | Singlezone Non-Ducted, Wall Placement | 210799691 |  | HRCU-A-CB-O | CH-HPR09-230VO | Mini-Splits | CH-B09MOLVWM-230VI | 15.8 | 25.5 | 12.5 | 15.8 | 26.4 | 11.6 | TRUE | TRUE | TRUE | 9000 | 9300 | 2.5 | 12235 | 1.98
210857265 | 01/05/23 | Live | Midea Electric Trading | DIAMONDAIR | Singlezone Non-Ducted, Wall Placement | 210857265 |  | HRCU-A-CB-O | D2009SHO2 | Mini-Splits | DF2009HMSI2 | 15.8 | 25.5 | 12.5 | 15.8 | 26.4 | 11.6 | FALSE | FALSE | TRUE | 9000 | 9300 | 2.5 | 12235 | 1.98
210799566 | 01/05/23 | Live | Midea Electric Trading | COOPER&HUNTER | Singlezone Non-Ducted, Wall Placement | 210799566 |  | HRCU-A-CB-O | CH-HPR09-230VO | Mini-Splits | CH-09MOLVWM-230VI | 15.8 | 25.5 | 12.5 | 15.8 | 26.4 | 11.6 | TRUE | TRUE | TRUE | 9000 | 9300 | 2.5 | 12235 | 1.98
208130827 | 01/05/23 | Live | Midea Electric Trading | LBG PRODUCTS | Singlezone Non-Ducted, Wall Placement | 208130827 |  | HRCU-A-CB-O | LBHB09DVWO | Mini-Splits | LBHB09DUWI | 15.8 | 25.5 | 12.5 | 15.8 | 26.4 | 11.6 | TRUE | TRUE | TRUE | 9000 | 9300 | 2.5 | 12235 | 1.98
214232463 | 03/12/24 | Live | Midea Electric Trading | PREMIUM LEVELLA | Singlezone Non-Ducted, Wall Placement | 214232463 |  | HRCU-A-CB-O | PIAW932580B | Mini-Splits | PIAW932579A | 15.8 | 25.5 | 12.5 | 15.8 | 26.4 | 11.6 | TRUE | TRUE | TRUE | 9000 | 9300 | 2.5 | 12235 | 1.98
210665992 | 01/05/23 | Live | Midea Electric Trading | C&H | Singlezone Non-Ducted, Wall Placement | 210665992 |  | HRCU-A-CB-O | CH-HPR09-230VO | Mini-Splits | CH-B09MOLVWM-230VI | 15.8 | 25.5 | 12.5 | 15.8 | 26.4 | 11.6 | TRUE | TRUE | TRUE | 9000 | 9300 | 2.5 | 12235 | 1.98
207526947 | 01/05/23 | Live | Midea Electric Trading | NOVAIR | Singlezone Non-Ducted, Wall Placement | 207526947 |  | HRCU-A-CB-O | LEA09SZ35SK-O | Mini-Splits | LEA09UUSK-I | 15.8 | 25.5 | 12.5 | 15.8 | 26.4 | 11.6 | FALSE | FALSE | TRUE | 9000 | 9300 | 2.5 | 12235 | 1.98
207614054 | 01/05/23 | Live | Midea Electric Trading | PERFECTAIRE | Singlezone Non-Ducted, Wall Placement | 207614054 |  | HRCU-A-CB-O | 3PAMSHH09-SZO | Mini-Splits | 3PAMSHH09-UVW | 15.8 | 25.5 | 12.5 | 15.8 | 26.4 | 11.6 | TRUE | TRUE | TRUE | 9000 | 9300 | 2.5 | 12235 | 1.98
207430429 | 01/05/23 | Live | Midea Electric Trading | KARDA | Singlezone Non-Ducted, Wall Placement | 207430429 |  | HRCU-A-CB-O | 3KARDA09SZO | Mini-Splits | 3KARDA09UVW | 15.8 | 25.5 | 12.5 | 15.8 | 26.4 | 11.6 | TRUE | TRUE | TRUE | 9000 | 9300 | 2.5 | 12235 | 1.98
207740519 | 01/05/23 | Live | Midea Electric Trading | C&H | Singlezone Non-Ducted, Wall Placement | 207740519 |  | HRCU-A-CB-O | CH-HPR09-230VO | Mini-Splits | CH-09MOLVWM-230VI | 15.8 | 25.5 | 12.5 | 15.8 | 26.4 | 11.6 | TRUE | TRUE | TRUE | 9000 | 9300 | 2.5 | 12235 | 1.98
209862153 | 04/27/23 | Live | Midea Electric Trading | KLIMAIRE | Singlezone Non-Ducted, Wall Placement | 209862153 |  | HRCU-A-CB-O | KSIH009-H225-O-2 | Mini-Splits | KSIH009-H225-IW-2 | 15.8 | 25.5 | 12.5 | 15.8 | 26.4 | 11.6 | FALSE | FALSE | TRUE | 9000 | 9300 | 2.5 | 12235 | 1.98
214438122 | 04/04/24 | Live | Midea Electric Trading | GOODMAN | Singlezone Non-Ducted, Wall Placement | 214438122 |  | HRCU-A-CB-O | MSH093G22MCAA | Mini-Splits | MSH093G22AXAA | 15.8 | 25.5 | 12.5 | 15.8 | 26.4 | 11.6 | TRUE | TRUE | TRUE | 9000 | 9300 | 2.5 | 12235 | 1.98
208816889 | 01/05/23 | Live | Midea Electric Trading | SEA BREEZE+ | Singlezone Non-Ducted, Wall Placement | 208816889 |  | HRCU-A-CB-O | HSZ9H424ZMO | Mini-Splits | WM9H424ZMI | 15.8 | 25.5 | 12.5 | 15.8 | 26.4 | 11.6 | FALSE | FALSE | TRUE | 9000 | 9300 | 2.5 | 12235 | 1.98
207688892 | 05/17/22 | Live | TCL AIR CONDITIONER (ZHONGSHAN) CO.,LTD. | TCL | Singlezone Non-Ducted, Wall Placement | 207688892 |  | HRCU-A-CB-O | TSC-24HA2/I3TI20 | Mini-Splits | TSC-24HA2/I3TI20-I | 12.5 | 20 | 10 | 12.5 | 20 | 9 | TRUE | FALSE | FALSE | 23000 | 13900 | 2.75 | 21760 | 2.21
207688891 | 05/17/22 | Live | TCL AIR CONDITIONER (ZHONGSHAN) CO.,LTD. | TCL | Singlezone Non-Ducted, Wall Placement | 207688891 |  | HRCU-A-CB-O | TSC-18HA2/I3TI21 | Mini-Splits | TSC-18HA2/I3TI21-I | 13 | 21.5 | 10 | 13 | 22 | 9 | TRUE | FALSE | FALSE | 18000 | 10000 | 2.85 | 15600 | 2.64
207688890 | 05/17/22 | Live | TCL AIR CONDITIONER (ZHONGSHAN) CO.,LTD. | TCL | Singlezone Non-Ducted, Wall Placement | 207688890 |  | HRCU-A-CB-O | TSC-12HA2/I3TI23 | Mini-Splits | TSC-12HA2/I3TI23-I | 13 | 23 | 10 | 13 | 23 | 9.5 | FALSE | FALSE | TRUE | 12000 | 7600 | 3.14 | 11100 | 2.48
207688889 | 05/17/22 | Live | TCL AIR CONDITIONER (ZHONGSHAN) CO.,LTD. | TCL | Singlezone Non-Ducted, Wall Placement | 207688889 |  | HRCU-A-CB-O | TSC-09HA2/I3TI23 | Mini-Splits | TSC-09HA2/I3TI23-I | 13 | 23 | 10 | 13 | 23.5 | 9.2 | FALSE | FALSE | FALSE | 9000 | 5900 | 2.79 | 8380 | 2.61
207688888 | 05/17/22 | Live | TCL AIR CONDITIONER (ZHONGSHAN) CO.,LTD. | TCL | Singlezone Non-Ducted, Wall Placement | 207688888 |  | HRCU-A-CB-O | TSC-12HA1/I3TI22 | Mini-Splits | TSC-12HA1/I3TI22-I | 12.5 | 22 | 10 | 12.5 | 22 | 9 | FALSE | FALSE | FALSE | 12000 | 7100 | 3.02 | 10900 | 2.5
207702799 | 04/04/24 | Live | Mitsubishi Electric Trane | TRANE / MITSUBISHI ELECTRIC | Singlezone Ducted, Compact Ducted | 207702799 |  | HRCU-A-CB | PUZ-HA42NKA1 | Mini-Splits | TPEADA0421AA*** | 10.7 | 15 | 9.8 | 10.4 | 15.5 | 8.9 | TRUE | TRUE | TRUE | 42000 | 39500 | 2.27 | 48000 | 2.1
209949002 | 04/15/22 | Live | Mitsubishi Electric Trane | MITSUBISHI ELECTRIC | Multizone Mix of Ducted and Non-Ducted | 209949002 |  | HMSR-A-CB-O | MXZ-4C36NA3*** | Mixed Ducted and Non-Ducted Indoor Units |  | 9.05 | 17.6 | 10.4 | 9.05 | 17.6 | 9.65 | FALSE | FALSE | FALSE | 34900 | 22400 | 2.66 | 26600 | 2.23
209832227 | 04/04/24 | Live | Mitsubishi Electric Trane | TRANE / MITSUBISHI ELECTRIC | Singlezone Non-Ducted, Wall Placement | 209832227 |  | HRCU-A-CB-O | MUZ-HM24NA*** | Mini-Splits | NTXWMT24A112A* | 8.6 | 18 | 10 | 8.6 | 20 | 10 | FALSE | FALSE | FALSE | 22400 | 18500 | 2.36 | 18500 | 2.42
209832194 | 01/20/21 | Live | Mitsubishi Electric Trane | MITSUBISHI ELECTRIC | Singlezone Non-Ducted, Wall Placement | 209832194 |  | HRCU-A-CB-O | MUZ-HM24NA*** | Mini-Splits | NAXWMT24A112A* | 8.6 | 18 | 10 | 8.6 | 20 | 10 | FALSE | FALSE | FALSE | 22400 | 18500 | 2.36 | 18500 | 2.42
209832269 | 02/02/22 | Live | Mitsubishi Electric Trane | MITSUBISHI ELECTRIC | Singlezone Non-Ducted, Wall Placement | 209832269 | 209832227 | HRCU-A-CB-O | MUZ-HM24NA*** | Mini-Splits | MSZ-HM24NA*** | 8.6 | 18 | 10 | 8.6 | 20 | 10 | FALSE | FALSE | FALSE | 22400 | 18500 | 2.36 | 18500 | 2.42
201754303 | 01/01/11 | Live | Mitsubishi Electric Trane | MITSUBISHI ELECTRIC | Singlezone Non-Ducted, Wall Placement | 201754303 |  | HRCU-A-CB-O | MUZ-FH18NAH2 | Mini-Splits | MSZ-FH18NA** | 12.5 | 21 | 11 | 12.5 | 21 | 10.3 | FALSE | FALSE | FALSE | 17200 | 13700 | 3.21 | 24300 | 2.1
201754301 | 01/01/11 | Live | Mitsubishi Electric Trane | MITSUBISHI ELECTRIC | Singlezone Non-Ducted, Wall Placement | 201754301 |  | HRCU-A-CB-O | MUZ-FH15NAH | Mini-Splits | MSZ-FH15NA** | 12.5 | 22 | 11 | 12.5 | 21.5 | 9.9 | FALSE | FALSE | FALSE | 15000 | 11000 | 3.39 | 20200 | 1.76
214810579 | 07/01/24 | Live | Midea Electric Trading | DIYCOOL | Multizone All Non-Ducted | 214810579 |  | HMSR-A-CB-O | EZ-48Z-M5 | Non-Ducted Indoor Units |  | 11 | 20.5 | 11 | 11 | 20.5 | 9.2 | FALSE | FALSE | FALSE | 48000 | 36000 | 2.58 | 37000 | 2.17
214810585 | 07/01/24 | Live | Midea Electric Trading | POLARWAVE | Multizone All Non-Ducted | 214810585 |  | HMSR-A-CB-O | EZ-48Z-M5 | Non-Ducted Indoor Units |  | 11 | 20.5 | 11 | 11 | 20.5 | 9.2 | FALSE | FALSE | FALSE | 48000 | 36000 | 2.58 | 37000 | 2.17
214810567 | 07/01/24 | Live | Midea Electric Trading | 1HVAC | Multizone All Non-Ducted | 214810567 |  | HMSR-A-CB-O | EZ-48Z-M5 | Non-Ducted Indoor Units |  | 11 | 20.5 | 11 | 11 | 20.5 | 9.2 | FALSE | FALSE | FALSE | 48000 | 36000 | 2.58 | 37000 | 2.17
214810573 | 07/01/24 | Live | Midea Electric Trading | INFINITYLIVING | Multizone All Non-Ducted | 214810573 |  | HMSR-A-CB-O | EZ-48Z-M5 | Non-Ducted Indoor Units |  | 11 | 20.5 | 11 | 11 | 20.5 | 9.2 | FALSE | FALSE | FALSE | 48000 | 36000 | 2.58 | 37000 | 2.17
214810591 | 07/01/24 | Live | Midea Electric Trading | 1HVAC | Multizone All Non-Ducted | 214810591 |  | HMSR-A-CB-O | EZ-27Z-M3 | Non-Ducted Indoor Units |  | 12 | 22 | 10.3 | 12 | 22 | 9.5 | TRUE | TRUE | TRUE | 27000 | 20000 | 2.5 | 22600 | 2.25
214810597 | 07/01/24 | Live | Midea Electric Trading | INFINITYLIVING | Multizone All Non-Ducted | 214810597 |  | HMSR-A-CB-O | EZ-27Z-M3 | Non-Ducted Indoor Units |  | 12 | 22 | 10.3 | 12 | 22 | 9.5 | TRUE | TRUE | TRUE | 27000 | 20000 | 2.5 | 22600 | 2.25
214810603 | 07/01/24 | Live | Midea Electric Trading | DIYCOOL | Multizone All Non-Ducted | 214810603 |  | HMSR-A-CB-O | EZ-27Z-M3 | Non-Ducted Indoor Units |  | 12 | 22 | 10.3 | 12 | 22 | 9.5 | TRUE | TRUE | TRUE | 27000 | 20000 | 2.5 | 22600 | 2.25
214810609 | 07/01/24 | Live | Midea Electric Trading | POLARWAVE | Multizone All Non-Ducted | 214810609 |  | HMSR-A-CB-O | EZ-27Z-M3 | Non-Ducted Indoor Units |  | 12 | 22 | 10.3 | 12 | 22 | 9.5 | TRUE | TRUE | TRUE | 27000 | 20000 | 2.5 | 22600 | 2.25
214810608 | 07/01/24 | Live | Midea Electric Trading | POLARWAVE | Multizone All Non-Ducted | 214810608 |  | HMSR-A-CB-O | EZ-18Z-M2 | Non-Ducted Indoor Units |  | 12.5 | 21 | 10.6 | 12.5 | 21.2 | 9.6 | TRUE | TRUE | TRUE | 18000 | 13500 | 2.6 | 16000 | 2.23
214810602 | 07/01/24 | Live | Midea Electric Trading | DIYCOOL | Multizone All Non-Ducted | 214810602 |  | HMSR-A-CB-O | EZ-18Z-M2 | Non-Ducted Indoor Units |  | 12.5 | 21 | 10.6 | 12.5 | 21.2 | 9.6 | TRUE | TRUE | TRUE | 18000 | 13500 | 2.6 | 16000 | 2.23
214810596 | 07/01/24 | Live | Midea Electric Trading | INFINITYLIVING | Multizone All Non-Ducted | 214810596 |  | HMSR-A-CB-O | EZ-18Z-M2 | Non-Ducted Indoor Units |  | 12.5 | 21 | 10.6 | 12.5 | 21.2 | 9.6 | TRUE | TRUE | TRUE | 18000 | 13500 | 2.6 | 16000 | 2.23
214810590 | 07/01/24 | Live | Midea Electric Trading | 1HVAC | Multizone All Non-Ducted | 214810590 |  | HMSR-A-CB-O | EZ-18Z-M2 | Non-Ducted Indoor Units |  | 12.5 | 21 | 10.6 | 12.5 | 21.2 | 9.6 | TRUE | TRUE | TRUE | 18000 | 13500 | 2.6 | 16000 | 2.23
214810601 | 07/01/24 | Live | Midea Electric Trading | DIYCOOL | Singlezone Non-Ducted, Wall Placement | 214810601 |  | HRCU-A-CB-O | EZ-24ZPL-HP230 | Mini-Splits | EZ-24W-M | 12.5 | 20.5 | 10.5 | 12.5 | 20.5 | 9.2 | TRUE | FALSE | FALSE | 23000 | 17900 | 2.34 | 21492 | 2.25
214810607 | 07/01/24 | Live | Midea Electric Trading | POLARWAVE | Singlezone Non-Ducted, Wall Placement | 214810607 |  | HRCU-A-CB-O | EZ-24ZPL-HP230 | Mini-Splits | EZ-24W-M | 12.5 | 20.5 | 10.5 | 12.5 | 20.5 | 9.2 | TRUE | FALSE | FALSE | 23000 | 17900 | 2.34 | 21492 | 2.25
214810589 | 07/01/24 | Live | Midea Electric Trading | 1HVAC | Singlezone Non-Ducted, Wall Placement | 214810589 |  | HRCU-A-CB-O | EZ-24ZPL-HP230 | Mini-Splits | EZ-24W-M | 12.5 | 20.5 | 10.5 | 12.5 | 20.5 | 9.2 | TRUE | FALSE | FALSE | 23000 | 17900 | 2.34 | 21492 | 2.25
214810595 | 07/01/24 | Live | Midea Electric Trading | INFINITYLIVING | Singlezone Non-Ducted, Wall Placement | 214810595 |  | HRCU-A-CB-O | EZ-24ZPL-HP230 | Mini-Splits | EZ-24W-M | 12.5 | 20.5 | 10.5 | 12.5 | 20.5 | 9.2 | TRUE | FALSE | FALSE | 23000 | 17900 | 2.34 | 21492 | 2.25
214810594 | 07/01/24 | Live | Midea Electric Trading | INFINITYLIVING | Singlezone Non-Ducted, Wall Placement | 214810594 |  | HRCU-A-CB-O | EZ-18ZPL-HP230 | Mini-Splits | EZ-18W-M | 12.5 | 22 | 11.5 | 12.6 | 22.7 | 9.8 | TRUE | FALSE | TRUE | 18000 | 13800 | 2.54 | 14760 | 2.31
214810588 | 07/01/24 | Live | Midea Electric Trading | 1HVAC | Singlezone Non-Ducted, Wall Placement | 214810588 |  | HRCU-A-CB-O | EZ-18ZPL-HP230 | Mini-Splits | EZ-18W-M | 12.5 | 22 | 11.5 | 12.6 | 22.7 | 9.8 | TRUE | FALSE | TRUE | 18000 | 13800 | 2.54 | 14760 | 2.31
214810606 | 07/01/24 | Live | Midea Electric Trading | POLARWAVE | Singlezone Non-Ducted, Wall Placement | 214810606 |  | HRCU-A-CB-O | EZ-18ZPL-HP230 | Mini-Splits | EZ-18W-M | 12.5 | 22 | 11.5 | 12.6 | 22.7 | 9.8 | TRUE | FALSE | TRUE | 18000 | 13800 | 2.54 | 14760 | 2.31
214810600 | 07/01/24 | Live | Midea Electric Trading | DIYCOOL | Singlezone Non-Ducted, Wall Placement | 214810600 |  | HRCU-A-CB-O | EZ-18ZPL-HP230 | Mini-Splits | EZ-18W-M | 12.5 | 22 | 11.5 | 12.6 | 22.7 | 9.8 | TRUE | FALSE | TRUE | 18000 | 13800 | 2.54 | 14760 | 2.31
214810599 | 07/01/24 | Live | Midea Electric Trading | DIYCOOL | Singlezone Non-Ducted, Wall Placement | 214810599 |  | HRCU-A-CB-O | EZ-12ZPL-HP115 | Mini-Splits | EZ-12WPL-HP115 | 12.5 | 22 | 11.5 | 12.5 | 22.5 | 9 | TRUE | FALSE | FALSE | 12000 | 7500 | 2.59 | 8210 | 2.41
214810605 | 07/01/24 | Live | Midea Electric Trading | POLARWAVE | Singlezone Non-Ducted, Wall Placement | 214810605 |  | HRCU-A-CB-O | EZ-12ZPL-HP115 | Mini-Splits | EZ-12WPL-HP115 | 12.5 | 22 | 11.5 | 12.5 | 22.5 | 9 | TRUE | FALSE | FALSE | 12000 | 7500 | 2.59 | 8210 | 2.41
214810587 | 07/01/24 | Live | Midea Electric Trading | 1HVAC | Singlezone Non-Ducted, Wall Placement | 214810587 |  | HRCU-A-CB-O | EZ-12ZPL-HP115 | Mini-Splits | EZ-12WPL-HP115 | 12.5 | 22 | 11.5 | 12.5 | 22.5 | 9 | TRUE | FALSE | FALSE | 12000 | 7500 | 2.59 | 8210 | 2.41
214810593 | 07/01/24 | Live | Midea Electric Trading | INFINITYLIVING | Singlezone Non-Ducted, Wall Placement | 214810593 |  | HRCU-A-CB-O | EZ-12ZPL-HP115 | Mini-Splits | EZ-12WPL-HP115 | 12.5 | 22 | 11.5 | 12.5 | 22.5 | 9 | TRUE | FALSE | FALSE | 12000 | 7500 | 2.59 | 8210 | 2.41
214810646 | 07/01/24 | Live | Midea Electric Trading | ELIOS | Singlezone Ducted, Compact Ducted | 214810646 |  | HRCU-A-CB | DEA12HOS25230E8 | Mini-Splits | DM12HIDU230X5 | 12.5 | 21.5 | 11.5 | 11.7 | 19 | 10.3 | TRUE | TRUE | TRUE | 11500 | 9300 | 2.78 | 10100 | 2.39
213617706 | 07/01/24 | Live | Mitsubishi Electric Trane | MITSUBISHI ELECTRIC | Singlezone Ducted, Centrally Ducted | 213617706 |  | HRCU-A-CB | PUZ-HA30NKA1*** | Mini-Splits | PVA-A30AA* |  |  |  | 13 | 18 | 8.7 | TRUE | TRUE | TRUE | 30000 | 21000 | 2.44 | 32000 | 2.27
207679248 | 07/01/24 | Live | Mitsubishi Electric Trane | MITSUBISHI ELECTRIC | Singlezone Non-Ducted, Wall Placement | 207679248 |  | HRCU-A-CB-O | MUZ-GS12NAH*** | Mini-Splits | MSZ-GS12NA*** | 13.05 | 23.1 | 12.5 | 13.05 | 25.6 | 10 | TRUE | TRUE | TRUE | 12000 | 9000 | 2.64 | 12000 | 2.11
207705480 | 04/13/23 | Live | Mitsubishi Electric Trane | TRANE / MITSUBISHI ELECTRIC | Singlezone Non-Ducted, Wall Placement | 207705480 |  | HRCU-A-CB-O | MUZ-GS12NA*** | Mini-Splits | NTXWST12B112** | 13.05 | 23.1 | 13.2 | 13.05 | 25.6 | 10.7 | TRUE | TRUE | TRUE | 12000 | 9000 | 2.64 | 12000 | 2.11
207705487 | 04/13/23 | Live | Mitsubishi Electric Trane | AMERICAN STANDARD / MITSUBISHI ELECTRIC | Singlezone Non-Ducted, Wall Placement | 207705487 |  | HRCU-A-CB-O | MUZ-GS12NA*** | Mini-Splits | NAXWST12B112** | 13.05 | 23.1 | 13.2 | 13.05 | 25.6 | 10.7 | TRUE | TRUE | TRUE | 12000 | 9000 | 2.64 | 12000 | 2.11
207679244 | 04/13/23 | Live | Mitsubishi Electric Trane | MITSUBISHI ELECTRIC | Singlezone Non-Ducted, Wall Placement | 207679244 |  | HRCU-A-CB-O | MUZ-GS15NA*** | Mini-Splits | MSZ-GS15NA*** | 12.75 | 21.6 | 11.7 | 12.75 | 21 | 11 | TRUE | TRUE | TRUE | 14000 | 12100 | 2.67 | 16400 | 2.38
207705482 | 04/13/23 | Live | Mitsubishi Electric Trane | TRANE / MITSUBISHI ELECTRIC | Singlezone Non-Ducted, Wall Placement | 207705482 |  | HRCU-A-CB-O | MUZ-GS15NA*** | Mini-Splits | NTXWST15B112** | 12.75 | 21.6 | 11.7 | 12.75 | 21 | 11 | TRUE | TRUE | TRUE | 14000 | 12100 | 2.67 | 16400 | 2.38
207705488 | 04/13/23 | Live | Mitsubishi Electric Trane | AMERICAN STANDARD / MITSUBISHI ELECTRIC | Singlezone Non-Ducted, Wall Placement | 207705488 |  | HRCU-A-CB-O | MUZ-GS15NA*** | Mini-Splits | NAXWST15B112** | 12.75 | 21.6 | 11.7 | 12.75 | 21 | 11 | TRUE | TRUE | TRUE | 14000 | 12100 | 2.67 | 16400 | 2.38
207679249 | 09/11/23 | Live | Mitsubishi Electric Trane | MITSUBISHI ELECTRIC | Singlezone Non-Ducted, Wall Placement | 207679249 |  | HRCU-A-CB-O | MUZ-GS15NAH*** | Mini-Splits | MSZ-GS15NA*** | 12.75 | 21.6 | 11 | 12.75 | 21 | 10.4 | TRUE | TRUE | TRUE | 14000 | 12100 | 2.67 | 16400 | 2.38
214421551 | 04/10/24 | Live | Johnson Controls Inc. (York International Norman) | COLEMAN | Singlezone Ducted, Centrally Ducted | 214421551 |  | HRCU-A-CB | HH860E2S11 |  | CTM60D5CJS1+JMET18DS2N1 |  |  |  | 11 | 19 | 8.5 | FALSE | FALSE | TRUE | 52500 | 37200 | 2.64 | 37200 | 2.64
214421503 | 04/10/24 | Live | Johnson Controls Inc. (York International Norman) | YORK | Singlezone Ducted, Centrally Ducted | 214421503 |  | HRCU-A-CB | HH860E2S11 |  | CTM60D5CJS1+JMET18DS2N1 |  |  |  | 11 | 19 | 8.5 | FALSE | FALSE | TRUE | 52500 | 37200 | 2.64 | 37200 | 2.64
214398378 | 06/26/24 | Live | Johnson Controls Inc. (York International Norman) | JOHNSON CONTROLS | Singlezone Ducted, Centrally Ducted | 214398378 |  | HRCU-A-CB | HH824E2S11 |  | CTF30B5ACS1+JMET12BS2N1 |  |  |  | 12 | 18 | 9 | FALSE | FALSE | TRUE | 23000 | 18400 | 2.78 | 18400 | 2.78
214398377 | 06/26/24 | Live | Johnson Controls Inc. (York International Norman) | CHAMPION HEATING AND COOLING | Singlezone Ducted, Centrally Ducted | 214398377 |  | HRCU-A-CB | HH824E2S11 |  | CTF30B5ACS1+JMET12BS2N1 |  |  |  | 12 | 18 | 9 | FALSE | FALSE | TRUE | 23000 | 18400 | 2.78 | 18400 | 2.78
214398376 | 06/26/24 | Live | Johnson Controls Inc. (York International Norman) | FRASER-JOHNSTON | Singlezone Ducted, Centrally Ducted | 214398376 |  | HRCU-A-CB | HH824E2S11 |  | CTF30B5ACS1+JMET12BS2N1 |  |  |  | 12 | 18 | 9 | FALSE | FALSE | TRUE | 23000 | 18400 | 2.78 | 18400 | 2.78
214398375 | 06/26/24 | Live | Johnson Controls Inc. (York International Norman) | LUXAIRE | Singlezone Ducted, Centrally Ducted | 214398375 |  | HRCU-A-CB | HH824E2S11 |  | CTF30B5ACS1+JMET12BS2N1 |  |  |  | 12 | 18 | 9 | FALSE | FALSE | TRUE | 23000 | 18400 | 2.78 | 18400 | 2.78
214398374 | 06/26/24 | Live | Johnson Controls Inc. (York International Norman) | COLEMAN | Singlezone Ducted, Centrally Ducted | 214398374 |  | HRCU-A-CB | HH824E2S11 |  | CTF30B5ACS1+JMET12BS2N1 |  |  |  | 12 | 18 | 9 | FALSE | FALSE | TRUE | 23000 | 18400 | 2.78 | 18400 | 2.78
214395876 | 06/26/24 | Live | Johnson Controls Inc. (York International Norman) | YORK | Singlezone Ducted, Centrally Ducted | 214395876 |  | HRCU-A-CB | HH824E2S11 |  | CTF30B5ACS1+JMET12BS2N1 |  |  |  | 12 | 18 | 9 | FALSE | FALSE | TRUE | 23000 | 18400 | 2.78 | 18400 | 2.78
207706566 | 04/26/23 | Live | Midea Electric Trading | DIRECT AIR | Singlezone Ducted, Centrally Ducted | 207706566 |  | HRCU-A-CB | DIRM-36MAGICPRO20-OU |  | DIRM-36MAGICPRO20-AH | 10.5 | 18 | 10.5 | 10 | 16 | 9.5 | TRUE | TRUE | TRUE | 36000 | 30400 | 2.46 | 47000 | 1.9
208284017 | 04/26/23 | Live | Midea Electric Trading | TRUST AIR CONDITIONERS | Singlezone Ducted, Centrally Ducted | 208284017 |  | HRCU-A-CB | AA36H/O44P |  | AH36H/I44P | 10.5 | 18 | 10.5 | 10 | 16 | 9.5 | FALSE | FALSE | TRUE | 36000 | 30400 | 2.46 | 47000 | 1.9
209865027 | 04/26/23 | Live | Midea Electric Trading | CTMORLEY | Singlezone Ducted, Centrally Ducted | 209865027 |  | HRCU-A-CB | MOU-A36VH-4 |  | MIU-A36V-4 | 10.5 | 18 | 10.5 | 10 | 16 | 9.5 | FALSE | FALSE | TRUE | 36000 | 30400 | 2.46 | 47000 | 1.9
210343156 | 04/26/23 | Live | Midea Electric Trading | INNOVAIR | Singlezone Ducted, Centrally Ducted | 210343156 |  | HRCU-A-CB | SHV36H2R20 |  | DEV36H2R19 | 10.5 | 18 | 10.5 | 10 | 16 | 9.5 | TRUE | TRUE | TRUE | 36000 | 30400 | 2.46 | 47000 | 1.9
210568227 | 05/26/23 | Live | Midea Electric Trading | COMFORT-AIRE | Singlezone Ducted, Centrally Ducted | 210568227 |  | HRCU-A-CB | A-VCD36SA-1 |  | B-VCD36SA-1 | 10.5 | 18 | 10.5 | 10 | 16 | 9.5 | TRUE | TRUE | TRUE | 36000 | 30400 | 2.46 | 47000 | 1.9
211253518 | 04/26/23 | Live | Midea Electric Trading | ECO AC | Singlezone Ducted, Centrally Ducted | 211253518 |  | HRCU-A-CB | EHI-O36BAH |  | EHI-V36BA | 10.5 | 18 | 10.5 | 10 | 16 | 9.5 | TRUE | TRUE | TRUE | 36000 | 30400 | 2.46 | 47000 | 1.9
211306381 | 04/26/23 | Live | Midea Electric Trading | MITSUTOMO | Singlezone Ducted, Centrally Ducted | 211306381 |  | HRCU-A-CB | UHO36-NB-Q |  | UHM36-CB-Q | 10.5 | 18 | 10.5 | 10 | 16 | 9.5 | FALSE | FALSE | TRUE | 36000 | 30400 | 2.46 | 47000 | 1.9
212316042 | 04/26/23 | Live | Midea Electric Trading | KLIMAIRE | Singlezone Ducted, Centrally Ducted | 212316042 |  | HRCU-A-CB | KOIF36H2-1S |  | KIDF36H2-1S | 10.5 | 18 | 10.5 | 10 | 16 | 9.5 | FALSE | FALSE | TRUE | 36000 | 30400 | 2.46 | 47000 | 1.9
212365453 | 07/13/23 | Live | Midea Electric Trading | CUSTOM COMFORT | Singlezone Ducted, Centrally Ducted | 212365453 |  | HRCU-A-CB | CCOXHA24V36HP |  | CCOXHAAH24V36 | 10.5 | 18 | 10.5 | 10 | 16 | 9.5 | TRUE | TRUE | TRUE | 36000 | 30400 | 2.46 | 47000 | 1.9
212386845 | 05/18/23 | Live | Midea Electric Trading | ATK | Singlezone Ducted, Centrally Ducted | 212386845 |  | HRCU-A-CB | ACI-AUO36SHP-M |  | ACI-AUI36VHE | 10.5 | 18 | 10.5 | 10 | 16 | 9.5 | FALSE | FALSE | TRUE | 36000 | 30400 | 2.46 | 47000 | 1.9
212367440 | 05/18/23 | Live | Midea Electric Trading | BLADEX | Singlezone Ducted, Centrally Ducted | 212367440 |  | HRCU-A-CB | BX31U-36HPHYHA |  | BLA-36HWAHU1 | 10.5 | 18 | 10.5 | 10 | 16 | 9.5 | FALSE | FALSE | TRUE | 36000 | 30400 | 2.46 | 47000 | 1.9
212925595 | 07/26/23 | Live | Midea Electric Trading | TEMP SHIFT | Singlezone Ducted, Centrally Ducted | 212925595 |  | HRCU-A-CB | TSMOE31U36HFN1M |  | TSMVC36HWFN1M | 10.5 | 18 | 10.5 | 10 | 16 | 9.5 | FALSE | FALSE | TRUE | 36000 | 30400 | 2.46 | 47000 | 1.9
212940792 | 07/30/23 | Live | Midea Electric Trading | COMFORTSTAR | Singlezone Ducted, Centrally Ducted | 212940792 |  | HRCU-A-CB | CPH36CD(O) |  | AHU36-SG2 | 10.5 | 18 | 10.5 | 10 | 16 | 9.5 | TRUE | TRUE | TRUE | 36000 | 30400 | 2.46 | 47000 | 1.9
212940796 | 07/30/23 | Live | Midea Electric Trading | CENTURY | Singlezone Ducted, Centrally Ducted | 212940796 |  | HRCU-A-CB | A-VCD36SA-1 |  | B-VCD36SA-1 | 10.5 | 18 | 10.5 | 10 | 16 | 9.5 | TRUE | TRUE | TRUE | 36000 | 30400 | 2.46 | 47000 | 1.9
213062290 | 07/26/23 | Live | Midea Electric Trading | KEPLER | Singlezone Ducted, Centrally Ducted | 213062290 |  | HRCU-A-CB | AZPN/36WD |  | AZPN/36WAH | 10.5 | 18 | 10.5 | 10 | 16 | 9.5 | TRUE | TRUE | TRUE | 36000 | 30400 | 2.46 | 47000 | 1.9
213307901 | 10/31/23 | Live | Midea Electric Trading | WELLS | Singlezone Ducted, Centrally Ducted | 213307901 |  | HRCU-A-CB | WUCA-36HFMO |  | WUA-36HFMAH | 10.5 | 18 | 10.5 | 10 | 16 | 9.5 | TRUE | TRUE | TRUE | 36000 | 30400 | 2.46 | 47000 | 1.9
213307921 | 10/31/23 | Live | Midea Electric Trading | LBG PRODUCTS | Singlezone Ducted, Centrally Ducted | 213307921 |  | HRCU-A-CB | LCUHB36DO |  | LCHB36DHNI | 10.5 | 18 | 10.5 | 10 | 16 | 9.5 | TRUE | TRUE | TRUE | 36000 | 30400 | 2.46 | 47000 | 1.9
213348295 | 10/31/23 | Live | Midea Electric Trading | COMFORT-AIRE | Singlezone Ducted, Centrally Ducted | 213348295 |  | HRCU-A-CB | A-VCD36SA-1 |  | B-KCD36SA-1 | 10.5 | 18 | 10.5 | 10 | 16 | 9.5 | TRUE | TRUE | TRUE | 36000 | 30400 | 2.46 | 47000 | 1.9
213350745 | 10/31/23 | Live | Midea Electric Trading | DNAIR | Singlezone Ducted, Centrally Ducted | 213350745 |  | HRCU-A-CB | DNHP0036H-C |  | DNHU0036H-E | 10.5 | 18 | 10.5 | 10 | 16 | 9.5 | FALSE | FALSE | TRUE | 36000 | 30400 | 2.46 | 47000 | 1.9
214489072 | 04/04/24 | Live | Midea Electric Trading | BLADEX | Singlezone Ducted, Centrally Ducted | 214489072 |  | HRCU-A-CB | BX31U-42HPHYHA |  | BLA-36HWAHU1 | 10.5 | 18 | 10.5 | 10 | 16 | 9.5 | FALSE | FALSE | TRUE | 36000 | 30400 | 2.46 | 47000 | 1.9
213412079 | 12/21/23 | Live | Midea Electric Trading | ICONIC AIR SOLUTION | Singlezone Ducted, Centrally Ducted | 213412079 |  | HRCU-A-CB | ICLZ36AK |  | IFLA36IK | 10.5 | 18 | 10.5 | 10 | 16 | 9.5 | FALSE | FALSE | TRUE | 36000 | 30400 | 2.46 | 47000 | 1.9
213492162 | 06/25/24 | Live | Midea Electric Trading | STEALTH | Singlezone Ducted, Centrally Ducted | 213492162 |  | HRCU-A-CB | ACIQ-36-HPC |  | ACIQ-36-AHB | 10.5 | 18 | 10.5 | 10 | 16 | 9.5 | FALSE | FALSE | FALSE | 36000 | 30400 | 2.46 | 47000 | 1.9
213492152 | 06/25/24 | Live | Midea Electric Trading | POLARWAVE | Singlezone Ducted, Centrally Ducted | 213492152 |  | HRCU-A-CB | ACIQ-36-HPC |  | ACIQ-36-AHB | 10.5 | 18 | 10.5 | 10 | 16 | 9.5 | FALSE | FALSE | FALSE | 36000 | 30400 | 2.46 | 47000 | 1.9
213492141 | 06/25/24 | Live | Midea Electric Trading | DIYCOOL | Singlezone Ducted, Centrally Ducted | 213492141 |  | HRCU-A-CB | ACIQ-36-HPC |  | ACIQ-36-AHB | 10.5 | 18 | 10.5 | 10 | 16 | 9.5 | FALSE | FALSE | FALSE | 36000 | 30400 | 2.46 | 47000 | 1.9
213492129 | 06/25/24 | Live | Midea Electric Trading | ACIQ | Singlezone Ducted, Centrally Ducted | 213492129 |  | HRCU-A-CB | ACIQ-36-HPC |  | ACIQ-36-AHB | 10.5 | 18 | 10.5 | 10 | 16 | 9.5 | FALSE | FALSE | FALSE | 36000 | 30400 | 2.46 | 47000 | 1.9
213492117 | 06/25/24 | Live | Midea Electric Trading | 1HVAC | Singlezone Ducted, Centrally Ducted | 213492117 |  | HRCU-A-CB | ACIQ-36-HPC |  | ACIQ-36-AHB | 10.5 | 18 | 10.5 | 10 | 16 | 9.5 | FALSE | FALSE | FALSE | 36000 | 30400 | 2.46 | 47000 | 1.9
207706561 | 05/26/23 | Live | Midea Electric Trading | MOOVAIR | Singlezone Ducted, Centrally Ducted | 207706561 |  | HRCU-A-CB | DMA36HOS20230E7 |  | FMA36HIAHUU230X7 | 10.5 | 18 | 10.5 | 10 | 16 | 9.5 | TRUE | TRUE | TRUE | 36000 | 30400 | 2.46 | 47000 | 1.9
207706571 | 05/26/23 | Live | Midea Electric Trading | CANAIR | Singlezone Ducted, Centrally Ducted | 207706571 |  | HRCU-A-CB | CDH2036C21 |  | CDH2036F21 | 10.5 | 18 | 10.5 | 10 | 16 | 9.5 | TRUE | TRUE | TRUE | 36000 | 30400 | 2.46 | 47000 | 1.9
208101245 | 04/26/23 | Live | Midea Electric Trading | BLUERIDGE | Singlezone Ducted, Centrally Ducted | 208101245 |  | HRCU-A-CB | BMAH3618C |  | BMAH3618I | 10.5 | 18 | 10.5 | 10 | 16 | 9.5 | TRUE | TRUE | TRUE | 36000 | 30400 | 2.46 | 47000 | 1.9
208106636 | 04/26/23 | Live | Midea Electric Trading | ACIQ | Singlezone Ducted, Centrally Ducted | 208106636 |  | HRCU-A-CB | ACIQ-36-HPB |  | ACIQ-36-AHB | 10.5 | 18 | 10.5 | 10 | 16 | 9.5 | TRUE | TRUE | TRUE | 36000 | 30400 | 2.46 | 47000 | 1.9
208106639 | 04/26/23 | Live | Midea Electric Trading | 1HVAC | Singlezone Ducted, Centrally Ducted | 208106639 |  | HRCU-A-CB | ACIQ-36-HPB |  | ACIQ-36-AHB | 10.5 | 18 | 10.5 | 10 | 16 | 9.5 | TRUE | TRUE | TRUE | 36000 | 30400 | 2.46 | 47000 | 1.9
208106633 | 04/26/23 | Live | Midea Electric Trading | DIYCOOL | Singlezone Ducted, Centrally Ducted | 208106633 |  | HRCU-A-CB | ACIQ-36-HPB |  | ACIQ-36-AHB | 10.5 | 18 | 10.5 | 10 | 16 | 9.5 | TRUE | TRUE | TRUE | 36000 | 30400 | 2.46 | 47000 | 1.9
208101264 | 10/27/22 | Live | Midea Electric Trading | AURORA | Singlezone Ducted, Centrally Ducted | 208101264 |  | HRCU-A-CB | AU-LXU36-2A-O |  | AU-LCU36-2A-I | 10.5 | 18 | 10.5 | 10 | 16 | 9.5 | FALSE | FALSE | TRUE | 36000 | 30400 | 2.46 | 47000 | 1.9
210365434 | 04/26/23 | Live | Midea Electric Trading | DETTSON | Singlezone Ducted, Centrally Ducted | 210365434 |  | HRCU-A-CB | EVD-36-O |  | EVD-36-I | 10.5 | 18 | 10.5 | 10 | 16 | 9.5 | TRUE | TRUE | TRUE | 36000 | 30400 | 2.46 | 47000 | 1.9
211253510 | 05/26/23 | Live | Midea Electric Trading | NOVAIR | Singlezone Ducted, Centrally Ducted | 211253510 |  | HRCU-A-CB | LEA36-EVOX-30-O |  | LEA36-EVOX-30-I | 10.5 | 18 | 10.5 | 10 | 16 | 9.5 | FALSE | FALSE | TRUE | 36000 | 30400 | 2.46 | 47000 | 1.9
211594473 | 04/26/23 | Live | Midea Electric Trading | ECOER | Singlezone Ducted, Centrally Ducted | 211594473 |  | HRCU-A-CB | ESCA16H-36 |  | EAHAEC-36 | 10.5 | 18 | 10.5 | 10 | 16 | 9.5 | TRUE | TRUE | TRUE | 36000 | 30400 | 2.46 | 47000 | 1.9
211257308 | 04/26/23 | Live | Midea Electric Trading | MITS AIR | Singlezone Ducted, Centrally Ducted | 211257308 |  | HRCU-A-CB | MOE31U-36HFN1-M |  | MVC-36HWFN1-M | 10.5 | 18 | 10.5 | 10 | 16 | 9.5 | FALSE | FALSE | TRUE | 36000 | 30400 | 2.46 | 47000 | 1.9
212920481 | 07/26/23 | Live | Midea Electric Trading | MULTI MFG | Singlezone Ducted, Centrally Ducted | 212920481 |  | HRCU-A-CB | HHS-36HD-A |  | 36MPHP0-M-A | 10.5 | 18 | 10.5 | 10 | 16 | 9.5 | FALSE | FALSE | TRUE | 36000 | 30400 | 2.46 | 47000 | 1.9
213081444 | 07/26/23 | Live | Midea Electric Trading | ELIOS | Singlezone Ducted, Centrally Ducted | 213081444 |  | HRCU-A-CB | DEA36HOS20230E7 |  | FEA36HIAHUU230X7 | 10.5 | 18 | 10.5 | 10 | 16 | 9.5 | TRUE | TRUE | TRUE | 36000 | 30400 | 2.46 | 47000 | 1.9
208130394 | 04/26/23 | Live | Midea Electric Trading | ALSETRIA | Singlezone Ducted, Centrally Ducted | 208130394 |  | HRCU-A-CB | MOE31U-36HFN1-M |  | MVC-36HWFN1-M | 10.5 | 18 | 10.5 | 10 | 16 | 9.5 | TRUE | TRUE | TRUE | 36000 | 30400 | 2.46 | 47000 | 1.9
208130405 | 04/26/23 | Live | Midea Electric Trading | ECO-AIR | Singlezone Ducted, Centrally Ducted | 208130405 |  | HRCU-A-CB | MOE31U-36HFN1-M |  | MVC-36HWFN1-M | 10.5 | 18 | 10.5 | 10 | 16 | 9.5 | TRUE | TRUE | TRUE | 36000 | 30400 | 2.46 | 47000 | 1.9
210426579 | 05/26/23 | Live | Midea Electric Trading | SENVILLE | Singlezone Ducted, Centrally Ducted | 210426579 |  | HRCU-A-CB | SENDC-36HF-OM |  | SENDC-36HF-IM | 10.5 | 18 | 10.5 | 10 | 16 | 9.5 | TRUE | TRUE | TRUE | 36000 | 30400 | 2.46 | 47000 | 1.9
211126510 | 04/26/23 | Live | Midea Electric Trading | THERMAL ZONE | Singlezone Ducted, Centrally Ducted | 211126510 |  | HRCU-A-CB | TZPLV362PA |  | TZHVLE3621JA | 10.5 | 18 | 10.5 | 10 | 16 | 9.5 | FALSE | FALSE | TRUE | 36000 | 30400 | 2.46 | 47000 | 1.9
211253526 | 05/26/23 | Live | Midea Electric Trading | PERFECTAIRE | Singlezone Ducted, Centrally Ducted | 211253526 |  | HRCU-A-CB | 3PAHHSD36-SZO |  | 3PAHHSD36-AHU | 10.5 | 18 | 10.5 | 10 | 16 | 9.5 | TRUE | TRUE | TRUE | 36000 | 30400 | 2.46 | 47000 | 1.9
212396495 | 05/26/23 | Live | Midea Electric Trading | PANASONIC | Singlezone Ducted, Centrally Ducted | 212396495 |  | HRCU-A-CB | CU-HE36YAHK6 |  | CS-HE36YAHK6 | 10.5 | 18 | 10.5 | 10 | 16 | 9.5 | TRUE | TRUE | TRUE | 36000 | 30400 | 2.46 | 47000 | 1.9
213349772 | 10/31/23 | Live | Midea Electric Trading | KERR | Singlezone Ducted, Centrally Ducted | 213349772 |  | HRCU-A-CB | A-KCD36SA-1 |  | B-KCD36SA-1 | 10.5 | 18 | 10.5 | 10 | 16 | 9.5 | TRUE | TRUE | TRUE | 36000 | 30400 | 2.46 | 47000 | 1.9
213348325 | 10/31/23 | Live | Midea Electric Trading | KERR | Singlezone Ducted, Centrally Ducted | 213348325 |  | HRCU-A-CB | A-KCD36SA-1 |  | B-VCD36SA-1 | 10.5 | 18 | 10.5 | 10 | 16 | 9.5 | TRUE | TRUE | TRUE | 36000 | 30400 | 2.46 | 47000 | 1.9
213769924 | 01/15/24 | Live | Midea Electric Trading | AI AIR CONDITIONING | Singlezone Ducted, Centrally Ducted | 213769924 |  | HRCU-A-CB | AUO18-30N1-M3H |  | AUH2-30N1-CM3E | 11 | 18 | 10.5 | 10 | 16.2 | 8.9 | TRUE | TRUE | TRUE | 30000 | 21000 | 2.34 | 28600 | 2.1
213386878 | 10/30/23 | Live | Midea Electric Trading | INNOVAIR | Singlezone Ducted, Centrally Ducted | 213386878 |  | HRCU-A-CB | SHV30H2R20 |  | DEV30H2R19 | 11 | 18 | 10.5 | 10 | 16.2 | 8.9 | TRUE | TRUE | TRUE | 30000 | 21000 | 2.34 | 28600 | 2.1
213412077 | 12/21/23 | Live | Midea Electric Trading | ICONIC AIR SOLUTION | Singlezone Ducted, Centrally Ducted | 213412077 |  | HRCU-A-CB | ICLZ30AK |  | IFLA30IK | 11 | 18 | 10.5 | 10 | 16.2 | 8.9 | FALSE | FALSE | TRUE | 30000 | 21000 | 2.34 | 28600 | 2.1
213350744 | 10/31/23 | Live | Midea Electric Trading | DNAIR | Singlezone Ducted, Centrally Ducted | 213350744 |  | HRCU-A-CB | DNHP0030H-C |  | DNHU0030H-E | 11 | 18 | 10.5 | 10 | 16.2 | 8.9 | FALSE | FALSE | TRUE | 30000 | 21000 | 2.34 | 28600 | 2.1
213348294 | 10/31/23 | Live | Midea Electric Trading | COMFORT-AIRE | Singlezone Ducted, Centrally Ducted | 213348294 |  | HRCU-A-CB | A-VCD30SA-1 |  | B-KCD30SA-1 | 11 | 18 | 10.5 | 10 | 16.2 | 8.9 | TRUE | TRUE | TRUE | 30000 | 21000 | 2.34 | 28600 | 2.1
213307920 | 10/31/23 | Live | Midea Electric Trading | LBG PRODUCTS | Singlezone Ducted, Centrally Ducted | 213307920 |  | HRCU-A-CB | LCUHB30DO |  | LCHB30DHNI | 11 | 18 | 10.5 | 10 | 16.2 | 8.9 | TRUE | TRUE | TRUE | 30000 | 21000 | 2.34 | 28600 | 2.1
213307900 | 10/31/23 | Live | Midea Electric Trading | WELLS | Singlezone Ducted, Centrally Ducted | 213307900 |  | HRCU-A-CB | WUCA-30HFMO |  | WUA-30HFMAH | 11 | 18 | 10.5 | 10 | 16.2 | 8.9 | TRUE | TRUE | TRUE | 30000 | 21000 | 2.34 | 28600 | 2.1
213062289 | 07/26/23 | Live | Midea Electric Trading | KEPLER | Singlezone Ducted, Centrally Ducted | 213062289 |  | HRCU-A-CB | AZPN/30WD |  | AZPN/30WAH | 11 | 18 | 10.5 | 10 | 16.2 | 8.9 | TRUE | TRUE | TRUE | 30000 | 21000 | 2.34 | 28600 | 2.1
212940795 | 07/30/23 | Live | Midea Electric Trading | CENTURY | Singlezone Ducted, Centrally Ducted | 212940795 |  | HRCU-A-CB | A-VCD30SA-1 |  | B-VCD30SA-1 | 11 | 18 | 10.5 | 10 | 16.2 | 8.9 | TRUE | TRUE | TRUE | 30000 | 21000 | 2.34 | 28600 | 2.1
212940791 | 07/30/23 | Live | Midea Electric Trading | COMFORTSTAR | Singlezone Ducted, Centrally Ducted | 212940791 |  | HRCU-A-CB | CPH30CD(O) |  | AHU30-SG2 | 11 | 18 | 10.5 | 10 | 16.2 | 8.9 | TRUE | TRUE | TRUE | 30000 | 21000 | 2.34 | 28600 | 2.1
212925594 | 07/26/23 | Live | Midea Electric Trading | TEMP SHIFT | Singlezone Ducted, Centrally Ducted | 212925594 |  | HRCU-A-CB | TSMOD30U30HFN1MR0(X) |  | TSMVC30HWFN1M | 11 | 18 | 10.5 | 10 | 16.2 | 8.9 | FALSE | FALSE | TRUE | 30000 | 21000 | 2.34 | 28600 | 2.1
212386848 | 05/18/23 | Live | Midea Electric Trading | ATK | Singlezone Ducted, Centrally Ducted | 212386848 |  | HRCU-A-CB | ACI-AUO30SHP-M |  | ACI-AUI30VHE | 11 | 18 | 10.5 | 10 | 16.2 | 8.9 | FALSE | FALSE | TRUE | 30000 | 21000 | 2.34 | 28600 | 2.1
212367439 | 05/18/23 | Live | Midea Electric Trading | BLADEX | Singlezone Ducted, Centrally Ducted | 212367439 |  | HRCU-A-CB | BX30U-30HPHYHA(X) |  | BLA-30HWAHU1 | 11 | 18 | 10.5 | 10 | 16.2 | 8.9 | FALSE | FALSE | TRUE | 30000 | 21000 | 2.34 | 28600 | 2.1
212365452 | 07/13/23 | Live | Midea Electric Trading | CUSTOM COMFORT | Singlezone Ducted, Centrally Ducted | 212365452 |  | HRCU-A-CB | CCOXHA24V30HP |  | CCOXHAAH24V30 | 11 | 18 | 10.5 | 10 | 16.2 | 8.9 | TRUE | TRUE | TRUE | 30000 | 21000 | 2.34 | 28600 | 2.1
212316041 | 04/26/23 | Live | Midea Electric Trading | KLIMAIRE | Singlezone Ducted, Centrally Ducted | 212316041 |  | HRCU-A-CB | KOIF30H2-1S |  | KIDF30H2-1S | 11 | 18 | 10.5 | 10 | 16.2 | 8.9 | FALSE | FALSE | TRUE | 30000 | 21000 | 2.34 | 28600 | 2.1
211306380 | 04/26/23 | Live | Midea Electric Trading | MITSUTOMO | Singlezone Ducted, Centrally Ducted | 211306380 |  | HRCU-A-CB | UHO30-NB-Q |  | UHM30-CB-Q | 11 | 18 | 10.5 | 10 | 16.2 | 8.9 | FALSE | FALSE | TRUE | 30000 | 21000 | 2.34 | 28600 | 2.1
211253517 | 04/26/23 | Live | Midea Electric Trading | ECO AC | Singlezone Ducted, Centrally Ducted | 211253517 |  | HRCU-A-CB | EHI-O30BAH |  | EHI-V30BA | 11 | 18 | 10.5 | 10 | 16.2 | 8.9 | TRUE | TRUE | TRUE | 30000 | 21000 | 2.34 | 28600 | 2.1
210568226 | 05/26/23 | Live | Midea Electric Trading | COMFORT-AIRE | Singlezone Ducted, Centrally Ducted | 210568226 |  | HRCU-A-CB | A-VCD30SA-1 |  | B-VCD30SA-1 | 11 | 18 | 10.5 | 10 | 16.2 | 8.9 | TRUE | TRUE | TRUE | 30000 | 21000 | 2.34 | 28600 | 2.1
209865026 | 04/26/23 | Live | Midea Electric Trading | CTMORLEY | Singlezone Ducted, Centrally Ducted | 209865026 |  | HRCU-A-CB | MOU-A30VH-4 |  | MIU-A30V-4 | 11 | 18 | 10.5 | 10 | 16.2 | 8.9 | FALSE | FALSE | TRUE | 30000 | 21000 | 2.34 | 28600 | 2.1
208284016 | 04/26/23 | Live | Midea Electric Trading | TRUST AIR CONDITIONERS | Singlezone Ducted, Centrally Ducted | 208284016 |  | HRCU-A-CB | AA30H/O44P |  | AH30H/I44P | 11 | 18 | 10.5 | 10 | 16.2 | 8.9 | FALSE | FALSE | TRUE | 30000 | 21000 | 2.34 | 28600 | 2.1
207911499 | 04/26/23 | Live | Midea Electric Trading | ZENAIR TECHNOLOGIES | Singlezone Ducted, Centrally Ducted | 207911499 |  | HRCU-A-CB | ZEN-PC30HP20S/O |  | ZEN-PC30HP20S/I | 11 | 18 | 10.5 | 10 | 16.2 | 8.9 | FALSE | FALSE | FALSE | 30000 | 21000 | 2.34 | 28600 | 2.1
207706565 | 04/26/23 | Live | Midea Electric Trading | DIRECT AIR | Singlezone Ducted, Centrally Ducted | 207706565 |  | HRCU-A-CB | DIRM-30MAGICPRO20-OU |  | DIRM-30MAGICPRO20-AH | 11 | 18 | 10.5 | 10 | 16.2 | 8.9 | TRUE | TRUE | TRUE | 30000 | 21000 | 2.34 | 28600 | 2.1
213081443 | 07/26/23 | Live | Midea Electric Trading | ELIOS | Singlezone Ducted, Centrally Ducted | 213081443 |  | HRCU-A-CB | DEA30HOS20230E7 |  | FEA30HIAHUU230X7 | 11 | 18 | 10.5 | 10 | 16.2 | 8.9 | TRUE | TRUE | TRUE | 30000 | 21000 | 2.34 | 28600 | 2.1
212920480 | 07/26/23 | Live | Midea Electric Trading | MULTI MFG | Singlezone Ducted, Centrally Ducted | 212920480 |  | HRCU-A-CB | HHS-30HD-A |  | 30MPHP0-M-A | 11 | 18 | 10.5 | 10 | 16.2 | 8.9 | FALSE | FALSE | TRUE | 30000 | 21000 | 2.34 | 28600 | 2.1
211257307 | 04/26/23 | Live | Midea Electric Trading | MITS AIR | Singlezone Ducted, Centrally Ducted | 211257307 |  | HRCU-A-CB | MOD30U-30HFN1-MR0(X) |  | MVC-30HWFN1-M | 11 | 18 | 10.5 | 10 | 16.2 | 8.9 | FALSE | FALSE | TRUE | 30000 | 21000 | 2.34 | 28600 | 2.1
211253509 | 05/26/23 | Live | Midea Electric Trading | NOVAIR | Singlezone Ducted, Centrally Ducted | 211253509 |  | HRCU-A-CB | LEA30-EVOX-30-O |  | LEA30-EVOX-30-I | 11 | 18 | 10.5 | 10 | 16.2 | 8.9 | FALSE | FALSE | TRUE | 30000 | 21000 | 2.34 | 28600 | 2.1
210426580 | 05/26/23 | Live | Midea Electric Trading | MAXI AIR | Singlezone Ducted, Centrally Ducted | 210426580 |  | HRCU-A-CB | MAXS-2430 |  | AHMS-3015 | 11 | 18 | 10.5 | 10 | 16.2 | 8.9 | FALSE | FALSE | TRUE | 30000 | 21000 | 2.34 | 28600 | 2.1
210365433 | 04/26/23 | Live | Midea Electric Trading | DETTSON | Singlezone Ducted, Centrally Ducted | 210365433 |  | HRCU-A-CB | EVD-30-O |  | EVD-30-I | 11 | 18 | 10.5 | 10 | 16.2 | 8.9 | TRUE | TRUE | TRUE | 30000 | 21000 | 2.34 | 28600 | 2.1
208101263 | 04/20/22 | Live | Midea Electric Trading | AURORA | Singlezone Ducted, Centrally Ducted | 208101263 |  | HRCU-A-CB | AU-LXU30-2A-O |  | AU-LCU30-2A-I | 11 | 18 | 10.5 | 10 | 16.2 | 8.9 | FALSE | FALSE | TRUE | 30000 | 21000 | 2.34 | 28600 | 2.1
208101244 | 04/26/23 | Live | Midea Electric Trading | BLUERIDGE | Singlezone Ducted, Centrally Ducted | 208101244 |  | HRCU-A-CB | BMAH3018C |  | BMAH3018I | 11 | 18 | 10.5 | 10 | 16.2 | 8.9 | TRUE | TRUE | TRUE | 30000 | 21000 | 2.34 | 28600 | 2.1
207706570 | 05/26/23 | Live | Midea Electric Trading | CANAIR | Singlezone Ducted, Centrally Ducted | 207706570 |  | HRCU-A-CB | CDH2030C21 |  | CDH2030F21 | 11 | 18 | 10.5 | 10 | 16.2 | 8.9 | TRUE | TRUE | TRUE | 30000 | 21000 | 2.34 | 28600 | 2.1
207706560 | 05/26/23 | Live | Midea Electric Trading | MOOVAIR | Singlezone Ducted, Centrally Ducted | 207706560 |  | HRCU-A-CB | DMA30HOS20230E7 |  | FMA30HIAHUU230X7 | 11 | 18 | 10.5 | 10 | 16.2 | 8.9 | TRUE | TRUE | TRUE | 30000 | 21000 | 2.34 | 28600 | 2.1
213348324 | 10/31/23 | Live | Midea Electric Trading | KERR | Singlezone Ducted, Centrally Ducted | 213348324 |  | HRCU-A-CB | A-KCD30SA-1 |  | B-VCD30SA-1 | 11 | 18 | 10.5 | 10 | 16.2 | 8.9 | TRUE | TRUE | TRUE | 30000 | 21000 | 2.34 | 28600 | 2.1
213349771 | 10/31/23 | Live | Midea Electric Trading | KERR | Singlezone Ducted, Centrally Ducted | 213349771 |  | HRCU-A-CB | A-KCD30SA-1 |  | B-KCD30SA-1 | 11 | 18 | 10.5 | 10 | 16.2 | 8.9 | TRUE | TRUE | TRUE | 30000 | 21000 | 2.34 | 28600 | 2.1
212396494 | 05/26/23 | Live | Midea Electric Trading | PANASONIC | Singlezone Ducted, Centrally Ducted | 212396494 |  | HRCU-A-CB | CU-HE30YAHK6 |  | CS-HE30YAHK6 | 11 | 18 | 10.5 | 10 | 16.2 | 8.9 | TRUE | TRUE | TRUE | 30000 | 21000 | 2.34 | 28600 | 2.1
211253525 | 05/26/23 | Live | Midea Electric Trading | PERFECTAIRE | Singlezone Ducted, Centrally Ducted | 211253525 |  | HRCU-A-CB | 3PAHHSD30-SZO |  | 3PAHHSD30-AHU | 11 | 18 | 10.5 | 10 | 16.2 | 8.9 | TRUE | TRUE | TRUE | 30000 | 21000 | 2.34 | 28600 | 2.1
211126506 | 04/26/23 | Live | Midea Electric Trading | THERMAL ZONE | Singlezone Ducted, Centrally Ducted | 211126506 |  | HRCU-A-CB | TZPLV302PA |  | TZHVLE3021JA | 11 | 18 | 10.5 | 10 | 16.2 | 8.9 | FALSE | FALSE | TRUE | 30000 | 21000 | 2.34 | 28600 | 2.1
208130404 | 04/26/23 | Live | Midea Electric Trading | ECO-AIR | Singlezone Ducted, Centrally Ducted | 208130404 |  | HRCU-A-CB | MOD30U-30HFN1-MR0(X) |  | MVC-30HWFN1-M | 11 | 18 | 10.5 | 10 | 16.2 | 8.9 | TRUE | TRUE | TRUE | 30000 | 21000 | 2.34 | 28600 | 2.1
208130393 | 04/26/23 | Live | Midea Electric Trading | ALSETRIA | Singlezone Ducted, Centrally Ducted | 208130393 |  | HRCU-A-CB | MOD30U-30HFN1-MR0(X) |  | MVC-30HWFN1-M | 11 | 18 | 10.5 | 10 | 16.2 | 8.9 | TRUE | TRUE | TRUE | 30000 | 21000 | 2.34 | 28600 | 2.1
212928549 | 07/30/23 | Live | Midea Electric Trading | MDV | Singlezone Ducted, Centrally Ducted | 212928549 |  | HRCU-A-C | MOE31U-36HFN1-M |  | MVB-36B23T4N1 |  |  |  | 10 | 15.5 | 8.6 | TRUE | TRUE | TRUE | 35000 | 27400 | 2.12 | 38000 | 1.9
213732673 | 11/15/23 | Live | Midea Electric Trading | CTMORLEY | Singlezone Ducted, Centrally Ducted | 213732673 |  | HRCU-A-C | MOU-A36VH-4 |  | MAC-A3617 |  |  |  | 10 | 15.5 | 8.6 | FALSE | FALSE | TRUE | 35000 | 27400 | 2.12 | 38000 | 1.9
213785773 | 12/21/23 | Live | Midea Electric Trading | CUSTOM COMFORT | Singlezone Ducted, Centrally Ducted | 213785773 |  | HRCU-A-C | CCOXHA24V36HP |  | CCOACC3036B |  |  |  | 10 | 15.5 | 8.6 | TRUE | TRUE | TRUE | 35000 | 27400 | 2.12 | 38000 | 1.9
214489074 | 04/04/24 | Live | Midea Electric Trading | BLADEX | Singlezone Ducted, Centrally Ducted | 214489074 |  | HRCU-A-C | BX31U-42HPHYHA |  | BLCB-36B18AC-UNC |  |  |  | 10 | 15.5 | 8.6 | FALSE | FALSE | TRUE | 35000 | 27400 | 2.12 | 38000 | 1.9
214489073 | 04/04/24 | Live | Midea Electric Trading | BLADEX | Singlezone Ducted, Centrally Ducted | 214489073 |  | HRCU-A-C | BX31U-42HPHYHA |  | BLCB-36B18AC |  |  |  | 10 | 15.5 | 8.6 | FALSE | FALSE | TRUE | 35000 | 27400 | 2.12 | 38000 | 1.9
214610379 | 04/20/24 | Live | Midea Electric Trading | KEPLER | Singlezone Ducted, Centrally Ducted | 214610379 |  | HRCU-A-C | AZPN/36WD |  | AZPN/B36WAC-UC |  |  |  | 10 | 15.5 | 8.6 | TRUE | TRUE | TRUE | 35000 | 27400 | 2.12 | 38000 | 1.9
213062283 | 07/30/23 | Live | Midea Electric Trading | KEPLER | Singlezone Ducted, Centrally Ducted | 213062283 |  | HRCU-A-C | AZPN/36WAC |  | AZPN/B36WAC |  |  |  | 10 | 15.5 | 8.6 | TRUE | TRUE | TRUE | 35000 | 27400 | 2.12 | 38000 | 1.9
212928575 | 07/30/23 | Live | Midea Electric Trading | TEMP SHIFT | Singlezone Ducted, Centrally Ducted | 212928575 |  | HRCU-A-C | TSMOE31U36HFN1M |  | TSMVB36B24T4N1 |  |  |  | 10 | 15.5 | 8.6 | FALSE | FALSE | TRUE | 35000 | 27400 | 2.12 | 38000 | 1.9
212928568 | 07/30/23 | Live | Midea Electric Trading | BLADEX | Singlezone Ducted, Centrally Ducted | 212928568 |  | HRCU-A-C | BX31U-36HPHYHA |  | BLCB-36B18AC |  |  |  | 10 | 15.5 | 8.6 | FALSE | FALSE | TRUE | 35000 | 27400 | 2.12 | 38000 | 1.9
213160474 | 07/30/23 | Live | Midea Electric Trading | INNOVAIR | Singlezone Ducted, Centrally Ducted | 213160474 |  | HRCU-A-C | SHV36H2R20 |  | MAC36H1724E |  |  |  | 10 | 15.5 | 8.6 | TRUE | TRUE | TRUE | 35000 | 27400 | 2.12 | 38000 | 1.9
213160449 | 07/30/23 | Live | Midea Electric Trading | DIRECT AIR | Singlezone Ducted, Centrally Ducted | 213160449 |  | HRCU-A-C | DIRM-36MAGICPRO20-OU |  | DIRM-36MAGICPRO20-175-COIL |  |  |  | 10 | 15.5 | 8.6 | TRUE | TRUE | TRUE | 35000 | 27400 | 2.12 | 38000 | 1.9
213279900 | 10/31/23 | Live | Midea Electric Trading | IFLOW | Singlezone Ducted, Centrally Ducted | 213279900 |  | HRCU-A-C | 70HPIC36A |  | 70C3036BA |  |  |  | 10 | 15.5 | 8.6 | FALSE | FALSE | TRUE | 35000 | 27400 | 2.12 | 38000 | 1.9
213307872 | 10/31/23 | Live | Midea Electric Trading | CUSTOM COMFORT | Singlezone Ducted, Centrally Ducted | 213307872 |  | HRCU-A-C | CCOXHA24V36HP |  | CCOEHACC3036B |  |  |  | 10 | 15.5 | 8.6 | TRUE | TRUE | TRUE | 35000 | 27400 | 2.12 | 38000 | 1.9
213307904 | 10/31/23 | Live | Midea Electric Trading | WELLS | Singlezone Ducted, Centrally Ducted | 213307904 |  | HRCU-A-C | WUCA-36HFMO |  | WUA-36BHFM |  |  |  | 10 | 15.5 | 8.6 | TRUE | TRUE | TRUE | 35000 | 27400 | 2.12 | 38000 | 1.9
213307892 | 10/31/23 | Live | Midea Electric Trading | BLADEX | Singlezone Ducted, Centrally Ducted | 213307892 |  | HRCU-A-C | BX31U-36HPHYHA |  | BLCB-36B18AC-UNC |  |  |  | 10 | 15.5 | 8.6 | FALSE | FALSE | TRUE | 35000 | 27400 | 2.12 | 38000 | 1.9
213492127 | 10/30/23 | Live | Midea Electric Trading | 1HVAC | Singlezone Ducted, Centrally Ducted | 213492127 |  | HRCU-A-C | ACIQ-36-HPB |  | ACIQ-36-ACL-17 |  |  |  | 10 | 15.5 | 8.6 | TRUE | TRUE | TRUE | 35000 | 27400 | 2.12 | 38000 | 1.9
213492151 | 10/30/23 | Live | Midea Electric Trading | DIYCOOL | Singlezone Ducted, Centrally Ducted | 213492151 |  | HRCU-A-C | ACIQ-36-HPB |  | ACIQ-36-ACL-17 |  |  |  | 10 | 15.5 | 8.6 | TRUE | TRUE | TRUE | 35000 | 27400 | 2.12 | 38000 | 1.9
213492139 | 10/30/23 | Live | Midea Electric Trading | ACIQ | Singlezone Ducted, Centrally Ducted | 213492139 |  | HRCU-A-C | ACIQ-36-HPB |  | ACIQ-36-ACL-17 |  |  |  | 10 | 15.5 | 8.6 | TRUE | TRUE | TRUE | 35000 | 27400 | 2.12 | 38000 | 1.9
213492173 | 10/30/23 | Live | Midea Electric Trading | STEALTH | Singlezone Ducted, Centrally Ducted | 213492173 |  | HRCU-A-C | ACIQ-36-HPB |  | ACIQ-36-ACL-17 |  |  |  | 10 | 15.5 | 8.6 | TRUE | TRUE | TRUE | 35000 | 27400 | 2.12 | 38000 | 1.9
213492161 | 10/30/23 | Live | Midea Electric Trading | POLARWAVE | Singlezone Ducted, Centrally Ducted | 213492161 |  | HRCU-A-C | ACIQ-36-HPB |  | ACIQ-36-ACL-17 |  |  |  | 10 | 15.5 | 8.6 | TRUE | TRUE | TRUE | 35000 | 27400 | 2.12 | 38000 | 1.9
213732641 | 11/15/23 | Live | Midea Electric Trading | BREEZE33 | Singlezone Ducted, Centrally Ducted | 213732641 |  | HRCU-A-C | BZ33-INV36OUT2-J |  | BZ33-MSC36B-J |  |  |  | 10 | 15.5 | 8.6 | TRUE | TRUE | TRUE | 35000 | 27400 | 2.12 | 38000 | 1.9
214232452 | 03/12/24 | Live | Midea Electric Trading | AURORA | Singlezone Ducted, Centrally Ducted | 214232452 |  | HRCU-A-C | AU-LXU36-2A-O |  | AU-36B23T4N1 |  |  |  | 10 | 15.5 | 8.6 | FALSE | FALSE | TRUE | 35000 | 27400 | 2.12 | 38000 | 1.9
213386480 | 10/31/23 | Live | Midea Electric Trading | ECO-AIR | Singlezone Ducted, Centrally Ducted | 213386480 |  | HRCU-A-C | MOE31U-36HFN1-M |  | MVB-36B23T4N1 |  |  |  | 10 | 15.5 | 8.6 | TRUE | TRUE | TRUE | 35000 | 27400 | 2.12 | 38000 | 1.9
213386485 | 10/31/23 | Live | Midea Electric Trading | Alsetria | Singlezone Ducted, Centrally Ducted | 213386485 |  | HRCU-A-C | MOE31U-36HFN1-M |  | MVB-36B23T4N1 |  |  |  | 10 | 15.5 | 8.6 | TRUE | TRUE | TRUE | 35000 | 27400 | 2.12 | 38000 | 1.9
213081452 | 07/30/23 | Live | Midea Electric Trading | ELIOS | Singlezone Ducted, Centrally Ducted | 213081452 |  | HRCU-A-C | DEA36HOS20230E7 |  | CUB36HAC20BWT7A |  |  |  | 10 | 15.5 | 8.6 | TRUE | TRUE | TRUE | 35000 | 27400 | 2.12 | 38000 | 1.9
212928594 | 07/30/23 | Live | Midea Electric Trading | MITS AIR | Singlezone Ducted, Centrally Ducted | 212928594 |  | HRCU-A-C | MOE31U-36HFN1-M |  | MVB-36B23T4N1 |  |  |  | 10 | 15.5 | 8.6 | FALSE | FALSE | TRUE | 35000 | 27400 | 2.12 | 38000 | 1.9
212928556 | 07/30/23 | Live | Midea Electric Trading | MOOVAIR | Singlezone Ducted, Centrally Ducted | 212928556 |  | HRCU-A-C | DMA36HOS20230E7 |  | CUB36HAC20BWT7A |  |  |  | 10 | 15.5 | 8.6 | TRUE | TRUE | TRUE | 35000 | 27400 | 2.12 | 38000 | 1.9
213160481 | 07/30/23 | Live | Midea Electric Trading | DETTSON | Singlezone Ducted, Centrally Ducted | 213160481 |  | HRCU-A-C | EVD-36-O |  | MAC36H1724E |  |  |  | 10 | 15.5 | 8.6 | TRUE | TRUE | TRUE | 35000 | 27400 | 2.12 | 38000 | 1.9
213160446 | 07/30/23 | Live | Midea Electric Trading | CANAIR | Singlezone Ducted, Centrally Ducted | 213160446 |  | HRCU-A-C | CDH2036C21 |  | MVB-36B24T4N1 |  |  |  | 10 | 15.5 | 8.6 | TRUE | TRUE | TRUE | 35000 | 27400 | 2.12 | 38000 | 1.9
213082094 | 09/06/23 | Live | Midea Electric Trading | PANASONIC | Singlezone Ducted, Centrally Ducted | 213082094 |  | HRCU-A-C | CU-HE36YAHK6 |  | CS-HE36YAS6 |  |  |  | 10 | 15.5 | 8.6 | TRUE | TRUE | TRUE | 35000 | 27400 | 2.12 | 38000 | 1.9
213160451 | 07/30/23 | Live | Midea Electric Trading | PANASONIC | Singlezone Ducted, Centrally Ducted | 213160451 |  | HRCU-A-C | CU-HE36YAHK6 |  | CS-HE36YAS6* |  |  |  | 10 | 15.5 | 8.6 | TRUE | TRUE | TRUE | 35000 | 27400 | 2.12 | 38000 | 1.9
213885868 | 01/15/24 | Live | Midea Electric Trading | THERMAL ZONE | Singlezone Ducted, Centrally Ducted | 213885868 |  | HRCU-A-C | TZPLV362PA |  | MVB-36B23T4N1 |  |  |  | 10 | 15.5 | 8.6 | FALSE | FALSE | TRUE | 35000 | 27400 | 2.12 | 38000 | 1.9
214640133 | 06/25/24 | Live | Midea Electric Trading | ICONIC AIR SOLUTION | Singlezone Non-Ducted, Ceiling Placement | 214640133 |  | HRCU-A-CB-O | ICOO09AK | Mini-Splits | IFOB06-09IK | 13 | 22 | 13 | 13 | 22.5 | 11.5 | FALSE | FALSE | TRUE | 9000 | 8000 | 2.66 | 10000 | 2.4
214640134 | 06/25/24 | Live | Midea Electric Trading | ICONIC AIR SOLUTION | Singlezone Non-Ducted, Ceiling Placement | 214640134 |  | HRCU-A-CB-O | ICOO18AK | Mini-Splits | IFOB12-18IK | 12.5 | 21.2 | 12 | 12.5 | 21.8 | 10.7 | FALSE | FALSE | TRUE | 18000 | 12200 | 2.79 | 15500 | 2.4
214797735 | 06/25/24 | Live | Midea Electric Trading | MULTI MFG | Multizone Mix of Ducted and Non-Ducted | 214797735 |  | HMSV-A-CB | 55MPC5-XX-A | Mixed Ducted and Non-Ducted Indoor Units |  | 10.5 | 19.75 | 10.8 | 10.5 | 20.15 | 8.85 | FALSE | FALSE | TRUE | 55000 | 34800 | 2.55 | 37000 | 2.17
214797733 | 06/25/24 | Live | Midea Electric Trading | MULTI MFG | Multizone All Non-Ducted | 214797733 |  | HMSR-A-CB-O | 55MPC5-XX-A | Non-Ducted Indoor Units |  | 10.5 | 20.5 | 10.8 | 10.5 | 21.3 | 9.1 | FALSE | FALSE | FALSE | 55000 | 34400 | 2.5 | 37000 | 2.17
214797744 | 06/25/24 | Live | Midea Electric Trading | WELLS | Singlezone Ducted, Compact Ducted | 214797744 |  | HRCU-A-CB | WSMA-60HFMO | Mini-Splits | WSMA-60HFMD | 10.6 | 19.2 | 10.2 | 10.3 | 17 | 8.4 | FALSE | FALSE | FALSE | 59000 | 34400 | 2.37 | 36000 | 2.29
214797719 | 06/25/24 | Live | Midea Electric Trading | MULTI MFG | Singlezone Non-Ducted, Wall Placement | 214797719 |  | HRCU-A-CB-O | 30MSZ-M-A | Mini-Splits | 30MHW0-HP-A | 12.2 | 21 | 10.5 | 12.2 | 21 | 8.7 | FALSE | FALSE | FALSE | 30000 | 20000 | 1.87 | 23000 | 2.1
214723151 | 06/25/24 | Live | Midea Electric Trading | ZERO | Multizone Mix of Ducted and Non-Ducted | 214723151 |  | HMSV-A-CB | Z3SOV-18HDM-US | Mixed Ducted and Non-Ducted Indoor Units |  | 12.25 | 20.25 | 10.7 | 12.25 | 20 | 10 | TRUE | FALSE | TRUE | 18000 | 14600 | 2.5 | 16000 | 2.23
214723150 | 06/25/24 | Live | Midea Electric Trading | ZERO | Multizone All Ducted | 214723150 |  | HMSV-A-CB | Z3SOV-18HDM-US | Ducted Indoor Units |  | 12 | 19 | 10.8 | 12 | 19 | 9.8 | TRUE | TRUE | TRUE | 18000 | 14800 | 2.49 | 16000 | 2.23
214723149 | 06/25/24 | Live | Midea Electric Trading | ZERO | Multizone All Non-Ducted | 214723149 |  | HMSR-A-CB-O | Z3SOV-18HDM-US | Non-Ducted Indoor Units |  | 12.5 | 21.5 | 10.6 | 12.5 | 21 | 10.2 | TRUE | FALSE | TRUE | 18000 | 14400 | 2.5 | 16000 | 2.23
214797732 | 06/25/24 | Live | Midea Electric Trading | MULTI MFG | Multizone Mix of Ducted and Non-Ducted | 214797732 |  | HMSV-A-CB | 48MPC5-XX-A | Mixed Ducted and Non-Ducted Indoor Units |  | 11.3 | 21.45 | 11.25 | 11.65 | 21.95 | 9.2 | FALSE | FALSE | TRUE | 48000 | 35000 | 2.55 | 37000 | 2.17
214797730 | 06/25/24 | Live | Midea Electric Trading | MULTI MFG | Multizone All Non-Ducted | 214797730 |  | HMSR-A-CB-O | 48MPC5-XX-A | Non-Ducted Indoor Units |  | 12.5 | 22.4 | 11 | 12.5 | 23.4 | 8.7 | FALSE | FALSE | FALSE | 48000 | 34000 | 2.4 | 37000 | 2.17
214797740 | 06/25/24 | Live | Midea Electric Trading | DUOHOME | Singlezone Ducted, Compact Ducted | 214797740 |  | HRCU-A-CB | DOX430-18HFN1-MU0W | Mini-Splits | DTIU-18HWFN1-M | 12.5 | 20.5 | 11 | 12.5 | 20 | 10.6 | FALSE | FALSE | TRUE | 17000 | 12600 | 2.66 | 14100 | 2.4
214640128 | 06/25/24 | Live | Midea Electric Trading | ICONIC AIR SOLUTION | Singlezone Ducted, Compact Ducted | 214640128 |  | HRCU-A-CB | ICOO18AK | Mini-Splits | IFOD18IK | 12.5 | 20.5 | 11 | 12.5 | 20 | 10.6 | FALSE | FALSE | TRUE | 17000 | 12600 | 2.66 | 14100 | 2.4
214640131 | 06/25/24 | Live | Midea Electric Trading | ICONIC AIR SOLUTION | Singlezone Non-Ducted, Floor Placement | 214640131 |  | HRCU-A-CB-O | ICOO18AK | Mini-Splits | IFOF18IK | 12.5 | 21.5 | 10.5 | 12.5 | 23 | 10 | FALSE | FALSE | TRUE | 18000 | 12800 | 2.52 | 14200 | 2.29
214797743 | 06/25/24 | Live | Midea Electric Trading | WELLS | Singlezone Ducted, Compact Ducted | 214797743 |  | HRCU-A-CB | WSMA-48HFMO | Mini-Splits | WSMA-48HFMD | 9.2 | 17.4 | 10.3 | 8.5 | 15.1 | 9.3 | FALSE | FALSE | FALSE | 48000 | 34000 | 2.32 | 41000 | 2.32
214797742 | 06/25/24 | Live | Midea Electric Trading | WELLS | Singlezone Ducted, Compact Ducted | 214797742 |  | HRCU-A-CB | WSMA-36HFMO | Mini-Splits | WSMA-36HFMD | 9 | 16.7 | 11.5 | 8.8 | 15.8 | 8.8 | FALSE | FALSE | FALSE | 36000 | 25000 | 2.49 | 26000 | 2.22
214797689 | 06/25/24 | Live | Midea Electric Trading | MULTI MFG | Singlezone Non-Ducted, Wall Placement | 214797689 |  | HRCU-A-CB-O | MSH-06HD-A | Mini-Splits | 06HWMS0-C-M-A | 15.8 | 26.5 | 14 | 15.8 | 26.5 | 13.6 | FALSE | FALSE | TRUE | 6000 | 8500 | 2.9 | 10041 | 2.45
214797726 | 06/25/24 | Live | Midea Electric Trading | MULTI MFG | Multizone Mix of Ducted and Non-Ducted | 214797726 |  | HMSV-A-CB | 27MPC3-XX-A | Mixed Ducted and Non-Ducted Indoor Units |  | 11.85 | 22.4 | 10.35 | 12.2 | 22.8 | 9.35 | FALSE | FALSE | TRUE | 28000 | 21400 | 2.55 | 22600 | 2.25
214797738 | 06/25/24 | Live | Midea Electric Trading | MULTI MFG | Multizone Mix of Ducted and Non-Ducted | 214797738 |  | HMSV-A-CB | 19MPC2-HH-A | Mixed Ducted and Non-Ducted Indoor Units |  | 12 | 20.5 | 10 | 12.25 | 20.5 | 9.55 | FALSE | FALSE | TRUE | 19000 | 15500 | 2.55 | 19000 | 2.23
214797723 | 06/25/24 | Live | Midea Electric Trading | MULTI MFG | Multizone Mix of Ducted and Non-Ducted | 214797723 |  | HMSV-A-CB | 18MPC2-XX-A | Mixed Ducted and Non-Ducted Indoor Units |  | 12.65 | 20.75 | 10.7 | 12.95 | 20.95 | 10.15 | FALSE | FALSE | TRUE | 18000 | 14500 | 2.5 | 16000 | 2.23
214797736 | 06/25/24 | Live | Midea Electric Trading | MULTI MFG | Multizone All Non-Ducted | 214797736 |  | HMSR-A-CB-O | 19MPC2-HH-A | Non-Ducted Indoor Units |  | 12.5 | 22 | 10.2 | 12.5 | 22 | 9.8 | FALSE | FALSE | TRUE | 19000 | 15000 | 2.5 | 19000 | 2.23
214797725 | 06/25/24 | Live | Midea Electric Trading | MULTI MFG | Multizone All Ducted | 214797725 |  | HMSV-A-CB | 27MPC3-XX-A | Ducted Indoor Units |  | 11.2 | 21 | 10.2 | 11.7 | 21 | 9.2 | FALSE | FALSE | TRUE | 28000 | 22000 | 2.6 | 22600 | 2.25
214797722 | 06/25/24 | Live | Midea Electric Trading | MULTI MFG | Multizone All Ducted | 214797722 |  | HMSV-A-CB | 18MPC2-XX-A | Ducted Indoor Units |  | 12 | 19 | 10.8 | 12 | 19 | 9.8 | FALSE | FALSE | TRUE | 18000 | 14800 | 2.49 | 16000 | 2.23
214797727 | 06/25/24 | Live | Midea Electric Trading | MULTI MFG | Multizone All Non-Ducted | 214797727 |  | HMSR-A-CB-O | 36MPC4-XX-A | Non-Ducted Indoor Units |  | 11.5 | 23 | 11.3 | 11.7 | 23.9 | 9.5 | FALSE | FALSE | TRUE | 36000 | 26800 | 2.3 | 29600 | 2.09
214797724 | 06/25/24 | Live | Midea Electric Trading | MULTI MFG | Multizone All Non-Ducted | 214797724 |  | HMSR-A-CB-O | 27MPC3-XX-A | Non-Ducted Indoor Units |  | 12.5 | 23.8 | 10.5 | 12.7 | 24.6 | 9.5 | FALSE | FALSE | TRUE | 28000 | 21000 | 2.5 | 22600 | 2.25
214797737 | 06/25/24 | Live | Midea Electric Trading | MULTI MFG | Multizone All Ducted | 214797737 |  | HMSV-A-CB | 19MPC2-HH-A | Ducted Indoor Units |  | 11.5 | 19 | 9.8 | 12 | 19 | 9.3 | FALSE | FALSE | TRUE | 19000 | 16000 | 2.61 | 19000 | 2.23
214797721 | 06/25/24 | Live | Midea Electric Trading | MULTI MFG | Multizone All Non-Ducted | 214797721 |  | HMSR-A-CB-O | 18MPC2-XX-A | Non-Ducted Indoor Units |  | 13.3 | 22.5 | 10.6 | 13.9 | 22.9 | 10.5 | FALSE | FALSE | TRUE | 18000 | 14300 | 2.49 | 16000 | 2.23
214723147 | 06/25/24 | Live | Midea Electric Trading | ZERO | Singlezone Non-Ducted, Wall Placement | 214723147 |  | HRCU-A-CB-O | ZMSB-24HV-US-O | Mini-Splits | ZMSB-24HV-US-I | 9.5 | 18.5 | 10.2 | 9.5 | 18.5 | 8.6 | FALSE | FALSE | FALSE | 24000 | 16500 | 2.38 | 19257 | 2.11
214797718 | 06/25/24 | Live | Midea Electric Trading | MULTI MFG | Singlezone Non-Ducted, Wall Placement | 214797718 |  | HRCU-A-CB-O | 24MSZ-M-A | Mini-Splits | 24MHW0-HP-A | 9.5 | 18.5 | 10.2 | 9.5 | 18.5 | 8.6 | FALSE | FALSE | FALSE | 24000 | 16500 | 2.38 | 19257 | 2.11
214797717 | 06/25/24 | Live | Midea Electric Trading | MULTI MFG | Singlezone Non-Ducted, Wall Placement | 214797717 |  | HRCU-A-CB-O | 18MSZ-M-A | Mini-Splits | 18MHW0-HP-A | 11 | 19.5 | 10 | 11 | 19.5 | 8.7 | FALSE | FALSE | FALSE | 18000 | 11400 | 2.57 | 14370 | 2.49
214723146 | 06/25/24 | Live | Midea Electric Trading | ZERO | Singlezone Non-Ducted, Wall Placement | 214723146 |  | HRCU-A-CB-O | ZMSB-18HV-US-O | Mini-Splits | ZMSB-18HV-US-I | 11 | 19.5 | 10 | 11 | 19.5 | 8.7 | FALSE | FALSE | FALSE | 18000 | 11400 | 2.57 | 14370 | 2.49
214723145 | 06/25/24 | Live | Midea Electric Trading | ZERO | Singlezone Non-Ducted, Wall Placement | 214723145 |  | HRCU-A-CB-O | ZMSB-12HV-US-O | Mini-Splits | ZMSB-12HV-US-I | 10.8 | 20.5 | 10.7 | 10.8 | 21.4 | 9.2 | FALSE | FALSE | FALSE | 12000 | 7000 | 2.5 | 9300 | 2
214797716 | 06/25/24 | Live | Midea Electric Trading | MULTI MFG | Singlezone Non-Ducted, Wall Placement | 214797716 |  | HRCU-A-CB-O | 12MSZ-M-A | Mini-Splits | 12MHW0-HP-A | 10.8 | 20.5 | 10.7 | 10.8 | 21.4 | 9.2 | FALSE | FALSE | FALSE | 12000 | 7000 | 2.5 | 9300 | 2
214797715 | 06/25/24 | Live | Midea Electric Trading | MULTI MFG | Singlezone Non-Ducted, Wall Placement | 214797715 |  | HRCU-A-CB-O | 9MSZ-M-A | Mini-Splits | 9MHW0-HP-A | 12.6 | 21.5 | 10 | 12.6 | 21.7 | 9.4 | FALSE | FALSE | FALSE | 9000 | 6000 | 2.51 | 8065 | 2.17
214723144 | 06/25/24 | Live | Midea Electric Trading | ZERO | Singlezone Non-Ducted, Wall Placement | 214723144 |  | HRCU-A-CB-O | ZMSB-12HV110-US-O | Mini-Splits | ZMSB-12HV110-US-I | 10.3 | 20 | 10.8 | 10.3 | 20.8 | 8.7 | FALSE | FALSE | FALSE | 12000 | 7800 | 2.31 | 8200 | 1.35
214797714 | 06/25/24 | Live | Midea Electric Trading | MULTI MFG | Singlezone Non-Ducted, Wall Placement | 214797714 |  | HRCU-A-CB-O | 12MSZ-115-M-A | Mini-Splits | 12MHW0-115-HP-A | 10.3 | 20 | 10.8 | 10.3 | 20.8 | 8.7 | FALSE | FALSE | FALSE | 12000 | 7800 | 2.31 | 8200 | 1.35
214797713 | 06/25/24 | Live | Midea Electric Trading | MULTI MFG | Singlezone Non-Ducted, Wall Placement | 214797713 |  | HRCU-A-CB-O | 9MSZ-115-M-A | Mini-Splits | 9MHW0-115-HP-A | 12.5 | 21.5 | 10.3 | 12.5 | 21.5 | 9.1 | FALSE | FALSE | FALSE | 9000 | 6300 | 2.4 | 7973 | 1.88
214797741 | 06/25/24 | Live | Midea Electric Trading | DUOHOME | Singlezone Ducted, Compact Ducted | 214797741 |  | HRCU-A-CB | DOD33-24HFN1-MT0W | Mini-Splits | DTIU-24HWFN1-M | 12.6 | 21.5 | 11.2 | 12.5 | 19 | 11.2 | FALSE | FALSE | TRUE | 23000 | 20000 | 2.61 | 22600 | 2.41
214640129 | 06/25/24 | Live | Midea Electric Trading | ICONIC AIR SOLUTION | Singlezone Ducted, Compact Ducted | 214640129 |  | HRCU-A-CB | ICOO24AK | Mini-Splits | IFOD24IK | 12.6 | 21.5 | 11.2 | 12.5 | 19 | 11.2 | FALSE | FALSE | TRUE | 23000 | 20000 | 2.61 | 22600 | 2.41
214640130 | 06/25/24 | Live | Midea Electric Trading | ICONIC AIR SOLUTION | Singlezone Non-Ducted, Wall Placement | 214640130 |  | HRCU-A-CB-O | ICOO12AK | Mini-Splits | IFOF12IK | 13 | 21.5 | 10 | 13 | 22.7 | 10.2 | FALSE | FALSE | TRUE | 12000 | 9000 | 2.69 | 10500 | 2.59
214640127 | 06/25/24 | Live | Midea Electric Trading | ICONIC AIR SOLUTION | Singlezone Ducted, Compact Ducted | 214640127 |  | HRCU-A-CB | ICOO12AK | Mini-Splits | IFOD12IK | 12.5 | 21.5 | 11.5 | 11.7 | 19 | 10.3 | FALSE | FALSE | TRUE | 11500 | 9300 | 2.78 | 10100 | 2.39
214640126 | 06/25/24 | Live | Midea Electric Trading | ICONIC AIR SOLUTION | Singlezone Ducted, Compact Ducted | 214640126 |  | HRCU-A-CB | ICOO09AK | Mini-Splits | IFOD09IK | 13.5 | 21 | 11.5 | 12.5 | 19.2 | 10.2 | FALSE | FALSE | TRUE | 9000 | 7700 | 2.59 | 10200 | 2.41
214797690 | 06/25/24 | Live | Midea Electric Trading | MULTI MFG | Singlezone Non-Ducted, Wall Placement | 214797690 |  | HRCU-A-CB-O | MSH-12HD-A | Mini-Splits | 12HWMS0-C-M-A | 14 | 25.5 | 13 | 14 | 25.5 | 10.4 | FALSE | FALSE | TRUE | 12000 | 10000 | 2.4 | 13112 | 2.11
214731129 | 06/25/24 | Live | Midea Electric Trading | MOOVAIR | Singlezone Non-Ducted, Wall Placement | 214731129 |  | HRCU-A-CB-O | DMA12HOS42230E4 | Mini-Splits | DMB12HIW42230E8 | 14 | 30 | 14 | 14.3 | 27.5 | 14.5 | TRUE | TRUE | TRUE | 12000 | 11400 | 2.17 | 15100 | 1.98
214731128 | 06/25/24 | Live | Midea Electric Trading | MOOVAIR | Singlezone Non-Ducted, Wall Placement | 214731128 |  | HRCU-A-CB-O | SHC24VH2AG | Mini-Splits | SHC24VH2AG | 14 | 30 | 14 | 14.3 | 27.5 | 14.5 | TRUE | TRUE | TRUE | 12000 | 11400 | 2.17 | 15100 | 1.98
214728303 | 06/25/24 | Live | Midea Electric Trading | SLIMAIR | Singlezone Non-Ducted, Wall Placement | 214728303 |  | HRCU-A-CB-O | SHC24VH2AG | Mini-Splits | SHLZ24VC2AG | 11 | 20.2 | 11.6 | 11 | 20.5 | 11.5 | FALSE | FALSE | TRUE | 24000 | 21000 | 2.64 | 24000 | 2.17
214728305 | 06/25/24 | Live | Midea Electric Trading | SLIMAIR | Singlezone Non-Ducted, Floor Placement | 214728305 |  | HRCU-A-CB-O | SHC24VH2AG | Mini-Splits | SHS24VC2AG | 11.5 | 20.2 | 11.6 | 11.7 | 20.5 | 11 | TRUE | TRUE | TRUE | 24000 | 19000 | 2.64 | 28000 | 2.1
214728302 | 06/25/24 | Live | Midea Electric Trading | SLIMAIR | Singlezone Non-Ducted, Ceiling Placement | 214728302 |  | HRCU-A-CB-O | SHC18VH2AG | Mini-Splits | SHLZ18VC2AG | 12.5 | 20 | 10.3 | 12.5 | 20 | 9.5 | TRUE | TRUE | TRUE | 16000 | 15600 | 2.24 | 20000 | 1.78
214728304 | 06/25/24 | Live | Midea Electric Trading | SLIMAIR | Singlezone Non-Ducted, Floor Placement | 214728304 |  | HRCU-A-CB-O | SHC18VH2AG | Mini-Splits | SHS18VC2AG | 12.5 | 20.2 | 10.6 | 12.5 | 20.5 | 9.8 | TRUE | TRUE | TRUE | 17000 | 12000 | 2.3 | 17000 | 1.9
214728301 | 06/25/24 | Live | Midea Electric Trading | SLIMAIR | Singlezone Non-Ducted, Ceiling Placement | 214728301 |  | HRCU-A-CB-O | SHC12VH2AG | Mini-Splits | SHLZ12VC2AG | 12.7 | 21.5 | 10.6 | 12.7 | 22.3 | 10.2 | TRUE | TRUE | TRUE | 12000 | 9900 | 2.55 | 14000 | 2.29
214728300 | 06/25/24 | Live | Midea Electric Trading | SLIMAIR | Singlezone Non-Ducted, Ceiling Placement | 214728300 |  | HRCU-A-CB-O | SHC09VH2AG | Mini-Splits | SHLZ09VC2AG | 13 | 20.5 | 10.8 | 13 | 20.5 | 10.3 | TRUE | TRUE | TRUE | 9000 | 9000 | 1.91 | 11000 | 1.69
214717544 | 06/25/24 | Live | Midea Electric Trading | PREMIUM LEVELLA | Singlezone Non-Ducted, Ceiling Placement | 214717544 |  | HRCU-A-CB-O | PIACWMZ1282280B | Mini-Splits | PIACWMZ1282279A | 12.6 | 21.2 | 10.8 | 12.6 | 22 | 9.8 | TRUE | FALSE | TRUE | 12000 | 7700 | 2 | 9000 | 2.42
214717543 | 06/25/24 | Live | Midea Electric Trading | PREMIUM LEVELLA | Singlezone Non-Ducted, Ceiling Placement | 214717543 |  | HRCU-A-CB-O | PIACWMZ9082280B | Mini-Splits | PIACWMZ9082279A |  |  |  | 13 | 22.5 | 11.5 | TRUE | TRUE | TRUE | 9000 | 8000 | 2.66 | 10000 | 2.4
214602075 | 06/25/24 | Live | Midea Electric Trading | STEALTH | Singlezone Ducted, Centrally Ducted | 214602075 |  | HRCU-A-CB | ACIQ-12-EHPB |  | ACIQ-12-AHB |  |  |  | 11.7 | 17.5 | 9 | FALSE | FALSE | TRUE | 12000 | 12000 | 2.61 | 12000 | 2.61
214602074 | 06/25/24 | Live | Midea Electric Trading | POLARWAVE | Singlezone Ducted, Centrally Ducted | 214602074 |  | HRCU-A-CB | ACIQ-12-EHPB |  | ACIQ-12-AHB |  |  |  | 11.7 | 17.5 | 9 | FALSE | FALSE | TRUE | 12000 | 12000 | 2.61 | 12000 | 2.61
214602073 | 06/25/24 | Live | Midea Electric Trading | DIYCOOL | Singlezone Ducted, Centrally Ducted | 214602073 |  | HRCU-A-CB | ACIQ-12-EHPB |  | ACIQ-12-AHB |  |  |  | 11.7 | 17.5 | 9 | FALSE | FALSE | TRUE | 12000 | 12000 | 2.61 | 12000 | 2.61
214602072 | 06/25/24 | Live | Midea Electric Trading | ACIQ | Singlezone Ducted, Centrally Ducted | 214602072 |  | HRCU-A-CB | ACIQ-12-EHPB |  | ACIQ-12-AHB |  |  |  | 11.7 | 17.5 | 9 | TRUE | TRUE | TRUE | 12000 | 12000 | 2.61 | 12000 | 2.61
214602071 | 06/25/24 | Live | Midea Electric Trading | 1HVAC | Singlezone Ducted, Centrally Ducted | 214602071 |  | HRCU-A-CB | ACIQ-12-EHPB |  | ACIQ-12-AHB |  |  |  | 11.7 | 17.5 | 9 | FALSE | FALSE | TRUE | 12000 | 12000 | 2.61 | 12000 | 2.61
214655310 | 06/25/24 | Live | Midea Electric Trading | DURASTAR | Singlezone Ducted, Centrally Ducted | 214655310 |  | HRCU-A-C | DRA1U36S1A |  | MVB-36B23T4N1 |  |  |  | 9.7 | 14.6 | 7.7 | FALSE | FALSE | FALSE | 35000 | 19400 | 2.1 | 21200 | 2.2
214655312 | 06/25/24 | Live | Midea Electric Trading | DURASTAR | Singlezone Ducted, Centrally Ducted | 214655312 |  | HRCU-A-C | DRA1U48S1A |  | MAC-48HWDN1-MN0 | 9.15 | 14 | 9.4 | 8.6 | 14.3 | 8.3 | FALSE | FALSE | FALSE | 48000 | 30400 | 2.2 | 32000 | 2.03
214655311 | 06/25/24 | Live | Midea Electric Trading | DURASTAR | Singlezone Ducted, Centrally Ducted | 214655311 |  | HRCU-A-C | DRA1U36S1A |  | MAC-36HWDN1-MN0 | 10.1 | 14.2 | 9.2 | 9.3 | 14.4 | 8 | FALSE | FALSE | FALSE | 36000 | 19800 | 2.2 | 24900 | 2.13
214655313 | 06/25/24 | Live | Midea Electric Trading | DURASTAR | Singlezone Ducted, Centrally Ducted | 214655313 |  | HRCU-A-C | DRA1U60S1A |  | MAC-60HWDN1-MN0 | 9.5 | 14.9 | 9.3 | 9 | 15.2 | 8.5 | FALSE | FALSE | FALSE | 53000 | 34000 | 2.2 | 36000 | 2.19
214655309 | 06/25/24 | Live | Midea Electric Trading | DURASTAR | Singlezone Ducted, Centrally Ducted | 214655309 |  | HRCU-A-C | DRA1U30S1A |  | MAC-36HWDN1-MN0 | 10 | 14.2 | 9.5 | 10.2 | 14.9 | 9.3 | FALSE | FALSE | FALSE | 30000 | 22000 | 2.6 | 24400 | 2.1
214771746 | 06/25/24 | Live | Bosch | BOSCH | Singlezone Ducted, Centrally Ducted | 214771746 |  | HRCU-A-C | BOVA-60RTB-M20S |  | BMAC4860DBTA |  |  |  | 10.8 | 14.5 | 8.2 | FALSE | FALSE | FALSE | 52000 | 39000 | 2.1 | 39000 | 2.1
214771745 | 06/25/24 | Live | Bosch | BOSCH | Singlezone Ducted, Centrally Ducted | 214771745 |  | HRCU-A-C | BOVA-60RTB-M20S |  | BMAC4860CBTA |  |  |  | 10.8 | 14.5 | 8.2 | FALSE | FALSE | FALSE | 52000 | 38000 | 2.1 | 38000 | 2.1
214771744 | 06/25/24 | Live | Bosch | BOSCH | Singlezone Ducted, Centrally Ducted | 214771744 |  | HRCU-A-C | BOVA-60RTB-M20S |  | BMAC4248DBTA |  |  |  | 11.7 | 14.4 | 8.5 | FALSE | FALSE | FALSE | 43500 | 33200 | 2.1 | 33200 | 2.1
214771743 | 06/25/24 | Live | Bosch | BOSCH | Singlezone Ducted, Centrally Ducted | 214771743 |  | HRCU-A-C | BOVA-60RTB-M20S |  | BMAC4248CBTA |  |  |  | 11.7 | 14.4 | 8.5 | FALSE | FALSE | FALSE | 43500 | 33000 | 2.1 | 33000 | 2.1
214771742 | 06/25/24 | Live | Bosch | BOSCH | Singlezone Ducted, Centrally Ducted | 214771742 |  | HRCU-A-C | BOVA-60RTB-M20S |  | BMAC4248BBTA |  |  |  | 11.2 | 14.3 | 8.5 | FALSE | FALSE | FALSE | 42500 | 33000 | 2.1 | 33000 | 2.1
214771731 | 06/25/24 | Live | Bosch | BOSCH | Singlezone Ducted, Centrally Ducted | 214771731 |  | HRCU-A-C | BOVA-36RTB-M20S |  | BMAC4248DBTA |  |  |  | 11 | 15.2 | 9 | TRUE | TRUE | TRUE | 32000 | 24600 | 2.2 | 24600 | 2.2
214771730 | 06/25/24 | Live | Bosch | BOSCH | Singlezone Ducted, Centrally Ducted | 214771730 |  | HRCU-A-C | BOVA-36RTB-M20S |  | BMAC4248CBTA |  |  |  | 11 | 15.2 | 9 | TRUE | TRUE | TRUE | 32000 | 24600 | 2.2 | 24600 | 2.2
214771729 | 06/25/24 | Live | Bosch | BOSCH | Singlezone Ducted, Centrally Ducted | 214771729 |  | HRCU-A-C | BOVA-36RTB-M20S |  | BMAC4248BBTA |  |  |  | 11 | 15.2 | 9 | TRUE | TRUE | TRUE | 32000 | 24600 | 2.2 | 24600 | 2.2
214771728 | 06/25/24 | Live | Bosch | BOSCH | Singlezone Ducted, Centrally Ducted | 214771728 |  | HRCU-A-C | BOVA-36RTB-M20S |  | BMAC3036CBTA |  |  |  | 11 | 14.3 | 9 | FALSE | FALSE | FALSE | 32000 | 23600 | 2.2 | 23600 | 2.2
214771727 | 06/25/24 | Live | Bosch | BOSCH | Singlezone Ducted, Centrally Ducted | 214771727 |  | HRCU-A-C | BOVA-36RTB-M20S |  | BMAC3036BBTA |  |  |  | 11 | 14.3 | 9 | FALSE | FALSE | FALSE | 32000 | 23600 | 2.2 | 23600 | 2.2
214771726 | 06/25/24 | Live | Bosch | BOSCH | Singlezone Ducted, Centrally Ducted | 214771726 |  | HRCU-A-C | BOVA-36RTB-M20S |  | BMAC3036ABTA |  |  |  | 10.6 | 14.3 | 9 | FALSE | FALSE | FALSE | 32000 | 23400 | 2.21 | 23400 | 2.21
214771725 | 06/25/24 | Live | Bosch | BOSCH | Singlezone Ducted, Centrally Ducted | 214771725 |  | HRCU-A-C | BOVA-36RTB-M20S |  | BMAC2430BBTA |  |  |  | 12 | 15.2 | 9 | TRUE | TRUE | TRUE | 23400 | 19400 | 2.2 | 19400 | 2.2
214771724 | 06/25/24 | Live | Bosch | BOSCH | Singlezone Ducted, Centrally Ducted | 214771724 |  | HRCU-A-C | BOVA-36RTB-M20S |  | BMAC2430ABTA |  |  |  | 11.7 | 15.2 | 9 | TRUE | TRUE | TRUE | 23000 | 19400 | 2 | 19400 | 2
214771733 | 06/25/24 | Live | Bosch | BOSCH | Singlezone Ducted, Centrally Ducted | 214771733 |  | HRCU-A-CB | BOVA-60RTB-M20S |  | BIVA-60RCB-M20X |  |  |  | 11.7 | 18 | 9.5 | TRUE | TRUE | TRUE | 52000 | 44000 | 2.5 | 44000 | 2.5
214771732 | 06/25/24 | Live | Bosch | BOSCH | Singlezone Ducted, Centrally Ducted | 214771732 |  | HRCU-A-CB | BOVA-60RTB-M20S |  | BIVA-48RCB-M20X |  |  |  | 12 | 18.5 | 9.5 | TRUE | TRUE | TRUE | 47000 | 40000 | 2.5 | 40000 | 2.5
214771711 | 06/25/24 | Live | Bosch | BOSCH | Singlezone Ducted, Centrally Ducted | 214771711 |  | HRCU-A-CB | BOVA-36RTB-M20S |  | BIVA-36RCB-M20X |  |  |  | 12 | 19 | 9.5 | TRUE | TRUE | TRUE | 34200 | 28000 | 2.5 | 28000 | 2.5
214771710 | 06/25/24 | Live | Bosch | BOSCH | Singlezone Ducted, Centrally Ducted | 214771710 |  | HRCU-A-CB | BOVA-36RTB-M20S |  | BIVA-24RCB-M20X |  |  |  | 13 | 20 | 9.5 | TRUE | TRUE | TRUE | 24000 | 22400 | 2.51 | 22400 | 2.51
211749865 | 04/29/24 | Live | Ouellet, Group ACD | ACD | Singlezone Non-Ducted, Wall Placement | 211749865 |  | HRCU-A-CB-O | UHD09KCH38SB-O | Mini-Splits | UHD09KCH38SC-I | 16.5 | 38 | 15 | 16.6 | 27 | 11 | TRUE | TRUE | TRUE | 9000 | 8000 | 2.89 | 14610 | 2.41
207591137 | 10/27/22 | Live | Midea Electric Trading | MDV | Singlezone Non-Ducted, Wall Placement | 207591137 |  | HRCU-A-CB-O | MOX430-18HFN1-MU0W | Mini-Splits | MSABE-18HRFN1-MW5W | 13.5 | 23.5 | 11 | 13.5 | 23.7 | 10.3 | TRUE | TRUE | TRUE | 18000 | 14000 | 2.61 | 15265 | 2.5
208119663 | 01/05/23 | Live | Midea Electric Trading | AIRLUX | Singlezone Non-Ducted, Wall Placement | 208119663 |  | HRCU-A-CB-O | ASZ18O/2022 | Mini-Splits | AMM18I/2022 | 13.5 | 23.5 | 11 | 13.5 | 23.7 | 10.3 | FALSE | FALSE | TRUE | 18000 | 14000 | 2.61 | 15265 | 2.5
213215916 | 09/06/23 | Live | Midea Electric Trading | QUEBEC VAIR | Singlezone Non-Ducted, Wall Placement | 213215916 |  | HRCU-A-CB-O | NE-T52-QVAIR18E | Mini-Splits | NE-T52-QVAIR18I | 13.5 | 23.5 | 11 | 13.5 | 23.7 | 10.3 | FALSE | FALSE | TRUE | 18000 | 14000 | 2.61 | 15265 | 2.5
212579412 | 07/26/23 | Live | Midea Electric Trading | QUEBEC VAIR | Singlezone Non-Ducted, Wall Placement | 212579412 |  | HRCU-A-CB-O | NE-T52-PLA18EXT | Mini-Splits | NE-T52-PLA18INT | 13.5 | 23.5 | 11 | 13.5 | 23.7 | 10.3 | FALSE | FALSE | TRUE | 18000 | 14000 | 2.61 | 15265 | 2.5
212348364 | 04/27/23 | Live | Midea Electric Trading | MAXI AIR | Singlezone Non-Ducted, Wall Placement | 212348364 |  | HRCU-A-CB-O | NE-T52-PLA18INT | Mini-Splits | NE-T52-PLA18EXT | 13.5 | 23.5 | 11 | 13.5 | 23.7 | 10.3 | FALSE | FALSE | TRUE | 18000 | 14000 | 2.61 | 15265 | 2.5
207825492 | 01/05/23 | Live | Midea Electric Trading | ECO AC | Singlezone Non-Ducted, Wall Placement | 207825492 |  | HRCU-A-CB-O | EHH-O18BB | Mini-Splits | EHH-W18BB | 13.5 | 23.5 | 11 | 13.5 | 23.7 | 10.3 | TRUE | TRUE | TRUE | 18000 | 14000 | 2.61 | 15265 | 2.5
207699081 | 01/05/23 | Live | Midea Electric Trading | KANIONCO | Singlezone Non-Ducted, Wall Placement | 207699081 |  | HRCU-A-CB-O | KWSM-18IR410AHS23.5MV | Mini-Splits | KWSM-18IR410AHS23.5MV | 13.5 | 23.5 | 11 | 13.5 | 23.7 | 10.3 | TRUE | TRUE | TRUE | 18000 | 14000 | 2.61 | 15265 | 2.5
207645876 | 01/05/23 | Live | Midea Electric Trading | KANIONCO | Singlezone Non-Ducted, Wall Placement | 207645876 |  | HRCU-A-CB-O | KWSM-18IR410AHS23.7MV | Mini-Splits | KWSM-18IR410AHS23.6MV | 13.5 | 23.5 | 11 | 13.5 | 23.7 | 10.3 | FALSE | FALSE | FALSE | 18000 | 14000 | 2.61 | 15265 | 2.5
209948207 | 04/27/23 | Live | Midea Electric Trading | AIRDACH | Singlezone Non-Ducted, Wall Placement | 209948207 |  | HRCU-A-CB-O | ACSH1823VM2-D | Mini-Splits | AIWH1800VM2-D | 13.5 | 23.5 | 11 | 13.5 | 23.7 | 10.3 | FALSE | FALSE | TRUE | 18000 | 14000 | 2.61 | 15265 | 2.5
203238010 | 01/05/23 | Live | Midea Electric Trading | MAXI AIR | Singlezone Non-Ducted, Wall Placement | 203238010 |  | HRCU-A-CB-O | YS21F-18HRDN1 | Mini-Splits | YS21F-18HRDN1 | 13.5 | 23.5 | 11 | 13.5 | 23.7 | 10.3 | FALSE | FALSE | TRUE | 18000 | 14000 | 2.61 | 15265 | 2.5
208136308 | 01/05/23 | Live | Midea Electric Trading | DUCTLESSAIRE | Singlezone Non-Ducted, Wall Placement | 208136308 |  | HRCU-A-CB-O | DA1821-H2-O* | Mini-Splits | DA1821-H2-I* | 13.5 | 23.5 | 11 | 13.5 | 23.7 | 10.3 | TRUE | TRUE | TRUE | 18000 | 14000 | 2.61 | 15265 | 2.5
209549004 | 04/27/23 | Live | Midea Electric Trading | THERMOCORE SYSTEMS | Singlezone Non-Ducted, Wall Placement | 209549004 |  | HRCU-A-CB-O | T424S-H218-C | Mini-Splits | T424S-H218-E | 13.5 | 23.5 | 11 | 13.5 | 23.7 | 10.3 | FALSE | FALSE | TRUE | 18000 | 14000 | 2.61 | 15265 | 2.5
208101240 | 01/05/23 | Live | Midea Electric Trading | PIONEER | Singlezone Non-Ducted, Wall Placement | 208101240 |  | HRCU-A-CB-O | YN018GMFI22RPE | Mini-Splits | WS018GMFI22HLE | 13.5 | 23.5 | 11 | 13.5 | 23.7 | 10.3 | TRUE | TRUE | TRUE | 18000 | 14000 | 2.61 | 15265 | 2.5
207671406 | 04/27/23 | Live | Midea Electric Trading | YONAN | Singlezone Non-Ducted, Wall Placement | 207671406 |  | HRCU-A-CB-O | YSA21-18HRN1 | Mini-Splits | YSA21-18HRN1 | 13.5 | 23.5 | 11 | 13.5 | 23.7 | 10.3 | FALSE | FALSE | TRUE | 18000 | 14000 | 2.61 | 15265 | 2.5
209862151 | 04/27/23 | Live | Midea Electric Trading | KLIMAIRE | Singlezone Non-Ducted, Wall Placement | 209862151 |  | HRCU-A-CB-O | KSIE018-H220-O-2 | Mini-Splits | KSIE018-H220-IW-2 | 13.5 | 23.5 | 11 | 13.5 | 23.7 | 10.3 | FALSE | FALSE | TRUE | 18000 | 14000 | 2.61 | 15265 | 2.5
214396358 | 06/24/24 | Live | Johnson Controls Inc. (York International Norman) | JOHNSON CONTROLS | Singlezone Ducted, Centrally Ducted | 214396358 |  | HRCU-A-CB | HH860E2S11 |  | CTM60D5CJS1+JMC20D2SN1 |  |  |  | 11 | 19 | 8.5 | FALSE | FALSE | TRUE | 52500 | 37000 | 2.64 | 37000 | 2.64
214396357 | 06/24/24 | Live | Johnson Controls Inc. (York International Norman) | CHAMPION HEATING AND COOLING | Singlezone Ducted, Centrally Ducted | 214396357 |  | HRCU-A-CB | HH860E2S11 |  | CTM60D5CJS1+JMC20D2SN1 |  |  |  | 11 | 19 | 8.5 | FALSE | FALSE | TRUE | 52500 | 37000 | 2.64 | 37000 | 2.64
214396356 | 06/24/24 | Live | Johnson Controls Inc. (York International Norman) | FRASER-JOHNSTON | Singlezone Ducted, Centrally Ducted | 214396356 |  | HRCU-A-CB | HH860E2S11 |  | CTM60D5CJS1+JMC20D2SN1 |  |  |  | 11 | 19 | 8.5 | FALSE | FALSE | TRUE | 52500 | 37000 | 2.64 | 37000 | 2.64
214396355 | 06/24/24 | Live | Johnson Controls Inc. (York International Norman) | LUXAIRE | Singlezone Ducted, Centrally Ducted | 214396355 |  | HRCU-A-CB | HH860E2S11 |  | CTM60D5CJS1+JMC20D2SN1 |  |  |  | 11 | 19 | 8.5 | FALSE | FALSE | TRUE | 52500 | 37000 | 2.64 | 37000 | 2.64
214396354 | 06/24/24 | Live | Johnson Controls Inc. (York International Norman) | COLEMAN | Singlezone Ducted, Centrally Ducted | 214396354 |  | HRCU-A-CB | HH860E2S11 |  | CTM60D5CJS1+JMC20D2SN1 |  |  |  | 11 | 19 | 8.5 | FALSE | FALSE | TRUE | 52500 | 37000 | 2.64 | 37000 | 2.64
214395993 | 06/24/24 | Live | Johnson Controls Inc. (York International Norman) | YORK | Singlezone Ducted, Centrally Ducted | 214395993 |  | HRCU-A-CB | HH860E2S11 |  | CTM60D5CJS1+JMC20D2SN1 |  |  |  | 11 | 19 | 8.5 | FALSE | FALSE | TRUE | 52500 | 37000 | 2.64 | 37000 | 2.64
214421520 | 06/24/24 | Live | Johnson Controls Inc. (York International Norman) | JOHNSON CONTROLS | Singlezone Ducted, Centrally Ducted | 214421520 |  | HRCU-A-CB | HH860E2S11 |  | CTF60D5CJS1+JMVT20DC2N1 |  |  |  | 11 | 19 | 8.5 | FALSE | FALSE | TRUE | 52500 | 37000 | 2.66 | 37000 | 2.66
214421519 | 06/24/24 | Live | Johnson Controls Inc. (York International Norman) | CHAMPION HEATING AND COOLING | Singlezone Ducted, Centrally Ducted | 214421519 |  | HRCU-A-CB | HH860E2S11 |  | CTF60D5CJS1+JMVT20DC2N1 |  |  |  | 11 | 19 | 8.5 | FALSE | FALSE | TRUE | 52500 | 37000 | 2.66 | 37000 | 2.66
214421518 | 06/24/24 | Live | Johnson Controls Inc. (York International Norman) | FRASER-JOHNSTON | Singlezone Ducted, Centrally Ducted | 214421518 |  | HRCU-A-CB | HH860E2S11 |  | CTF60D5CJS1+JMVT20DC2N1 |  |  |  | 11 | 19 | 8.5 | FALSE | FALSE | TRUE | 52500 | 37000 | 2.66 | 37000 | 2.66
214421517 | 06/24/24 | Live | Johnson Controls Inc. (York International Norman) | LUXAIRE | Singlezone Ducted, Centrally Ducted | 214421517 |  | HRCU-A-CB | HH860E2S11 |  | CTF60D5CJS1+JMVT20DC2N1 |  |  |  | 11 | 19 | 8.5 | FALSE | FALSE | TRUE | 52500 | 37000 | 2.66 | 37000 | 2.66
214421516 | 06/24/24 | Live | Johnson Controls Inc. (York International Norman) | COLEMAN | Singlezone Ducted, Centrally Ducted | 214421516 |  | HRCU-A-CB | HH860E2S11 |  | CTF60D5CJS1+JMVT20DC2N1 |  |  |  | 11 | 19 | 8.5 | FALSE | FALSE | TRUE | 52500 | 37000 | 2.66 | 37000 | 2.66
214421497 | 06/24/24 | Live | Johnson Controls Inc. (York International Norman) | YORK | Singlezone Ducted, Centrally Ducted | 214421497 |  | HRCU-A-CB | HH860E2S11 |  | CTF60D5CJS1+JMVT20DC2N1 |  |  |  | 11 | 19 | 8.5 | FALSE | FALSE | TRUE | 52500 | 37000 | 2.66 | 37000 | 2.66
213298107 | 10/02/23 | Live | Johnson Controls Inc. (York International Norman) | JOHNSON CONTROLS | Singlezone Ducted, Centrally Ducted | 213298107 |  | HRCU-A-CB | HMH72B341 |  | XAFB36DBCN1+JMET12BS2N1 |  |  |  | 10.5 | 18.5 | 8.5 | TRUE | TRUE | FALSE | 34000 | 25200 | 2.58 | 25200 | 2.58
213298106 | 10/02/23 | Live | Johnson Controls Inc. (York International Norman) | CHAMPION HEATING AND COOLING | Singlezone Ducted, Centrally Ducted | 213298106 |  | HRCU-A-CB | HMH72B341 |  | XAFB36DBCN1+JMET12BS2N1 |  |  |  | 10.5 | 18.5 | 8.5 | TRUE | TRUE | FALSE | 34000 | 25200 | 2.58 | 25200 | 2.58
213298105 | 10/02/23 | Live | Johnson Controls Inc. (York International Norman) | FRASER-JOHNSTON | Singlezone Ducted, Centrally Ducted | 213298105 |  | HRCU-A-CB | HMH72B341 |  | XAFB36DBCN1+JMET12BS2N1 |  |  |  | 10.5 | 18.5 | 8.5 | TRUE | TRUE | FALSE | 34000 | 25200 | 2.58 | 25200 | 2.58
213298104 | 10/02/23 | Live | Johnson Controls Inc. (York International Norman) | LUXAIRE | Singlezone Ducted, Centrally Ducted | 213298104 |  | HRCU-A-CB | HMH72B341 |  | XAFB36DBCN1+JMET12BS2N1 |  |  |  | 10.5 | 18.5 | 8.5 | TRUE | TRUE | FALSE | 34000 | 25200 | 2.58 | 25200 | 2.58
213298103 | 10/02/23 | Live | Johnson Controls Inc. (York International Norman) | COLEMAN | Singlezone Ducted, Centrally Ducted | 213298103 |  | HRCU-A-CB | HMH72B341 |  | XAFB36DBCN1+JMET12BS2N1 |  |  |  | 10.5 | 18.5 | 8.5 | TRUE | TRUE | FALSE | 34000 | 25200 | 2.58 | 25200 | 2.58
213296781 | 10/02/23 | Live | Johnson Controls Inc. (York International Norman) | YORK | Singlezone Ducted, Centrally Ducted | 213296781 |  | HRCU-A-CB | HMH72B341 |  | XAFB36DBCN1+JMET12BS2N1 |  |  |  | 10.5 | 18.5 | 8.5 | TRUE | TRUE | FALSE | 34000 | 25200 | 2.58 | 25200 | 2.58
213297422 | 10/02/23 | Live | Johnson Controls Inc. (York International Norman) | JOHNSON CONTROLS | Singlezone Ducted, Centrally Ducted | 213297422 |  | HRCU-A-CB | HMH72B341 |  | XAFB36DBCN1+JMVT12BC2N1 |  |  |  | 10 | 18.5 | 8.5 | TRUE | TRUE | FALSE | 34000 | 25000 | 2.56 | 25000 | 2.56
213297421 | 10/02/23 | Live | Johnson Controls Inc. (York International Norman) | CHAMPION HEATING AND COOLING | Singlezone Ducted, Centrally Ducted | 213297421 |  | HRCU-A-CB | HMH72B341 |  | XAFB36DBCN1+JMVT12BC2N1 |  |  |  | 10 | 18.5 | 8.5 | TRUE | TRUE | FALSE | 34000 | 25000 | 2.56 | 25000 | 2.56
213297420 | 10/02/23 | Live | Johnson Controls Inc. (York International Norman) | FRASER-JOHNSTON | Singlezone Ducted, Centrally Ducted | 213297420 |  | HRCU-A-CB | HMH72B341 |  | XAFB36DBCN1+JMVT12BC2N1 |  |  |  | 10 | 18.5 | 8.5 | TRUE | TRUE | FALSE | 34000 | 25000 | 2.56 | 25000 | 2.56
213297419 | 10/02/23 | Live | Johnson Controls Inc. (York International Norman) | LUXAIRE | Singlezone Ducted, Centrally Ducted | 213297419 |  | HRCU-A-CB | HMH72B341 |  | XAFB36DBCN1+JMVT12BC2N1 |  |  |  | 10 | 18.5 | 8.5 | TRUE | TRUE | FALSE | 34000 | 25000 | 2.56 | 25000 | 2.56
213297418 | 10/02/23 | Live | Johnson Controls Inc. (York International Norman) | COLEMAN | Singlezone Ducted, Centrally Ducted | 213297418 |  | HRCU-A-CB | HMH72B341 |  | XAFB36DBCN1+JMVT12BC2N1 |  |  |  | 10 | 18.5 | 8.5 | TRUE | TRUE | FALSE | 34000 | 25000 | 2.56 | 25000 | 2.56
213296644 | 10/02/23 | Live | Johnson Controls Inc. (York International Norman) | YORK | Singlezone Ducted, Centrally Ducted | 213296644 |  | HRCU-A-CB | HMH72B341 |  | XAFB36DBCN1+JMVT12BC2N1 |  |  |  | 10 | 18.5 | 8.5 | TRUE | TRUE | FALSE | 34000 | 25000 | 2.56 | 25000 | 2.56
213297222 | 10/02/23 | Live | Johnson Controls Inc. (York International Norman) | JOHNSON CONTROLS | Singlezone Ducted, Centrally Ducted | 213297222 |  | HRCU-A-CB | HMH72B341 |  | XAHC36DBCN1+JMET12CS2N1 |  |  |  | 10 | 18 | 8.1 | TRUE | TRUE | FALSE | 33800 | 24600 | 2.52 | 24600 | 2.52
213297221 | 10/02/23 | Live | Johnson Controls Inc. (York International Norman) | CHAMPION HEATING AND COOLING | Singlezone Ducted, Centrally Ducted | 213297221 |  | HRCU-A-CB | HMH72B341 |  | XAHC36DBCN1+JMET12CS2N1 |  |  |  | 10 | 18 | 8.1 | TRUE | TRUE | FALSE | 33800 | 24600 | 2.52 | 24600 | 2.52
213297220 | 10/02/23 | Live | Johnson Controls Inc. (York International Norman) | FRASER-JOHNSTON | Singlezone Ducted, Centrally Ducted | 213297220 |  | HRCU-A-CB | HMH72B341 |  | XAHC36DBCN1+JMET12CS2N1 |  |  |  | 10 | 18 | 8.1 | TRUE | TRUE | FALSE | 33800 | 24600 | 2.52 | 24600 | 2.52
213297219 | 10/02/23 | Live | Johnson Controls Inc. (York International Norman) | LUXAIRE | Singlezone Ducted, Centrally Ducted | 213297219 |  | HRCU-A-CB | HMH72B341 |  | XAHC36DBCN1+JMET12CS2N1 |  |  |  | 10 | 18 | 8.1 | TRUE | TRUE | FALSE | 33800 | 24600 | 2.52 | 24600 | 2.52
213297218 | 10/02/23 | Live | Johnson Controls Inc. (York International Norman) | COLEMAN | Singlezone Ducted, Centrally Ducted | 213297218 |  | HRCU-A-CB | HMH72B341 |  | XAHC36DBCN1+JMET12CS2N1 |  |  |  | 10 | 18 | 8.1 | TRUE | TRUE | FALSE | 33800 | 24600 | 2.52 | 24600 | 2.52
213296604 | 10/02/23 | Live | Johnson Controls Inc. (York International Norman) | YORK | Singlezone Ducted, Centrally Ducted | 213296604 |  | HRCU-A-CB | HMH72B341 |  | XAHC36DBCN1+JMET12CS2N1 |  |  |  | 10 | 18 | 8.1 | TRUE | TRUE | FALSE | 33800 | 24600 | 2.52 | 24600 | 2.52
213297847 | 10/02/23 | Live | Johnson Controls Inc. (York International Norman) | JOHNSON CONTROLS | Singlezone Ducted, Centrally Ducted | 213297847 |  | HRCU-A-CB | HMH72B341 |  | XAHB36DBCN1+JMVT12BC2N1 |  |  |  | 10 | 18 | 8.1 | TRUE | TRUE | FALSE | 33200 | 24400 | 2.48 | 24400 | 2.48
213297846 | 10/02/23 | Live | Johnson Controls Inc. (York International Norman) | CHAMPION HEATING AND COOLING | Singlezone Ducted, Centrally Ducted | 213297846 |  | HRCU-A-CB | HMH72B341 |  | XAHB36DBCN1+JMVT12BC2N1 |  |  |  | 10 | 18 | 8.1 | TRUE | TRUE | FALSE | 33200 | 24400 | 2.48 | 24400 | 2.48
213297845 | 10/02/23 | Live | Johnson Controls Inc. (York International Norman) | FRASER-JOHNSTON | Singlezone Ducted, Centrally Ducted | 213297845 |  | HRCU-A-CB | HMH72B341 |  | XAHB36DBCN1+JMVT12BC2N1 |  |  |  | 10 | 18 | 8.1 | TRUE | TRUE | FALSE | 33200 | 24400 | 2.48 | 24400 | 2.48
213297844 | 10/02/23 | Live | Johnson Controls Inc. (York International Norman) | LUXAIRE | Singlezone Ducted, Centrally Ducted | 213297844 |  | HRCU-A-CB | HMH72B341 |  | XAHB36DBCN1+JMVT12BC2N1 |  |  |  | 10 | 18 | 8.1 | TRUE | TRUE | FALSE | 33200 | 24400 | 2.48 | 24400 | 2.48
213297843 | 10/02/23 | Live | Johnson Controls Inc. (York International Norman) | COLEMAN | Singlezone Ducted, Centrally Ducted | 213297843 |  | HRCU-A-CB | HMH72B341 |  | XAHB36DBCN1+JMVT12BC2N1 |  |  |  | 10 | 18 | 8.1 | TRUE | TRUE | FALSE | 33200 | 24400 | 2.48 | 24400 | 2.48
213296729 | 10/02/23 | Live | Johnson Controls Inc. (York International Norman) | YORK | Singlezone Ducted, Centrally Ducted | 213296729 |  | HRCU-A-CB | HMH72B341 |  | XAHB36DBCN1+JMVT12BC2N1 |  |  |  | 10 | 18 | 8.1 | TRUE | TRUE | FALSE | 33200 | 24400 | 2.48 | 24400 | 2.48
213297857 | 10/02/23 | Live | Johnson Controls Inc. (York International Norman) | JOHNSON CONTROLS | Singlezone Ducted, Centrally Ducted | 213297857 |  | HRCU-A-CB | HMH72B341 |  | XAFC36DBCN1+JMET12CS2N1 |  |  |  | 10 | 18.5 | 8.5 | TRUE | TRUE | FALSE | 34000 | 25400 | 2.6 | 25400 | 2.6
213297856 | 10/02/23 | Live | Johnson Controls Inc. (York International Norman) | CHAMPION HEATING AND COOLING | Singlezone Ducted, Centrally Ducted | 213297856 |  | HRCU-A-CB | HMH72B341 |  | XAFC36DBCN1+JMET12CS2N1 |  |  |  | 10 | 18.5 | 8.5 | TRUE | TRUE | FALSE | 34000 | 25400 | 2.6 | 25400 | 2.6
213297855 | 10/02/23 | Live | Johnson Controls Inc. (York International Norman) | FRASER-JOHNSTON | Singlezone Ducted, Centrally Ducted | 213297855 |  | HRCU-A-CB | HMH72B341 |  | XAFC36DBCN1+JMET12CS2N1 |  |  |  | 10 | 18.5 | 8.5 | TRUE | TRUE | FALSE | 34000 | 25400 | 2.6 | 25400 | 2.6
213297854 | 10/02/23 | Live | Johnson Controls Inc. (York International Norman) | LUXAIRE | Singlezone Ducted, Centrally Ducted | 213297854 |  | HRCU-A-CB | HMH72B341 |  | XAFC36DBCN1+JMET12CS2N1 |  |  |  | 10 | 18.5 | 8.5 | TRUE | TRUE | FALSE | 34000 | 25400 | 2.6 | 25400 | 2.6
213297853 | 10/02/23 | Live | Johnson Controls Inc. (York International Norman) | COLEMAN | Singlezone Ducted, Centrally Ducted | 213297853 |  | HRCU-A-CB | HMH72B341 |  | XAFC36DBCN1+JMET12CS2N1 |  |  |  | 10 | 18.5 | 8.5 | TRUE | TRUE | FALSE | 34000 | 25400 | 2.6 | 25400 | 2.6
213296731 | 10/02/23 | Live | Johnson Controls Inc. (York International Norman) | YORK | Singlezone Ducted, Centrally Ducted | 213296731 |  | HRCU-A-CB | HMH72B341 |  | XAFC36DBCN1+JMET12CS2N1 |  |  |  | 10 | 18.5 | 8.5 | TRUE | TRUE | FALSE | 34000 | 25400 | 2.6 | 25400 | 2.6
210605774 | 06/21/24 | Live | CARRIER | PAYNE | Singlezone Non-Ducted, Wall Placement | 210605774 |  | HRCU-A-CB-O | 38MHRCQ30AA3 | Mini-Splits | 40MHHAQ30XA3 | 12.2 | 21 | 10.5 | 12.2 | 21 | 8.7 | TRUE | FALSE | FALSE | 30000 | 20000 | 1.87 | 23000 | 2.1
208447833 | 06/21/24 | Live | CARRIER | PAYNE | Singlezone Non-Ducted, Wall Placement | 208447833 |  | HRCU-A-CB-O | 38MHRCQ24AA3 | Mini-Splits | 40MHHAQ24XA3 | 9.5 | 18.5 | 10.2 | 9.5 | 18.5 | 8.6 | FALSE | FALSE | FALSE | 24000 | 16500 | 2.38 | 19257 | 2.11
210605775 | 06/21/24 | Live | CARRIER | PAYNE | Singlezone Non-Ducted, Wall Placement | 210605775 |  | HRCU-A-CB-O | 38MHRCQ18AA3 | Mini-Splits | 40MHHAQ18XA3 | 11 | 19.5 | 10 | 11 | 19.5 | 8.7 | FALSE | FALSE | FALSE | 18000 | 11400 | 2.57 | 14370 | 2.49
208447832 | 06/21/24 | Live | CARRIER | PAYNE | Singlezone Non-Ducted, Wall Placement | 208447832 |  | HRCU-A-CB-O | 38MHRCQ12AA3 | Mini-Splits | 40MHHAQ12XA3 | 10.8 | 20.5 | 10.7 | 10.8 | 21.4 | 9.2 | FALSE | FALSE | FALSE | 12000 | 7000 | 2.5 | 9300 | 2
208447834 | 06/21/24 | Live | CARRIER | PAYNE | Singlezone Non-Ducted, Wall Placement | 208447834 |  | HRCU-A-CB-O | 38MHRCQ12AA1 | Mini-Splits | 40MHHAQ12XA1 | 10.3 | 20 | 10.8 | 10.3 | 20.8 | 8.7 | FALSE | FALSE | FALSE | 12000 | 7800 | 2.31 | 8200 | 1.35
208447849 | 06/21/24 | Live | CARRIER | PAYNE | Singlezone Non-Ducted, Wall Placement | 208447849 |  | HRCU-A-CB-O | 38MHRCQ09AA3 | Mini-Splits | 40MHHAQ09XA3 | 12.6 | 21.5 | 10 | 12.6 | 21.7 | 9.4 | TRUE | TRUE | FALSE | 9000 | 6000 | 2.51 | 8065 | 2.17
208447848 | 06/21/24 | Live | CARRIER | PAYNE | Singlezone Non-Ducted, Wall Placement | 208447848 |  | HRCU-A-CB-O | 38MHRCQ09AA1 | Mini-Splits | 40MHHAQ09XA1 | 12.5 | 21.5 | 10.3 | 12.5 | 21.5 | 9.1 | TRUE | TRUE | FALSE | 9000 | 6300 | 2.4 | 7973 | 1.88
210605772 | 06/21/24 | Live | CARRIER | BRYANT | Singlezone Non-Ducted, Wall Placement | 210605772 |  | HRCU-A-CB-O | 38MHRCQ30AA3 | Mini-Splits | 40MHHAQ30XA3 | 12.2 | 21 | 10.5 | 12.2 | 21 | 8.7 | TRUE | FALSE | FALSE | 30000 | 20000 | 1.87 | 23000 | 2.1
208447829 | 06/21/24 | Live | CARRIER | BRYANT | Singlezone Non-Ducted, Wall Placement | 208447829 |  | HRCU-A-CB-O | 38MHRCQ24AA3 | Mini-Splits | 40MHHAQ24XA3 | 9.5 | 18.5 | 10.2 | 9.5 | 18.5 | 8.6 | FALSE | FALSE | FALSE | 24000 | 16500 | 2.38 | 19257 | 2.11
210605773 | 06/21/24 | Live | CARRIER | BRYANT | Singlezone Non-Ducted, Wall Placement | 210605773 |  | HRCU-A-CB-O | 38MHRCQ18AA3 | Mini-Splits | 40MHHAQ18XA3 | 11 | 19.5 | 10 | 11 | 19.5 | 8.7 | FALSE | FALSE | FALSE | 18000 | 11400 | 2.57 | 14370 | 2.49
208447828 | 06/21/24 | Live | CARRIER | BRYANT | Singlezone Non-Ducted, Wall Placement | 208447828 |  | HRCU-A-CB-O | 38MHRCQ12AA3 | Mini-Splits | 40MHHAQ12XA3 | 10.8 | 20.5 | 10.7 | 10.8 | 21.4 | 9.2 | FALSE | FALSE | FALSE | 12000 | 7000 | 2.5 | 9300 | 2
208447830 | 06/21/24 | Live | CARRIER | BRYANT | Singlezone Non-Ducted, Wall Placement | 208447830 |  | HRCU-A-CB-O | 38MHRCQ12AA1 | Mini-Splits | 40MHHAQ12XA1 | 10.3 | 20 | 10.8 | 10.3 | 20.8 | 8.7 | FALSE | FALSE | FALSE | 12000 | 7800 | 2.31 | 8200 | 1.35
208447847 | 06/21/24 | Live | CARRIER | BRYANT | Singlezone Non-Ducted, Wall Placement | 208447847 |  | HRCU-A-CB-O | 38MHRCQ09AA3 | Mini-Splits | 40MHHAQ09XA3 | 12.6 | 21.5 | 10 | 12.6 | 21.7 | 9.4 | TRUE | TRUE | FALSE | 9000 | 6000 | 2.51 | 8065 | 2.17
208447846 | 06/21/24 | Live | CARRIER | BRYANT | Singlezone Non-Ducted, Wall Placement | 208447846 |  | HRCU-A-CB-O | 38MHRCQ09AA1 | Mini-Splits | 40MHHAQ09XA1 | 12.5 | 21.5 | 10.3 | 12.5 | 21.5 | 9.1 | TRUE | TRUE | FALSE | 9000 | 6300 | 2.4 | 7973 | 1.88
210605770 | 06/21/24 | Live | CARRIER | CARRIER | Singlezone Non-Ducted, Wall Placement | 210605770 |  | HRCU-A-CB-O | 38MHRCQ30AA3 | Mini-Splits | 40MHHAQ30XA3 | 12.2 | 21 | 10.5 | 12.2 | 21 | 8.7 | TRUE | FALSE | FALSE | 30000 | 20000 | 1.87 | 23000 | 2.1
208447825 | 06/21/24 | Live | CARRIER | CARRIER | Singlezone Non-Ducted, Wall Placement | 208447825 |  | HRCU-A-CB-O | 38MHRCQ24AA3 | Mini-Splits | 40MHHAQ24XA3 | 9.5 | 18.5 | 10.2 | 9.5 | 18.5 | 8.6 | FALSE | FALSE | FALSE | 24000 | 16500 | 2.38 | 19257 | 2.11
210605771 | 06/21/24 | Live | CARRIER | CARRIER | Singlezone Non-Ducted, Wall Placement | 210605771 |  | HRCU-A-CB-O | 38MHRCQ18AA3 | Mini-Splits | 40MHHAQ18XA3 | 11 | 19.5 | 10 | 11 | 19.5 | 8.7 | FALSE | FALSE | FALSE | 18000 | 11400 | 2.57 | 14370 | 2.49
208447824 | 06/21/24 | Live | CARRIER | CARRIER | Singlezone Non-Ducted, Wall Placement | 208447824 |  | HRCU-A-CB-O | 38MHRCQ12AA3 | Mini-Splits | 40MHHAQ12XA3 | 10.8 | 20.5 | 10.7 | 10.8 | 21.4 | 9.2 | FALSE | FALSE | FALSE | 12000 | 7000 | 2.5 | 9300 | 2
208447826 | 06/21/24 | Live | CARRIER | CARRIER | Singlezone Non-Ducted, Wall Placement | 208447826 |  | HRCU-A-CB-O | 38MHRCQ12AA1 | Mini-Splits | 40MHHAQ12XA1 | 10.3 | 20 | 10.8 | 10.3 | 20.8 | 8.7 | FALSE | FALSE | FALSE | 12000 | 7800 | 2.31 | 8200 | 1.35
208447845 | 06/21/24 | Live | CARRIER | CARRIER | Singlezone Non-Ducted, Wall Placement | 208447845 |  | HRCU-A-CB-O | 38MHRCQ09AA3 | Mini-Splits | 40MHHAQ09XA3 | 12.6 | 21.5 | 10 | 12.6 | 21.7 | 9.4 | TRUE | TRUE | FALSE | 9000 | 6000 | 2.51 | 8065 | 2.17
208447844 | 06/21/24 | Live | CARRIER | CARRIER | Singlezone Non-Ducted, Wall Placement | 208447844 |  | HRCU-A-CB-O | 38MHRCQ09AA1 | Mini-Splits | 40MHHAQ09XA1 | 12.5 | 21.5 | 10.3 | 12.5 | 21.5 | 9.1 | TRUE | TRUE | FALSE | 9000 | 6300 | 2.4 | 7973 | 1.88
212386859 | 06/21/24 | Live | Treasure Link Inc. | FUJIECO | Singlezone Non-Ducted, Wall Placement | 212386859 |  | HRCU-A-CB-O | FES-24H2TQ(O) | Mini-Splits | FES-24H2TQ(I) |  |  |  | 10 | 19 | 8.5 | FALSE | FALSE | FALSE | 24000 | 15800 | 2.77 | 17000 | 2.21
211528296 | 04/26/23 | Live | Lennox Industries | ARMSTRONG AIR | Singlezone Ducted, Centrally Ducted | 211528296 |  | HRCU-A-CB | 4SHP22LX136P-**A |  | BCE7S42M*4X |  |  |  | 11.7 | 19.5 | 9 | TRUE | FALSE | TRUE | 35400 | 22800 | 2.64 | 22800 | 2.64
211528295 | 04/26/23 | Live | Lennox Industries | ARMSTRONG AIR | Singlezone Ducted, Centrally Ducted | 211528295 |  | HRCU-A-CB | 4SHP22LX136P-**A |  | BCE7E42M*4X |  |  |  | 11.7 | 19 | 9 | TRUE | FALSE | TRUE | 35000 | 22200 | 2.6 | 22200 | 2.6
211528294 | 04/26/23 | Live | Lennox Industries | ARMSTRONG AIR | Singlezone Ducted, Centrally Ducted | 211528294 |  | HRCU-A-CB | 4SHP22LX136P-**A |  | BCE7E36M*4X |  |  |  | 11.7 | 20.5 | 8.8 | TRUE | FALSE | TRUE | 34600 | 23000 | 2.6 | 23000 | 2.6
211528293 | 04/26/23 | Live | Lennox Industries | ARMSTRONG AIR | Singlezone Ducted, Centrally Ducted | 211528293 |  | HRCU-A-CB | 4SHP22LX136P-**A |  | BCE5V42M*4X |  |  |  | 12 | 17.5 | 8.8 | TRUE | FALSE | TRUE | 35600 | 22200 | 2.6 | 22200 | 2.6
211528292 | 04/26/23 | Live | Lennox Industries | ARMSTRONG AIR | Singlezone Ducted, Centrally Ducted | 211528292 |  | HRCU-A-CB | 4SHP22LX136P-**A |  | BCE5V36M*4X |  |  |  | 12 | 19.5 | 9 | TRUE | FALSE | TRUE | 35400 | 22200 | 2.58 | 22200 | 2.58
211529021 | 04/26/23 | Live | Lennox Industries | AIREASE | Singlezone Ducted, Centrally Ducted | 211529021 |  | HRCU-A-CB | 4SHP22LX160P-**A |  | BCE7E60M*4X |  |  |  | 12 | 18 | 8.7 | TRUE | FALSE | TRUE | 54500 | 37000 | 2.42 | 37000 | 2.42
211528572 | 04/26/23 | Live | Lennox Industries | AIREASE | Singlezone Ducted, Centrally Ducted | 211528572 |  | HRCU-A-CB | 4SHP22LX136P-**A |  | BCE7S42M*4X |  |  |  | 11.7 | 19.5 | 9 | TRUE | FALSE | TRUE | 35400 | 22800 | 2.64 | 22800 | 2.64
211528571 | 04/26/23 | Live | Lennox Industries | AIREASE | Singlezone Ducted, Centrally Ducted | 211528571 |  | HRCU-A-CB | 4SHP22LX136P-**A |  | BCE7E42M*4X |  |  |  | 11.7 | 19 | 9 | TRUE | FALSE | TRUE | 35000 | 22200 | 2.6 | 22200 | 2.6
211528570 | 04/26/23 | Live | Lennox Industries | AIREASE | Singlezone Ducted, Centrally Ducted | 211528570 |  | HRCU-A-CB | 4SHP22LX136P-**A |  | BCE7E36M*4X |  |  |  | 11.7 | 20.5 | 8.8 | TRUE | FALSE | TRUE | 34600 | 23000 | 2.6 | 23000 | 2.6
211528569 | 04/26/23 | Live | Lennox Industries | AIREASE | Singlezone Ducted, Centrally Ducted | 211528569 |  | HRCU-A-CB | 4SHP22LX136P-**A |  | BCE5V42M*4X |  |  |  | 12 | 17.5 | 8.8 | TRUE | FALSE | TRUE | 35600 | 22200 | 2.6 | 22200 | 2.6
211528982 | 04/26/23 | Live | Lennox Industries | ARMSTRONG AIR | Singlezone Ducted, Centrally Ducted | 211528982 |  | HRCU-A-CB | 4SHP22LX160P-**A |  | BCE7E60M*4X |  |  |  | 12 | 18 | 8.7 | TRUE | FALSE | TRUE | 54500 | 37000 | 2.42 | 37000 | 2.42
211528568 | 04/26/23 | Live | Lennox Industries | AIREASE | Singlezone Ducted, Centrally Ducted | 211528568 |  | HRCU-A-CB | 4SHP22LX136P-**A |  | BCE5V36M*4X |  |  |  | 12 | 19.5 | 9 | TRUE | FALSE | TRUE | 35400 | 22200 | 2.58 | 22200 | 2.58
211528878 | 04/26/23 | Live | Lennox Industries | AIREASE | Singlezone Ducted, Centrally Ducted | 211528878 |  | HRCU-A-CB | 4SHP22LX148P-**A |  | BCE7S48M*4X |  |  |  | 12 | 19.5 | 8.1 | TRUE | FALSE | TRUE | 46000 | 28400 | 2.12 | 28400 | 2.12
211528877 | 04/26/23 | Live | Lennox Industries | AIREASE | Singlezone Ducted, Centrally Ducted | 211528877 |  | HRCU-A-CB | 4SHP22LX148P-**A |  | BCE7E60M*4X |  |  |  | 12 | 17.5 | 8.2 | TRUE | FALSE | TRUE | 46000 | 27000 | 2.34 | 27000 | 2.34
211528876 | 04/26/23 | Live | Lennox Industries | AIREASE | Singlezone Ducted, Centrally Ducted | 211528876 |  | HRCU-A-CB | 4SHP22LX148P-**A |  | BCE7E48M*4X |  |  |  | 12 | 19 | 8 | TRUE | FALSE | FALSE | 46000 | 27800 | 2.1 | 27800 | 2.1
211694776 | 04/19/23 | Live | Lennox Industries | LENNOX | Singlezone Ducted, Centrally Ducted | 211694776 |  | HRCU-A-CB | EL22XPV-024-230A** | Ducted Indoor Units | CBA38MV-018/024-230*+TDR |  |  |  | 13 | 20.5 | 8.8 | TRUE | FALSE | TRUE | 23800 | 14400 | 2.56 | 14400 | 2.56
211694775 | 04/19/23 | Live | Lennox Industries | LENNOX | Singlezone Ducted, Centrally Ducted | 211694775 |  | HRCU-A-CB | EL22XPV-024-230A** | Ducted Indoor Units | CBA27UHE-030-230*+TDR |  |  |  | 14 | 22 | 9 | TRUE | FALSE | TRUE | 24000 | 14300 | 2.85 | 14300 | 2.85
211694774 | 04/19/23 | Live | Lennox Industries | LENNOX | Singlezone Ducted, Centrally Ducted | 211694774 |  | HRCU-A-CB | EL22XPV-024-230A** | Ducted Indoor Units | CBA27UHE-024-230*+TDR |  |  |  | 13 | 21 | 8.8 | TRUE | FALSE | TRUE | 24000 | 14500 | 2.56 | 14500 | 2.56
211694773 | 04/19/23 | Live | Lennox Industries | LENNOX | Singlezone Ducted, Centrally Ducted | 211694773 |  | HRCU-A-CB | EL22XPV-024-230A** | Ducted Indoor Units | CBA27UHE-018-230*+TDR |  |  |  | 13 | 21 | 8.7 | TRUE | FALSE | TRUE | 23800 | 14100 | 2.54 | 14100 | 2.54
211694772 | 04/19/23 | Live | Lennox Industries | LENNOX | Singlezone Ducted, Centrally Ducted | 211694772 |  | HRCU-A-CB | EL22XPV-024-230A** | Ducted Indoor Units | CBA25UHV-030-230-** |  |  |  | 13.5 | 20.5 | 8.8 | TRUE | FALSE | TRUE | 23800 | 14500 | 2.67 | 14500 | 2.67
211694771 | 04/19/23 | Live | Lennox Industries | LENNOX | Singlezone Ducted, Centrally Ducted | 211694771 |  | HRCU-A-CB | EL22XPV-024-230A** | Ducted Indoor Units | CBA25UHV-024-230-** |  |  |  | 13 | 20.5 | 8.8 | TRUE | FALSE | TRUE | 23800 | 14900 | 2.68 | 14900 | 2.68
211694770 | 04/19/23 | Live | Lennox Industries | LENNOX | Singlezone Ducted, Centrally Ducted | 211694770 |  | HRCU-A-CB | EL22XPV-024-230A** | Ducted Indoor Units | CBA25UH-030-230-** |  |  |  | 12.5 | 16 | 8.5 | TRUE | FALSE | TRUE | 24000 | 14900 | 2.6 | 14900 | 2.6
211694769 | 04/19/23 | Live | Lennox Industries | LENNOX | Singlezone Ducted, Centrally Ducted | 211694769 |  | HRCU-A-CB | EL22XPV-024-230A** | Ducted Indoor Units | CBA25UH-024-230-** |  |  |  | 13 | 18.5 | 8.5 | TRUE | FALSE | TRUE | 23600 | 14700 | 2.5 | 14700 | 2.5
211528788 | 04/26/23 | Live | Lennox Industries | ARMSTRONG AIR | Singlezone Ducted, Centrally Ducted | 211528788 |  | HRCU-A-CB | 4SHP22LX148P-**A |  | BCE7S48M*4X |  |  |  | 12 | 19.5 | 8.1 | TRUE | FALSE | TRUE | 46000 | 28400 | 2.12 | 28400 | 2.12
211528787 | 04/26/23 | Live | Lennox Industries | ARMSTRONG AIR | Singlezone Ducted, Centrally Ducted | 211528787 |  | HRCU-A-CB | 4SHP22LX148P-**A |  | BCE7E60M*4X |  |  |  | 12 | 17.5 | 8.2 | TRUE | FALSE | TRUE | 46000 | 27000 | 2.34 | 27000 | 2.34
211528786 | 04/26/23 | Live | Lennox Industries | ARMSTRONG AIR | Singlezone Ducted, Centrally Ducted | 211528786 |  | HRCU-A-CB | 4SHP22LX148P-**A |  | BCE7E48M*4X |  |  |  | 12 | 19 | 8 | TRUE | FALSE | FALSE | 46000 | 27800 | 2.1 | 27800 | 2.1
211709072 | 04/26/23 | Live | Lennox Industries | GE | Singlezone Ducted, Centrally Ducted | 211709072 |  | HRCU-A-CB | NS22H60MA4-**A |  | NAM60V1TA4 |  |  |  | 11 | 16.9 | 8.5 | FALSE | FALSE | TRUE | 53500 | 37200 | 2.28 | 37200 | 2.28
211709071 | 04/26/23 | Live | Lennox Industries | GE | Singlezone Ducted, Centrally Ducted | 211709071 |  | HRCU-A-CB | NS22H60MA4-**A |  | NAM60P1TA4 |  |  |  | 11 | 16.9 | 8.1 | FALSE | FALSE | TRUE | 53500 | 36800 | 2.3 | 36800 | 2.3
211694663 | 04/19/23 | Live | Lennox Industries | LENNOX | Singlezone Ducted, Centrally Ducted | 211694663 |  | HRCU-A-CB | EL22XPV-024-230A** | Ducted Indoor Units | CBA38MV-030-230*+TDR |  |  |  | 13.5 | 21 | 9 | TRUE | FALSE | TRUE | 24000 | 14300 | 2.83 | 14300 | 2.83
211709062 | 04/26/23 | Live | Lennox Industries | GE | Singlezone Ducted, Centrally Ducted | 211709062 |  | HRCU-A-CB | NS22H48MA4-**A |  | NAM60P1TA4 |  |  |  | 11 | 17 | 7.8 | FALSE | FALSE | FALSE | 43000 | 28200 | 2.1 | 28200 | 2.1
211530246 | 04/26/23 | Live | Lennox Industries | AIREASE | Singlezone Ducted, Centrally Ducted | 211530246 |  | HRCU-A-CB | 4SHP22LX160P-**A |  | BCE5V60M*4X |  |  |  | 11 | 16.9 | 8.5 | FALSE | FALSE | TRUE | 53500 | 37200 | 2.28 | 37200 | 2.28
211530245 | 04/26/23 | Live | Lennox Industries | AIREASE | Singlezone Ducted, Centrally Ducted | 211530245 |  | HRCU-A-CB | 4SHP22LX160P-**A |  | BCE5C60M*4X |  |  |  | 11 | 16.9 | 8.1 | FALSE | FALSE | TRUE | 53500 | 36800 | 2.3 | 36800 | 2.3
211530216 | 04/26/23 | Live | Lennox Industries | ARMSTRONG AIR | Singlezone Ducted, Centrally Ducted | 211530216 |  | HRCU-A-CB | 4SHP22LX160P-**A |  | BCE5V60M*4X |  |  |  | 11 | 16.9 | 8.5 | FALSE | FALSE | TRUE | 53500 | 37200 | 2.28 | 37200 | 2.28
211530215 | 04/26/23 | Live | Lennox Industries | ARMSTRONG AIR | Singlezone Ducted, Centrally Ducted | 211530215 |  | HRCU-A-CB | 4SHP22LX160P-**A |  | BCE5C60M*4X |  |  |  | 11 | 16.9 | 8.1 | FALSE | FALSE | TRUE | 53500 | 36800 | 2.3 | 36800 | 2.3
211530188 | 04/26/23 | Live | Lennox Industries | AIREASE | Singlezone Ducted, Centrally Ducted | 211530188 |  | HRCU-A-CB | 4SHP22LX148P-**A |  | BCE5V60M*4X |  |  |  | 11 | 17.5 | 7.8 | FALSE | FALSE | FALSE | 43500 | 28000 | 2.12 | 28000 | 2.12
211530187 | 04/26/23 | Live | Lennox Industries | AIREASE | Singlezone Ducted, Centrally Ducted | 211530187 |  | HRCU-A-CB | 4SHP22LX148P-**A |  | BCE5V48M*4X |  |  |  | 11 | 17.5 | 7.8 | FALSE | FALSE | FALSE | 44000 | 28600 | 2.04 | 28600 | 2.04
211530186 | 04/26/23 | Live | Lennox Industries | AIREASE | Singlezone Ducted, Centrally Ducted | 211530186 |  | HRCU-A-CB | 4SHP22LX148P-**A |  | BCE5C60M*4X |  |  |  | 11 | 17 | 7.8 | FALSE | FALSE | FALSE | 43000 | 28200 | 2.1 | 28200 | 2.1
211530169 | 04/26/23 | Live | Lennox Industries | ARMSTRONG AIR | Singlezone Ducted, Centrally Ducted | 211530169 |  | HRCU-A-CB | 4SHP22LX148P-**A |  | BCE5V60M*4X |  |  |  | 11 | 17.5 | 7.8 | FALSE | FALSE | FALSE | 43500 | 28000 | 2.12 | 28000 | 2.12
211530168 | 04/26/23 | Live | Lennox Industries | ARMSTRONG AIR | Singlezone Ducted, Centrally Ducted | 211530168 |  | HRCU-A-CB | 4SHP22LX148P-**A |  | BCE5V48M*4X |  |  |  | 11 | 17.5 | 7.8 | FALSE | FALSE | FALSE | 44000 | 28600 | 2.04 | 28600 | 2.04
211530167 | 04/26/23 | Live | Lennox Industries | ARMSTRONG AIR | Singlezone Ducted, Centrally Ducted | 211530167 |  | HRCU-A-CB | 4SHP22LX148P-**A |  | BCE5C60M*4X |  |  |  | 11 | 17 | 7.8 | FALSE | FALSE | FALSE | 43000 | 28200 | 2.1 | 28200 | 2.1
211708859 | 04/26/23 | Live | Lennox Industries | GE | Singlezone Ducted, Centrally Ducted | 211708859 |  | HRCU-A-CB | NS22H36MA4-**A |  | NAM42V1TA4 |  |  |  | 12 | 17.5 | 8.8 | TRUE | FALSE | TRUE | 35600 | 22200 | 2.6 | 22200 | 2.6
211708858 | 04/26/23 | Live | Lennox Industries | GE | Singlezone Ducted, Centrally Ducted | 211708858 |  | HRCU-A-CB | NS22H36MA4-**A |  | NAM36V1TA4 |  |  |  | 12 | 19.5 | 9 | TRUE | FALSE | TRUE | 35400 | 22200 | 2.58 | 22200 | 2.58
211708571 | 04/26/23 | Live | Lennox Industries | ARMSTRONG AIR | Singlezone Ducted, Centrally Ducted | 211708571 |  | HRCU-A-CB | 4SHP22LX136P-**A | Ducted Indoor Units | BCE5E42M |  |  |  | 12 | 18 | 8.8 | TRUE | FALSE | TRUE | 34600 | 22000 | 2.56 | 22000 | 2.56
211708570 | 04/26/23 | Live | Lennox Industries | ARMSTRONG AIR | Singlezone Ducted, Centrally Ducted | 211708570 |  | HRCU-A-CB | 4SHP22LX136P-**A | Ducted Indoor Units | BCE5E36M |  |  |  | 11.7 | 17.5 | 8.8 | TRUE | FALSE | TRUE | 34000 | 21800 | 2.5 | 21800 | 2.5
211708569 | 04/26/23 | Live | Lennox Industries | AIREASE | Singlezone Ducted, Centrally Ducted | 211708569 |  | HRCU-A-CB | 4SHP22LX136P-**A | Ducted Indoor Units | BCE5E42M |  |  |  | 12 | 18 | 8.8 | TRUE | FALSE | TRUE | 34600 | 22000 | 2.56 | 22000 | 2.56
211708568 | 04/26/23 | Live | Lennox Industries | AIREASE | Singlezone Ducted, Centrally Ducted | 211708568 |  | HRCU-A-CB | 4SHP22LX136P-**A | Ducted Indoor Units | BCE5E36M |  |  |  | 11.7 | 17.5 | 8.8 | TRUE | FALSE | TRUE | 34000 | 21800 | 2.5 | 21800 | 2.5
211708567 | 04/26/23 | Live | Lennox Industries | ARMSTRONG AIR | Singlezone Ducted, Centrally Ducted | 211708567 |  | HRCU-A-CB | 4SHP22LX136P-**A | Ducted Indoor Units | BCE7S36M*4X |  |  |  | 12 | 20 | 9 | TRUE | FALSE | TRUE | 34200 | 22800 | 2.6 | 22800 | 2.6
211708566 | 04/26/23 | Live | Lennox Industries | AIREASE | Singlezone Ducted, Centrally Ducted | 211708566 |  | HRCU-A-CB | 4SHP22LX136P-**A | Ducted Indoor Units | BCE7S36M*4X |  |  |  | 12 | 20 | 9 | TRUE | FALSE | TRUE | 34200 | 22800 | 2.6 | 22800 | 2.6
211699899 | 04/26/23 | Live | Lennox Industries | ARMSTRONG AIR | Singlezone Ducted, Centrally Ducted | 211699899 |  | HRCU-A-CB | 4SHP22LX148P-**A | Ducted Indoor Units | BCE7S60M*4X |  |  |  | 12 | 19.5 | 8.5 | TRUE | FALSE | TRUE | 47000 | 27200 | 2.34 | 27200 | 2.34
211699898 | 04/26/23 | Live | Lennox Industries | AIREASE | Singlezone Ducted, Centrally Ducted | 211699898 |  | HRCU-A-CB | 4SHP22LX148P-**A | Ducted Indoor Units | BCE7S60M*4X |  |  |  | 12 | 19.5 | 8.5 | TRUE | FALSE | TRUE | 47000 | 27200 | 2.34 | 27200 | 2.34
211709580 | 04/26/23 | Live | Lennox Industries | AIREASE | Singlezone Ducted, Centrally Ducted | 211709580 |  | HRCU-A-CB | 4SHP22LX124P-**A |  | BCE7S24M*4X |  |  |  | 13 | 20.5 | 8.8 | TRUE | FALSE | TRUE | 23800 | 14400 | 2.56 | 14400 | 2.56
211709579 | 04/26/23 | Live | Lennox Industries | AIREASE | Singlezone Ducted, Centrally Ducted | 211709579 |  | HRCU-A-CB | 4SHP22LX124P-**A |  | BCE7E30M*4X |  |  |  | 14 | 22 | 9 | TRUE | FALSE | TRUE | 24000 | 14300 | 2.85 | 14300 | 2.85
211709578 | 04/26/23 | Live | Lennox Industries | AIREASE | Singlezone Ducted, Centrally Ducted | 211709578 |  | HRCU-A-CB | 4SHP22LX124P-**A |  | BCE7E24M*4X |  |  |  | 13 | 21 | 8.8 | TRUE | FALSE | TRUE | 24000 | 14500 | 2.56 | 14500 | 2.56
211709577 | 04/26/23 | Live | Lennox Industries | AIREASE | Singlezone Ducted, Centrally Ducted | 211709577 |  | HRCU-A-CB | 4SHP22LX124P-**A |  | BCE7E18M*4X |  |  |  | 13 | 21 | 8.7 | TRUE | FALSE | TRUE | 23800 | 14100 | 2.54 | 14100 | 2.54
211709576 | 04/26/23 | Live | Lennox Industries | AIREASE | Singlezone Ducted, Centrally Ducted | 211709576 |  | HRCU-A-CB | 4SHP22LX124P-**A |  | BCE5V30M*4X |  |  |  | 13.5 | 20.5 | 8.8 | TRUE | FALSE | TRUE | 23800 | 14500 | 2.67 | 14500 | 2.67
211709575 | 04/26/23 | Live | Lennox Industries | AIREASE | Singlezone Ducted, Centrally Ducted | 211709575 |  | HRCU-A-CB | 4SHP22LX124P-**A |  | BCE5V24M*4X |  |  |  | 13 | 20.5 | 8.8 | TRUE | FALSE | TRUE | 23800 | 14900 | 2.68 | 14900 | 2.68
211709574 | 04/26/23 | Live | Lennox Industries | AIREASE | Singlezone Ducted, Centrally Ducted | 211709574 |  | HRCU-A-CB | 4SHP22LX124P-**A |  | BCE5C30M*4X |  |  |  | 12.5 | 16 | 8.5 | TRUE | FALSE | TRUE | 24000 | 14900 | 2.6 | 14900 | 2.6
211709573 | 04/26/23 | Live | Lennox Industries | AIREASE | Singlezone Ducted, Centrally Ducted | 211709573 |  | HRCU-A-CB | 4SHP22LX124P-**A |  | BCE5C24M*4X |  |  |  | 13 | 18.5 | 8.5 | TRUE | FALSE | TRUE | 23600 | 14700 | 2.5 | 14700 | 2.5
211709430 | 04/26/23 | Live | Lennox Industries | ARMSTRONG AIR | Singlezone Ducted, Centrally Ducted | 211709430 |  | HRCU-A-CB | 4SHP22LX124P-**A |  | BCE7S24M*4X |  |  |  | 13 | 20.5 | 8.8 | TRUE | FALSE | TRUE | 23800 | 14400 | 2.56 | 14400 | 2.56
211709429 | 04/26/23 | Live | Lennox Industries | ARMSTRONG AIR | Singlezone Ducted, Centrally Ducted | 211709429 |  | HRCU-A-CB | 4SHP22LX124P-**A |  | BCE7E30M*4X |  |  |  | 14 | 22 | 9 | TRUE | FALSE | TRUE | 24000 | 14300 | 2.85 | 14300 | 2.85
211709428 | 04/26/23 | Live | Lennox Industries | ARMSTRONG AIR | Singlezone Ducted, Centrally Ducted | 211709428 |  | HRCU-A-CB | 4SHP22LX124P-**A |  | BCE7E24M*4X |  |  |  | 13 | 21 | 8.8 | TRUE | FALSE | TRUE | 24000 | 14500 | 2.56 | 14500 | 2.56
211709427 | 04/26/23 | Live | Lennox Industries | ARMSTRONG AIR | Singlezone Ducted, Centrally Ducted | 211709427 |  | HRCU-A-CB | 4SHP22LX124P-**A |  | BCE7E18M*4X |  |  |  | 13 | 21 | 8.7 | TRUE | FALSE | TRUE | 23800 | 14100 | 2.54 | 14100 | 2.54
211709426 | 04/26/23 | Live | Lennox Industries | ARMSTRONG AIR | Singlezone Ducted, Centrally Ducted | 211709426 |  | HRCU-A-CB | 4SHP22LX124P-**A |  | BCE5V30M*4X |  |  |  | 13.5 | 20.5 | 8.8 | TRUE | FALSE | TRUE | 23800 | 14500 | 2.67 | 14500 | 2.67
211709425 | 04/26/23 | Live | Lennox Industries | ARMSTRONG AIR | Singlezone Ducted, Centrally Ducted | 211709425 |  | HRCU-A-CB | 4SHP22LX124P-**A |  | BCE5V24M*4X |  |  |  | 13 | 20.5 | 8.8 | TRUE | FALSE | TRUE | 23800 | 14900 | 2.68 | 14900 | 2.68
211709424 | 04/26/23 | Live | Lennox Industries | ARMSTRONG AIR | Singlezone Ducted, Centrally Ducted | 211709424 |  | HRCU-A-CB | 4SHP22LX124P-**A |  | BCE5C30M*4X |  |  |  | 12.5 | 16 | 8.5 | TRUE | FALSE | TRUE | 24000 | 14900 | 2.6 | 14900 | 2.6
211709423 | 04/26/23 | Live | Lennox Industries | ARMSTRONG AIR | Singlezone Ducted, Centrally Ducted | 211709423 |  | HRCU-A-CB | 4SHP22LX124P-**A |  | BCE5C24M*4X |  |  |  | 13 | 18.5 | 8.5 | TRUE | FALSE | TRUE | 23600 | 14700 | 2.5 | 14700 | 2.5
212403840 | 09/06/23 | Live | Lennox Industries | GE | Singlezone Ducted, Centrally Ducted | 212403840 |  | HRCU-A-CB | NS22H36MA4-**A | Ducted Indoor Units | NAM42E1AT |  |  |  | 12 | 18.5 | 8.8 | TRUE | FALSE | TRUE | 35000 | 22200 | 2.56 | 22200 | 2.56
212403838 | 09/06/23 | Live | Lennox Industries | GE | Singlezone Ducted, Centrally Ducted | 212403838 |  | HRCU-A-CB | NS22H36MA4-**A | Ducted Indoor Units | NAM36V2TA4 |  |  |  | 12 | 20 | 9 | TRUE | FALSE | TRUE | 34200 | 22800 | 2.6 | 22800 | 2.6
211727079 | 04/26/23 | Live | Lennox Industries | ARMSTRONG AIR | Singlezone Ducted, Centrally Ducted | 211727079 |  | HRCU-A-CB | 4SHP22LX160P-**A | Ducted Indoor Units | BCE5E60M |  |  |  | 11 | 17 | 8.1 | FALSE | FALSE | TRUE | 53500 | 36800 | 2.3 | 36800 | 2.3
211727078 | 04/26/23 | Live | Lennox Industries | AIREASE | Singlezone Ducted, Centrally Ducted | 211727078 |  | HRCU-A-CB | 4SHP22LX160P-**A | Ducted Indoor Units | BCE5E60M |  |  |  | 11 | 17 | 8.1 | FALSE | FALSE | TRUE | 53500 | 36800 | 2.3 | 36800 | 2.3
211727077 | 04/26/23 | Live | Lennox Industries | ARMSTRONG AIR | Singlezone Ducted, Centrally Ducted | 211727077 |  | HRCU-A-CB | 4SHP22LX160P-**A | Ducted Indoor Units | BCE7S60M*4X |  |  |  | 12 | 19 | 8.7 | TRUE | FALSE | TRUE | 55000 | 37000 | 2.42 | 37000 | 2.42
211727076 | 04/26/23 | Live | Lennox Industries | AIREASE | Singlezone Ducted, Centrally Ducted | 211727076 |  | HRCU-A-CB | 4SHP22LX160P-**A | Ducted Indoor Units | BCE7S60M*4X |  |  |  | 12 | 19 | 8.7 | TRUE | FALSE | TRUE | 55000 | 37000 | 2.42 | 37000 | 2.42
212403800 | 09/06/23 | Live | Lennox Industries | GE | Singlezone Ducted, Centrally Ducted | 212403800 |  | HRCU-A-CB | NS22H48MA4-**A | Ducted Indoor Units | NAM60E1AT |  |  |  | 11 | 17 | 7.8 | FALSE | FALSE | FALSE | 43000 | 28200 | 2.1 | 28200 | 2.1
212403797 | 09/06/23 | Live | Lennox Industries | GE | Singlezone Ducted, Centrally Ducted | 212403797 |  | HRCU-A-CB | NS22H48MA4-**A | Ducted Indoor Units | NAM60V2TA4 |  |  |  | 12 | 19.5 | 8.5 | TRUE | FALSE | TRUE | 47000 | 27200 | 2.34 | 27200 | 2.34
212396451 | 09/06/23 | Live | Lennox Industries | GE | Singlezone Ducted, Centrally Ducted | 212396451 |  | HRCU-A-CB | NS22H24MA4-**A | Ducted Indoor Units | NAM30E1AT |  |  |  | 13.5 | 20 | 8.8 | TRUE | FALSE | TRUE | 24000 | 14500 | 2.71 | 14500 | 2.71
212396450 | 09/06/23 | Live | Lennox Industries | GE | Singlezone Ducted, Centrally Ducted | 212396450 |  | HRCU-A-CB | NS22H24MA4-**A | Ducted Indoor Units | NAM24E1AT |  |  |  | 13.5 | 21 | 8.8 | TRUE | FALSE | TRUE | 24000 | 15000 | 2.75 | 15000 | 2.75
212396449 | 09/06/23 | Live | Lennox Industries | GE | Singlezone Ducted, Centrally Ducted | 212396449 |  | HRCU-A-CB | NS22H24MA4-**A | Ducted Indoor Units | NAM24V2AT |  |  |  | 13 | 20.5 | 8.8 | TRUE | FALSE | TRUE | 24000 | 14300 | 2.56 | 14300 | 2.56
212396412 | 09/06/23 | Live | Lennox Industries | GE | Singlezone Ducted, Centrally Ducted | 212396412 |  | HRCU-A-CB | NS22H24MA4-**A | Ducted Indoor Units | NAM30V2TA4 |  |  |  | 13.5 | 21 | 9.5 | TRUE | FALSE | TRUE | 24000 | 14900 | 2.84 | 14900 | 2.84
212349557 | 04/26/23 | Live | Lennox Industries | GE | Singlezone Ducted, Centrally Ducted | 212349557 |  | HRCU-A-CB | NS22H24MA4-**A |  | NAM30V1TA4 |  |  |  | 13.5 | 20.5 | 8.8 | TRUE | FALSE | TRUE | 23800 | 14500 | 2.67 | 14500 | 2.67
212349556 | 04/26/23 | Live | Lennox Industries | GE | Singlezone Ducted, Centrally Ducted | 212349556 |  | HRCU-A-CB | NS22H24MA4-**A |  | NAM24V1TA4 |  |  |  | 13 | 20.5 | 8.8 | TRUE | FALSE | TRUE | 23800 | 14900 | 2.68 | 14900 | 2.68
212349555 | 04/26/23 | Live | Lennox Industries | GE | Singlezone Ducted, Centrally Ducted | 212349555 |  | HRCU-A-CB | NS22H24MA4-**A |  | NAM30P1TA4 |  |  |  | 12.5 | 16 | 8.5 | TRUE | FALSE | TRUE | 24000 | 14900 | 2.6 | 14900 | 2.6
212349554 | 04/26/23 | Live | Lennox Industries | GE | Singlezone Ducted, Centrally Ducted | 212349554 |  | HRCU-A-CB | NS22H24MA4-**A |  | NAM24P1TA4 |  |  |  | 13 | 18.5 | 8.5 | TRUE | FALSE | TRUE | 23600 | 14700 | 2.5 | 14700 | 2.5
211467722 | 04/19/23 | Live | Lennox Industries | LENNOX | Singlezone Ducted, Centrally Ducted | 211467722 |  | HRCU-A-CB | EL22XPV-036-230A** | Ducted Indoor Units | CBA38MV-042-230*+TDR |  |  |  | 11.7 | 19.5 | 9 | TRUE | FALSE | TRUE | 35400 | 22800 | 2.64 | 22800 | 2.64
211467721 | 04/19/23 | Live | Lennox Industries | LENNOX | Singlezone Ducted, Centrally Ducted | 211467721 |  | HRCU-A-CB | EL22XPV-036-230A** | Ducted Indoor Units | CBA27UHE-042-230*+TDR |  |  |  | 11.7 | 19 | 9 | TRUE | FALSE | TRUE | 35000 | 22200 | 2.6 | 22200 | 2.6
211467720 | 04/19/23 | Live | Lennox Industries | LENNOX | Singlezone Ducted, Centrally Ducted | 211467720 |  | HRCU-A-CB | EL22XPV-036-230A** | Ducted Indoor Units | CBA27UHE-036-230*+TDR |  |  |  | 11.7 | 20.5 | 8.8 | TRUE | FALSE | TRUE | 34600 | 23000 | 2.6 | 23000 | 2.6
211467719 | 04/19/23 | Live | Lennox Industries | LENNOX | Singlezone Ducted, Centrally Ducted | 211467719 |  | HRCU-A-CB | EL22XPV-036-230A** | Ducted Indoor Units | CBA25UHV-042-230-** |  |  |  | 12 | 17.5 | 8.8 | TRUE | FALSE | TRUE | 35600 | 22200 | 2.6 | 22200 | 2.6
211467718 | 04/19/23 | Live | Lennox Industries | LENNOX | Singlezone Ducted, Centrally Ducted | 211467718 |  | HRCU-A-CB | EL22XPV-036-230A** | Ducted Indoor Units | CBA25UHV-036-230-** |  |  |  | 12 | 19.5 | 9 | TRUE | FALSE | TRUE | 35400 | 22200 | 2.58 | 22200 | 2.58
211467586 | 04/19/23 | Live | Lennox Industries | LENNOX | Singlezone Ducted, Centrally Ducted | 211467586 |  | HRCU-A-CB | EL22XPV-036-230A** | Ducted Indoor Units | CBA38MV-036-230*+TDR |  |  |  | 12 | 20 | 9 | TRUE | FALSE | TRUE | 34200 | 22800 | 2.6 | 22800 | 2.6
211465323 | 04/19/23 | Live | Lennox Industries | LENNOX | Singlezone Ducted, Centrally Ducted | 211465323 |  | HRCU-A-CB | EL22XPV-060-230A** | Ducted Indoor Units | CBA27UHE-060-230-** |  |  |  | 12 | 18 | 8.7 | TRUE | FALSE | TRUE | 54500 | 37000 | 2.42 | 37000 | 2.42
211465259 | 04/19/23 | Live | Lennox Industries | LENNOX | Singlezone Ducted, Centrally Ducted | 211465259 |  | HRCU-A-CB | EL22XPV-060-230A** | Ducted Indoor Units | CBA25UHV-060-230-** |  |  |  | 11 | 16.9 | 8.5 | FALSE | FALSE | TRUE | 53500 | 37200 | 2.28 | 37200 | 2.28
211465258 | 04/19/23 | Live | Lennox Industries | LENNOX | Singlezone Ducted, Centrally Ducted | 211465258 |  | HRCU-A-CB | EL22XPV-060-230A** | Ducted Indoor Units | CBA25UH-060-230-** |  |  |  | 11 | 16.9 | 8.1 | FALSE | FALSE | TRUE | 53500 | 36800 | 2.3 | 36800 | 2.3
211465229 | 04/19/23 | Live | Lennox Industries | LENNOX | Singlezone Ducted, Centrally Ducted | 211465229 |  | HRCU-A-CB | EL22XPV-060-230A** | Ducted Indoor Units | CBA38MV-060-230*+TDR |  |  |  | 12 | 19 | 8.7 | TRUE | FALSE | TRUE | 55000 | 37000 | 2.42 | 37000 | 2.42
211455263 | 04/19/23 | Live | Lennox Industries | LENNOX | Singlezone Ducted, Centrally Ducted | 211455263 |  | HRCU-A-CB | EL22XPV-048-230A** | Ducted Indoor Units | CBA25UHV-060-230-** |  |  |  | 11 | 17.5 | 7.8 | FALSE | FALSE | FALSE | 43500 | 28000 | 2.12 | 28000 | 2.12
211455262 | 04/19/23 | Live | Lennox Industries | LENNOX | Singlezone Ducted, Centrally Ducted | 211455262 |  | HRCU-A-CB | EL22XPV-048-230A** | Ducted Indoor Units | CBA25UHV-048-230-** |  |  |  | 11 | 17.5 | 7.8 | FALSE | FALSE | FALSE | 44000 | 28600 | 2.04 | 28600 | 2.04
211455261 | 04/19/23 | Live | Lennox Industries | LENNOX | Singlezone Ducted, Centrally Ducted | 211455261 |  | HRCU-A-CB | EL22XPV-048-230A** | Ducted Indoor Units | CBA25UH-060-230-** |  |  |  | 11 | 17 | 7.8 | FALSE | FALSE | FALSE | 43000 | 28200 | 2.1 | 28200 | 2.1
211455168 | 04/19/23 | Live | Lennox Industries | LENNOX | Singlezone Ducted, Centrally Ducted | 211455168 |  | HRCU-A-CB | EL22XPV-048-230A** | Ducted Indoor Units | CBA38MV-048-230*+TDR |  |  |  | 12 | 19.5 | 8.1 | TRUE | FALSE | TRUE | 46000 | 28400 | 2.12 | 28400 | 2.12
211455167 | 04/19/23 | Live | Lennox Industries | LENNOX | Singlezone Ducted, Centrally Ducted | 211455167 |  | HRCU-A-CB | EL22XPV-048-230A** | Ducted Indoor Units | CBA27UHE-060-230*+TDR |  |  |  | 12 | 17.5 | 8.2 | TRUE | FALSE | TRUE | 46000 | 27000 | 2.34 | 27000 | 2.34
211455166 | 04/19/23 | Live | Lennox Industries | LENNOX | Singlezone Ducted, Centrally Ducted | 211455166 |  | HRCU-A-CB | EL22XPV-048-230A** | Ducted Indoor Units | CBA27UHE-048-230*+TDR |  |  |  | 12 | 19 | 8 | TRUE | FALSE | FALSE | 46000 | 27800 | 2.1 | 27800 | 2.1
211455134 | 04/19/23 | Live | Lennox Industries | LENNOX | Singlezone Ducted, Centrally Ducted | 211455134 |  | HRCU-A-CB | EL22XPV-048-230A** | Ducted Indoor Units | CBA38MV-060-230*+TDR |  |  |  | 12 | 19.5 | 8.5 | TRUE | FALSE | TRUE | 47000 | 27200 | 2.34 | 27200 | 2.34
206841288 | 10/28/22 | Live | Lennox Industries | LENNOX | Singlezone Ducted, Centrally Ducted | 206841288 |  | HRCU-A-CB | EL18XPV-060-230A** | Ducted Indoor Units | CBA38MV-060-230*+TDR | 10 | 17.5 | 9.6 | 10.5 | 16.8 | 8 | FALSE | FALSE | FALSE | 56000 | 35800 | 2.32 | 35800 | 2.32
206841140 | 06/23/23 | Live | Lennox Industries | LENNOX | Singlezone Ducted, Centrally Ducted | 206841140 |  | HRCU-A-CB | EL18XPV-048-230A** | Ducted Indoor Units | CBA27UHE-048-230*+TDR | 10 | 17 | 9.6 | 11 | 17.8 | 8.3 | FALSE | FALSE | TRUE | 46000 | 31000 | 2.36 | 31000 | 2.36
206841139 | 06/23/23 | Live | Lennox Industries | LENNOX | Singlezone Ducted, Centrally Ducted | 206841139 |  | HRCU-A-CB | EL18XPV-048-230A** | Ducted Indoor Units | CBA25UHV-060-230-** | 10 | 17 | 9.6 | 10.7 | 17.4 | 8.1 | FALSE | FALSE | TRUE | 46000 | 28800 | 2.34 | 28800 | 2.34
206841138 | 06/23/23 | Live | Lennox Industries | LENNOX | Singlezone Ducted, Centrally Ducted | 206841138 |  | HRCU-A-CB | EL18XPV-048-230A** | Ducted Indoor Units | CBA25UHV-048-230-** | 10 | 16 | 9 | 10.2 | 16.6 | 8 | FALSE | FALSE | FALSE | 43500 | 30800 | 2.16 | 30800 | 2.16
206841082 | 10/28/22 | Live | Lennox Industries | LENNOX | Singlezone Ducted, Centrally Ducted | 206841082 |  | HRCU-A-CB | EL18XPV-048-230A** | Ducted Indoor Units | CBA38MV-048-230*+TDR | 10 | 18 | 9.6 | 11 | 18.2 | 8.3 | FALSE | FALSE | TRUE | 46000 | 31000 | 2.34 | 31000 | 2.34
206840865 | 07/10/23 | Live | Lennox Industries | LENNOX | Singlezone Ducted, Centrally Ducted | 206840865 |  | HRCU-A-CB | EL18XPV-036-230A** | Ducted Indoor Units | CBA27UHE-036-230*+TDR | 10 | 18 | 9.6 | 10.7 | 19 | 8.4 | FALSE | FALSE | TRUE | 33400 | 21000 | 2.52 | 21000 | 2.52
206840864 | 07/10/23 | Live | Lennox Industries | LENNOX | Singlezone Ducted, Centrally Ducted | 206840864 |  | HRCU-A-CB | EL18XPV-036-230A** | Ducted Indoor Units | CBA25UHV-036-230-** | 10 | 18 | 9.6 | 11.2 | 19 | 7.9 | FALSE | FALSE | FALSE | 34000 | 20000 | 2.48 | 20000 | 2.48
206840800 | 10/28/22 | Live | Lennox Industries | LENNOX | Singlezone Ducted, Centrally Ducted | 206840800 |  | HRCU-A-CB | EL18XPV-036-230A** | Ducted Indoor Units | CBA38MV-036-230*+TDR | 10 | 18 | 9.6 | 10.7 | 19.4 | 8.4 | FALSE | FALSE | TRUE | 33000 | 21200 | 2.54 | 21200 | 2.54
206840767 | 10/28/22 | Live | Lennox Industries | LENNOX | Singlezone Ducted, Centrally Ducted | 206840767 |  | HRCU-A-CB | EL18XPV-024-230A** | Ducted Indoor Units | CBA38MV-030-230*+TDR | 13 | 20 | 10 | 13.4 | 20.8 | 8.4 | TRUE | FALSE | TRUE | 23400 | 15100 | 2.67 | 15100 | 2.67
206840766 | 07/10/23 | Live | Lennox Industries | LENNOX | Singlezone Ducted, Centrally Ducted | 206840766 |  | HRCU-A-CB | EL18XPV-024-230A** | Ducted Indoor Units | CBA27UHE-024-230*+TDR | 13 | 19 | 10 | 12.5 | 20.2 | 8.3 | TRUE | FALSE | TRUE | 23800 | 14800 | 2.6 | 14800 | 2.6
206840476 | 10/28/22 | Live | Lennox Industries | LENNOX | Singlezone Ducted, Centrally Ducted | 206840476 |  | HRCU-A-CB | EL18XPV-024-230A** | Ducted Indoor Units | CBA38MV-018/024-230*+TDR | 13 | 19 | 10 | 12.5 | 19.8 | 8.2 | TRUE | FALSE | TRUE | 23400 | 14800 | 2.58 | 14800 | 2.58
201842143 | 10/28/22 | Live | Lennox Industries | LENNOX | Singlezone Ducted, Centrally Ducted | 201842143 |  | HRCU-A-CB | XP20-024-230A** |  | CBA38MV-030-230*+TDR | 14 | 19 | 10 | 13 | 18.6 | 8 | TRUE | FALSE | FALSE | 22400 | 14000 | 2.53 | 14000 | 2.53
201842142 | 10/28/22 | Live | Lennox Industries | LENNOX | Singlezone Ducted, Centrally Ducted | 201842142 |  | HRCU-A-CB | XP20-024-230A** |  | CBA38MV-018/024-230*+TDR | 14 | 20 | 10 | 13 | 18.8 | 8 | TRUE | FALSE | FALSE | 22200 | 13600 | 2.45 | 13600 | 2.45
212925417 | 07/11/23 | Live | Lennox Industries | ADP | Singlezone Ducted, Centrally Ducted | 212925417 |  | HRCU-A-C | FLEXX60HP230V1AO | Ducted Indoor Units | HG52960 |  |  |  | 9.5 | 15.2 | 8.5 | FALSE | FALSE | FALSE | 50500 | 34200 | 2.1 | 36900 | 2.08
211749867 | 11/16/23 | Live | Ouellet, Group ACD | ACD | Singlezone Non-Ducted, Wall Placement | 211749867 |  | HRCU-A-CB-O | UHD18KCH25S-O | Mini-Splits | UHD18KCH25SB-I | 13.5 | 24.5 | 12 | 13.5 | 22 | 10 | TRUE | TRUE | TRUE | 18000 | 14200 | 2.7 | 23000 | 2.11
211749866 | 11/02/23 | Live | Ouellet, Group ACD | ACD | Singlezone Non-Ducted, Wall Placement | 211749866 |  | HRCU-A-CB-O | UHD12KCH31S-O | Mini-Splits | UHD12KCH31SB-I | 15.3 | 30.5 | 14 | 14 | 24 | 8.5 | TRUE | TRUE | FALSE | 12000 | 8100 | 2.86 | 15000 | 2.38
213386540 | 10/31/23 | Live | Midea Electric Trading | CONTINENTAL | Singlezone Non-Ducted, Wall Placement | 213386540 |  | HRCU-A-CB-O | CDHAS22-18-O | Mini-Splits | CDHAS22-18-I | 13.5 | 24 | 11.6 | 13.5 | 24 | 10.5 | TRUE | TRUE | TRUE | 18000 | 14100 | 2.65 | 16238 | 2.49
213386538 | 10/31/23 | Live | Midea Electric Trading | CONTINENTAL | Singlezone Non-Ducted, Wall Placement | 213386538 |  | HRCU-A-CB-O | CDHAS22-12-O | Mini-Splits | CDHAS22-12-I | 13 | 22.2 | 11 | 13 | 23.1 | 10.8 | TRUE | TRUE | TRUE | 12000 | 10000 | 2.69 | 9843 | 2.33
212365507 | 06/06/24 | Live | Trane U.S. Inc. | AMERISTAR | Singlezone Non-Ducted, Wall Placement | 212365507 |  | HRCU-A-CB-O | M4TVS1724A11NA | Mini-Splits | M4MVW1724A1N0A |  |  |  | 10 | 17 | 8.5 | FALSE | FALSE | FALSE | 24000 | 15800 | 2.77 | 17000 | 2.21
212365506 | 06/06/24 | Live | Trane U.S. Inc. | AMERISTAR | Singlezone Non-Ducted, Wall Placement | 212365506 |  | HRCU-A-CB-O | M4TVS1718A11NA | Mini-Splits | M4MVW1718A1N0A |  |  |  | 9.4 | 17 | 8.5 | FALSE | FALSE | FALSE | 18000 | 12000 | 2.66 | 12400 | 1.91
212365505 | 06/06/24 | Live | Trane U.S. Inc. | AMERISTAR | Singlezone Non-Ducted, Wall Placement | 212365505 |  | HRCU-A-CB-O | M4TVS1712A11NA | Mini-Splits | M4MVW1712A1N0A |  |  |  | 10 | 17 | 8.5 | FALSE | FALSE | FALSE | 12000 | 6900 | 2.53 | 9700 | 2.2
212365504 | 06/06/24 | Live | Trane U.S. Inc. | AMERISTAR | Singlezone Non-Ducted, Wall Placement | 212365504 |  | HRCU-A-CB-O | M4TVS1709A11NA | Mini-Splits | M4MVW1709A1N0A |  |  |  | 10 | 17 | 8.5 | FALSE | FALSE | FALSE | 9000 | 5400 | 2.43 | 8200 | 2.05
212365503 | 06/06/24 | Live | Trane U.S. Inc. | RUNTRU | Singlezone Non-Ducted, Wall Placement | 212365503 |  | HRCU-A-CB-O | M4TVS1724A11NA | Mini-Splits | M4MVW1724A1N0A |  |  |  | 10 | 17 | 8.5 | FALSE | FALSE | FALSE | 24000 | 15800 | 2.77 | 17000 | 2.21
212365502 | 06/06/24 | Live | Trane U.S. Inc. | RUNTRU | Singlezone Non-Ducted, Wall Placement | 212365502 |  | HRCU-A-CB-O | M4TVS1718A11NA | Mini-Splits | M4MVW1718A1N0A |  |  |  | 9.4 | 17 | 8.5 | FALSE | FALSE | FALSE | 18000 | 12000 | 2.66 | 12400 | 1.91
212365501 | 06/06/24 | Live | Trane U.S. Inc. | RUNTRU | Singlezone Non-Ducted, Wall Placement | 212365501 |  | HRCU-A-CB-O | M4TVS1712A11NA | Mini-Splits | M4MVW1712A1N0A |  |  |  | 10 | 17 | 8.5 | FALSE | FALSE | FALSE | 12000 | 6900 | 2.53 | 9700 | 2.2
212365500 | 06/06/24 | Live | Trane U.S. Inc. | RUNTRU | Singlezone Non-Ducted, Wall Placement | 212365500 |  | HRCU-A-CB-O | M4TVS1709A11NA | Mini-Splits | M4MVW1709A1N0A |  |  |  | 10 | 17 | 8.5 | FALSE | FALSE | FALSE | 9000 | 5400 | 2.43 | 8200 | 2.05
207158009 | 03/14/22 | Live | Daikin North America, LLC | DAIKIN | Singlezone Non-Ducted, Wall Placement | 207158009 |  | HRCU-A-CB-O | RXM09VVJU | Mini-Splits | FTXM09VVJU | 16.3 | 27.4 | 13.8 | 16.3 | 27.4 | 11.2 | FALSE | FALSE | TRUE | 9000 | 6600 | 3.17 | 13200 | 2.33
207158011 | 03/14/22 | Live | Daikin North America, LLC | DAIKIN | Singlezone Non-Ducted, Wall Placement | 207158011 |  | HRCU-A-CB-O | RXM18VVJU | Mini-Splits | FTXM18VVJU | 12.5 | 22.7 | 12.5 | 12.5 | 22.7 | 10 | FALSE | FALSE | TRUE | 18000 | 15400 | 2.69 | 23800 | 2.02
207158012 | 03/14/22 | Live | Daikin North America, LLC | DAIKIN | Singlezone Non-Ducted, Wall Placement | 207158012 |  | HRCU-A-CB-O | RXM24VVJU | Mini-Splits | FTXM24VVJU | 12.5 | 22 | 12.5 | 12.5 | 22 | 10 | FALSE | FALSE | TRUE | 21600 | 16000 | 2.73 | 26100 | 2
207158010 | 03/14/22 | Live | Daikin North America, LLC | DAIKIN | Singlezone Non-Ducted, Wall Placement | 207158010 |  | HRCU-A-CB-O | RXM12VVJU | Mini-Splits | FTXM12VVJU | 13.2 | 25.2 | 13 | 13.2 | 25.2 | 10.7 | FALSE | FALSE | TRUE | 12000 | 8600 | 3.11 | 15900 | 2.24
207776277 | 02/25/22 | Live | Daikin North America, LLC | DAIKIN | Singlezone Non-Ducted, Wall Placement | 207776277 |  | HRCU-A-CB-O | RXL09QMVJU* | Mini-Splits | FTX09NMVJU* | 12.5 | 20 | 12.5 | 12.5 | 19.5 | 10 | FALSE | FALSE | TRUE | 9000 | 6700 | 3.02 | 12130 | 2.17
207776280 | 02/25/22 | Live | Daikin North America, LLC | DAIKIN | Singlezone Non-Ducted, Floor Placement | 207776280 |  | HRCU-A-CB-O | RXL09QMVJU* | Mini-Splits | FVXS09NVJU | 12.5 | 20 | 11.7 | 12.5 | 19.5 | 9.7 | FALSE | FALSE | TRUE | 9000 | 6200 | 3.08 | 11080 | 2.35
207776278 | 02/25/22 | Live | Daikin North America, LLC | DAIKIN | Singlezone Non-Ducted, Wall Placement | 207776278 |  | HRCU-A-CB-O | RXL12QMVJU9* | Mini-Splits | FTX12NMVJU* | 12.5 | 20 | 12 | 12.5 | 19.5 | 10 | FALSE | FALSE | TRUE | 10600 | 8800 | 2.9 | 15380 | 2.52
207776283 | 02/25/22 | Live | Daikin North America, LLC | DAIKIN | Singlezone Non-Ducted, Ceiling Placement | 207776283 |  | HRCU-A-CB-O | RX09RMVJU9* | Mini-Splits | FFQ09Q2VJU | 13 | 20.9 | 11.7 | 13 | 22 | 9.5 | FALSE | FALSE | TRUE | 9100 | 6000 | 3.08 | 9130 | 2.68
207776281 | 02/25/22 | Live | Daikin North America, LLC | DAIKIN | Singlezone Non-Ducted, Floor Placement | 207776281 |  | HRCU-A-CB-O | RXL12QMVJU9* | Mini-Splits | FVXS12NVJU | 12 | 20 | 11.4 | 12 | 19.5 | 9.4 | FALSE | FALSE | FALSE | 10200 | 8300 | 2.97 | 13940 | 2.4
207776284 | 02/25/22 | Live | Daikin North America, LLC | DAIKIN | Singlezone Non-Ducted, Ceiling Placement | 207776284 |  | HRCU-A-CB-O | RX12RMVJU9* | Mini-Splits | FFQ12Q2VJU | 12.5 | 20.2 | 11.2 | 12.5 | 19.5 | 9 | FALSE | FALSE | FALSE | 10800 | 8300 | 2.9 | 10960 | 3.21
205663342 | 08/27/20 | Live | Daikin North America, LLC | DAIKIN | Singlezone Non-Ducted, Wall Placement | 205663342 |  | HRCU-A-CB-O | RXL18UMVJU* | Mini-Splits | FTX18UVJU | 12.5 | 20.3 | 10.3 | 12.5 | 19.8 | 8.5 | FALSE | FALSE | FALSE | 18000 | 14000 | 2.61 | 23200 | 2.16
205663346 | 08/27/20 | Live | Daikin North America, LLC | DAIKIN | Singlezone Non-Ducted, Ceiling Placement | 205663346 |  | HRCU-A-CB-O | RX15RMVJU* | Mini-Splits | FFQ15Q2VJU | 12.5 | 20.7 | 11 | 12.5 | 19.6 | 8.8 | FALSE | FALSE | FALSE | 14400 | 10600 | 2.8 | 10650 | 2.74
205663350 | 08/27/20 | Live | Daikin North America, LLC | DAIKIN | Singlezone Non-Ducted, Floor Placement | 205663350 |  | HRCU-A-CB-O | RXL15QMVJU* | Mini-Splits | FVXS15NVJU | 12.5 | 20 | 11.3 | 12.5 | 19.5 | 9.3 | FALSE | FALSE | FALSE | 15000 | 11500 | 2.81 | 19414 | 2.71
205663344 | 08/27/20 | Live | Daikin North America, LLC | DAIKIN | Singlezone Non-Ducted, Wall Placement | 205663344 |  | HRCU-A-CB-O | RXL24UMVJU* | Mini-Splits | FTX24UVJU | 12.5 | 20 | 10.3 | 12.5 | 19.5 | 8.5 | FALSE | FALSE | FALSE | 21200 | 15800 | 2.56 | 26100 | 1.97
205782845 | 08/25/20 | Live | Daikin North America, LLC | DAIKIN | Singlezone Non-Ducted, Wall Placement | 205782845 |  | HRCU-A-CB-O | RX09AXVJU | Mini-Splits | FTX09AXVJU | 12.5 | 19 | 10 | 12.5 | 19 | 9 | FALSE | FALSE | FALSE | 8900 | 5700 | 2.65 | 8205 | 2.59
205782846 | 08/25/20 | Live | Daikin North America, LLC | DAIKIN | Singlezone Non-Ducted, Wall Placement | 205782846 |  | HRCU-A-CB-O | RX12AXVJU | Mini-Splits | FTX12AXVJU | 12.5 | 19 | 10 | 12.5 | 19 | 10 | FALSE | FALSE | TRUE | 10700 | 8600 | 2.9 | 10500 | 2.59
5265758 | 12/31/17 | Live | Daikin North America, LLC | DAIKIN | Singlezone Non-Ducted, Wall Placement | 5265758 |  | HRCU-A-CB-O | RXS24LVJU | Mini-Splits | FTXS24LVJU | 12.5 | 20 | 10.6 | 12.5 | 19.5 | 9 | FALSE | FALSE | FALSE | 21400 | 16400 | 2.64 | 17041 | 2.61
5265757 | 12/31/17 | Live | Daikin North America, LLC | DAIKIN | Singlezone Non-Ducted, Wall Placement | 5265757 |  | HRCU-A-CB-O | RXS18LVJU | Mini-Splits | FTXS18LVJU | 12.7 | 20.3 | 11 | 12.7 | 19.5 | 9 | FALSE | FALSE | FALSE | 18000 | 13900 | 2.81 | 14485 | 2.89
5265756 | 12/31/17 | Live | Daikin North America, LLC | DAIKIN | Singlezone Non-Ducted, Wall Placement | 5265756 |  | HRCU-A-CB-O | RXS15LVJU | Mini-Splits | FTXS15LVJU | 14.4 | 20.6 | 11.6 | 14.4 | 20 | 10.5 | FALSE | FALSE | TRUE | 15000 | 11900 | 3.06 | 12114 | 3.11
5265755 | 12/31/17 | Live | Daikin North America, LLC | DAIKIN | Singlezone Non-Ducted, Wall Placement | 5265755 |  | HRCU-A-CB-O | RXS12LVJU | Mini-Splits | FTXS12LVJU | 12.8 | 23 | 12.5 | 12.8 | 22.5 | 10.5 | FALSE | FALSE | TRUE | 12000 | 9200 | 3.33 | 9780 | 3.26
5265753 | 12/31/17 | Live | Daikin North America, LLC | DAIKIN | Singlezone Non-Ducted, Wall Placement | 5265753 |  | HRCU-A-CB-O | RXS09LVJU | Mini-Splits | FTXS09LVJU | 15.3 | 24.5 | 12.5 | 15.3 | 24.5 | 11 | FALSE | FALSE | TRUE | 9000 | 7700 | 3.47 | 8465 | 2.82
210800985 | 03/28/23 | Live | Daikin North America, LLC | DAIKIN | Multizone Mix of Ducted and Non-Ducted | 210800985 |  | HMSV-A-CB | 3MXS24WMVJU* | Mixed Ducted and Non-Ducted Indoor Units |  |  |  |  | 10.1 | 16.5 | 8.8 | FALSE | FALSE | TRUE | 24000 | 15200 | 3.07 | 21550 | 2.3
210609969 | 02/16/23 | Live | Daikin North America, LLC | AMANA | Singlezone Ducted, Centrally Ducted | 210609969 |  | HRCU-A-CB | ASZV903610A* | Ducted Indoor Units | AMVE48DP1400A* |  |  |  | 12 | 19 | 8.2 | TRUE | FALSE | TRUE | 33600 | 21400 | 2.61 | 29200 | 2.23
210609967 | 02/16/23 | Live | Daikin North America, LLC | GOODMAN | Singlezone Ducted, Centrally Ducted | 210609967 |  | HRCU-A-CB | GSZV903610A* | Ducted Indoor Units | AMVE48DP1400A* |  |  |  | 12 | 19 | 8.2 | TRUE | FALSE | TRUE | 33600 | 21400 | 2.61 | 29200 | 2.23
210609965 | 02/16/23 | Live | Daikin North America, LLC | DAIKIN | Singlezone Ducted, Centrally Ducted | 210609965 |  | HRCU-A-CB | DZ9VCA3610A* | Ducted Indoor Units | DMVE48DP1400A* |  |  |  | 12 | 19 | 8.2 | TRUE | FALSE | TRUE | 33600 | 21400 | 2.61 | 29200 | 2.23
206903535 | 10/31/22 | Live | Hisense | HISENSE | Singlezone Ducted, Centrally Ducted | 206903535 |  | HRCU-A-CB | AUWR-36U3SA2 |  | AUH-36UX3SDH2 | 9.55 | 18 | 11 | 10.1 | 18 | 9.5 | TRUE | TRUE | TRUE | 34000 | 24000 | 2.5 | 34520 | 2.38
213386536 | 10/31/23 | Live | Midea Electric Trading | CONTINENTAL | Singlezone Non-Ducted, Wall Placement | 213386536 |  | HRCU-A-CB-O | CDHAS26-18-O | Mini-Splits | CDHAS26-18-I | 12.5 | 21.5 | 13 | 12.5 | 21.5 | 11.3 | TRUE | TRUE | TRUE | 18000 | 15000 | 2.35 | 19200 | 1.99
207683234 | 01/05/23 | Live | Midea Electric Trading | NAPOLEON | Singlezone Non-Ducted, Wall Placement | 207683234 |  | HRCU-A-CB-O | NDHAS26-12-O | Mini-Splits | NDHAS26-12-I | 14 | 25.5 | 13 | 14 | 25.5 | 10.4 | TRUE | TRUE | TRUE | 12000 | 10000 | 2.4 | 13112 | 2.11
213386539 | 10/31/23 | Live | Midea Electric Trading | CONTINENTAL | Singlezone Non-Ducted, Wall Placement | 213386539 |  | HRCU-A-CB-O | CDHAS26-12-O | Mini-Splits | CDHAS26-12-I | 14 | 25.5 | 13 | 14 | 25.5 | 10.4 | TRUE | TRUE | TRUE | 12000 | 10000 | 2.4 | 13112 | 2.11
207683236 | 01/05/23 | Live | Midea Electric Trading | NAPOLEON | Singlezone Non-Ducted, Wall Placement | 207683236 |  | HRCU-A-CB-O | NDHAS26-24-O | Mini-Splits | NDHAS26-24-I | 13 | 21.5 | 12 | 13 | 21.5 | 11.4 | TRUE | TRUE | TRUE | 24000 | 21200 | 2.88 | 24485 | 1.98
202373696 | 02/02/22 | Live | Mitsubishi Electric Trane | AMERICAN STANDARD / MITSUBISHI ELECTRIC | Singlezone Non-Ducted, Wall Placement | 202373696 |  | HRCU-A-CB-O | NAXSST24A112A* |  | NAXWST24A112A* | 12.5 | 20.5 | 10 |  |  |  | FALSE | FALSE | FALSE | 22400 | 16000 | 2.65 | 24600 | 2.19
213082103 | 05/22/24 | Live | Midea Electric Trading | ECO AC | Singlezone Non-Ducted, Wall Placement | 213082103 |  | HRCU-A-CB-O | EHH-O48BB | Mini-Splits | EHH-C48BC | 9.5 | 17.8 | 11.5 | 9.5 | 18.5 | 9.8 | FALSE | FALSE | TRUE | 48000 | 30000 | 2.34 | 39000 | 2.05
207036648 | 11/04/22 | Live | TTI Climatisation | ZEPHYR | Singlezone Ducted, Centrally Ducted | 207036648 |  | HRCU-A-CB | ZE-60HPB |  | AH-60B | 8.5 | 17.5 | 10 | 8.25 | 17 | 8.5 | FALSE | FALSE | FALSE | 56000 | 40000 | 2.34 | 42000 | 2.1
214500319 | 05/06/24 | Live | Daikin North America, LLC | DAIKIN | Singlezone Ducted, Centrally Ducted | 214500319 |  | HRCU-A-CB | DZ6VSA3610A* | Ducted Indoor Units | CA*EA3026*4B*+MBVK20DP1X00A* |  |  |  | 8.7 | 16.3 | 8.2 | FALSE | FALSE | FALSE | 33200 | 22400 | 2.43 | 25200 | 2.37
214500318 | 05/06/24 | Live | Daikin North America, LLC | DAIKIN | Singlezone Ducted, Centrally Ducted | 214500318 |  | HRCU-A-CB | DZ6VSA3610A* | Ducted Indoor Units | CA*EA3026*4B*+MBVK16CP1X00A* |  |  |  | 8.7 | 16.3 | 8.2 | FALSE | FALSE | FALSE | 33200 | 22400 | 2.43 | 25200 | 2.37
214500317 | 04/24/24 | Live | Daikin North America, LLC | DAIKIN | Singlezone Ducted, Centrally Ducted | 214500317 |  | HRCU-A-CB | DZ6VSA3610A* | Ducted Indoor Units | CA*EA3026*4B*+MBVK12BP1X00A* |  |  |  | 8.7 | 16.3 | 8.2 | FALSE | FALSE | FALSE | 33200 | 22400 | 2.43 | 25200 | 2.37
214491767 | 04/24/24 | Live | Daikin North America, LLC | DAIKIN | Singlezone Ducted, Centrally Ducted | 214491767 |  | HRCU-A-CB | DZ6VSA3610A* | Ducted Indoor Units | CA*EA3026*4B*+MBVC2000**-1A* |  |  |  | 8.7 | 16.3 | 8.2 | FALSE | FALSE | FALSE | 33200 | 22400 | 2.43 | 25200 | 2.37
214491762 | 04/24/24 | Live | Daikin North America, LLC | DAIKIN | Singlezone Ducted, Centrally Ducted | 214491762 |  | HRCU-A-CB | DZ6VSA3610A* | Ducted Indoor Units | CA*EA3026*4B*+MBVC1600**-1A* |  |  |  | 8.7 | 16.3 | 8.2 | FALSE | FALSE | FALSE | 33200 | 22400 | 2.43 | 25200 | 2.37
214491752 | 04/24/24 | Live | Daikin North America, LLC | DAIKIN | Singlezone Ducted, Centrally Ducted | 214491752 |  | HRCU-A-CB | DZ6VSA3610A* | Ducted Indoor Units | CA*EA3026*4B*+MBVC1200**-1A* |  |  |  | 8.7 | 16.3 | 8.2 | FALSE | FALSE | FALSE | 33200 | 22400 | 2.43 | 25200 | 2.37
214500349 | 04/24/24 | Live | Daikin North America, LLC | LIBERTY HEATING & AIR CONDITIONING | Singlezone Ducted, Centrally Ducted | 214500349 |  | HRCU-A-CB | ASZS603610A* | Ducted Indoor Units | CA*EA3026*4B*+MBVK20DP1X00A* |  |  |  | 8.7 | 16.3 | 8.2 | FALSE | FALSE | FALSE | 33200 | 22400 | 2.43 | 25200 | 2.37
214500348 | 04/24/24 | Live | Daikin North America, LLC | LIBERTY HEATING & AIR CONDITIONING | Singlezone Ducted, Centrally Ducted | 214500348 |  | HRCU-A-CB | ASZS603610A* | Ducted Indoor Units | CA*EA3026*4B*+MBVK16CP1X00A* |  |  |  | 8.7 | 16.3 | 8.2 | FALSE | FALSE | FALSE | 33200 | 22400 | 2.43 | 25200 | 2.37
214500347 | 04/24/24 | Live | Daikin North America, LLC | LIBERTY HEATING & AIR CONDITIONING | Singlezone Ducted, Centrally Ducted | 214500347 |  | HRCU-A-CB | ASZS603610A* | Ducted Indoor Units | CA*EA3026*4B*+MBVK12BP1X00A* |  |  |  | 8.7 | 16.3 | 8.2 | FALSE | FALSE | FALSE | 33200 | 22400 | 2.43 | 25200 | 2.37
214500334 | 04/24/24 | Live | Daikin North America, LLC | AMANA | Singlezone Ducted, Centrally Ducted | 214500334 |  | HRCU-A-CB | ASZS603610A* | Ducted Indoor Units | CA*EA3026*4B*+MBVK20DP1X00A* |  |  |  | 8.7 | 16.3 | 8.2 | FALSE | FALSE | FALSE | 33200 | 22400 | 2.43 | 25200 | 2.37
214500333 | 04/24/24 | Live | Daikin North America, LLC | AMANA | Singlezone Ducted, Centrally Ducted | 214500333 |  | HRCU-A-CB | ASZS603610A* | Ducted Indoor Units | CA*EA3026*4B*+MBVK16CP1X00A* |  |  |  | 8.7 | 16.3 | 8.2 | FALSE | FALSE | FALSE | 33200 | 22400 | 2.43 | 25200 | 2.37
214500332 | 04/24/24 | Live | Daikin North America, LLC | AMANA | Singlezone Ducted, Centrally Ducted | 214500332 |  | HRCU-A-CB | ASZS603610A* | Ducted Indoor Units | CA*EA3026*4B*+MBVK12BP1X00A* |  |  |  | 8.7 | 16.3 | 8.2 | FALSE | FALSE | FALSE | 33200 | 22400 | 2.43 | 25200 | 2.37
214492060 | 04/24/24 | Live | Daikin North America, LLC | LIBERTY HEATING & AIR CONDITIONING | Singlezone Ducted, Centrally Ducted | 214492060 |  | HRCU-A-CB | ASZS603610A* | Ducted Indoor Units | CA*EA3026*4B*+MBVC2000**-1A* |  |  |  | 8.7 | 16.3 | 8.2 | FALSE | FALSE | FALSE | 33200 | 22400 | 2.43 | 25200 | 2.37
214492059 | 04/24/24 | Live | Daikin North America, LLC | LIBERTY HEATING & AIR CONDITIONING | Singlezone Ducted, Centrally Ducted | 214492059 |  | HRCU-A-CB | ASZS603610A* | Ducted Indoor Units | CA*EA3026*4B*+MBVC1600**-1A* |  |  |  | 8.7 | 16.3 | 8.2 | FALSE | FALSE | FALSE | 33200 | 22400 | 2.43 | 25200 | 2.37
214492058 | 04/24/24 | Live | Daikin North America, LLC | LIBERTY HEATING & AIR CONDITIONING | Singlezone Ducted, Centrally Ducted | 214492058 |  | HRCU-A-CB | ASZS603610A* | Ducted Indoor Units | CA*EA3026*4B*+MBVC1200**-1A* |  |  |  | 8.7 | 16.3 | 8.2 | FALSE | FALSE | FALSE | 33200 | 22400 | 2.43 | 25200 | 2.37
214491906 | 05/06/24 | Live | Daikin North America, LLC | AMANA | Singlezone Ducted, Centrally Ducted | 214491906 |  | HRCU-A-CB | ASZS603610A* | Ducted Indoor Units | CA*EA3026*4B*+MBVC2000**-1A* |  |  |  | 8.7 | 16.3 | 8.2 | FALSE | FALSE | FALSE | 33200 | 22400 | 2.43 | 25200 | 2.37
214491905 | 05/06/24 | Live | Daikin North America, LLC | AMANA | Singlezone Ducted, Centrally Ducted | 214491905 |  | HRCU-A-CB | ASZS603610A* | Ducted Indoor Units | CA*EA3026*4B*+MBVC1600**-1A* |  |  |  | 8.7 | 16.3 | 8.2 | FALSE | FALSE | FALSE | 33200 | 22400 | 2.43 | 25200 | 2.37
214491904 | 05/06/24 | Live | Daikin North America, LLC | AMANA | Singlezone Ducted, Centrally Ducted | 214491904 |  | HRCU-A-CB | ASZS603610A* | Ducted Indoor Units | CA*EA3026*4B*+MBVC1200**-1A* |  |  |  | 8.7 | 16.3 | 8.2 | FALSE | FALSE | FALSE | 33200 | 22400 | 2.43 | 25200 | 2.37
214500316 | 05/06/24 | Live | Daikin North America, LLC | DAIKIN | Singlezone Ducted, Centrally Ducted | 214500316 |  | HRCU-A-CB | DZ6VSA3010A* | Ducted Indoor Units | CA*EA3026*4B*+MBVK16CP1X00A* |  |  |  | 9.9 | 17.1 | 8.2 | FALSE | FALSE | FALSE | 27400 | 18000 | 2.52 | 21600 | 2.36
214500315 | 05/06/24 | Live | Daikin North America, LLC | DAIKIN | Singlezone Ducted, Centrally Ducted | 214500315 |  | HRCU-A-CB | DZ6VSA3010A* | Ducted Indoor Units | CA*EA3026*4B*+MBVK12BP1X00A* |  |  |  | 9.9 | 17.1 | 8.2 | FALSE | FALSE | FALSE | 27400 | 18000 | 2.52 | 21600 | 2.36
214500314 | 05/06/24 | Live | Daikin North America, LLC | DAIKIN | Singlezone Ducted, Centrally Ducted | 214500314 |  | HRCU-A-CB | DZ6VSA3010A* | Ducted Indoor Units | CA*EA2422*4B*+MBVK16CP1X00A* |  |  |  | 9.9 | 17.1 | 8.2 | FALSE | FALSE | FALSE | 27400 | 18000 | 2.52 | 21600 | 2.36
214500313 | 05/06/24 | Live | Daikin North America, LLC | DAIKIN | Singlezone Ducted, Centrally Ducted | 214500313 |  | HRCU-A-CB | DZ6VSA3010A* | Ducted Indoor Units | CA*EA2422*4B*+MBVK12BP1X00A* |  |  |  | 9.9 | 17.1 | 8.2 | FALSE | FALSE | FALSE | 27400 | 18000 | 2.52 | 21600 | 2.36
214491741 | 05/06/24 | Live | Daikin North America, LLC | DAIKIN | Singlezone Ducted, Centrally Ducted | 214491741 |  | HRCU-A-CB | DZ6VSA3010A* | Ducted Indoor Units | CA*EA3026*4B*+MBVC1600**-1A* |  |  |  | 9.9 | 17.1 | 8.2 | FALSE | FALSE | FALSE | 27400 | 18000 | 2.52 | 21600 | 2.36
214491731 | 05/06/24 | Live | Daikin North America, LLC | DAIKIN | Singlezone Ducted, Centrally Ducted | 214491731 |  | HRCU-A-CB | DZ6VSA3010A* | Ducted Indoor Units | CA*EA3026*4B*+MBVC1200**-1A* |  |  |  | 9.9 | 17.1 | 8.2 | FALSE | FALSE | FALSE | 27400 | 18000 | 2.52 | 21600 | 2.36
214491720 | 05/06/24 | Live | Daikin North America, LLC | DAIKIN | Singlezone Ducted, Centrally Ducted | 214491720 |  | HRCU-A-CB | DZ6VSA3010A* | Ducted Indoor Units | CA*EA2422*4B*+MBVC1600**-1A* |  |  |  | 9.9 | 17.1 | 8.2 | FALSE | FALSE | FALSE | 27400 | 18000 | 2.52 | 21600 | 2.36
214491710 | 05/06/24 | Live | Daikin North America, LLC | DAIKIN | Singlezone Ducted, Centrally Ducted | 214491710 |  | HRCU-A-CB | DZ6VSA3010A* | Ducted Indoor Units | CA*EA2422*4B*+MBVC1200**-1A* |  |  |  | 9.9 | 17.1 | 8.2 | FALSE | FALSE | FALSE | 27400 | 18000 | 2.52 | 21600 | 2.36
214500346 | 05/06/24 | Live | Daikin North America, LLC | LIBERTY HEATING & AIR CONDITIONING | Singlezone Ducted, Centrally Ducted | 214500346 |  | HRCU-A-CB | ASZS603010A* | Ducted Indoor Units | CA*EA3026*4B*+MBVK16CP1X00A* |  |  |  | 9.9 | 17.1 | 8.2 | FALSE | FALSE | FALSE | 27400 | 18000 | 2.52 | 21600 | 2.36
214500345 | 05/06/24 | Live | Daikin North America, LLC | LIBERTY HEATING & AIR CONDITIONING | Singlezone Ducted, Centrally Ducted | 214500345 |  | HRCU-A-CB | ASZS603010A* | Ducted Indoor Units | CA*EA3026*4B*+MBVK12BP1X00A* |  |  |  | 9.9 | 17.1 | 8.2 | FALSE | FALSE | FALSE | 27400 | 18000 | 2.52 | 21600 | 2.36
214500344 | 05/06/24 | Live | Daikin North America, LLC | LIBERTY HEATING & AIR CONDITIONING | Singlezone Ducted, Centrally Ducted | 214500344 |  | HRCU-A-CB | ASZS603010A* | Ducted Indoor Units | CA*EA2422*4B*+MBVK16CP1X00A* |  |  |  | 9.9 | 17.1 | 8.2 | FALSE | FALSE | FALSE | 27400 | 18000 | 2.52 | 21600 | 2.36
214500343 | 05/06/24 | Live | Daikin North America, LLC | LIBERTY HEATING & AIR CONDITIONING | Singlezone Ducted, Centrally Ducted | 214500343 |  | HRCU-A-CB | ASZS603010A* | Ducted Indoor Units | CA*EA2422*4B*+MBVK12BP1X00A* |  |  |  | 9.9 | 17.1 | 8.2 | FALSE | FALSE | FALSE | 27400 | 18000 | 2.52 | 21600 | 2.36
214500331 | 05/06/24 | Live | Daikin North America, LLC | AMANA | Singlezone Ducted, Centrally Ducted | 214500331 |  | HRCU-A-CB | ASZS603010A* | Ducted Indoor Units | CA*EA3026*4B*+MBVK16CP1X00A* |  |  |  | 9.9 | 17.1 | 8.2 | FALSE | FALSE | FALSE | 27400 | 18000 | 2.52 | 21600 | 2.36
214500330 | 05/06/24 | Live | Daikin North America, LLC | AMANA | Singlezone Ducted, Centrally Ducted | 214500330 |  | HRCU-A-CB | ASZS603010A* | Ducted Indoor Units | CA*EA3026*4B*+MBVK12BP1X00A* |  |  |  | 9.9 | 17.1 | 8.2 | FALSE | FALSE | FALSE | 27400 | 18000 | 2.52 | 21600 | 2.36
214500329 | 05/06/24 | Live | Daikin North America, LLC | AMANA | Singlezone Ducted, Centrally Ducted | 214500329 |  | HRCU-A-CB | ASZS603010A* | Ducted Indoor Units | CA*EA2422*4B*+MBVK16CP1X00A* |  |  |  | 9.9 | 17.1 | 8.2 | FALSE | FALSE | FALSE | 27400 | 18000 | 2.52 | 21600 | 2.36
214500328 | 05/06/24 | Live | Daikin North America, LLC | AMANA | Singlezone Ducted, Centrally Ducted | 214500328 |  | HRCU-A-CB | ASZS603010A* | Ducted Indoor Units | CA*EA2422*4B*+MBVK12BP1X00A* |  |  |  | 9.9 | 17.1 | 8.2 | FALSE | FALSE | FALSE | 27400 | 18000 | 2.52 | 21600 | 2.36
214492057 | 05/06/24 | Live | Daikin North America, LLC | LIBERTY HEATING & AIR CONDITIONING | Singlezone Ducted, Centrally Ducted | 214492057 |  | HRCU-A-CB | ASZS603010A* | Ducted Indoor Units | CA*EA3026*4B*+MBVC1600**-1A* |  |  |  | 9.9 | 17.1 | 8.2 | FALSE | FALSE | FALSE | 27400 | 18000 | 2.52 | 21600 | 2.36
214492056 | 05/06/24 | Live | Daikin North America, LLC | LIBERTY HEATING & AIR CONDITIONING | Singlezone Ducted, Centrally Ducted | 214492056 |  | HRCU-A-CB | ASZS603010A* | Ducted Indoor Units | CA*EA3026*4B*+MBVC1200**-1A* |  |  |  | 9.9 | 17.1 | 8.2 | FALSE | FALSE | FALSE | 27400 | 18000 | 2.52 | 21600 | 2.36
214492055 | 05/06/24 | Live | Daikin North America, LLC | LIBERTY HEATING & AIR CONDITIONING | Singlezone Ducted, Centrally Ducted | 214492055 |  | HRCU-A-CB | ASZS603010A* | Ducted Indoor Units | CA*EA2422*4B*+MBVC1600**-1A* |  |  |  | 9.9 | 17.1 | 8.2 | FALSE | FALSE | FALSE | 27400 | 18000 | 2.52 | 21600 | 2.36
214492054 | 05/06/24 | Live | Daikin North America, LLC | LIBERTY HEATING & AIR CONDITIONING | Singlezone Ducted, Centrally Ducted | 214492054 |  | HRCU-A-CB | ASZS603010A* | Ducted Indoor Units | CA*EA2422*4B*+MBVC1200**-1A* |  |  |  | 9.9 | 17.1 | 8.2 | FALSE | FALSE | FALSE | 27400 | 18000 | 2.52 | 21600 | 2.36
214491903 | 05/06/24 | Live | Daikin North America, LLC | AMANA | Singlezone Ducted, Centrally Ducted | 214491903 |  | HRCU-A-CB | ASZS603010A* | Ducted Indoor Units | CA*EA3026*4B*+MBVC1600**-1A* |  |  |  | 9.9 | 17.1 | 8.2 | FALSE | FALSE | FALSE | 27400 | 18000 | 2.52 | 21600 | 2.36
214491902 | 05/06/24 | Live | Daikin North America, LLC | AMANA | Singlezone Ducted, Centrally Ducted | 214491902 |  | HRCU-A-CB | ASZS603010A* | Ducted Indoor Units | CA*EA3026*4B*+MBVC1200**-1A* |  |  |  | 9.9 | 17.1 | 8.2 | FALSE | FALSE | FALSE | 27400 | 18000 | 2.52 | 21600 | 2.36
214491901 | 05/06/24 | Live | Daikin North America, LLC | AMANA | Singlezone Ducted, Centrally Ducted | 214491901 |  | HRCU-A-CB | ASZS603010A* | Ducted Indoor Units | CA*EA2422*4B*+MBVC1600**-1A* |  |  |  | 9.9 | 17.1 | 8.2 | FALSE | FALSE | FALSE | 27400 | 18000 | 2.52 | 21600 | 2.36
214491900 | 05/06/24 | Live | Daikin North America, LLC | AMANA | Singlezone Ducted, Centrally Ducted | 214491900 |  | HRCU-A-CB | ASZS603010A* | Ducted Indoor Units | CA*EA2422*4B*+MBVC1200**-1A* |  |  |  | 9.9 | 17.1 | 8.2 | FALSE | FALSE | FALSE | 27400 | 18000 | 2.52 | 21600 | 2.36
214097894 | 04/30/24 | Live | MRCOOL, LLC | MRCOOL | Multizone All Ducted | 214097894 |  | HSP-A | MDPH180244 | [5 empty] | 11 | 17.8 | 8.8 | TRUE | TRUE | TRUE | 24000 | 23400 | 3.63 | 23400 | 3.63
214097893 | 04/30/24 | Live | MRCOOL, LLC | MRCOOL | Multizone All Ducted | 214097893 |  | HSP-A | MDPH180364 | [5 empty] | 11 | 17.8 | 8.8 | TRUE | TRUE | TRUE | 34400 | 23400 | 2.46 | 23400 | 2.46
214097892 | 04/30/24 | Live | MRCOOL, LLC | MRCOOL | Multizone All Ducted | 214097892 |  | HSP-A | MDPH180484 | [5 empty] | 11 | 17.8 | 8.5 | TRUE | TRUE | TRUE | 47000 | 36000 | 2.96 | 36000 | 2.96
214097891 | 04/30/24 | Live | MRCOOL, LLC | MRCOOL | Multizone All Ducted | 214097891 |  | HSP-A | MDPH180604 | [5 empty] | 10.6 | 17 | 8.3 | TRUE | TRUE | TRUE | 56000 | 37000 | 2.38 | 37000 | 2.38
210722663 | 03/28/23 | Live | Daikin North America, LLC | DAIKIN | Multizone All Non-Ducted | 210722663 |  | HMSR-A-CB-O | 5MXS48WVJU* | Non-Ducted Indoor Units |  | 10.5 | 20.2 | 11.1 | 10.5 | 20.6 | 9.3 | FALSE | FALSE | FALSE | 47000 | 31000 | 3.04 | 37000 | 2.53
210722661 | 03/28/23 | Live | Daikin North America, LLC | DAIKIN | Multizone All Non-Ducted | 210722661 |  | HMSR-A-CB-O | 3MXS24WMVJU* | Non-Ducted Indoor Units |  | 11.7 | 18 | 12 | 11.7 | 18 | 9.7 | FALSE | FALSE | TRUE | 24000 | 15500 | 3.42 | 23200 | 2.65
210722662 | 03/28/23 | Live | Daikin North America, LLC | DAIKIN | Multizone All Non-Ducted | 210722662 |  | HMSR-A-CB-O | 4MXS36WMVJU* | Non-Ducted Indoor Units |  |  |  |  | 9.2 | 18.1 | 9.4 | FALSE | FALSE | FALSE | 36000 | 22000 | 3.15 | 26200 | 2.7
214609735 | 04/30/24 | Live | WILLIS | WILLIS | Singlezone Non-Ducted, Wall Placement | 214609735 |  | HRCU-A-CB-O | CHW18KCH18S2-O | Mini-Splits | CHW18KCH18S2-I | 10.05 | 17.5 | 9 | 10.05 | 17.5 | 8.5 | FALSE | FALSE | FALSE | 17600 | 11200 | 2.61 | 14400 | 2.05
8796398 | 06/01/20 | Live | RBL A/C INC. | SHARP | Singlezone Non-Ducted, Wall Placement | 8796398 |  | HRCU-A-CB-O | AE-X12THU | Mini-Splits | AY-XP12THU |  |  |  | 15 | 25 | 12.5 | FALSE | FALSE | TRUE | 11500 | 8500 | 3.41 | 18300 | 3.01
214610372 | 04/20/24 | Live | Midea Electric Trading | KEPLER | Singlezone Non-Ducted, Wall Placement | 214610372 |  | HRCU-A-CB-O | ODUMOX230-12HFN1-MV5W | Mini-Splits | IDUMFA2U-12HRFN1-MW5W | 13 | 23.5 | 13.3 | 13 | 25 | 11 | TRUE | TRUE | TRUE | 12000 | 9200 | 2.43 | 9600 | 2.47
214610366 | 04/20/24 | Live | Midea Electric Trading | KEPLER | Singlezone Ducted, Compact Ducted | 214610366 |  | HRCU-A-CB | ODUMOX430-18HFN1-MU0W | Mini-Splits | IDUMTIU-18HWFN1-M | 12.5 | 20.5 | 11 | 12.5 | 20 | 10.6 | TRUE | FALSE | TRUE | 17000 | 12600 | 2.66 | 14100 | 2.4
214610370 | 04/20/24 | Live | Midea Electric Trading | KEPLER | Singlezone Non-Ducted, Ceiling Placement | 214610370 |  | HRCU-A-CB-O | ODUMOX430-18HFN1-MU0W | Mini-Splits | IDUCCA3U-18HRFN1-M(C) | 12.5 | 20.5 | 11 | 12.5 | 20.5 | 10.5 | TRUE | FALSE | TRUE | 16000 | 12000 | 2.51 | 13600 | 2.24
214610362 | 04/20/24 | Live | Midea Electric Trading | KEPLER | Singlezone Non-Ducted, Wall Placement | 214610362 |  | HRCU-A-CB-O | ODUMOX430-18HFN1-MU0W | Mini-Splits | IDUMSEPC-18HRFN1-MU0W | 12.5 | 22.6 | 12 | 12.5 | 23.5 | 10.8 | TRUE | FALSE | TRUE | 18000 | 14900 | 2.48 | 15934 | 2.37
214610371 | 04/20/24 | Live | Midea Electric Trading | KEPLER | Singlezone Non-Ducted, Wall Placement | 214610371 |  | HRCU-A-CB-O | ODUMOD33-24HFN1-MT0W | Mini-Splits | IDUMCD1-24HRFN1-MT0W(GA) | 12.5 | 20.7 | 10.5 | 12.5 | 21.5 | 9.7 | TRUE | TRUE | TRUE | 24000 | 19000 | 2.6 | 20800 | 2.36
214610363 | 04/20/24 | Live | Midea Electric Trading | KEPLER | Singlezone Non-Ducted, Wall Placement | 214610363 |  | HRCU-A-CB-O | ODUMOD33-24HFN1-MT0W | Mini-Splits | IDUMSEPD-24HRFN1-MU0W | 14 | 21 | 12 | 14 | 22 | 10 | TRUE | FALSE | TRUE | 24000 | 16200 | 2.4 | 20000 | 2.1
214610361 | 04/20/24 | Live | Midea Electric Trading | KEPLER | Singlezone Non-Ducted, Wall Placement | 214610361 |  | HRCU-A-CB-O | ODUMOX230-12HFN1-MV5W | Mini-Splits | IDUMSEPB-12HRFN1-MW5W(GA) | 13.7 | 23.2 | 13.2 | 13.7 | 24.6 | 10.7 | TRUE | FALSE | TRUE | 12000 | 9000 | 2.69 | 9921 | 2.31
214610360 | 04/20/24 | Live | Midea Electric Trading | KEPLER | Singlezone Non-Ducted, Wall Placement | 214610360 |  | HRCU-A-CB-O | ODUMOX230-09HFN1-MW5W | Mini-Splits | IDUMSEPB-09HRFN1-MY5W(GA) | 15 | 25.5 | 12.2 | 15 | 25.5 | 12.3 | TRUE | TRUE | TRUE | 9000 | 8500 | 2.8 | 9611 | 2.29
214610355 | 04/20/24 | Live | Midea Electric Trading | KEPLER | Singlezone Non-Ducted, Wall Placement | 214610355 |  | HRCU-A-CB-O | ODUMOX430-24HFN1-MR0W | Mini-Splits | IDUMSAG11D-24HRFN1-MR0W | 9.5 | 18.5 | 10.2 | 9.5 | 18.5 | 8.6 | FALSE | FALSE | FALSE | 24000 | 16500 | 2.38 | 19257 | 2.11
214610354 | 04/20/24 | Live | Midea Electric Trading | KEPLER | Singlezone Non-Ducted, Wall Placement | 214610354 |  | HRCU-A-CB-O | ODUMOX330-18HFN1-MS0W | Mini-Splits | IDUMSAG11C-18HRDN1-MS0W | 11 | 19.5 | 10 | 11 | 19.5 | 8.7 | FALSE | FALSE | FALSE | 18000 | 11400 | 2.57 | 14370 | 2.49
214610353 | 04/20/24 | Live | Midea Electric Trading | KEPLER | Singlezone Non-Ducted, Wall Placement | 214610353 |  | HRCU-A-CB-O | ODUMOX230-12HFN1-MS8W | Mini-Splits | IDUMSAG11B-12HRFN1-MS0W | 10.8 | 20.5 | 10.7 | 10.8 | 21.4 | 9.2 | FALSE | FALSE | FALSE | 12000 | 7000 | 2.5 | 9300 | 2
214610352 | 04/20/24 | Live | Midea Electric Trading | KEPLER | Singlezone Non-Ducted, Wall Placement | 214610352 |  | HRCU-A-CB-O | ODUMOX230-09HFN1-MT0W | Mini-Splits | IDUMSAG11A-09HRFN1-MT0W | 12.6 | 21.5 | 10 | 12.6 | 21.7 | 9.4 | TRUE | TRUE | FALSE | 9000 | 6000 | 2.51 | 8065 | 2.17
214610351 | 04/20/24 | Live | Midea Electric Trading | KEPLER | Singlezone Non-Ducted, Wall Placement | 214610351 |  | HRCU-A-CB-O | ODUMOX230-12HFN1-BS8W | Mini-Splits | IDUMSAG11B-12HRFN1-BS0W | 10.3 | 20 | 10.8 | 10.3 | 20.8 | 8.7 | FALSE | FALSE | FALSE | 12000 | 7800 | 2.31 | 8200 | 1.35
214610350 | 04/20/24 | Live | Midea Electric Trading | KEPLER | Singlezone Non-Ducted, Wall Placement | 214610350 |  | HRCU-A-CB-O | ODUMOX230-09HFN1-BS5W | Mini-Splits | IDUMSAG11A-09HRFN1-BS5W | 12.5 | 21.5 | 10.3 | 12.5 | 21.5 | 9.1 | TRUE | TRUE | FALSE | 9000 | 6300 | 2.4 | 7973 | 1.88
214610367 | 04/20/24 | Live | Midea Electric Trading | KEPLER | Singlezone Ducted, Compact Ducted | 214610367 |  | HRCU-A-CB | ODUMOD33-24HFN1-MT0W | Mini-Splits | IDUMTIU-24HWFN1-M | 12.6 | 21.5 | 11.2 | 12.5 | 19 | 11.2 | TRUE | TRUE | TRUE | 23000 | 20000 | 2.61 | 22600 | 2.41
214610365 | 04/20/24 | Live | Midea Electric Trading | KEPLER | Singlezone Ducted, Compact Ducted | 214610365 |  | HRCU-A-CB | ODUMOX230-12HFN1-MV5W | Mini-Splits | IDUMTIU-12HWFN1-M | 12.5 | 21.5 | 11.5 | 11.7 | 19 | 10.3 | TRUE | TRUE | TRUE | 11500 | 9300 | 2.78 | 10100 | 2.39
214610364 | 04/20/24 | Live | Midea Electric Trading | KEPLER | Singlezone Ducted, Compact Ducted | 214610364 |  | HRCU-A-CB | ODUMOX230-09HFN1-MW5W | Mini-Splits | IDUMTIU-09HWFN1-M | 13.5 | 21 | 11.5 | 12.5 | 19.2 | 10.2 | TRUE | TRUE | TRUE | 9000 | 7700 | 2.59 | 10200 | 2.41
214610369 | 04/20/24 | Live | Midea Electric Trading | KEPLER | Singlezone Non-Ducted, Ceiling Placement | 214610369 |  | HRCU-A-CB-O | ODUMOX230-12HFN1-MV5W | Mini-Splits | IDUCCA3U-12HRFN1-M(C) | 14 | 22 | 10.6 | 14 | 22.7 | 10 | TRUE | FALSE | TRUE | 12000 | 8900 | 2.75 | 9300 | 2.39
214610368 | 04/20/24 | Live | Midea Electric Trading | KEPLER | Singlezone Non-Ducted, Ceiling Placement | 214610368 |  | HRCU-A-CB-O | ODUMOX230-09HFN1-MW5W | Mini-Splits | IDUCCA3U-09HRFN1-M(C) | 13 | 20 | 10.5 | 13 | 20 | 10 | TRUE | TRUE | TRUE | 9000 | 7500 | 2.44 | 9400 | 2.19
214610359 | 04/20/24 | Live | Midea Electric Trading | KEPLER | Singlezone Non-Ducted, Wall Placement | 214610359 |  | HRCU-A-CB-O | ODUMOX230-12HFN1-BW0W | Mini-Splits | IDUMSEPB-12HRFN1-BW0W | 13 | 23 | 11.6 | 13 | 23.5 | 10 | TRUE | FALSE | TRUE | 12000 | 8400 | 2.8 | 9250 | 2.56
214610386 | 04/20/24 | Live | Midea Electric Trading | KEPLER | Singlezone Ducted, Centrally Ducted | 214610386 |  | HRCU-A-C | AZPNS/18ROD |  | AZPN/A18WAC-UC |  |  |  | 10.2 | 15.2 | 8.5 | FALSE | FALSE | TRUE | 18000 | 12800 | 2.61 | 13000 | 2.2
214610382 | 04/20/24 | Live | Midea Electric Trading | KEPLER | Singlezone Ducted, Centrally Ducted | 214610382 |  | HRCU-A-C | AZPN/B36WDUID |  | AZPN/C36WAC-UC |  |  |  | 10 | 15.2 | 8.5 | TRUE | TRUE | TRUE | 35000 | 27000 | 2.06 | 27000 | 2.06
214610381 | 04/20/24 | Live | Midea Electric Trading | KEPLER | Singlezone Ducted, Centrally Ducted | 214610381 |  | HRCU-A-C | AZPN/B36WDUID |  | AZPN/B36WAC-UC |  |  |  | 10 | 15.2 | 8.5 | TRUE | TRUE | TRUE | 35000 | 27000 | 2.06 | 27000 | 2.06
214610391 | 04/20/24 | Live | Midea Electric Trading | KEPLER | Singlezone Ducted, Centrally Ducted | 214610391 |  | HRCU-A-C | AZPNS/36ROD |  | AZPN/B36WAC-UC |  |  |  | 9.7 | 14.6 | 7.7 | FALSE | FALSE | FALSE | 35000 | 19400 | 2.1 | 21200 | 2.2
214610388 | 04/20/24 | Live | Midea Electric Trading | KEPLER | Singlezone Ducted, Centrally Ducted | 214610388 |  | HRCU-A-C | AZPNS/24ROD |  | AZPN/A18WAC-UC |  |  |  | 10 | 15.4 | 9.2 | FALSE | FALSE | TRUE | 24000 | 22600 | 2.56 | 22600 | 2.56
214610375 | 04/20/24 | Live | Midea Electric Trading | KEPLER | Singlezone Ducted, Centrally Ducted | 214610375 |  | HRCU-A-C | AZPN/24WD |  | AZPN/A18WAC-UC |  |  |  | 10.7 | 16.1 | 9.8 | TRUE | TRUE | TRUE | 24000 | 22400 | 2.42 | 25000 | 2.24
214610374 | 04/20/24 | Live | Midea Electric Trading | KEPLER | Singlezone Ducted, Centrally Ducted | 214610374 |  | HRCU-A-C | AZPN/24WD |  | AZPN/A18WAC |  |  |  | 11.7 | 16.3 | 10.2 | TRUE | TRUE | TRUE | 20000 | 22400 | 2.42 | 25000 | 2.24
214610384 | 04/20/24 | Live | Midea Electric Trading | KEPLER | Singlezone Ducted, Centrally Ducted | 214610384 |  | HRCU-A-C | AZPN/45WD |  | AZPN/D60WAC-UC |  |  |  | 10 | 15.2 | 9.2 | TRUE | TRUE | TRUE | 45000 | 37000 | 2.26 | 38000 | 2.26
214610385 | 04/20/24 | Live | Midea Electric Trading | KEPLER | Singlezone Ducted, Centrally Ducted | 214610385 |  | HRCU-A-C | AZPN/60WD |  | AZPN/D60WAC-UC |  |  |  | 8.6 | 14.5 | 8.6 | FALSE | FALSE | FALSE | 53000 | 37000 | 2.26 | 38000 | 2.26
214610387 | 04/20/24 | Live | Midea Electric Trading | KEPLER | Singlezone Ducted, Centrally Ducted | 214610387 |  | HRCU-A-C | AZPNS/18ROD |  | AZPN/B24WAC-UC | 10 | 14.3 | 9.3 | 10.2 | 15.2 | 8.6 | FALSE | FALSE | TRUE | 18000 | 13000 | 2.59 | 14000 | 2.21
214610383 | 04/20/24 | Live | Midea Electric Trading | KEPLER | Singlezone Ducted, Centrally Ducted | 214610383 |  | HRCU-A-C | AZPN/48WD |  | AZPNS/C48WAC-UC | 9 | 14 | 10 | 8.6 | 14.3 | 9 | FALSE | FALSE | FALSE | 46000 | 32000 | 2.36 | 45000 | 2.11
214610380 | 04/20/24 | Live | Midea Electric Trading | KEPLER | Singlezone Ducted, Centrally Ducted | 214610380 |  | HRCU-A-C | AZPN/36WD |  | AZPN/C36WAC-UC | 10.2 | 14.8 | 9.6 | 10 | 15.2 | 10 | TRUE | TRUE | TRUE | 35000 | 33000 | 2.4 | 38000 | 1.9
214610393 | 04/20/24 | Live | Midea Electric Trading | KEPLER | Singlezone Ducted, Centrally Ducted | 214610393 |  | HRCU-A-C | AZPNS/48ROD |  | AZPNS/C48WAC-UC | 9.15 | 14 | 9.4 | 8.6 | 14.3 | 8.3 | FALSE | FALSE | FALSE | 48000 | 30400 | 2.2 | 32000 | 2.03
214610392 | 04/20/24 | Live | Midea Electric Trading | KEPLER | Singlezone Ducted, Centrally Ducted | 214610392 |  | HRCU-A-C | AZPNS/36ROD |  | AZPN/C36WAC-UC | 10.1 | 14.2 | 9.2 | 9.3 | 14.4 | 8 | FALSE | FALSE | FALSE | 36000 | 19800 | 2.2 | 24900 | 2.13
214610378 | 04/20/24 | Live | Midea Electric Trading | KEPLER | Singlezone Ducted, Centrally Ducted | 214610378 |  | HRCU-A-C | AZPN/30WD |  | AZPN/C36WAC-UC | 10.7 | 14.2 | 9.5 | 10.5 | 15.5 | 9.7 | TRUE | TRUE | TRUE | 30000 | 22600 | 2.62 | 26000 | 2.28
214610376 | 04/20/24 | Live | Midea Electric Trading | KEPLER | Singlezone Ducted, Centrally Ducted | 214610376 |  | HRCU-A-C | AZPN/24WD |  | AZPN/B24WAC-UC | 11 | 16 | 9.5 | 10.7 | 16.5 | 9.5 | TRUE | TRUE | TRUE | 24000 | 21000 | 2.58 | 23000 | 2.28
214610373 | 04/20/24 | Live | Midea Electric Trading | KEPLER | Singlezone Ducted, Centrally Ducted | 214610373 |  | HRCU-A-C | AZPN/18WD |  | AZPN/B24WAC-UC | 11.6 | 15.6 | 8.8 | 11.7 | 16.1 | 9.5 | TRUE | TRUE | TRUE | 18000 | 14700 | 2.6 | 17400 | 2.42
214610394 | 04/20/24 | Live | Midea Electric Trading | KEPLER | Singlezone Ducted, Centrally Ducted | 214610394 |  | HRCU-A-C | AZPNS/60ROD |  | AZPN/D60WAC-UC | 9.5 | 14.9 | 9.3 | 9 | 15.2 | 8.5 | FALSE | FALSE | FALSE | 53000 | 34000 | 2.2 | 36000 | 2.19
214610390 | 04/20/24 | Live | Midea Electric Trading | KEPLER | Singlezone Ducted, Centrally Ducted | 214610390 |  | HRCU-A-C | AZPNS/30ROD |  | AZPN/C36WAC-UC | 10 | 14.2 | 9.5 | 10.2 | 14.9 | 9.3 | FALSE | FALSE | FALSE | 30000 | 22000 | 2.6 | 24400 | 2.1
214610389 | 04/20/24 | Live | Midea Electric Trading | KEPLER | Singlezone Ducted, Centrally Ducted | 214610389 |  | HRCU-A-C | AZPNS/24ROD |  | AZPN/B24WAC-UC | 10.3 | 15 | 10 | 10 | 15.7 | 9.8 | TRUE | TRUE | TRUE | 24000 | 22000 | 2.5 | 23600 | 2.14
209270207 | 09/14/22 | Live | RBL A/C INC. | SHARP | Singlezone Non-Ducted, Wall Placement | 209270207 |  | HRCU-A-CB-O | AE-X12ZU | Mini-Splits | AY-XPC12ZU |  |  |  | 12.5 | 22 | 11 | TRUE | TRUE | FALSE | 12000 | 14500 | 2.44 | 14500 | 2.44
213164341 | 09/07/23 | Live | Ouellet, Group ACD | ACD | Singlezone Ducted, Centrally Ducted | 213164341 |  | HRCU-A-C | FXD-ACD60 | Mini-Splits | GCAT60H/NAA |  |  |  | 9.5 | 15.2 | 8.5 | FALSE | FALSE | FALSE | 50500 | 35200 | 2.1 | 36900 | 2.08
213164340 | 09/07/23 | Live | Ouellet, Group ACD | ACD | Singlezone Ducted, Centrally Ducted | 213164340 |  | HRCU-A-C | FXD-ACD60 | Mini-Splits | GCAT48H/NAA |  |  |  | 10 | 15.2 | 8.5 | FALSE | FALSE | TRUE | 47000 | 31200 | 2.1 | 32700 | 2.08
213164339 | 09/07/23 | Live | Ouellet, Group ACD | ACD | Singlezone Ducted, Centrally Ducted | 213164339 |  | HRCU-A-C | FXD-ACD36 | Mini-Splits | GCAT36F/NAA |  |  |  | 9.5 | 15.2 | 8.5 | FALSE | FALSE | FALSE | 32000 | 22000 | 2 | 23100 | 1.99
214609739 | 04/29/24 | Live | WILLIS | WILLIS | Singlezone Non-Ducted, Wall Placement | 214609739 |  | HRCU-A-CB-O | PUHW09KCH26S2-O | Mini-Splits | PUHW09KCH26S2-I | 14.7 | 25.5 | 12 | 14.7 | 25.5 | 10.2 | TRUE | TRUE | TRUE | 9100 | 7000 | 2.89 | 11000 | 2.08
214609738 | 04/29/24 | Live | WILLIS | WILLIS | Singlezone Non-Ducted, Wall Placement | 214609738 |  | HRCU-A-CB-O | PUHW12KCH24S2-O | Mini-Splits | PUHW12KCH24S2-I | 12.5 | 24 | 11 | 12.5 | 24 | 9 | TRUE | TRUE | FALSE | 12000 | 7000 | 2.81 | 10900 | 2.25
214609737 | 04/29/24 | Live | WILLIS | WILLIS | Singlezone Non-Ducted, Wall Placement | 214609737 |  | HRCU-A-CB-O | PUHW24KCH25S2-O | Mini-Splits | PUHW24KCH25S2-I | 13 | 24 | 11 | 13.1 | 24.5 | 9.5 | TRUE | FALSE | TRUE | 22000 | 15000 | 2.84 | 22000 | 2.11
214609736 | 04/29/24 | Live | WILLIS | WILLIS | Singlezone Non-Ducted, Wall Placement | 214609736 |  | HRCU-A-CB-O | PUHW18KCH23S2-O | Mini-Splits | PUHW18KCH23S2-I | 12.5 | 22 | 10.5 | 12.5 | 23 | 8.5 | TRUE | TRUE | FALSE | 18000 | 10800 | 2.64 | 15500 | 2.06
214610239 | 04/29/24 | Live | WILLIS | WILLIS | Singlezone Non-Ducted, Wall Placement | 214610239 |  | HRCU-A-CB-O | CHW12KCH18S2-O | Mini-Splits | CHW12KCH18S2-I |  |  |  | 8.7 | 17.5 | 8.5 | FALSE | FALSE | FALSE | 12000 | 6800 | 2.77 | 11500 | 2.2
214610238 | 04/29/24 | Live | WILLIS | WILLIS | Singlezone Non-Ducted, Wall Placement | 214610238 |  | HRCU-A-CB-O | CHW24KCH18S2-O | Mini-Splits | CHW24KCH18S2-I |  |  |  | 11.6 | 18 | 8.5 | FALSE | FALSE | FALSE | 22000 | 13900 | 2.48 | 18760 | 2.37
214609734 | 04/29/24 | Live | WILLIS | WILLIS | Singlezone Non-Ducted, Wall Placement | 214609734 |  | HRCU-A-CB-O | CHW09KCH20S2-O | Mini-Splits | CHW09KCH20S2-I |  |  |  | 11.3 | 19.5 | 8.8 | FALSE | FALSE | FALSE | 9100 | 6000 | 2.71 | 9400 | 2.12
206348137 | 10/20/21 | Live | Carrier | CARRIER | Singlezone Non-Ducted, Wall Placement | 206348137 |  | HRCU-A-CB-O | 38MARBQ18AA3 | Mini-Splits | 40MAHBQ18XA3 | 12.5 | 21.5 | 13 |  |  |  | TRUE | TRUE | TRUE | 18000 | 15000 | 3.89 | 17630 | 3.74
213797269 | 04/29/24 | Live | Daikin North America, LLC | DAIKIN | Singlezone Non-Ducted, Wall Placement | 213797269 |  | HRCU-A-CB-O | RXL12WMVJU* | Mini-Splits | FTX12NMVJU* |  |  |  | 11.5 | 19.5 | 10 | FALSE | FALSE | TRUE | 10600 | 8800 | 2.9 | 15380 | 2.52
212604426 | 07/05/23 | Live | Daikin North America, LLC | DAIKIN | Multizone All Non-Ducted | 212604426 |  | HRCU-A-CB-O | 4MXLH36WVJU* | Non-Ducted Indoor Units |  |  |  |  | 11.7 | 20 | 8.8 | FALSE | FALSE | FALSE | 34400 | 22400 | 2.76 | 33200 | 1.95
212604425 | 07/05/23 | Live | Daikin North America, LLC | DAIKIN | Multizone All Non-Ducted | 212604425 |  | HRCU-A-CB-O | 3MXLH24WVJU* | Non-Ducted Indoor Units |  |  |  |  | 11.7 | 18 | 9.3 | FALSE | FALSE | FALSE | 24000 | 15500 | 2.99 | 26400 | 2.39
212494266 | 07/05/23 | Live | Daikin North America, LLC | DAIKIN | Singlezone Ducted, Compact Ducted | 212494266 |  | HRCU-A-CB | RXL24WMVJU* | Mini-Splits | FDMQ24WVJU* |  |  |  | 9.6 | 15.2 | 8.4 | FALSE | FALSE | FALSE | 21200 | 16000 | 2.69 | 24100 | 1.97
212494265 | 07/05/23 | Live | Daikin North America, LLC | DAIKIN | Singlezone Ducted, Compact Ducted | 212494265 |  | HRCU-A-CB | RXL18WMVJU* | Mini-Splits | FDMQ18WVJU* |  |  |  | 10 | 15.2 | 8.5 | FALSE | FALSE | TRUE | 17600 | 14600 | 2.73 | 22410 | 1.98
212506083 | 07/05/23 | Live | Daikin North America, LLC | DAIKIN | Singlezone Ducted, Compact Ducted | 212506083 |  | HRCU-A-CB | RXL12WMVJU* | Mini-Splits | FDMQ12WVJU* |  |  |  | 8.9 | 14.6 | 8.9 | FALSE | FALSE | FALSE | 10800 | 8600 | 2.6 | 13570 | 1.95
212494259 | 07/05/23 | Live | Daikin North America, LLC | DAIKIN | Singlezone Non-Ducted, Wall Placement | 212494259 |  | HRCU-A-CB-O | RXM18WVJU* | Mini-Splits | FTXM18WVJU* |  |  |  | 12.5 | 22.7 | 10 | FALSE | FALSE | TRUE | 18000 | 15400 | 2.69 | 23800 | 2.02
212494258 | 07/05/23 | Live | Daikin North America, LLC | DAIKIN | Singlezone Non-Ducted, Wall Placement | 212494258 |  | HRCU-A-CB-O | RXM12WVJU* | Mini-Splits | FTXM12WVJU* |  |  |  | 13.2 | 25.2 | 10.7 | FALSE | FALSE | TRUE | 12000 | 8600 | 3.11 | 15900 | 2.24
212494257 | 07/05/23 | Live | Daikin North America, LLC | DAIKIN | Singlezone Non-Ducted, Wall Placement | 212494257 |  | HRCU-A-CB-O | RXM09WVJU* | Mini-Splits | FTXM09WVJU* |  |  |  | 16.3 | 27.4 | 11.2 | FALSE | FALSE | TRUE | 9000 | 6600 | 3.17 | 13200 | 2.33
212494264 | 07/05/23 | Live | Daikin North America, LLC | DAIKIN | Singlezone Non-Ducted, Wall Placement | 212494264 |  | HRCU-A-CB-O | RXL24WMVJU* | Mini-Splits | FTX24WVJU* |  |  |  | 11.5 | 19.5 | 8.5 | FALSE | FALSE | FALSE | 21200 | 15800 | 2.56 | 26100 | 1.97
212604432 | 07/05/23 | Live | Daikin North America, LLC | DAIKIN | Multizone Mix of Ducted and Non-Ducted | 212604432 |  | HMSV-A-CB | 4MXLH36WVJU* | Mixed Ducted and Non-Ducted Indoor Units |  |  |  |  | 10.5 | 18 | 8.3 | FALSE | FALSE | TRUE | 34400 | 22200 | 2.71 | 31900 | 1.8
212604429 | 07/05/23 | Live | Daikin North America, LLC | DAIKIN | Multizone Mix of Ducted and Non-Ducted | 212604429 |  | HMSV-A-CB | 2MXLH18WVJU* | Mixed Ducted and Non-Ducted Indoor Units |  |  |  |  | 10.5 | 15.2 | 8 | FALSE | FALSE | FALSE | 17800 | 11800 | 2.4 | 19650 | 2
212604424 | 07/05/23 | Live | Daikin North America, LLC | DAIKIN | Multizone All Non-Ducted | 212604424 |  | HRCU-A-CB-O | 2MXLH18WVJU* | Non-Ducted Indoor Units |  |  |  |  | 12 | 16 | 8.5 | FALSE | FALSE | FALSE | 17800 | 12000 | 2.51 | 23200 | 2.16
212521709 | 07/05/23 | Live | Daikin North America, LLC | DAIKIN | Singlezone Non-Ducted, Floor Placement | 212521709 |  | HRCU-A-CB-O | RXL09WMVJU* | Mini-Splits | FVXS09WVJU* |  |  |  | 11.5 | 19.5 | 9.7 | FALSE | FALSE | TRUE | 9000 | 6200 | 3.08 | 11080 | 2.35
212521708 | 07/05/23 | Live | Daikin North America, LLC | DAIKIN | Singlezone Ducted, Compact Ducted | 212521708 |  | HRCU-A-CB | RX09WMVJU* | Mini-Splits | FDMQ09WVJU* |  |  |  | 8.5 | 14.3 | 8.2 | FALSE | FALSE | FALSE | 9000 | 6800 | 2.52 | 7590 | 2.44
212521705 | 07/05/23 | Live | Daikin North America, LLC | DAIKIN | Singlezone Non-Ducted, Wall Placement | 212521705 |  | HRCU-A-CB-O | RXL09WMVJU* | Mini-Splits | FTX09WMVJU* |  |  |  | 11.5 | 19.5 | 10 | FALSE | FALSE | TRUE | 9000 | 6700 | 3.02 | 12130 | 2.17
212521704 | 07/05/23 | Live | Daikin North America, LLC | DAIKIN | Singlezone Ducted, Compact Ducted | 212521704 |  | HRCU-A-CB | RX12WMVJU* | Mini-Splits | FDMQ12WVJU* |  |  |  | 8.8 | 14.6 | 8.1 | FALSE | FALSE | FALSE | 10800 | 8500 | 2.42 | 8500 | 2.42
212506084 | 07/05/23 | Live | Daikin North America, LLC | DAIKIN | Singlezone Non-Ducted, Floor Placement | 212506084 |  | HRCU-A-CB-O | RXL15WMVJU* | Mini-Splits | FVXS15WVJU* |  |  |  | 11.5 | 19.5 | 9.3 | FALSE | FALSE | FALSE | 15000 | 11500 | 2.81 | 19400 | 2.71
212506082 | 07/05/23 | Live | Daikin North America, LLC | DAIKIN | Singlezone Non-Ducted, Floor Placement | 212506082 |  | HRCU-A-CB-O | RXL12WMVJU* | Mini-Splits | FVXS12WVJU* |  |  |  | 11 | 19.5 | 9.4 | FALSE | FALSE | FALSE | 10200 | 8300 | 2.97 | 13940 | 2.4
212506081 | 07/17/23 | Live | Daikin North America, LLC | DAIKIN | Singlezone Ducted, Compact Ducted | 212506081 |  | HRCU-A-CB | RX18WMVJU* | Mini-Splits | FDMQ18WVJU* |  |  |  | 9.4 | 15.3 | 8.2 | FALSE | FALSE | FALSE | 17600 | 13600 | 2.48 | 13600 | 2.52
212506078 | 07/05/23 | Live | Daikin North America, LLC | DAIKIN | Singlezone Ducted, Compact Ducted | 212506078 |  | HRCU-A-CB | RX15WMVJU* | Mini-Splits | FDMQ15WVJU* |  |  |  | 10 | 15.3 | 8.2 | FALSE | FALSE | TRUE | 14400 | 11500 | 2.44 | 11500 | 2.48
212506077 | 07/05/23 | Live | Daikin North America, LLC | DAIKIN | Singlezone Non-Ducted, Wall Placement | 212506077 |  | HRCU-A-CB-O | RXL15WMVJU* | Mini-Splits | FTX15WMVJU* |  |  |  | 12 | 19.5 | 10 | FALSE | FALSE | TRUE | 15000 | 11500 | 3.01 | 19750 | 2.45
212506076 | 07/05/23 | Live | Daikin North America, LLC | DAIKIN | Singlezone Non-Ducted, Wall Placement | 212506076 |  | HRCU-A-CB-O | RXL12WMVJU* | Mini-Splits | FTX12WMVJU* |  |  |  | 11.5 | 19.5 | 10 | FALSE | FALSE | TRUE | 10600 | 8800 | 2.9 | 15380 | 2.52
212506075 | 07/17/23 | Live | Daikin North America, LLC | DAIKIN | Singlezone Ducted, Compact Ducted | 212506075 |  | HRCU-A-CB | RX24WMVJU* | Mini-Splits | FDMQ24WVJU* |  |  |  | 10 | 15.2 | 8.1 | FALSE | FALSE | TRUE | 21800 | 15000 | 2.6 | 15790 | 2.57
212494263 | 07/05/23 | Live | Daikin North America, LLC | DAIKIN | Singlezone Non-Ducted, Wall Placement | 212494263 |  | HRCU-A-CB-O | RXL18WMVJU* | Mini-Splits | FTX18WVJU* |  |  |  | 11.5 | 19.8 | 8.5 | FALSE | FALSE | FALSE | 18000 | 14000 | 2.61 | 23200 | 2.16
212494260 | 07/05/23 | Live | Daikin North America, LLC | DAIKIN | Singlezone Non-Ducted, Wall Placement | 212494260 |  | HRCU-A-CB-O | RXM24WVJU* | Mini-Splits | FTXM24WVJU* |  |  |  | 12 | 22 | 10 | FALSE | FALSE | TRUE | 21600 | 16000 | 2.73 | 26100 | 2
212396464 | 07/05/23 | Live | Daikin North America, LLC | DAIKIN | Singlezone Non-Ducted, Ceiling Placement | 212396464 |  | HRCU-A-CB-O | RX12WMVJU* | Mini-Splits | FFQ12W2VJU* |  |  |  | 11.5 | 19.5 | 9 | FALSE | FALSE | FALSE | 10800 | 8300 | 2.9 | 9810 | 2.82
210800990 | 03/28/23 | Live | Daikin North America, LLC | DAIKIN | Multizone Mix of Ducted and Non-Ducted | 210800990 |  | HMSV-A-CB | 4MXL36WVJU* | Mixed Ducted and Non-Ducted Indoor Units |  |  |  |  | 10.5 | 18 | 8.6 | FALSE | FALSE | TRUE | 34400 | 22200 | 2.9 | 31900 | 1.85
210800989 | 03/28/23 | Live | Daikin North America, LLC | DAIKIN | Multizone Mix of Ducted and Non-Ducted | 210800989 |  | HMSV-A-CB | 3MXL24WMVJU* | Mixed Ducted and Non-Ducted Indoor Units |  |  |  |  | 10.1 | 16.5 | 8.8 | FALSE | FALSE | TRUE | 24000 | 15200 | 3.01 | 24400 | 2.23
210800988 | 03/28/23 | Live | Daikin North America, LLC | DAIKIN | Multizone Mix of Ducted and Non-Ducted | 210800988 |  | HMSV-A-CB | 2MXL18WMVJU* | Mixed Ducted and Non-Ducted Indoor Units |  |  |  |  | 10.5 | 15.2 | 8.2 | FALSE | FALSE | TRUE | 17800 | 11800 | 2.77 | 19650 | 2.14
210800987 | 03/28/23 | Live | Daikin North America, LLC | DAIKIN | Multizone Mix of Ducted and Non-Ducted | 210800987 |  | HMSV-A-CB | 5MXS48WVJU* | Mixed Ducted and Non-Ducted Indoor Units |  |  |  |  | 9.35 | 17.5 | 8.6 | FALSE | FALSE | FALSE | 45000 | 30600 | 2.84 | 35700 | 2.33
210800986 | 03/28/23 | Live | Daikin North America, LLC | DAIKIN | Multizone Mix of Ducted and Non-Ducted | 210800986 |  | HMSV-A-CB | 4MXS36WMVJU* | Mixed Ducted and Non-Ducted Indoor Units |  |  |  |  | 8.6 | 16.5 | 8.6 | FALSE | FALSE | FALSE | 32400 | 20600 | 2.59 | 25100 | 2.28
210800984 | 03/28/23 | Live | Daikin North America, LLC | DAIKIN | Multizone Mix of Ducted and Non-Ducted | 210800984 |  | HMSV-A-CB | 2MXS18WMVJU* | Mixed Ducted and Non-Ducted Indoor Units |  |  |  |  | 10.3 | 15.2 | 8.2 | FALSE | FALSE | TRUE | 17500 | 12000 | 2.75 | 16200 | 2.24
210725102 | 03/28/23 | Live | Daikin North America, LLC | DAIKIN | Multizone All Ducted | 210725102 |  | HMSV-A-CB | 4MXL36WVJU* | Ducted Indoor Units |  |  |  |  | 9.3 | 15.9 | 8.1 | FALSE | FALSE | FALSE | 34400 | 22000 | 2.87 | 30600 | 1.71
210725100 | 03/28/23 | Live | Daikin North America, LLC | DAIKIN | Multizone All Ducted | 210725100 |  | HMSV-A-CB | 2MXL18WMVJU* | Ducted Indoor Units |  |  |  |  | 9 | 14.3 | 7.7 | FALSE | FALSE | FALSE | 17800 | 11600 | 2.62 | 16100 | 1.95
210725099 | 03/28/23 | Live | Daikin North America, LLC | DAIKIN | Multizone All Ducted | 210725099 |  | HMSV-A-CB | 5MXS48WVJU* | Ducted Indoor Units |  |  |  |  | 8.2 | 14.5 | 7.8 | FALSE | FALSE | FALSE | 43000 | 30200 | 2.66 | 34400 | 2.14
210725098 | 03/28/23 | Live | Daikin North America, LLC | DAIKIN | Multizone All Ducted | 210725098 |  | HMSV-A-CB | 4MXS36WMVJU* | Ducted Indoor Units |  |  |  |  | 8 | 14.9 | 7.8 | FALSE | FALSE | FALSE | 28800 | 20200 | 2.28 | 24000 | 1.95
210722664 | 03/28/23 | Live | Daikin North America, LLC | DAIKIN | Multizone All Non-Ducted | 210722664 |  | HMSR-A-CB-O | 2MXL18WMVJU* | Non-Ducted Indoor Units |  | 12 | 16.9 | 10.3 | 12 | 16 | 8.7 | TRUE | TRUE | FALSE | 17800 | 12000 | 2.93 | 23200 | 2.3
210722659 | 03/28/23 | Live | Daikin North America, LLC | DAIKIN | Multizone All Non-Ducted | 210722659 |  | HMSR-A-CB-O | 2MXS18WMVJU* | Non-Ducted Indoor Units |  | 11.8 | 18.6 | 10.7 | 11.8 | 16 | 8.7 | FALSE | FALSE | FALSE | 17500 | 12000 | 2.91 | 16200 | 2.61
209832189 | 01/20/21 | Live | Mitsubishi Electric Trane | MITSUBISHI ELECTRIC | Singlezone Non-Ducted, Wall Placement | 209832189 |  | HRCU-A-CB-O | MUZ-GL24NA*** | Mini-Splits | NAXWST24A112A* | 12.5 | 20.5 | 10 | 12.5 | 20.4 | 10 | FALSE | FALSE | FALSE | 22400 | 16000 | 2.65 | 24600 | 2.19
207821951 | 04/15/22 | Live | INNOVAIR | INNOVAIR | Multizone All Non-Ducted | 207821951 |  | HMSR-A-CB-O | VOM24H7R3P7 | Non-Ducted Indoor Units |  | 12.5 | 22 | 11 | 12.5 | 22 | 9.05 | TRUE | TRUE | FALSE | 24000 | 15000 | 2.53 | 26000 | 1.9
207821954 | 04/15/22 | Live | INNOVAIR | INNOVAIR | Multizone All Non-Ducted | 207821954 |  | HMSR-A-CB-O | VOM36H7R4P7 | Non-Ducted Indoor Units |  | 12.5 | 21 | 11 | 12.5 | 21 | 9 | TRUE | TRUE | FALSE | 32000 | 22400 | 2.52 | 40000 | 1.89
207821948 | 04/15/22 | Live | INNOVAIR | INNOVAIR | Multizone All Non-Ducted | 207821948 |  | HMSR-A-CB-O | VOM18H7R2P7 | Non-Ducted Indoor Units |  | 12.5 | 22 | 11 | 12.5 | 21 | 9.5 | TRUE | TRUE | TRUE | 18000 | 12700 | 2.7 | 20000 | 1.81
207862098 | 01/27/23 | Live | Midea Electric Trading | BREEZE33 | Multizone All Non-Ducted | 207862098 |  | HMSR-A-CB-O | BZ33-HYP182Z2-G2-P | Non-Ducted Indoor Units |  | 12.5 | 22 | 10.2 | 12.5 | 22 | 9.8 | FALSE | FALSE | TRUE | 19000 | 15000 | 2.5 | 19000 | 2.23
207862101 | 01/27/23 | Live | Midea Electric Trading | BREEZE33 | Multizone All Non-Ducted | 207862101 |  | HMSR-A-CB-O | BZ33-HYP273Z2-G2-P | Non-Ducted Indoor Units |  | 12.5 | 22.5 | 11.3 | 12.5 | 23 | 10.6 | TRUE | TRUE | TRUE | 28000 | 26600 | 2.3 | 27200 | 2.21
207862107 | 01/27/23 | Live | Midea Electric Trading | BREEZE33 | Multizone All Non-Ducted | 207862107 |  | HMSR-A-CB-O | BZ33-HYP485Z2-G2-P | Non-Ducted Indoor Units |  | 11.6 | 21.5 | 11 | 11.7 | 21.8 | 9.8 | TRUE | TRUE | TRUE | 48000 | 36000 | 2.3 | 45000 | 2.2
208073235 | 01/27/23 | Live | Midea Electric Trading | AC BEST LA | Multizone All Non-Ducted | 208073235 |  | HMSR-A-CB-O | M2OA-18HFN1-M | Non-Ducted Indoor Units |  | 12.5 | 21.5 | 10.6 | 12.5 | 21 | 10.2 | FALSE | FALSE | FALSE | 18000 | 14400 | 2.5 | 16000 | 2.23
208073243 | 01/27/23 | Live | Midea Electric Trading | AC BEST LA | Multizone All Non-Ducted | 208073243 |  | HMSR-A-CB-O | M3OJ-27HFN1-M | Non-Ducted Indoor Units |  | 12 | 22.5 | 10.2 | 12.2 | 23.5 | 9.2 | FALSE | FALSE | FALSE | 27000 | 20000 | 2.35 | 22600 | 2.25
211306413 | 04/27/23 | Live | Midea Electric Trading | Mitsutomo | Multizone All Non-Ducted | 211306413 |  | HMSR-A-CB-O | HO-MP55-AB-Q | Non-Ducted Indoor Units |  | 10.5 | 19 | 10.8 | 10.5 | 20 | 9.5 | FALSE | FALSE | TRUE | 55000 | 34800 | 2.4 | 45000 | 2.06
211306404 | 04/27/23 | Live | Midea Electric Trading | Mitsutomo | Multizone All Non-Ducted | 211306404 |  | HMSR-A-CB-O | HO-MT28-AB-Q | Non-Ducted Indoor Units |  | 11.5 | 22 | 10 | 11.8 | 22.6 | 9.8 | FALSE | FALSE | TRUE | 28000 | 25600 | 2.3 | 27200 | 2.21
211306401 | 04/27/23 | Live | Midea Electric Trading | Mitsutomo | Multizone All Non-Ducted | 211306401 |  | HMSR-A-CB-O | HO-MD18-AB-Q | Non-Ducted Indoor Units |  | 12.5 | 20.5 | 9.7 | 12.5 | 20.5 | 9 | FALSE | FALSE | FALSE | 19000 | 13500 | 2.5 | 19000 | 2.23
207825585 | 01/27/23 | Live | Midea Electric Trading | ACIQ | Multizone All Non-Ducted | 207825585 |  | HMSR-A-CB-O | ACIQ-48Z-HH-M5B | Non-Ducted Indoor Units |  | 11.6 | 21.5 | 11 | 11.7 | 21.8 | 9.8 | TRUE | TRUE | TRUE | 48000 | 36000 | 2.3 | 45000 | 2.2
207825588 | 01/27/23 | Live | Midea Electric Trading | DIYCOOL | Multizone All Non-Ducted | 207825588 |  | HMSR-A-CB-O | ACIQ-18Z-HH-M2B | Non-Ducted Indoor Units |  | 12.5 | 22 | 10.2 | 12.5 | 22 | 9.8 | TRUE | TRUE | TRUE | 19000 | 15000 | 2.5 | 19000 | 2.23
207826703 | 04/27/23 | Live | Midea Electric Trading | MIDEA | Multizone All Non-Ducted | 207826703 |  | HMSR-A-CB-O | M4OG-36HFN1-M | Non-Ducted Indoor Units |  | 11.5 | 23 | 11.3 | 11.7 | 23.9 | 9.5 | FALSE | FALSE | TRUE | 36000 | 26800 | 2.3 | 29600 | 2.09
207825591 | 01/27/23 | Live | Midea Electric Trading | DIYCOOL | Multizone All Non-Ducted | 207825591 |  | HMSR-A-CB-O | ACIQ-27Z-HH-M3B | Non-Ducted Indoor Units |  | 12.5 | 22.5 | 11.3 | 12.5 | 23 | 10.6 | TRUE | TRUE | TRUE | 28000 | 26600 | 2.3 | 27200 | 2.21
207827128 | 02/01/23 | Live | Midea Electric Trading | AC PRO.COM | Multizone All Non-Ducted | 207827128 |  | HMSR-A-CB-O | A4OG-36HFN1-M | Non-Ducted Indoor Units |  | 11.5 | 23 | 11.3 | 11.7 | 23.9 | 9.5 | TRUE | FALSE | TRUE | 36000 | 26800 | 2.3 | 29600 | 2.09
207825597 | 01/27/23 | Live | Midea Electric Trading | DIYCOOL | Multizone All Non-Ducted | 207825597 |  | HMSR-A-CB-O | ACIQ-48Z-HH-M5B | Non-Ducted Indoor Units |  | 11.6 | 21.5 | 11 | 11.7 | 21.8 | 9.8 | TRUE | TRUE | TRUE | 48000 | 36000 | 2.3 | 45000 | 2.2
207826706 | 04/27/23 | Live | Midea Electric Trading | MIDEA | Multizone All Non-Ducted | 207826706 |  | HMSR-A-CB-O | M5OG-48HFN1-M | Non-Ducted Indoor Units |  | 12.5 | 22.4 | 11 | 12.5 | 23.4 | 8.7 | FALSE | FALSE | FALSE | 48000 | 34000 | 2.4 | 37000 | 2.17
207827133 | 01/27/23 | Live | Midea Electric Trading | AC PRO.COM | Multizone All Non-Ducted | 207827133 |  | HMSR-A-CB-O | A2OA-18HFN1-M | Non-Ducted Indoor Units |  | 13.3 | 22.5 | 10.6 | 13.9 | 22.9 | 10.5 | TRUE | FALSE | TRUE | 18000 | 14300 | 2.49 | 16000 | 2.23
207827135 | 01/27/23 | Live | Midea Electric Trading | AC PRO.COM | Multizone All Non-Ducted | 207827135 |  | HMSR-A-CB-O | A3OJ-27HFN1-M | Non-Ducted Indoor Units |  | 12.5 | 23.8 | 10.5 | 12.7 | 24.6 | 9.5 | TRUE | FALSE | TRUE | 28000 | 21000 | 2.5 | 22600 | 2.25
207827136 | 02/01/23 | Live | Midea Electric Trading | AC PRO.COM | Multizone All Non-Ducted | 207827136 |  | HMSR-A-CB-O | A5OG-48HFN1-M | Non-Ducted Indoor Units |  | 12.5 | 22.4 | 11 | 12.5 | 23.4 | 8.7 | TRUE | FALSE | FALSE | 48000 | 34000 | 2.4 | 37000 | 2.17
211793563 | 04/27/23 | Live | Midea Electric Trading | KADEN | Multizone All Ducted | 211793563 |  | HMSR-A-CB-O | KO-PS327HP-2AAMA | Non-Ducted Indoor Units |  | 12.5 | 23.8 | 10.5 | 12.7 | 24.6 | 9.5 | FALSE | FALSE | TRUE | 28000 | 21000 | 2.5 | 22600 | 2.25
211726672 | 04/27/23 | Live | Midea Electric Trading | Star Air Kontrol | Multizone All Non-Ducted | 211726672 |  | HMSR-A-CB-O | SAK-48-21MUZ/220(OUT)* | Non-Ducted Indoor Units |  | 11 | 21 | 10.5 | 11 | 21.1 | 9.5 | FALSE | FALSE | TRUE | 48000 | 36000 | 2.5 | 37000 | 2.17
211793560 | 04/27/23 | Live | Midea Electric Trading | KADEN | Multizone All Ducted | 211793560 |  | HMSR-A-CB-O | KO-PS218HP-2AAMA | Non-Ducted Indoor Units |  | 13.3 | 22.5 | 10.6 | 13.9 | 22.9 | 10.5 | FALSE | FALSE | TRUE | 18000 | 14300 | 2.49 | 16000 | 2.23
211726665 | 04/27/23 | Live | Midea Electric Trading | Star Air Kontrol | Multizone All Non-Ducted | 211726665 |  | HMSR-A-CB-O | SAK-18-21MUZ/220(OUT)* | Non-Ducted Indoor Units |  | 12.5 | 21.5 | 10.6 | 12.5 | 21 | 10.2 | TRUE | FALSE | TRUE | 18000 | 14400 | 2.5 | 16000 | 2.23
211726668 | 04/27/23 | Live | Midea Electric Trading | Star Air Kontrol | Multizone All Non-Ducted | 211726668 |  | HMSR-A-CB-O | SAK-27-22MUZ/220(OUT)* | Non-Ducted Indoor Units |  | 12 | 22.5 | 10.2 | 12.2 | 23.5 | 9.2 | TRUE | FALSE | FALSE | 27000 | 20000 | 2.35 | 22600 | 2.25
211726670 | 04/27/23 | Live | Midea Electric Trading | Star Air Kontrol | Multizone All Non-Ducted | 211726670 |  | HMSR-A-CB-O | SAK-36-22MUZ/220(OUT)* | Non-Ducted Indoor Units |  | 10.5 | 21.8 | 11.5 | 10.6 | 23.1 | 9.6 | FALSE | FALSE | TRUE | 36000 | 26400 | 2.3 | 29600 | 2.09
207825567 | 01/27/23 | Live | Midea Electric Trading | 1HVAC | Multizone All Non-Ducted | 207825567 |  | HMSR-A-CB-O | ACIQ-27Z-HH-M3B | Non-Ducted Indoor Units |  | 12.5 | 22.5 | 11.3 | 12.5 | 23 | 10.6 | TRUE | TRUE | TRUE | 28000 | 26600 | 2.3 | 27200 | 2.21
207825579 | 01/27/23 | Live | Midea Electric Trading | ACIQ | Multizone All Non-Ducted | 207825579 |  | HMSR-A-CB-O | ACIQ-27Z-HH-M3B | Non-Ducted Indoor Units |  | 12.5 | 22.5 | 11.3 | 12.5 | 23 | 10.6 | TRUE | TRUE | TRUE | 28000 | 26600 | 2.3 | 27200 | 2.21
211994914 | 04/27/23 | Live | Midea Electric Trading | Daizuki | Multizone All Non-Ducted | 211994914 |  | HMSR-A-CB-O | DXFM-2723-3Z | Non-Ducted Indoor Units |  | 12.5 | 23.8 | 10.5 | 12.7 | 24.6 | 9.5 | FALSE | FALSE | TRUE | 28000 | 21000 | 2.5 | 22600 | 2.25
207825576 | 01/27/23 | Live | Midea Electric Trading | ACIQ | Multizone All Non-Ducted | 207825576 |  | HMSR-A-CB-O | ACIQ-18Z-HH-M2B | Non-Ducted Indoor Units |  | 12.5 | 22 | 10.2 | 12.5 | 22 | 9.8 | TRUE | TRUE | TRUE | 19000 | 15000 | 2.5 | 19000 | 2.23
207825573 | 01/27/23 | Live | Midea Electric Trading | 1HVAC | Multizone All Non-Ducted | 207825573 |  | HMSR-A-CB-O | ACIQ-48Z-HH-M5B | Non-Ducted Indoor Units |  | 11.6 | 21.5 | 11 | 11.7 | 21.8 | 9.8 | TRUE | TRUE | TRUE | 48000 | 36000 | 2.3 | 45000 | 2.2
211991186 | 04/27/23 | Live | Midea Electric Trading | PREMIUM LEVELLA | Multizone All Non-Ducted | 211991186 |  | HMSR-A-CB-O | PIAWMZ188800B | Non-Ducted Indoor Units |  | 12.5 | 21.5 | 10.6 | 12.5 | 21 | 10.2 | FALSE | FALSE | TRUE | 18000 | 14400 | 2.5 | 16000 | 2.23
211991197 | 04/27/23 | Live | Midea Electric Trading | PREMIUM LEVELLA | Multizone All Non-Ducted | 211991197 |  | HMSR-A-CB-O | PIAWMZ488800B | Non-Ducted Indoor Units |  | 11 | 21 | 10.5 | 11 | 21.1 | 9.5 | FALSE | FALSE | TRUE | 48000 | 36000 | 2.5 | 37000 | 2.17
211991194 | 04/27/23 | Live | Midea Electric Trading | PREMIUM LEVELLA | Multizone All Non-Ducted | 211991194 |  | HMSR-A-CB-O | PIAWMZ368800B | Non-Ducted Indoor Units |  | 10.5 | 21.8 | 11.5 | 10.6 | 23.1 | 9.6 | FALSE | FALSE | TRUE | 36000 | 26400 | 2.3 | 29600 | 2.09
211991190 | 04/27/23 | Live | Midea Electric Trading | PREMIUM LEVELLA | Multizone All Non-Ducted | 211991190 |  | HMSR-A-CB-O | PIAWMZ278800B | Non-Ducted Indoor Units |  | 12 | 22.5 | 10.2 | 12.2 | 23.5 | 9.2 | FALSE | FALSE | FALSE | 27000 | 20000 | 2.35 | 22600 | 2.25
211911388 | 04/27/23 | Live | Midea Electric Trading | DUOHOME | Multizone All Non-Ducted | 211911388 |  | HMSR-A-CB-O | D2OA-18HFN1-M | Non-Ducted Indoor Units |  | 12.5 | 21.5 | 10.6 | 12.5 | 21 | 10.2 | FALSE | FALSE | TRUE | 18000 | 14400 | 2.5 | 16000 | 2.23
211911394 | 04/27/23 | Live | Midea Electric Trading | DUOHOME | Multizone All Non-Ducted | 211911394 |  | HMSR-A-CB-O | D4OG-36HFN1-M | Non-Ducted Indoor Units |  | 10.5 | 21.8 | 11.5 | 10.6 | 23.1 | 9.6 | FALSE | FALSE | TRUE | 36000 | 26400 | 2.3 | 29600 | 2.09
211911400 | 04/27/23 | Live | Midea Electric Trading | DUOHOME | Multizone All Non-Ducted | 211911400 |  | HMSR-A-CB-O | D5OA-55HFN1-M | Non-Ducted Indoor Units |  | 10.5 | 19 | 11.5 | 10.5 | 20.2 | 9.6 | FALSE | FALSE | TRUE | 55000 | 36400 | 2.56 | 37000 | 2.17
211911397 | 04/27/23 | Live | Midea Electric Trading | DUOHOME | Multizone All Non-Ducted | 211911397 |  | HMSR-A-CB-O | D5OG-48HFN1-M | Non-Ducted Indoor Units |  | 11 | 21 | 10.5 | 11 | 21.1 | 9.5 | FALSE | FALSE | TRUE | 48000 | 36000 | 2.5 | 37000 | 2.17
211793569 | 04/27/23 | Live | Midea Electric Trading | KADEN | Multizone All Non-Ducted | 211793569 |  | HMSR-A-CB-O | KO-PS555HP-2AAMA | Non-Ducted Indoor Units |  | 10.5 | 20.5 | 10.8 | 10.5 | 21.3 | 9.1 | FALSE | FALSE | FALSE | 55000 | 34400 | 2.5 | 37000 | 2.17
211911391 | 04/27/23 | Live | Midea Electric Trading | DUOHOME | Multizone All Non-Ducted | 211911391 |  | HMSR-A-CB-O | D3OJ-27HFN1-M | Non-Ducted Indoor Units |  | 12 | 22.5 | 10.2 | 12.2 | 23.5 | 9.2 | FALSE | FALSE | FALSE | 27000 | 20000 | 2.35 | 22600 | 2.25
211793565 | 04/27/23 | Live | Midea Electric Trading | KADEN | Multizone All Non-Ducted | 211793565 |  | HMSR-A-CB-O | KO-PS436HP-2AAMA | Non-Ducted Indoor Units |  | 11.5 | 23 | 11.3 | 11.7 | 23.9 | 9.5 | FALSE | FALSE | TRUE | 36000 | 26800 | 2.3 | 29600 | 2.09
207743779 | 02/01/23 | Live | Midea Electric Trading | DIRECT AIR | Multizone All Non-Ducted | 207743779 |  | HMSR-A-CB-O | DIRM-36DA25-4Z | Non-Ducted Indoor Units |  | 11.5 | 23 | 11.3 | 11.7 | 23.9 | 9.5 | TRUE | FALSE | TRUE | 36000 | 26800 | 2.3 | 29600 | 2.09
207743785 | 01/27/23 | Live | Midea Electric Trading | DIRECT AIR | Multizone All Non-Ducted | 207743785 |  | HMSR-A-CB-O | DIRM-18HXPRO28-2Z | Non-Ducted Indoor Units |  | 12.5 | 22 | 10.2 | 12.5 | 22 | 9.8 | TRUE | TRUE | TRUE | 19000 | 15000 | 2.5 | 19000 | 2.23
207743782 | 02/01/23 | Live | Midea Electric Trading | DIRECT AIR | Multizone All Non-Ducted | 207743782 |  | HMSR-A-CB-O | DIRM-48DA25-5Z | Non-Ducted Indoor Units |  | 12.5 | 22.4 | 11 | 12.5 | 23.4 | 8.7 | TRUE | FALSE | FALSE | 48000 | 34000 | 2.4 | 37000 | 2.17
207743788 | 01/27/23 | Live | Midea Electric Trading | DIRECT AIR | Multizone All Non-Ducted | 207743788 |  | HMSR-A-CB-O | DIRM-28HXPRO28-3Z | Non-Ducted Indoor Units |  | 12.5 | 22.5 | 11.3 | 12.5 | 23 | 10.6 | TRUE | TRUE | TRUE | 28000 | 26600 | 2.3 | 27200 | 2.21
207743794 | 01/27/23 | Live | Midea Electric Trading | DIRECT AIR | Multizone All Non-Ducted | 207743794 |  | HMSR-A-CB-O | DIRM-48HXPRO28-5Z | Non-Ducted Indoor Units |  | 11.6 | 21.5 | 11 | 11.7 | 21.8 | 9.8 | TRUE | TRUE | TRUE | 48000 | 36000 | 2.3 | 45000 | 2.2
207787171 | 05/10/23 | Live | Midea Electric Trading | Durastar | Multizone All Non-Ducted | 207787171 |  | HMSR-A-CB-O | DRA2U18M1B | Non-Ducted Indoor Units |  | 12.5 | 21.5 | 10.6 | 12.5 | 21 | 10.2 | TRUE | FALSE | TRUE | 18000 | 14400 | 2.5 | 16000 | 2.23
207787174 | 05/10/23 | Live | Midea Electric Trading | Durastar | Multizone All Non-Ducted | 207787174 |  | HMSR-A-CB-O | DRA3U28M1B | Non-Ducted Indoor Units |  | 12 | 22.5 | 10.2 | 12.2 | 23.5 | 9.2 | TRUE | FALSE | FALSE | 27000 | 20000 | 2.35 | 22600 | 2.25
207787180 | 05/10/23 | Live | Midea Electric Trading | Durastar | Multizone All Non-Ducted | 207787180 |  | HMSR-A-CB-O | DRA5U48M1B | Non-Ducted Indoor Units |  | 11 | 21 | 10.5 | 11 | 21.1 | 9.5 | FALSE | FALSE | TRUE | 48000 | 36000 | 2.5 | 37000 | 2.17
207787177 | 05/10/23 | Live | Midea Electric Trading | Durastar | Multizone All Non-Ducted | 207787177 |  | HMSR-A-CB-O | DRA4U36M1B | Non-Ducted Indoor Units |  | 10.5 | 21.8 | 11.5 | 10.6 | 23.1 | 9.6 | FALSE | FALSE | TRUE | 36000 | 26400 | 2.3 | 29600 | 2.09
207804189 | 04/27/23 | Live | Midea Electric Trading | SUNCHILLERS | Multizone All Non-Ducted | 207804189 |  | HMSR-A-CB-O | M27ODU-UL2P | Non-Ducted Indoor Units |  | 12.5 | 23.8 | 10.5 | 12.7 | 24.6 | 9.5 | FALSE | FALSE | TRUE | 28000 | 21000 | 2.5 | 22600 | 2.25
207804192 | 04/27/23 | Live | Midea Electric Trading | SUNCHILLERS | Multizone All Non-Ducted | 207804192 |  | HMSR-A-CB-O | M36ODU-UL2P | Non-Ducted Indoor Units |  | 11.5 | 23 | 11.3 | 11.7 | 23.9 | 9.5 | FALSE | FALSE | TRUE | 36000 | 26800 | 2.3 | 29600 | 2.09
207804195 | 04/27/23 | Live | Midea Electric Trading | SUNCHILLERS | Multizone All Non-Ducted | 207804195 |  | HMSR-A-CB-O | M48ODU-UL2P | Non-Ducted Indoor Units |  | 12.5 | 22.4 | 11 | 12.5 | 23.4 | 8.7 | FALSE | FALSE | FALSE | 48000 | 34000 | 2.4 | 37000 | 2.17
207805781 | 01/27/23 | Live | Midea Electric Trading | KANIONCO | Multizone All Non-Ducted | 207805781 |  | HMSR-A-CB-O | KWSMO-18R410AIHMV | Non-Ducted Indoor Units |  | 12.5 | 21.5 | 10.6 | 12.5 | 21 | 10.2 | TRUE | FALSE | TRUE | 18000 | 14400 | 2.5 | 16000 | 2.23
207804198 | 04/27/23 | Live | Midea Electric Trading | SUNCHILLERS | Multizone All Non-Ducted | 207804198 |  | HMSR-A-CB-O | M18ODU-UL2P | Non-Ducted Indoor Units |  | 13.3 | 22.5 | 10.6 | 13.9 | 22.9 | 10.5 | FALSE | FALSE | TRUE | 18000 | 14300 | 2.49 | 16000 | 2.23
207825498 | 01/27/23 | Live | Midea Electric Trading | ECO AC | Multizone All Non-Ducted | 207825498 |  | HMSR-A-CB-O | EMH-2O18BB | Non-Ducted Indoor Units |  | 12.5 | 21.5 | 10.6 | 12.5 | 21 | 10.2 | TRUE | FALSE | TRUE | 18000 | 14400 | 2.5 | 16000 | 2.23
207825504 | 02/01/23 | Live | Midea Electric Trading | ECO AC | Multizone All Non-Ducted | 207825504 |  | HMSR-A-CB-O | EMH-4O36BB | Non-Ducted Indoor Units |  | 10.5 | 21.8 | 11.5 | 10.6 | 23.1 | 9.6 | FALSE | FALSE | TRUE | 36000 | 26400 | 2.3 | 29600 | 2.09
207825501 | 01/27/23 | Live | Midea Electric Trading | ECO AC | Multizone All Non-Ducted | 207825501 |  | HMSR-A-CB-O | EMH-3O27BB | Non-Ducted Indoor Units |  | 12 | 22.5 | 10.2 | 12.2 | 23.5 | 9.2 | TRUE | FALSE | FALSE | 27000 | 20000 | 2.35 | 22600 | 2.25
207825564 | 01/27/23 | Live | Midea Electric Trading | 1HVAC | Multizone All Non-Ducted | 207825564 |  | HMSR-A-CB-O | ACIQ-18Z-HH-M2B | Non-Ducted Indoor Units |  | 12.5 | 22 | 10.2 | 12.5 | 22 | 9.8 | TRUE | TRUE | TRUE | 19000 | 15000 | 2.5 | 19000 | 2.23
211994917 | 04/27/23 | Live | Midea Electric Trading | Daizuki | Multizone All Non-Ducted | 211994917 |  | HMSR-A-CB-O | DXFM-1823-2Z | Non-Ducted Indoor Units |  | 13.3 | 22.5 | 10.6 | 13.9 | 22.9 | 10.5 | FALSE | FALSE | TRUE | 18000 | 14300 | 2.49 | 16000 | 2.23
212316088 | 04/27/23 | Live | Midea Electric Trading | PolarWave | Multizone All Non-Ducted | 212316088 |  | HMSR-A-CB-O | ACIQ-27Z-HH-M3B | Non-Ducted Indoor Units |  | 12.5 | 22.5 | 11.3 | 12.5 | 23 | 10.6 | TRUE | TRUE | TRUE | 28000 | 26600 | 2.3 | 27200 | 2.21
212316085 | 04/27/23 | Live | Midea Electric Trading | PolarWave | Multizone All Non-Ducted | 212316085 |  | HMSR-A-CB-O | ACIQ-18Z-HH-M2B | Non-Ducted Indoor Units |  | 12.5 | 22 | 10.2 | 12.5 | 22 | 9.8 | TRUE | TRUE | TRUE | 19000 | 15000 | 2.5 | 19000 | 2.23
211994923 | 04/27/23 | Live | Midea Electric Trading | Daizuki | Multizone All Non-Ducted | 211994923 |  | HMSR-A-CB-O | DXFM-3623-4Z | Non-Ducted Indoor Units |  | 11.5 | 23 | 11.3 | 11.7 | 23.9 | 9.5 | FALSE | FALSE | TRUE | 36000 | 26800 | 2.3 | 29600 | 2.09
211994920 | 04/27/23 | Live | Midea Electric Trading | Daizuki | Multizone All Non-Ducted | 211994920 |  | HMSR-A-CB-O | DXFM-4823-5Z | Non-Ducted Indoor Units |  | 12.5 | 22.4 | 11 | 12.5 | 23.4 | 8.7 | FALSE | FALSE | FALSE | 48000 | 34000 | 2.4 | 37000 | 2.17
207742541 | 01/27/23 | Live | Midea Electric Trading | MOOVAIR | Multizone All Non-Ducted | 207742541 |  | HMSR-A-CB-O | DMA18HOM25230X3 | Non-Ducted Indoor Units |  | 12.5 | 22 | 10.2 | 12.5 | 22 | 9.8 | TRUE | TRUE | TRUE | 19000 | 15000 | 2.5 | 19000 | 2.23
207742544 | 01/27/23 | Live | Midea Electric Trading | MOOVAIR | Multizone All Non-Ducted | 207742544 |  | HMSR-A-CB-O | DMA27HOM25230X3 | Non-Ducted Indoor Units |  | 12.5 | 22.5 | 11.3 | 12.5 | 23 | 10.6 | TRUE | TRUE | TRUE | 28000 | 26600 | 2.3 | 27200 | 2.21
207742550 | 01/27/23 | Live | Midea Electric Trading | MOOVAIR | Multizone All Non-Ducted | 207742550 |  | HMSR-A-CB-O | DMA48HOM25230X3 | Non-Ducted Indoor Units |  | 11.6 | 21.5 | 11 | 11.7 | 21.8 | 9.8 | TRUE | TRUE | TRUE | 48000 | 36000 | 2.3 | 45000 | 2.2
207743713 | 10/27/22 | Live | Midea Electric Trading | AURORA | Multizone All Non-Ducted | 207743713 |  | HMSR-A-CB-O | AU-MU36-2A-U | Non-Ducted Indoor Units |  | 10.5 | 21.8 | 11.5 | 10.6 | 23.1 | 9.6 | FALSE | FALSE | TRUE | 36000 | 26400 | 2.3 | 29600 | 2.09
207743773 | 01/27/23 | Live | Midea Electric Trading | DIRECT AIR | Multizone All Non-Ducted | 207743773 |  | HMSR-A-CB-O | DIRM-18DA25-2Z | Non-Ducted Indoor Units |  | 13.3 | 22.5 | 10.6 | 13.9 | 22.9 | 10.5 | TRUE | FALSE | TRUE | 18000 | 14300 | 2.49 | 16000 | 2.23
207743710 | 10/27/22 | Live | Midea Electric Trading | AURORA | Multizone All Non-Ducted | 207743710 |  | HMSR-A-CB-O | AU-MU27-2A-U | Non-Ducted Indoor Units |  | 12 | 22.5 | 10.2 | 12.2 | 23.5 | 9.2 | FALSE | FALSE | FALSE | 27000 | 20000 | 2.35 | 22600 | 2.25
207743707 | 10/27/22 | Live | Midea Electric Trading | AURORA | Multizone All Non-Ducted | 207743707 |  | HMSR-A-CB-O | AU-MU18-2A-U | Non-Ducted Indoor Units |  | 12.5 | 21.5 | 10.6 | 12.5 | 21 | 10.2 | FALSE | FALSE | TRUE | 18000 | 14400 | 2.5 | 16000 | 2.23
207743716 | 10/27/22 | Live | Midea Electric Trading | AURORA | Multizone All Non-Ducted | 207743716 |  | HMSR-A-CB-O | AU-MU48-2A-U | Non-Ducted Indoor Units |  | 11 | 21 | 10.5 | 11 | 21.1 | 9.5 | FALSE | FALSE | TRUE | 48000 | 36000 | 2.5 | 37000 | 2.17
207743776 | 01/27/23 | Live | Midea Electric Trading | DIRECT AIR | Multizone All Non-Ducted | 207743776 |  | HMSR-A-CB-O | DIRM-27DA25-3Z | Non-Ducted Indoor Units |  | 12.5 | 23.8 | 10.5 | 12.7 | 24.6 | 9.5 | TRUE | FALSE | TRUE | 28000 | 21000 | 2.5 | 22600 | 2.25
212316212 | 04/27/23 | Live | Midea Electric Trading | STEALTH | Multizone All Non-Ducted | 212316212 |  | HMSR-A-CB-O | ES-36Z-M4B | Non-Ducted Indoor Units |  | 11.5 | 23 | 11.3 | 11.7 | 23.9 | 9.5 | TRUE | FALSE | TRUE | 36000 | 26800 | 2.3 | 29600 | 2.09
212316209 | 04/27/23 | Live | Midea Electric Trading | STEALTH | Multizone All Non-Ducted | 212316209 |  | HMSR-A-CB-O | ES-27Z-M3B | Non-Ducted Indoor Units |  | 12.5 | 23.8 | 10.5 | 12.7 | 24.6 | 9.5 | TRUE | FALSE | TRUE | 28000 | 21000 | 2.5 | 22600 | 2.25
212316203 | 04/27/23 | Live | Midea Electric Trading | STEALTH | Multizone All Non-Ducted | 212316203 |  | HMSR-A-CB-O | ACIQ-55Z-HH-M5B | Non-Ducted Indoor Units |  | 10.5 | 21.5 | 10.6 | 10.5 | 22 | 9.5 | TRUE | TRUE | TRUE | 55000 | 34400 | 2.5 | 45000 | 2.06
212316206 | 04/27/23 | Live | Midea Electric Trading | STEALTH | Multizone All Non-Ducted | 212316206 |  | HMSR-A-CB-O | ES-18Z-M2B | Non-Ducted Indoor Units |  | 13.3 | 22.5 | 10.6 | 13.9 | 22.9 | 10.5 | TRUE | FALSE | TRUE | 18000 | 14300 | 2.49 | 16000 | 2.23
212316180 | 04/27/23 | Live | Midea Electric Trading | STEALTH | Multizone All Non-Ducted | 212316180 |  | HMSR-A-CB-O | ACIQ-48Z-HH-M5B | Non-Ducted Indoor Units |  | 11.6 | 21.5 | 11 | 11.7 | 21.8 | 9.8 | TRUE | TRUE | TRUE | 48000 | 36000 | 2.3 | 45000 | 2.2
212316174 | 04/27/23 | Live | Midea Electric Trading | STEALTH | Multizone All Non-Ducted | 212316174 |  | HMSR-A-CB-O | ACIQ-27Z-HH-M3B | Non-Ducted Indoor Units |  | 12.5 | 22.5 | 11.3 | 12.5 | 23 | 10.6 | TRUE | TRUE | TRUE | 28000 | 26600 | 2.3 | 27200 | 2.21
212316171 | 04/27/23 | Live | Midea Electric Trading | STEALTH | Multizone All Non-Ducted | 212316171 |  | HMSR-A-CB-O | ACIQ-18Z-HH-M2B | Non-Ducted Indoor Units |  | 12.5 | 22 | 10.2 | 12.5 | 22 | 9.8 | TRUE | TRUE | TRUE | 19000 | 15000 | 2.5 | 19000 | 2.23
212316132 | 04/27/23 | Live | Midea Electric Trading | PolarWave | Multizone All Non-Ducted | 212316132 |  | HMSR-A-CB-O | ES-55Z-M5B | Non-Ducted Indoor Units |  | 10.5 | 20.5 | 10.8 | 10.5 | 21.3 | 9.1 | FALSE | FALSE | FALSE | 55000 | 34400 | 2.5 | 37000 | 2.17
212316129 | 04/27/23 | Live | Midea Electric Trading | PolarWave | Multizone All Non-Ducted | 212316129 |  | HMSR-A-CB-O | ES-48Z-M5B | Non-Ducted Indoor Units |  | 12.5 | 22.4 | 11 | 12.5 | 23.4 | 8.7 | TRUE | FALSE | FALSE | 48000 | 34000 | 2.4 | 37000 | 2.17
212316120 | 04/27/23 | Live | Midea Electric Trading | PolarWave | Multizone All Non-Ducted | 212316120 |  | HMSR-A-CB-O | ES-18Z-M2B | Non-Ducted Indoor Units |  | 13.3 | 22.5 | 10.6 | 13.9 | 22.9 | 10.5 | TRUE | FALSE | TRUE | 18000 | 14300 | 2.49 | 16000 | 2.23
212316126 | 04/27/23 | Live | Midea Electric Trading | PolarWave | Multizone All Non-Ducted | 212316126 |  | HMSR-A-CB-O | ES-36Z-M4B | Non-Ducted Indoor Units |  | 11.5 | 23 | 11.3 | 11.7 | 23.9 | 9.5 | TRUE | FALSE | TRUE | 36000 | 26800 | 2.3 | 29600 | 2.09
212316123 | 04/27/23 | Live | Midea Electric Trading | PolarWave | Multizone All Non-Ducted | 212316123 |  | HMSR-A-CB-O | ES-27Z-M3B | Non-Ducted Indoor Units |  | 12.5 | 23.8 | 10.5 | 12.7 | 24.6 | 9.5 | TRUE | FALSE | TRUE | 28000 | 21000 | 2.5 | 22600 | 2.25
212316117 | 04/27/23 | Live | Midea Electric Trading | PolarWave | Multizone All Non-Ducted | 212316117 |  | HMSR-A-CB-O | ACIQ-55Z-HH-M5B | Non-Ducted Indoor Units |  | 10.5 | 21.5 | 10.6 | 10.5 | 22 | 9.5 | TRUE | TRUE | TRUE | 55000 | 34400 | 2.5 | 45000 | 2.06
212316094 | 04/27/23 | Live | Midea Electric Trading | PolarWave | Multizone All Non-Ducted | 212316094 |  | HMSR-A-CB-O | ACIQ-48Z-HH-M5B | Non-Ducted Indoor Units |  | 11.6 | 21.5 | 11 | 11.7 | 21.8 | 9.8 | TRUE | TRUE | TRUE | 48000 | 36000 | 2.3 | 45000 | 2.2
207742411 | 04/27/23 | Live | Midea Electric Trading | TK'S | Multizone All Non-Ducted | 207742411 |  | HMSR-A-CB-O | T5C-48HFN1 | Non-Ducted Indoor Units |  | 11 | 21 | 10.5 | 11 | 21.1 | 9.5 | FALSE | FALSE | TRUE | 48000 | 36000 | 2.5 | 37000 | 2.17
207742460 | 01/27/23 | Live | Midea Electric Trading | ELIOS | Multizone All Non-Ducted | 207742460 |  | HMSR-A-CB-O | DEA18HOM25230X3 | Non-Ducted Indoor Units |  | 12.5 | 22 | 10.2 | 12.5 | 22 | 9.8 | TRUE | TRUE | TRUE | 19000 | 15000 | 2.5 | 19000 | 2.23
207742463 | 01/27/23 | Live | Midea Electric Trading | ELIOS | Multizone All Non-Ducted | 207742463 |  | HMSR-A-CB-O | DEA27HOM25230X3 | Non-Ducted Indoor Units |  | 12.5 | 22.5 | 11.3 | 12.5 | 23 | 10.6 | TRUE | TRUE | TRUE | 28000 | 26600 | 2.3 | 27200 | 2.21
207742472 | 01/27/23 | Live | Midea Electric Trading | ELIOS | Multizone All Non-Ducted | 207742472 |  | HMSR-A-CB-O | DEA18HOM23230X2 | Non-Ducted Indoor Units |  | 13.3 | 22.5 | 10.6 | 13.9 | 22.9 | 10.5 | TRUE | FALSE | TRUE | 18000 | 14300 | 2.49 | 16000 | 2.23
207742469 | 01/27/23 | Live | Midea Electric Trading | ELIOS | Multizone All Non-Ducted | 207742469 |  | HMSR-A-CB-O | DEA48HOM25230X3 | Non-Ducted Indoor Units |  | 11.6 | 21.5 | 11 | 11.7 | 21.8 | 9.8 | TRUE | TRUE | TRUE | 48000 | 36000 | 2.3 | 45000 | 2.2
207742532 | 01/27/23 | Live | Midea Electric Trading | MOOVAIR | Multizone All Non-Ducted | 207742532 |  | HMSR-A-CB-O | DMA27HOM23230X2 | Non-Ducted Indoor Units |  | 12.5 | 23.8 | 10.5 | 12.7 | 24.6 | 9.5 | TRUE | FALSE | TRUE | 28000 | 21000 | 2.5 | 22600 | 2.25
207742475 | 01/27/23 | Live | Midea Electric Trading | ELIOS | Multizone All Non-Ducted | 207742475 |  | HMSR-A-CB-O | DEA27HOM23230X2 | Non-Ducted Indoor Units |  | 12.5 | 23.8 | 10.5 | 12.7 | 24.6 | 9.5 | TRUE | FALSE | TRUE | 28000 | 21000 | 2.5 | 22600 | 2.25
207742478 | 02/01/23 | Live | Midea Electric Trading | ELIOS | Multizone All Non-Ducted | 207742478 |  | HMSR-A-CB-O | DEA36HOM23230X2 | Non-Ducted Indoor Units |  | 11.5 | 23 | 11.3 | 11.7 | 23.9 | 9.5 | TRUE | FALSE | TRUE | 36000 | 26800 | 2.3 | 29600 | 2.09
207742481 | 02/01/23 | Live | Midea Electric Trading | ELIOS | Multizone All Non-Ducted | 207742481 |  | HMSR-A-CB-O | DEA48HOM23230X2 | Non-Ducted Indoor Units |  | 12.5 | 22.4 | 11 | 12.5 | 23.4 | 8.7 | TRUE | FALSE | FALSE | 48000 | 34000 | 2.4 | 37000 | 2.17
207742529 | 01/27/23 | Live | Midea Electric Trading | MOOVAIR | Multizone All Non-Ducted | 207742529 |  | HMSR-A-CB-O | DMA18HOM23230X2 | Non-Ducted Indoor Units |  | 13.3 | 22.5 | 10.6 | 13.9 | 22.9 | 10.5 | TRUE | FALSE | TRUE | 18000 | 14300 | 2.49 | 16000 | 2.23
207742535 | 02/01/23 | Live | Midea Electric Trading | MOOVAIR | Multizone All Non-Ducted | 207742535 |  | HMSR-A-CB-O | DMA36HOM23230X2 | Non-Ducted Indoor Units |  | 11.5 | 23 | 11.3 | 11.7 | 23.9 | 9.5 | TRUE | FALSE | TRUE | 36000 | 26800 | 2.3 | 29600 | 2.09
212360147 | 04/27/23 | Live | Midea Electric Trading | KANIONco | Multizone All Non-Ducted | 212360147 |  | HMSR-A-CB-O | KWSMO-27R410AIHH | Non-Ducted Indoor Units |  | 12 | 22.5 | 10.2 | 12.2 | 23.5 | 9.2 | TRUE | FALSE | FALSE | 27000 | 20000 | 2.35 | 22600 | 2.25
212360144 | 04/27/23 | Live | Midea Electric Trading | KANIONco | Multizone All Non-Ducted | 212360144 |  | HMSR-A-CB-O | KWSMO-18R410AIHH | Non-Ducted Indoor Units |  | 12.5 | 21.5 | 10.6 | 12.5 | 21 | 10.2 | TRUE | FALSE | TRUE | 18000 | 14400 | 2.5 | 16000 | 2.23
207742538 | 02/01/23 | Live | Midea Electric Trading | MOOVAIR | Multizone All Non-Ducted | 207742538 |  | HMSR-A-CB-O | DMA48HOM23230X2 | Non-Ducted Indoor Units |  | 12.5 | 22.4 | 11 | 12.5 | 23.4 | 8.7 | TRUE | FALSE | FALSE | 48000 | 34000 | 2.4 | 37000 | 2.17
212316218 | 04/27/23 | Live | Midea Electric Trading | STEALTH | Multizone All Non-Ducted | 212316218 |  | HMSR-A-CB-O | ES-55Z-M5B | Non-Ducted Indoor Units |  | 10.5 | 20.5 | 10.8 | 10.5 | 21.3 | 9.1 | FALSE | FALSE | FALSE | 55000 | 34400 | 2.5 | 37000 | 2.17
212316215 | 04/27/23 | Live | Midea Electric Trading | STEALTH | Multizone All Non-Ducted | 212316215 |  | HMSR-A-CB-O | ES-48Z-M5B | Non-Ducted Indoor Units |  | 12.5 | 22.4 | 11 | 12.5 | 23.4 | 8.7 | TRUE | FALSE | FALSE | 48000 | 34000 | 2.4 | 37000 | 2.17
207691849 | 01/27/23 | Live | Midea Electric Trading | KANIONCO | Multizone All Non-Ducted | 207691849 |  | HMSR-A-CB-O | KWSMO-30R410AIHMV | Non-Ducted Indoor Units |  | 12 | 22.5 | 10.2 | 12.2 | 23.5 | 9.2 | TRUE | FALSE | FALSE | 27000 | 20000 | 2.35 | 22600 | 2.25
207691842 | 04/27/23 | Live | Midea Electric Trading | AIRGREAN | Multizone All Non-Ducted | 207691842 |  | HMSR-A-CB-O | AG-MO36IR410AH | Non-Ducted Indoor Units |  | 10.5 | 21.8 | 11.5 | 10.6 | 23.1 | 9.6 | FALSE | FALSE | FALSE | 36000 | 26400 | 2.3 | 29600 | 2.09
207742361 | 01/27/23 | Live | Midea Electric Trading | C&H | Multizone All Non-Ducted | 207742361 |  | HMSR-A-CB-O | CH-18MES-230VO | Non-Ducted Indoor Units |  | 13.3 | 22.5 | 10.6 | 13.9 | 22.9 | 10.5 | TRUE | FALSE | TRUE | 18000 | 14300 | 2.49 | 16000 | 2.23
207691852 | 02/01/23 | Live | Midea Electric Trading | KANIONCO | Multizone All Non-Ducted | 207691852 |  | HMSR-A-CB-O | KWSMO-48R410AIHMV | Non-Ducted Indoor Units |  | 11 | 21 | 10.5 | 11 | 21.1 | 9.5 | FALSE | FALSE | TRUE | 48000 | 36000 | 2.5 | 37000 | 2.17
207691845 | 04/27/23 | Live | Midea Electric Trading | AIRGREAN | Multizone All Non-Ducted | 207691845 |  | HMSR-A-CB-O | AG-MO18IR410AH | Non-Ducted Indoor Units |  | 12.5 | 21.5 | 10.6 | 12.5 | 21 | 10.2 | FALSE | FALSE | FALSE | 18000 | 14400 | 2.5 | 16000 | 2.23
207691855 | 02/01/23 | Live | Midea Electric Trading | KANIONCO | Multizone All Non-Ducted | 207691855 |  | HMSR-A-CB-O | KWSMO-36R410AIHMV | Non-Ducted Indoor Units |  | 10.5 | 21.8 | 11.5 | 10.6 | 23.1 | 9.6 | FALSE | FALSE | TRUE | 36000 | 26400 | 2.3 | 29600 | 2.09
207742364 | 01/27/23 | Live | Midea Electric Trading | C&H | Multizone All Non-Ducted | 207742364 |  | HMSR-A-CB-O | CH-28MES-230VO | Non-Ducted Indoor Units |  | 12.5 | 23.8 | 10.5 | 12.7 | 24.6 | 9.5 | TRUE | FALSE | TRUE | 28000 | 21000 | 2.5 | 22600 | 2.25
207742370 | 02/01/23 | Live | Midea Electric Trading | C&H | Multizone All Non-Ducted | 207742370 |  | HMSR-A-CB-O | CH-48MES-230VO | Non-Ducted Indoor Units |  | 12.5 | 22.4 | 11 | 12.5 | 23.4 | 8.7 | TRUE | FALSE | FALSE | 48000 | 34000 | 2.4 | 37000 | 2.17
207742367 | 02/01/23 | Live | Midea Electric Trading | C&H | Multizone All Non-Ducted | 207742367 |  | HMSR-A-CB-O | CH-36MES-230VO | Non-Ducted Indoor Units |  | 11.5 | 23 | 11.3 | 11.7 | 23.9 | 9.5 | TRUE | FALSE | TRUE | 36000 | 26800 | 2.3 | 29600 | 2.09
207742373 | 01/27/23 | Live | Midea Electric Trading | C&H | Multizone All Non-Ducted | 207742373 |  | HMSR-A-CB-O | CH-HPR19M-230VO | Non-Ducted Indoor Units |  | 12.5 | 22 | 10.2 | 12.5 | 22 | 9.8 | TRUE | TRUE | TRUE | 19000 | 15000 | 2.5 | 19000 | 2.23
207742376 | 01/27/23 | Live | Midea Electric Trading | C&H | Multizone All Non-Ducted | 207742376 |  | HMSR-A-CB-O | CH-HPR28M-230VO | Non-Ducted Indoor Units |  | 12.5 | 22.5 | 11.3 | 12.5 | 23 | 10.6 | TRUE | TRUE | TRUE | 28000 | 26600 | 2.3 | 27200 | 2.21
207742408 | 04/27/23 | Live | Midea Electric Trading | TK'S | Multizone All Non-Ducted | 207742408 |  | HMSR-A-CB-O | T4C-36HFN1 | Non-Ducted Indoor Units |  | 10.5 | 21.8 | 11.5 | 10.6 | 23.1 | 9.6 | FALSE | FALSE | TRUE | 36000 | 26400 | 2.3 | 29600 | 2.09
207742381 | 01/27/23 | Live | Midea Electric Trading | C&H | Multizone All Non-Ducted | 207742381 |  | HMSR-A-CB-O | CH-HPR48M-230VO | Non-Ducted Indoor Units |  | 11.6 | 21.5 | 11 | 11.7 | 21.8 | 9.8 | TRUE | TRUE | TRUE | 48000 | 36000 | 2.3 | 45000 | 2.2
207742405 | 04/27/23 | Live | Midea Electric Trading | TK'S | Multizone All Non-Ducted | 207742405 |  | HMSR-A-CB-O | T2C-18HFN1 | Non-Ducted Indoor Units |  | 12.5 | 21.5 | 10.6 | 12.5 | 21 | 10.2 | FALSE | FALSE | TRUE | 18000 | 14400 | 2.5 | 16000 | 2.23
212432523 | 05/18/23 | Live | Midea Electric Trading | NAKS | Multizone All Non-Ducted | 212432523 |  | HMSR-A-CB-O | NAKS-MULTI AC-27K-208-230 | Non-Ducted Indoor Units |  | 12 | 22.5 | 10.2 | 12.2 | 23.5 | 9.2 | FALSE | FALSE | FALSE | 27000 | 20000 | 2.35 | 22600 | 2.25
212432524 | 05/18/23 | Live | Midea Electric Trading | NAKS | Multizone All Non-Ducted | 212432524 |  | HMSR-A-CB-O | NAKS-MULTI AC-36K-208-230 | Non-Ducted Indoor Units |  | 10.5 | 21.8 | 11.5 | 10.6 | 23.1 | 9.6 | FALSE | FALSE | FALSE | 36000 | 26400 | 2.3 | 29600 | 2.09
212432521 | 05/18/23 | Live | Midea Electric Trading | AIC TECHNOLOGIES | Multizone All Non-Ducted | 212432521 |  | HMSR-A-CB-O | NAKS-MULTI AC-48K-208-230 | Non-Ducted Indoor Units |  | 11 | 21 | 10.5 | 11 | 21.1 | 9.5 | FALSE | FALSE | FALSE | 48000 | 36000 | 2.5 | 37000 | 2.17
212432522 | 05/18/23 | Live | Midea Electric Trading | NAKS | Multizone All Non-Ducted | 212432522 |  | HMSR-A-CB-O | NAKS-MULTI AC-18K-208-230 | Non-Ducted Indoor Units |  | 12.5 | 21.5 | 10.6 | 12.5 | 21 | 10.2 | FALSE | FALSE | FALSE | 18000 | 14400 | 2.5 | 16000 | 2.23
212432520 | 05/18/23 | Live | Midea Electric Trading | AIC TECHNOLOGIES | Multizone All Non-Ducted | 212432520 |  | HMSR-A-CB-O | NAKS-MULTI AC-36K-208-230 | Non-Ducted Indoor Units |  | 10.5 | 21.8 | 11.5 | 10.6 | 23.1 | 9.6 | FALSE | FALSE | FALSE | 36000 | 26400 | 2.3 | 29600 | 2.09
212432518 | 05/18/23 | Live | Midea Electric Trading | AIC TECHNOLOGIES | Multizone All Non-Ducted | 212432518 |  | HMSR-A-CB-O | NAKS-MULTI AC-18K-208-230 | Non-Ducted Indoor Units |  | 12.5 | 21.5 | 10.6 | 12.5 | 21 | 10.2 | FALSE | FALSE | FALSE | 18000 | 14400 | 2.5 | 16000 | 2.23
212432519 | 05/18/23 | Live | Midea Electric Trading | AIC TECHNOLOGIES | Multizone All Non-Ducted | 212432519 |  | HMSR-A-CB-O | NAKS-MULTI AC-27K-208-230 | Non-Ducted Indoor Units |  | 12 | 22.5 | 10.2 | 12.2 | 23.5 | 9.2 | FALSE | FALSE | FALSE | 27000 | 20000 | 2.35 | 22600 | 2.25
212365442 | 07/13/23 | Live | Midea Electric Trading | CUSTOM COMFORT | Multizone All Non-Ducted | 212365442 |  | HMSR-A-CB-O | CCOXHAMZ555HP | Non-Ducted Indoor Units |  | 10.5 | 21.5 | 10.6 | 10.5 | 22 | 9.5 | TRUE | TRUE | TRUE | 55000 | 34400 | 2.5 | 45000 | 2.06
212365439 | 07/13/23 | Live | Midea Electric Trading | CUSTOM COMFORT | Multizone All Non-Ducted | 212365439 |  | HMSR-A-CB-O | CCOXHAMZ548HP | Non-Ducted Indoor Units |  | 11.6 | 21.5 | 11 | 11.7 | 21.8 | 9.8 | TRUE | TRUE | TRUE | 48000 | 36000 | 2.3 | 45000 | 2.2
212360172 | 07/30/23 | Live | Midea Electric Trading | MDV | Multizone All Non-Ducted | 212360172 |  | HMSR-A-CB-O | M3OK-27HFN1-M | Non-Ducted Indoor Units |  |  |  |  | 12.2 | 21.8 | 10 | TRUE | TRUE | TRUE | 27000 | 23000 | 2.4 | 31800 | 2.22
212360178 | 05/18/23 | Live | Midea Electric Trading | BLUERIDGE | Multizone All Non-Ducted | 212360178 |  | HMSR-A-CB-O | BMM27HH2C | Non-Ducted Indoor Units |  |  |  |  | 12.2 | 21.8 | 10 | TRUE | TRUE | TRUE | 27000 | 23000 | 2.4 | 31800 | 2.22
212365433 | 07/13/23 | Live | Midea Electric Trading | CUSTOM COMFORT | Multizone All Non-Ducted | 212365433 |  | HMSR-A-CB-O | CCOXHAMZ218HP | Non-Ducted Indoor Units |  | 12.5 | 22 | 10.2 | 12.5 | 22 | 9.8 | TRUE | TRUE | TRUE | 19000 | 15000 | 2.5 | 19000 | 2.23
212360173 | 07/30/23 | Live | Midea Electric Trading | MDV | Multizone All Non-Ducted | 212360173 |  | HMSR-A-CB-O | M3OK-27HFN1-M* | Non-Ducted Indoor Units |  |  |  |  | 11.8 | 20.5 | 9.6 | TRUE | TRUE | TRUE | 27000 | 22400 | 2.3 | 30800 | 2.2
212360150 | 04/27/23 | Live | Midea Electric Trading | KANIONco | Multizone All Non-Ducted | 212360150 |  | HMSR-A-CB-O | KWSMO-36R410AIHH | Non-Ducted Indoor Units |  | 10.5 | 21.8 | 11.5 | 10.6 | 23.1 | 9.6 | FALSE | FALSE | TRUE | 36000 | 26400 | 2.3 | 29600 | 2.09
212360153 | 04/27/23 | Live | Midea Electric Trading | KANIONco | Multizone All Non-Ducted | 212360153 |  | HMSR-A-CB-O | KWSMO-48R410AIHH | Non-Ducted Indoor Units |  | 11 | 21 | 10.5 | 11 | 21.1 | 9.5 | FALSE | FALSE | TRUE | 48000 | 36000 | 2.5 | 37000 | 2.17
207691839 | 04/27/23 | Live | Midea Electric Trading | AIRGREAN | Multizone All Non-Ducted | 207691839 |  | HMSR-A-CB-O | AG-MO48IR410AH | Non-Ducted Indoor Units |  | 11 | 21 | 10.5 | 11 | 21.1 | 9.5 | FALSE | FALSE | FALSE | 48000 | 36000 | 2.5 | 37000 | 2.17
212615078 | 07/26/23 | Live | Midea Electric Trading | YONAN | Multizone All Non-Ducted | 212615078 |  | HMSR-A-CB-O | YSMO-48HFN1 | Non-Ducted Indoor Units |  | 11 | 21 | 10.5 | 11 | 21.1 | 9.5 | FALSE | FALSE | TRUE | 48000 | 36000 | 2.5 | 37000 | 2.17
212615075 | 07/26/23 | Live | Midea Electric Trading | YONAN | Multizone All Non-Ducted | 212615075 |  | HMSR-A-CB-O | YSMO-36HFN1 | Non-Ducted Indoor Units |  | 10.5 | 21.8 | 11.5 | 10.6 | 23.1 | 9.6 | FALSE | FALSE | TRUE | 36000 | 26400 | 2.3 | 29600 | 2.09
212615072 | 07/26/23 | Live | Midea Electric Trading | YONAN | Multizone All Non-Ducted | 212615072 |  | HMSR-A-CB-O | YSMO-27HFN1 | Non-Ducted Indoor Units |  | 12 | 22.5 | 10.2 | 12.2 | 23.5 | 9.2 | FALSE | FALSE | FALSE | 27000 | 20000 | 2.35 | 22600 | 2.25
212615067 | 07/26/23 | Live | Midea Electric Trading | YONAN | Multizone All Non-Ducted | 212615067 |  | HMSR-A-CB-O | YSMO-18HFN1 | Non-Ducted Indoor Units |  | 12.5 | 21.5 | 10.6 | 12.5 | 21 | 10.2 | FALSE | FALSE | TRUE | 18000 | 14400 | 2.5 | 16000 | 2.23
212615018 | 07/26/23 | Live | Midea Electric Trading | RELIEF SCIENCES | Multizone All Non-Ducted | 212615018 |  | HMSR-A-CB-O | LANG18OD35-2 | Non-Ducted Indoor Units |  | 12.5 | 20.5 | 9.7 | 12.5 | 20.5 | 9 | FALSE | FALSE | FALSE | 19000 | 13500 | 2.5 | 19000 | 2.23
212528012 | 07/26/23 | Live | Midea Electric Trading | TK'S | Multizone All Non-Ducted | 212528012 |  | HMSR-A-CB-O | T4C-36HFN1* | Non-Ducted Indoor Units |  | 10.5 | 21.8 | 11.5 | 10.6 | 23.1 | 9.6 | FALSE | FALSE | TRUE | 36000 | 26400 | 2.3 | 29600 | 2.09
212615016 | 07/26/23 | Live | Midea Electric Trading | RELIEF SCIENCES | Multizone All Non-Ducted | 212615016 |  | HMSR-A-CB-O | LANG27OD35-3 | Non-Ducted Indoor Units |  | 11.5 | 22 | 10 | 11.8 | 22.6 | 9.8 | FALSE | FALSE | TRUE | 28000 | 25600 | 2.3 | 27200 | 2.21
212528015 | 07/26/23 | Live | Midea Electric Trading | TK'S | Multizone All Non-Ducted | 212528015 |  | HMSR-A-CB-O | T5C-48HFN1* | Non-Ducted Indoor Units |  | 11 | 21 | 10.5 | 11 | 21.1 | 9.5 | FALSE | FALSE | TRUE | 48000 | 36000 | 2.5 | 37000 | 2.17
212432525 | 05/18/23 | Live | Midea Electric Trading | NAKS | Multizone All Non-Ducted | 212432525 |  | HMSR-A-CB-O | NAKS-MULTI AC-48K-208-230 | Non-Ducted Indoor Units |  | 11 | 21 | 10.5 | 11 | 21.1 | 9.5 | FALSE | FALSE | FALSE | 48000 | 36000 | 2.5 | 37000 | 2.17
212528009 | 07/26/23 | Live | Midea Electric Trading | TK'S | Multizone All Non-Ducted | 212528009 |  | HMSR-A-CB-O | T3C-30HFN1* | Non-Ducted Indoor Units |  | 12 | 22.5 | 10.2 | 12.2 | 23.5 | 9.2 | FALSE | FALSE | FALSE | 27000 | 20000 | 2.35 | 22600 | 2.25
212528006 | 07/26/23 | Live | Midea Electric Trading | TK'S | Multizone All Non-Ducted | 212528006 |  | HMSR-A-CB-O | T2C-18HFN1* | Non-Ducted Indoor Units |  | 12.5 | 21.5 | 10.6 | 12.5 | 21 | 10.2 | FALSE | FALSE | TRUE | 18000 | 14400 | 2.5 | 16000 | 2.23
207683271 | 01/27/23 | Live | Midea Electric Trading | CANAIR | Multizone All Non-Ducted | 207683271 |  | HMSR-A-CB-O | C28MC548H21 | Non-Ducted Indoor Units |  | 11.6 | 21.5 | 11 | 11.7 | 21.8 | 9.8 | FALSE | FALSE | TRUE | 48000 | 36000 | 2.3 | 45000 | 2.2
207683283 | 04/27/23 | Live | Midea Electric Trading | MIDEA | Multizone All Non-Ducted | 207683283 |  | HMSR-A-CB-O | M3OJ-27HFN1-M | Non-Ducted Indoor Units |  | 12 | 22.5 | 10.2 | 12.2 | 23.5 | 9.2 | FALSE | FALSE | FALSE | 27000 | 20000 | 2.35 | 22600 | 2.25
207691824 | 04/27/23 | Live | Midea Electric Trading | YONAN | Multizone All Non-Ducted | 207691824 |  | HMSR-A-CB-O | YSMO-18HRN1 | Non-Ducted Indoor Units |  | 12.5 | 21.5 | 10.6 | 12.5 | 21 | 10.2 | FALSE | FALSE | TRUE | 18000 | 14400 | 2.5 | 16000 | 2.23
207691827 | 04/27/23 | Live | Midea Electric Trading | YONAN | Multizone All Non-Ducted | 207691827 |  | HMSR-A-CB-O | YSMO-36HRN1 | Non-Ducted Indoor Units |  | 10.5 | 21.8 | 11.5 | 10.6 | 23.1 | 9.6 | FALSE | FALSE | TRUE | 36000 | 26400 | 2.3 | 29600 | 2.09
207691836 | 04/27/23 | Live | Midea Electric Trading | AIRGREAN | Multizone All Non-Ducted | 207691836 |  | HMSR-A-CB-O | AG-MO30IR410AH | Non-Ducted Indoor Units |  | 12 | 22.5 | 10.2 | 12.2 | 23.5 | 9.2 | FALSE | FALSE | FALSE | 27000 | 20000 | 2.35 | 22600 | 2.25
207691833 | 04/27/23 | Live | Midea Electric Trading | YONAN | Multizone All Non-Ducted | 207691833 |  | HMSR-A-CB-O | YSMO-30HRN1 | Non-Ducted Indoor Units |  | 12 | 22.5 | 10.2 | 12.2 | 23.5 | 9.2 | FALSE | FALSE | FALSE | 27000 | 20000 | 2.35 | 22600 | 2.25
207691830 | 04/27/23 | Live | Midea Electric Trading | YONAN | Multizone All Non-Ducted | 207691830 |  | HMSR-A-CB-O | YSMO-48HRN1 | Non-Ducted Indoor Units |  | 11 | 21 | 10.5 | 11 | 21.1 | 9.5 | FALSE | FALSE | TRUE | 48000 | 36000 | 2.5 | 37000 | 2.17
212920527 | 07/30/23 | Live | Midea Electric Trading | ORIENT CARE | Multizone All Non-Ducted | 212920527 |  | HMSR-A-CB-O | OUM24M410AGH30 | Non-Ducted Indoor Units |  | 12.6 | 23 | 11.2 | 12.8 | 23.7 | 10.8 | FALSE | FALSE | FALSE | 24000 | 24000 | 2.5 | 25000 | 2.04
212920521 | 07/30/23 | Live | Midea Electric Trading | ORIENT CARE | Multizone All Non-Ducted | 212920521 |  | HMSR-A-CB-O | OUM55M410AGR30 | Non-Ducted Indoor Units |  | 10.5 | 19 | 11.5 | 10.5 | 20.2 | 9.6 | FALSE | FALSE | FALSE | 55000 | 36400 | 2.56 | 37000 | 2.17
212920518 | 07/30/23 | Live | Midea Electric Trading | ORIENT CARE | Multizone All Non-Ducted | 212920518 |  | HMSR-A-CB-O | OUM48M410AGR30 | Non-Ducted Indoor Units |  | 11 | 21 | 10.5 | 11 | 21.1 | 9.5 | FALSE | FALSE | FALSE | 48000 | 36000 | 2.5 | 37000 | 2.17
212920530 | 07/30/23 | Live | Midea Electric Trading | ORIENT CARE | Multizone All Non-Ducted | 212920530 |  | HMSR-A-CB-O | OUM27M410AGH30 | Non-Ducted Indoor Units |  | 11.5 | 22 | 10 | 11.8 | 22.6 | 9.8 | FALSE | FALSE | FALSE | 28000 | 25600 | 2.3 | 27200 | 2.21
212920524 | 07/30/23 | Live | Midea Electric Trading | ORIENT CARE | Multizone All Non-Ducted | 212920524 |  | HMSR-A-CB-O | OUM18M410AGH30 | Non-Ducted Indoor Units |  | 12.5 | 20.5 | 9.7 | 12.5 | 20.5 | 9 | FALSE | FALSE | FALSE | 19000 | 13500 | 2.5 | 19000 | 2.23
212920515 | 07/30/23 | Live | Midea Electric Trading | ORIENT CARE | Multizone All Non-Ducted | 212920515 |  | HMSR-A-CB-O | OUM36M410AGR30 | Non-Ducted Indoor Units |  | 10.5 | 21.8 | 11.5 | 10.6 | 23.1 | 9.6 | FALSE | FALSE | FALSE | 36000 | 26400 | 2.3 | 29600 | 2.09
212631690 | 07/26/23 | Live | Midea Electric Trading | CUSTOM COMFORT | Multizone All Non-Ducted | 212631690 |  | HMSR-A-CB-O | CCOXHAMZ327HP | Non-Ducted Indoor Units |  |  |  |  | 12.2 | 21.8 | 10 | TRUE | TRUE | TRUE | 27000 | 23000 | 2.4 | 31800 | 2.22
212920510 | 07/30/23 | Live | Midea Electric Trading | ORIENT CARE | Multizone All Non-Ducted | 212920510 |  | HMSR-A-CB-O | OUM27M410AGR30 | Non-Ducted Indoor Units |  | 12 | 22.5 | 10.2 | 12.2 | 23.5 | 9.2 | FALSE | FALSE | FALSE | 27000 | 20000 | 2.35 | 22600 | 2.25
212615081 | 07/26/23 | Live | Midea Electric Trading | YONAN | Multizone All Non-Ducted | 212615081 |  | HMSR-A-CB-O | YSMO-55HFN1 | Non-Ducted Indoor Units |  | 10.5 | 19 | 11.5 | 10.5 | 20.2 | 9.6 | FALSE | FALSE | TRUE | 55000 | 36400 | 2.56 | 37000 | 2.17
212920505 | 07/30/23 | Live | Midea Electric Trading | ORIENT CARE | Multizone All Non-Ducted | 212920505 |  | HMSR-A-CB-O | OUM18M410AGR30 | Non-Ducted Indoor Units |  | 12.5 | 21.5 | 10.6 | 12.5 | 21 | 10.2 | FALSE | FALSE | FALSE | 18000 | 14400 | 2.5 | 16000 | 2.23
207683268 | 02/01/23 | Live | Midea Electric Trading | CANAIR | Multizone All Non-Ducted | 207683268 |  | HMSR-A-CB-O | C28MC436H21 | Non-Ducted Indoor Units |  | 11.5 | 23 | 11.3 | 11.7 | 23.9 | 9.5 | TRUE | FALSE | TRUE | 36000 | 26800 | 2.3 | 29600 | 2.09
207659307 | 04/27/23 | Live | Midea Electric Trading | MIDEA | Multizone All Non-Ducted | 207659307 |  | HMSR-A-CB-O | M3OJ-27HFN1-M-CO | Non-Ducted Indoor Units |  | 12 | 22.5 | 10.2 | 12.2 | 23.5 | 9.2 | FALSE | FALSE | FALSE | 27000 | 20000 | 2.35 | 22600 | 2.25
207683265 | 01/27/23 | Live | Midea Electric Trading | CANAIR | Multizone All Non-Ducted | 207683265 |  | HMSR-A-CB-O | C28MC324H21 | Non-Ducted Indoor Units |  | 13.1 | 24.1 | 11 | 13.4 | 24.6 | 10 | TRUE | TRUE | TRUE | 24000 | 20400 | 2.5 | 22600 | 2.25
207658984 | 01/27/23 | Live | Midea Electric Trading | COMFORTSTAR | Multizone All Non-Ducted | 207658984 |  | HMSR-A-CB-O | CVH-48-5SH | Non-Ducted Indoor Units |  | 11.6 | 21.5 | 11 | 11.7 | 21.8 | 9.8 | TRUE | TRUE | TRUE | 48000 | 36000 | 2.3 | 45000 | 2.2
207683238 | 01/27/23 | Live | Midea Electric Trading | NAPOLEON | Multizone All Non-Ducted | 207683238 |  | HMSR-A-CB-O | NDHAM-28-O | Non-Ducted Indoor Units |  | 11.5 | 22 | 10 | 11.8 | 22.6 | 9.8 | TRUE | TRUE | TRUE | 28000 | 25600 | 2.3 | 27200 | 2.21
207658973 | 02/01/23 | Live | Midea Electric Trading | COMFORTSTAR | Multizone All Non-Ducted | 207658973 |  | HMSR-A-CB-O | CMZ-54-5Z | Non-Ducted Indoor Units |  | 12.5 | 22.4 | 11 | 12.5 | 23.4 | 8.7 | TRUE | FALSE | FALSE | 48000 | 34000 | 2.4 | 37000 | 2.17
207683262 | 01/27/23 | Live | Midea Electric Trading | CANAIR | Multizone All Non-Ducted | 207683262 |  | HMSR-A-CB-O | C28MC218H21 | Non-Ducted Indoor Units |  | 13.3 | 22.5 | 10.6 | 13.9 | 22.9 | 10.5 | TRUE | FALSE | TRUE | 18000 | 14300 | 2.49 | 16000 | 2.23
207658970 | 02/01/23 | Live | Midea Electric Trading | COMFORTSTAR | Multizone All Non-Ducted | 207658970 |  | HMSR-A-CB-O | CMZ-48-4Z | Non-Ducted Indoor Units |  | 11.5 | 23 | 11.3 | 11.7 | 23.9 | 9.5 | TRUE | FALSE | TRUE | 36000 | 26800 | 2.3 | 29600 | 2.09
207658979 | 01/27/23 | Live | Midea Electric Trading | COMFORTSTAR | Multizone All Non-Ducted | 207658979 |  | HMSR-A-CB-O | CVH-27-3SH | Non-Ducted Indoor Units |  | 12.5 | 22.5 | 11.3 | 12.5 | 23 | 10.6 | TRUE | TRUE | TRUE | 28000 | 26600 | 2.3 | 27200 | 2.21
207658967 | 01/27/23 | Live | Midea Electric Trading | COMFORTSTAR | Multizone All Non-Ducted | 207658967 |  | HMSR-A-CB-O | CMZ-27-3Z | Non-Ducted Indoor Units |  | 12.5 | 23.8 | 10.5 | 12.7 | 24.6 | 9.5 | TRUE | FALSE | TRUE | 28000 | 21000 | 2.5 | 22600 | 2.25
207658964 | 01/27/23 | Live | Midea Electric Trading | COMFORTSTAR | Multizone All Non-Ducted | 207658964 |  | HMSR-A-CB-O | CMZ-18-2Z | Non-Ducted Indoor Units |  | 13.3 | 22.5 | 10.6 | 13.9 | 22.9 | 10.5 | TRUE | FALSE | TRUE | 18000 | 14300 | 2.49 | 16000 | 2.23
207658976 | 01/27/23 | Live | Midea Electric Trading | COMFORTSTAR | Multizone All Non-Ducted | 207658976 |  | HMSR-A-CB-O | CVH-18-2SH | Non-Ducted Indoor Units |  | 12.5 | 22 | 10.2 | 12.5 | 22 | 9.8 | TRUE | TRUE | TRUE | 19000 | 15000 | 2.5 | 19000 | 2.23
207657601 | 01/27/23 | Live | Midea Electric Trading | KERR | Multizone All Non-Ducted | 207657601 |  | HMSR-A-CB-O | A-KMH28TV-1 | Non-Ducted Indoor Units |  | 12.5 | 22.5 | 11.3 | 12.5 | 23 | 10.6 | TRUE | TRUE | TRUE | 28000 | 26600 | 2.3 | 27200 | 2.21
207657599 | 01/27/23 | Live | Midea Electric Trading | KERR | Multizone All Non-Ducted | 207657599 |  | HMSR-A-CB-O | A-KMH18DV-1 | Non-Ducted Indoor Units |  | 12.5 | 22 | 10.2 | 12.5 | 22 | 9.8 | TRUE | TRUE | TRUE | 19000 | 15000 | 2.5 | 19000 | 2.23
207657606 | 01/27/23 | Live | Midea Electric Trading | KERR | Multizone All Non-Ducted | 207657606 |  | HMSR-A-CB-O | A-KMH48PV-1 | Non-Ducted Indoor Units |  | 11.6 | 21.5 | 11 | 11.7 | 21.8 | 9.8 | TRUE | TRUE | TRUE | 48000 | 36000 | 2.3 | 45000 | 2.2
207657610 | 01/27/23 | Live | Midea Electric Trading | COMFORT-AIRE | Multizone All Non-Ducted | 207657610 |  | HMSR-A-CB-O | A-VMH18DV-1 | Non-Ducted Indoor Units |  | 12.5 | 22 | 10.2 | 12.5 | 22 | 9.8 | TRUE | TRUE | TRUE | 19000 | 15000 | 2.5 | 19000 | 2.23
207657612 | 01/27/23 | Live | Midea Electric Trading | COMFORT-AIRE | Multizone All Non-Ducted | 207657612 |  | HMSR-A-CB-O | A-VMH28TV-1 | Non-Ducted Indoor Units |  | 12.5 | 22.5 | 11.3 | 12.5 | 23 | 10.6 | TRUE | TRUE | TRUE | 28000 | 26600 | 2.3 | 27200 | 2.21
207657617 | 01/27/23 | Live | Midea Electric Trading | COMFORT-AIRE | Multizone All Non-Ducted | 207657617 |  | HMSR-A-CB-O | A-VMH48PV-1 | Non-Ducted Indoor Units |  | 11.6 | 21.5 | 11 | 11.7 | 21.8 | 9.8 | TRUE | TRUE | TRUE | 48000 | 36000 | 2.3 | 45000 | 2.2
207641320 | 01/27/23 | Live | Midea Electric Trading | LBG Products | Multizone All Non-Ducted | 207641320 |  | HMSR-A-CB-O | LMUHB27DO | Non-Ducted Indoor Units |  | 11.5 | 22 | 10 | 11.8 | 22.6 | 9.8 | TRUE | TRUE | TRUE | 28000 | 25600 | 2.3 | 27200 | 2.21
207641313 | 02/01/23 | Live | Midea Electric Trading | LBG PRODUCTS | Multizone All Non-Ducted | 207641313 |  | HMSR-A-CB-O | LMHB48DO | Non-Ducted Indoor Units |  | 11 | 21 | 10.5 | 11 | 21.1 | 9.5 | FALSE | FALSE | TRUE | 48000 | 36000 | 2.5 | 37000 | 2.17
207657339 | 01/27/23 | Live | Midea Electric Trading | PERFECTAIRE | Multizone All Non-Ducted | 207657339 |  | HMSR-A-CB-O | 3PAMS27-HH-MZO3 | Non-Ducted Indoor Units |  | 11.5 | 22 | 10 | 11.8 | 22.6 | 9.8 | TRUE | TRUE | TRUE | 28000 | 25600 | 2.3 | 27200 | 2.21
207641316 | 01/27/23 | Live | Midea Electric Trading | LBG Products | Multizone All Non-Ducted | 207641316 |  | HMSR-A-CB-O | LMUHB18DO | Non-Ducted Indoor Units |  | 12.5 | 20.5 | 9.7 | 12.5 | 20.5 | 9 | TRUE | TRUE | FALSE | 19000 | 13500 | 2.5 | 19000 | 2.23
207641332 | 01/27/23 | Live | Midea Electric Trading | SENVILLE | Multizone All Non-Ducted | 207641332 |  | HMSR-A-CB-O | SENA/30HF/MOQ | Non-Ducted Indoor Units |  | 12.5 | 23.8 | 10.5 | 12.7 | 24.6 | 9.5 | TRUE | FALSE | TRUE | 28000 | 21000 | 2.5 | 22600 | 2.25
207657335 | 01/27/23 | Live | Midea Electric Trading | PERFECTAIRE | Multizone All Non-Ducted | 207657335 |  | HMSR-A-CB-O | 3PAMS18-HH-MZO2 | Non-Ducted Indoor Units |  | 12.5 | 20.5 | 9.7 | 12.5 | 20.5 | 9 | TRUE | TRUE | FALSE | 19000 | 13500 | 2.5 | 19000 | 2.23
207641329 | 01/27/23 | Live | Midea Electric Trading | SENVILLE | Multizone All Non-Ducted | 207641329 |  | HMSR-A-CB-O | SENA/18HF/MOQ | Non-Ducted Indoor Units |  | 13.3 | 22.5 | 10.6 | 13.9 | 22.9 | 10.5 | TRUE | FALSE | TRUE | 18000 | 14300 | 2.49 | 16000 | 2.23
207641338 | 02/01/23 | Live | Midea Electric Trading | SENVILLE | Multizone All Non-Ducted | 207641338 |  | HMSR-A-CB-O | SENA/48HF/MOQ | Non-Ducted Indoor Units |  | 12.5 | 22.4 | 11 | 12.5 | 23.4 | 8.7 | TRUE | FALSE | FALSE | 48000 | 34000 | 2.4 | 37000 | 2.17
207641335 | 02/01/23 | Live | Midea Electric Trading | SENVILLE | Multizone All Non-Ducted | 207641335 |  | HMSR-A-CB-O | SENA/36HF/MOQ | Non-Ducted Indoor Units |  | 11.5 | 23 | 11.3 | 11.7 | 23.9 | 9.5 | TRUE | FALSE | TRUE | 36000 | 26800 | 2.3 | 29600 | 2.09
212941758 | 09/06/23 | Live | Midea Electric Trading | NUTECH | Multizone All Non-Ducted | 212941758 |  | HMSR-A-CB-O | N3OJ-27HFN1-M | Non-Ducted Indoor Units |  | 12 | 22.5 | 10.2 | 12.2 | 23.5 | 9.2 | FALSE | FALSE | FALSE | 27000 | 20000 | 2.35 | 22600 | 2.25
212941761 | 09/06/23 | Live | Midea Electric Trading | NUTECH | Multizone All Non-Ducted | 212941761 |  | HMSR-A-CB-O | N4OG-36HFN1-M | Non-Ducted Indoor Units |  | 10.5 | 21.8 | 11.5 | 10.6 | 23.1 | 9.6 | FALSE | FALSE | TRUE | 36000 | 26400 | 2.3 | 29600 | 2.09
212941755 | 09/06/23 | Live | Midea Electric Trading | NUTECH | Multizone All Non-Ducted | 212941755 |  | HMSR-A-CB-O | N2OA-18HFN1-M | Non-Ducted Indoor Units |  | 12.5 | 21.5 | 10.6 | 12.5 | 21 | 10.2 | FALSE | FALSE | TRUE | 18000 | 14400 | 2.5 | 16000 | 2.23
212940821 | 07/26/23 | Live | Midea Electric Trading | CENTURY | Multizone All Non-Ducted | 212940821 |  | HMSR-A-CB-O | A-VMH18DV-1 | Non-Ducted Indoor Units |  | 12.5 | 22 | 10.2 | 12.5 | 22 | 9.8 | TRUE | TRUE | TRUE | 19000 | 15000 | 2.5 | 19000 | 2.23
212940823 | 07/26/23 | Live | Midea Electric Trading | CENTURY | Multizone All Non-Ducted | 212940823 |  | HMSR-A-CB-O | A-VMH28TV-1 | Non-Ducted Indoor Units |  | 12.5 | 22.5 | 11.3 | 12.5 | 23 | 10.6 | TRUE | TRUE | TRUE | 28000 | 26600 | 2.3 | 27200 | 2.21
212920651 | 07/26/23 | Live | Midea Electric Trading | BLADEX | Multizone All Non-Ducted | 212920651 |  | HMSR-A-CB-O | B30K-27SPHP1 | Non-Ducted Indoor Units |  |  |  |  | 11.8 | 20.5 | 9.6 | FALSE | FALSE | TRUE | 27000 | 22400 | 2.3 | 30800 | 2.2
212920679 | 07/26/23 | Live | Midea Electric Trading | NOVAIR | Multizone All Non-Ducted | 212920679 |  | HMSR-A-CB-O | LEA20MZ-2P-35SK-O* | Non-Ducted Indoor Units |  | 12.5 | 22 | 10.2 | 12.5 | 22 | 9.8 | FALSE | FALSE | TRUE | 19000 | 15000 | 2.5 | 19000 | 2.23
212920659 | 07/26/23 | Live | Midea Electric Trading | BLADEX | Multizone All Non-Ducted | 212920659 |  | HMSR-A-CB-O | B50A-55SPHP1 | Non-Ducted Indoor Units |  | 10.5 | 19 | 10.8 | 10.5 | 20 | 9.5 | FALSE | FALSE | TRUE | 55000 | 34800 | 2.4 | 45000 | 2.06
212920539 | 07/30/23 | Live | Midea Electric Trading | ORIENT CARE | Multizone All Non-Ducted | 212920539 |  | HMSR-A-CB-O | OUM55M410AGH30 | Non-Ducted Indoor Units |  | 10.5 | 19 | 10.8 | 10.5 | 20 | 9.5 | FALSE | FALSE | FALSE | 55000 | 34800 | 2.4 | 45000 | 2.06
212920648 | 07/26/23 | Live | Midea Electric Trading | BLADEX | Multizone All Non-Ducted | 212920648 |  | HMSR-A-CB-O | B20I-18SPHP1 | Non-Ducted Indoor Units |  | 12.5 | 20.5 | 9.7 | 12.5 | 20.5 | 9 | FALSE | FALSE | FALSE | 19000 | 13500 | 2.5 | 19000 | 2.23
213286784 | 10/31/23 | Live | Midea Electric Trading | WELLS | Multizone All Non-Ducted | 213286784 |  | HMSR-A-CB-O | WMCA-55HFMO | Non-Ducted Indoor Units |  | 10.5 | 19 | 10.8 | 10.5 | 20 | 9.5 | TRUE | TRUE | TRUE | 55000 | 34800 | 2.4 | 45000 | 2.06
213286778 | 10/31/23 | Live | Midea Electric Trading | WELLS | Multizone All Non-Ducted | 213286778 |  | HMSR-A-CB-O | WMCA-27HFMO | Non-Ducted Indoor Units |  |  |  |  | 11.8 | 20.5 | 9.6 | TRUE | TRUE | TRUE | 27000 | 22400 | 2.3 | 30800 | 2.2
213286775 | 10/31/23 | Live | Midea Electric Trading | WELLS | Multizone All Non-Ducted | 213286775 |  | HMSR-A-CB-O | WMCA-18HFMO | Non-Ducted Indoor Units |  | 12.5 | 20.5 | 9.7 | 12.5 | 20.5 | 9 | TRUE | TRUE | FALSE | 19000 | 13500 | 2.5 | 19000 | 2.23
213286772 | 10/31/23 | Live | Midea Electric Trading | WELLS | Multizone All Non-Ducted | 213286772 |  | HMSR-A-CB-O | WMMA-55HFMO | Non-Ducted Indoor Units |  | 10.5 | 19 | 11.5 | 10.5 | 20.2 | 9.6 | FALSE | FALSE | TRUE | 55000 | 36400 | 2.56 | 37000 | 2.17
213286769 | 10/31/23 | Live | Midea Electric Trading | WELLS | Multizone All Non-Ducted | 213286769 |  | HMSR-A-CB-O | WMMA-48HFMO | Non-Ducted Indoor Units |  | 11 | 21 | 10.5 | 11 | 21.1 | 9.5 | FALSE | FALSE | TRUE | 48000 | 36000 | 2.5 | 37000 | 2.17
213286766 | 10/31/23 | Live | Midea Electric Trading | WELLS | Multizone All Non-Ducted | 213286766 |  | HMSR-A-CB-O | WMMA-36HFMO | Non-Ducted Indoor Units |  | 10.5 | 21.8 | 11.5 | 10.6 | 23.1 | 9.6 | FALSE | FALSE | TRUE | 36000 | 26400 | 2.3 | 29600 | 2.09
213081464 | 07/26/23 | Live | Midea Electric Trading | STAR AIR KONTROL | Multizone All Non-Ducted | 213081464 |  | HMSR-A-CB-O | SAK-60-20MUZ/220(OUT) | Non-Ducted Indoor Units |  | 10.5 | 19 | 11.5 | 10.5 | 20.2 | 9.6 | FALSE | FALSE | TRUE | 55000 | 36400 | 2.56 | 37000 | 2.17
213286763 | 10/31/23 | Live | Midea Electric Trading | WELLS | Multizone All Non-Ducted | 213286763 |  | HMSR-A-CB-O | WMMA-27HFMO | Non-Ducted Indoor Units |  | 12 | 22.5 | 10.2 | 12.2 | 23.5 | 9.2 | TRUE | FALSE | FALSE | 27000 | 20000 | 2.35 | 22600 | 2.25
213286760 | 10/31/23 | Live | Midea Electric Trading | WELLS | Multizone All Non-Ducted | 213286760 |  | HMSR-A-CB-O | WMMA-18HFMO | Non-Ducted Indoor Units |  | 12.5 | 21.5 | 10.6 | 12.5 | 21 | 10.2 | TRUE | FALSE | TRUE | 18000 | 14400 | 2.5 | 16000 | 2.23
213199194 | 09/06/23 | Live | Midea Electric Trading | AIRLUX | Multizone All Non-Ducted | 213199194 |  | HMSR-A-CB-O | AM5M48O/2022 | Non-Ducted Indoor Units |  | 11 | 21 | 10.5 | 11 | 21.1 | 9.5 | FALSE | FALSE | TRUE | 48000 | 36000 | 2.5 | 37000 | 2.17
212941767 | 09/06/23 | Live | Midea Electric Trading | NUTECH | Multizone All Non-Ducted | 212941767 |  | HMSR-A-CB-O | N5OA-55HFN1-M | Non-Ducted Indoor Units |  | 10.5 | 19 | 11.5 | 10.5 | 20.2 | 9.6 | FALSE | FALSE | TRUE | 55000 | 36400 | 2.56 | 37000 | 2.17
213081436 | 07/26/23 | Live | Midea Electric Trading | COVAC | Multizone All Non-Ducted | 213081436 |  | HMSR-A-CB-O | M5OG-48HFN1-M | Non-Ducted Indoor Units |  | 11 | 21 | 10.5 | 11 | 21.1 | 9.5 | FALSE | FALSE | TRUE | 48000 | 36000 | 2.5 | 37000 | 2.17
212941764 | 09/06/23 | Live | Midea Electric Trading | NUTECH | Multizone All Non-Ducted | 212941764 |  | HMSR-A-CB-O | N5OG-48HFN1-M | Non-Ducted Indoor Units |  | 11 | 21 | 10.5 | 11 | 21.1 | 9.5 | FALSE | FALSE | TRUE | 48000 | 36000 | 2.5 | 37000 | 2.17
213363371 | 10/31/23 | Live | Midea Electric Trading | AIRGREAN | Multizone All Non-Ducted | 213363371 |  | HMSR-A-CB-O | AG-MO55IR410AH | Non-Ducted Indoor Units |  | 10.5 | 19 | 11.5 | 10.5 | 20.2 | 9.6 | FALSE | FALSE | FALSE | 55000 | 36400 | 2.56 | 37000 | 2.17
207641295 | 01/27/23 | Live | Midea Electric Trading | BLUERIDGE | Multizone All Non-Ducted | 207641295 |  | HMSR-A-CB-O | BMM27HHC | Non-Ducted Indoor Units |  | 11.5 | 22 | 10 | 11.8 | 22.6 | 9.8 | TRUE | TRUE | TRUE | 28000 | 25600 | 2.3 | 27200 | 2.21
207641311 | 02/01/23 | Live | Midea Electric Trading | LBG PRODUCTS | Multizone All Non-Ducted | 207641311 |  | HMSR-A-CB-O | LMHB36DO | Non-Ducted Indoor Units |  | 10.5 | 21.8 | 11.5 | 10.6 | 23.1 | 9.6 | FALSE | FALSE | TRUE | 36000 | 26400 | 2.3 | 29600 | 2.09
207641308 | 01/27/23 | Live | Midea Electric Trading | LBG Products | Multizone All Non-Ducted | 207641308 |  | HMSR-A-CB-O | LMHB27DO | Non-Ducted Indoor Units |  | 12 | 22.5 | 10.2 | 12.2 | 23.5 | 9.2 | TRUE | FALSE | FALSE | 27000 | 20000 | 2.35 | 22600 | 2.25
207641304 | 01/27/23 | Live | Midea Electric Trading | LBG Products | Multizone All Non-Ducted | 207641304 |  | HMSR-A-CB-O | LMHB18DO | Non-Ducted Indoor Units |  | 12.5 | 21.5 | 10.6 | 12.5 | 21 | 10.2 | TRUE | FALSE | TRUE | 18000 | 14400 | 2.5 | 16000 | 2.23
213350760 | 10/31/23 | Live | Midea Electric Trading | E-COLD | Multizone All Non-Ducted | 213350760 |  | HMSR-A-CB-O | ECOLD-C55-MS-G0001 | Non-Ducted Indoor Units |  | 10.5 | 19 | 11.5 | 10.5 | 20.2 | 9.6 | FALSE | FALSE | TRUE | 55000 | 36400 | 2.56 | 37000 | 2.17
213307912 | 10/31/23 | Live | Midea Electric Trading | ALSETRIA | Multizone All Non-Ducted | 213307912 |  | HMSR-A-CB-O | M4OX630-36HFN1-M1X | Non-Ducted Indoor Units |  |  |  |  | 12 | 21 | 10.9 | TRUE | TRUE | TRUE | 36000 | 27400 | 2.5 | 37000 | 2.31
213350757 | 10/31/23 | Live | Midea Electric Trading | E-COLD | Multizone All Non-Ducted | 213350757 |  | HMSR-A-CB-O | ECOLD-C48-MS-G0001 | Non-Ducted Indoor Units |  | 11 | 21 | 10.5 | 11 | 21.1 | 9.5 | FALSE | FALSE | TRUE | 48000 | 36000 | 2.5 | 37000 | 2.17
213350754 | 10/31/23 | Live | Midea Electric Trading | E-COLD | Multizone All Non-Ducted | 213350754 |  | HMSR-A-CB-O | ECOLD-C36-MS-G0001 | Non-Ducted Indoor Units |  | 10.5 | 21.8 | 11.5 | 10.6 | 23.1 | 9.6 | FALSE | FALSE | TRUE | 36000 | 26400 | 2.3 | 29600 | 2.09
213350751 | 10/31/23 | Live | Midea Electric Trading | E-COLD | Multizone All Non-Ducted | 213350751 |  | HMSR-A-CB-O | ECOLD-C27-MS-G0001 | Non-Ducted Indoor Units |  | 12 | 22.5 | 10.2 | 12.2 | 23.5 | 9.2 | FALSE | FALSE | FALSE | 27000 | 20000 | 2.35 | 22600 | 2.25
213307915 | 10/31/23 | Live | Midea Electric Trading | ECO-AIR | Multizone All Non-Ducted | 213307915 |  | HMSR-A-CB-O | M4OX630-36HFN1-M1X | Non-Ducted Indoor Units |  |  |  |  | 12 | 21 | 10.9 | TRUE | TRUE | TRUE | 36000 | 27400 | 2.5 | 37000 | 2.31
213307896 | 10/31/23 | Live | Midea Electric Trading | WELLS | Multizone All Non-Ducted | 213307896 |  | HMSR-A-CB-O | WMCA-36HFMO | Non-Ducted Indoor Units |  |  |  |  | 12 | 21 | 10.9 | TRUE | TRUE | TRUE | 36000 | 27400 | 2.5 | 37000 | 2.31
213301876 | 10/31/23 | Live | Midea Electric Trading | MDV | Multizone All Non-Ducted | 213301876 |  | HMSR-A-CB-O | M4OX630-36HFN1-M1X | Non-Ducted Indoor Units |  |  |  |  | 12 | 21 | 10.9 | TRUE | TRUE | TRUE | 36000 | 27400 | 2.5 | 37000 | 2.31
213307868 | 10/31/23 | Live | Midea Electric Trading | NG TRADE | Multizone All Non-Ducted | 213307868 |  | HMSR-A-CB-O | MOBMH360C | Non-Ducted Indoor Units |  | 10.5 | 21.8 | 11.5 | 10.6 | 23.1 | 9.6 | FALSE | FALSE | TRUE | 36000 | 26400 | 2.3 | 29600 | 2.09
213307893 | 10/31/23 | Live | Midea Electric Trading | BLADEX | Multizone All Non-Ducted | 213307893 |  | HMSR-A-CB-O | B40XS-36SPHP1 | Non-Ducted Indoor Units |  |  |  |  | 12 | 21 | 10.9 | FALSE | FALSE | TRUE | 36000 | 27400 | 2.5 | 37000 | 2.31
213307865 | 10/31/23 | Live | Midea Electric Trading | NG TRADE | Multizone All Non-Ducted | 213307865 |  | HMSR-A-CB-O | MOBMH270C | Non-Ducted Indoor Units |  | 12 | 22.5 | 10.2 | 12.2 | 23.5 | 9.2 | TRUE | FALSE | FALSE | 27000 | 20000 | 2.35 | 22600 | 2.25
213307862 | 10/31/23 | Live | Midea Electric Trading | NG TRADE | Multizone All Non-Ducted | 213307862 |  | HMSR-A-CB-O | MOBMH180C | Non-Ducted Indoor Units |  | 12.5 | 21.5 | 10.6 | 12.5 | 21 | 10.2 | TRUE | FALSE | TRUE | 18000 | 14400 | 2.5 | 16000 | 2.23
207641286 | 02/01/23 | Live | Midea Electric Trading | BLUERIDGE | Multizone All Non-Ducted | 207641286 |  | HMSR-A-CB-O | BMM36C | Non-Ducted Indoor Units |  | 10.5 | 21.8 | 11.5 | 10.6 | 23.1 | 9.6 | FALSE | FALSE | TRUE | 36000 | 26400 | 2.3 | 29600 | 2.09
207641288 | 02/01/23 | Live | Midea Electric Trading | BLUERIDGE | Multizone All Non-Ducted | 207641288 |  | HMSR-A-CB-O | BMM48C | Non-Ducted Indoor Units |  | 11 | 21 | 10.5 | 11 | 21.1 | 9.5 | FALSE | FALSE | TRUE | 48000 | 36000 | 2.5 | 37000 | 2.17
207641291 | 01/27/23 | Live | Midea Electric Trading | BLUERIDGE | Multizone All Non-Ducted | 207641291 |  | HMSR-A-CB-O | BMM18HHC | Non-Ducted Indoor Units |  | 12.5 | 20.5 | 9.7 | 12.5 | 20.5 | 9 | TRUE | TRUE | FALSE | 19000 | 13500 | 2.5 | 19000 | 2.23
213479410 | 10/30/23 | Live | Midea Electric Trading | CANAIR | Multizone All Non-Ducted | 213479410 |  | HMSR-A-CB-O | C28MC218H22 | Non-Ducted Indoor Units |  | 12.5 | 22 | 10.2 | 12.5 | 22 | 9.8 | TRUE | TRUE | TRUE | 19000 | 15000 | 2.5 | 19000 | 2.23
213479404 | 10/30/23 | Live | Midea Electric Trading | CANAIR | Multizone All Non-Ducted | 213479404 |  | HMSR-A-CB-O | C28MC328H21 | Non-Ducted Indoor Units |  | 12.5 | 22.5 | 11.3 | 12.5 | 23 | 10.6 | TRUE | TRUE | TRUE | 28000 | 26600 | 2.3 | 27200 | 2.21
213479401 | 10/30/23 | Live | Midea Electric Trading | TEMP SHIFT | Multizone All Non-Ducted | 213479401 |  | HMSR-A-CB-O | TSM5OA55HFN1M[X] | Non-Ducted Indoor Units |  | 10.5 | 19 | 10.8 | 10.5 | 20 | 9.5 | FALSE | FALSE | TRUE | 55000 | 34800 | 2.4 | 45000 | 2.06
213479392 | 10/30/23 | Live | Midea Electric Trading | TEMP SHIFT | Multizone All Non-Ducted | 213479392 |  | HMSR-A-CB-O | TSM3OK27HFN1M | Non-Ducted Indoor Units |  |  |  |  | 11.8 | 20.5 | 9.6 | FALSE | FALSE | TRUE | 27000 | 22400 | 2.3 | 30800 | 2.2
213479395 | 10/30/23 | Live | Midea Electric Trading | TEMP SHIFT | Multizone All Non-Ducted | 213479395 |  | HMSR-A-CB-O | TSM4OX63036HFN1M1X | Non-Ducted Indoor Units |  |  |  |  | 12 | 21 | 10.9 | FALSE | FALSE | TRUE | 36000 | 27400 | 2.5 | 37000 | 2.31
213386541 | 10/31/23 | Live | Midea Electric Trading | CONTINENTAL | Multizone All Non-Ducted | 213386541 |  | HMSR-A-CB-O | CDHAM-28-O | Non-Ducted Indoor Units |  | 11.5 | 22 | 10 | 11.8 | 22.6 | 9.8 | TRUE | TRUE | TRUE | 28000 | 25600 | 2.3 | 27200 | 2.21
213479389 | 10/30/23 | Live | Midea Electric Trading | TEMP SHIFT | Multizone All Non-Ducted | 213479389 |  | HMSR-A-CB-O | TSM2OI18HFN1M | Non-Ducted Indoor Units |  | 12.5 | 20.5 | 9.7 | 12.5 | 20.5 | 9 | FALSE | FALSE | FALSE | 19000 | 13500 | 2.5 | 19000 | 2.23
213363376 | 10/31/23 | Live | Midea Electric Trading | BLUERIDGE | Multizone All Non-Ducted | 213363376 |  | HMSR-A-CB-O | BMM36HH2C | Non-Ducted Indoor Units |  |  |  |  | 12 | 21 | 10.9 | TRUE | TRUE | TRUE | 36000 | 27400 | 2.5 | 37000 | 2.31
207641232 | 10/27/22 | Live | Midea Electric Trading | MDV | Multizone All Non-Ducted | 207641232 |  | HMSR-A-CB-O | M2OA-18HFN1-M* | Non-Ducted Indoor Units |  | 12.5 | 21.5 | 10.6 | 12.5 | 21 | 10.2 | TRUE | FALSE | TRUE | 18000 | 14400 | 2.5 | 16000 | 2.23
207641233 | 10/27/22 | Live | Midea Electric Trading | MDV | Multizone All Non-Ducted | 207641233 |  | HMSR-A-CB-O | M3OJ-24HFN1-M* | Non-Ducted Indoor Units | MSAG11B-09HRFN1-MX7W(GA) | 12.5 | 23 | 10.2 |  |  |  | TRUE | TRUE | TRUE | 24000 | 13764 | 2.92 | 18544 | 2.07
207641235 | 10/27/22 | Live | Midea Electric Trading | MDV | Multizone All Non-Ducted | 207641235 |  | HMSR-A-CB-O | M5OG-48HFN1-M* | Non-Ducted Indoor Units |  | 11 | 21 | 10.5 | 11 | 21.1 | 9.5 | FALSE | FALSE | TRUE | 48000 | 36000 | 2.5 | 37000 | 2.17
207641236 | 07/30/23 | Live | Midea Electric Trading | MDV | Multizone All Non-Ducted | 207641236 |  | HMSR-A-CB-O | M2OI-18HFN1-M* | Non-Ducted Indoor Units |  | 12.5 | 20.5 | 9.7 | 12.5 | 20.5 | 9 | TRUE | TRUE | FALSE | 19000 | 13500 | 2.5 | 19000 | 2.23
207641252 | 10/27/22 | Live | Midea Electric Trading | MDV | Multizone All Non-Ducted | 207641252 |  | HMSR-A-CB-O | M3OJ-27HFN1-M* | Non-Ducted Indoor Units |  | 12 | 22.5 | 10.2 | 12.2 | 23.5 | 9.2 | TRUE | FALSE | FALSE | 27000 | 20000 | 2.35 | 22600 | 2.25
207641253 | 10/27/22 | Live | Midea Electric Trading | MDV | Multizone All Non-Ducted | 207641253 |  | HMSR-A-CB-O | M4OG-36HFN1-M* | Non-Ducted Indoor Units |  | 10.5 | 21.8 | 11.5 | 10.6 | 23.1 | 9.6 | FALSE | FALSE | TRUE | 36000 | 26400 | 2.3 | 29600 | 2.09
207641258 | 10/27/22 | Live | Midea Electric Trading | MDV | Multizone All Non-Ducted | 207641258 |  | HMSR-A-CB-O | M3OI-28HFN1-M* | Non-Ducted Indoor Units |  | 11.5 | 22 | 10 | 11.8 | 22.6 | 9.8 | TRUE | TRUE | TRUE | 28000 | 25600 | 2.3 | 27200 | 2.21
207641274 | 01/27/23 | Live | Midea Electric Trading | NOVAIR | Multizone All Non-Ducted | 207641274 |  | HMSR-A-CB-O | LEA27MZ-3P-25SK-O | Non-Ducted Indoor Units |  | 12 | 22.5 | 10.2 | 12.2 | 23.5 | 9.2 | FALSE | FALSE | FALSE | 27000 | 20000 | 2.35 | 22600 | 2.25
207641271 | 02/01/23 | Live | Midea Electric Trading | NOVAIR | Multizone All Non-Ducted | 207641271 |  | HMSR-A-CB-O | LEA36MZ-4P-25SK-O | Non-Ducted Indoor Units |  | 10.5 | 21.8 | 11.5 | 10.6 | 23.1 | 9.6 | FALSE | FALSE | TRUE | 36000 | 26400 | 2.3 | 29600 | 2.09
207641283 | 01/27/23 | Live | Midea Electric Trading | BLUERIDGE | Multizone All Non-Ducted | 207641283 |  | HMSR-A-CB-O | BMM27C | Non-Ducted Indoor Units |  | 12 | 22.5 | 10.2 | 12.2 | 23.5 | 9.2 | TRUE | FALSE | FALSE | 27000 | 20000 | 2.35 | 22600 | 2.25
207641276 | 01/27/23 | Live | Midea Electric Trading | NOVAIR | Multizone All Non-Ducted | 207641276 |  | HMSR-A-CB-O | LEA18MZ-2P-25SK-O | Non-Ducted Indoor Units |  | 12.5 | 21.5 | 10.6 | 12.5 | 21 | 10.2 | FALSE | FALSE | TRUE | 18000 | 14400 | 2.5 | 16000 | 2.23
207641279 | 01/27/23 | Live | Midea Electric Trading | BLUERIDGE | Multizone All Non-Ducted | 207641279 |  | HMSR-A-CB-O | BMM18C | Non-Ducted Indoor Units |  | 12.5 | 21.5 | 10.6 | 12.5 | 21 | 10.2 | TRUE | FALSE | TRUE | 18000 | 14400 | 2.5 | 16000 | 2.23
207339191 | 10/27/22 | Live | Midea Electric Trading | MDV | Multizone All Non-Ducted | 207339191 |  | HMSR-A-CB-O | M2OA-18HFN1-MQ1 | Non-Ducted Indoor Units |  | 12.5 | 21 | 10.6 | 12.5 | 21.2 | 9.6 | TRUE | TRUE | TRUE | 18000 | 13500 | 2.6 | 16000 | 2.23
207590846 | 01/27/23 | Live | Midea Electric Trading | CONVECTAIR | Multizone All Non-Ducted | 207590846 |  | HMSR-A-CB-O | 8222-C18-O | Non-Ducted Indoor Units |  | 12.5 | 22 | 10.2 | 12.5 | 22 | 9.8 | FALSE | FALSE | TRUE | 19000 | 15000 | 2.5 | 19000 | 2.23
207339192 | 10/27/22 | Live | Midea Electric Trading | MDV | Multizone All Non-Ducted | 207339192 |  | HMSR-A-CB-O | M3OH-27HFN1-MQ1 | Non-Ducted Indoor Units |  | 12 | 22 | 10.3 | 12 | 22 | 9.5 | TRUE | TRUE | TRUE | 27000 | 20000 | 2.5 | 22600 | 2.25
207339194 | 10/27/22 | Live | Midea Electric Trading | MRCOOL | Multizone All Non-Ducted | 207339194 |  | HMSR-A-CB-O | DIY-MULTI4-36HP230C | Non-Ducted Indoor Units |  | 10.5 | 21.5 | 11 |  |  |  | FALSE | FALSE | FALSE | 36000 | 28000 | 3.04 | 29700 | 2.08
207339193 | 10/27/22 | Live | Midea Electric Trading | MDV | Multizone All Non-Ducted | 207339193 |  | HMSR-A-CB-O | M4OH-36HFN1-MQ1 | Non-Ducted Indoor Units | MSABB-09HRFN1-MS0Q1W | 10.5 | 21.5 | 11 |  |  |  | FALSE | FALSE | FALSE | 36000 | 28000 | 3.04 | 29700 | 2.08
207339195 | 01/27/23 | Live | Midea Electric Trading | MRCOOL | Multizone All Non-Ducted | 207339195 |  | HMSR-A-CB-O | DIY-MULTI3-27HP230C | Non-Ducted Indoor Units |  | 12 | 22 | 10.3 | 12 | 22 | 9.5 | TRUE | TRUE | TRUE | 27000 | 20000 | 2.5 | 22600 | 2.25
207339196 | 01/27/23 | Live | Midea Electric Trading | MRCOOL | Multizone All Non-Ducted | 207339196 |  | HMSR-A-CB-O | DIY-MULTI2-18HP230C | Non-Ducted Indoor Units |  | 12.5 | 21 | 10.6 | 12.5 | 21.2 | 9.6 | TRUE | TRUE | TRUE | 18000 | 13500 | 2.6 | 16000 | 2.23
207590852 | 01/27/23 | Live | Midea Electric Trading | CONVECTAIR | Multizone All Non-Ducted | 207590852 |  | HMSR-A-CB-O | 8522-C48-O | Non-Ducted Indoor Units |  | 11.6 | 21.5 | 11 | 11.7 | 21.8 | 9.8 | FALSE | FALSE | TRUE | 48000 | 36000 | 2.3 | 45000 | 2.2
207590849 | 01/27/23 | Live | Midea Electric Trading | CONVECTAIR | Multizone All Non-Ducted | 207590849 |  | HMSR-A-CB-O | 8322-C27-O | Non-Ducted Indoor Units |  | 12.5 | 22.5 | 11.3 | 12.5 | 23 | 10.6 | FALSE | FALSE | TRUE | 28000 | 26600 | 2.3 | 27200 | 2.21
207617649 | 10/27/22 | Live | Midea Electric Trading | MDV | Multizone All Non-Ducted | 207617649 |  | HMSR-A-CB-O | M3OJ-24HFN1-M | Non-Ducted Indoor Units |  | 13.1 | 24.1 | 11 | 13.4 | 24.6 | 10 | TRUE | TRUE | TRUE | 24000 | 20400 | 2.5 | 22600 | 2.25
207617652 | 10/27/22 | Live | Midea Electric Trading | MDV | Multizone All Non-Ducted | 207617652 |  | HMSR-A-CB-O | M4OG-30HFN1-M | Non-Ducted Indoor Units |  | 12.5 | 25 | 11.3 | 13 | 26 | 9.8 | TRUE | TRUE | TRUE | 30000 | 29000 | 2.5 | 29600 | 2.09
207617657 | 10/27/22 | Live | Midea Electric Trading | MDV | Multizone All Non-Ducted | 207617657 |  | HMSR-A-CB-O | M5OG-42HFN1-M-[X] | Non-Ducted Indoor Units | MSEPB-09HRFN1-MY5W(GA) | 12.5 | 22.3 | 10.3 |  |  |  | TRUE | TRUE | TRUE | 42000 | 30000 | 2.5 | 45000 | 2.25
207617655 | 10/27/22 | Live | Midea Electric Trading | MDV | Multizone All Non-Ducted | 207617655 |  | HMSR-A-CB-O | M3OI-24HFN1-M | Non-Ducted Indoor Units |  | 12.6 | 23 | 11.2 | 12.8 | 23.7 | 10.8 | TRUE | TRUE | TRUE | 24000 | 24000 | 2.5 | 25000 | 2.04
207641226 | 10/27/22 | Live | Midea Electric Trading | MDV | Multizone All Non-Ducted | 207641226 |  | HMSR-A-CB-O | M5OG-48HFN1-M | Non-Ducted Indoor Units |  | 12.5 | 22.4 | 11 | 12.5 | 23.4 | 8.7 | TRUE | FALSE | FALSE | 48000 | 34000 | 2.4 | 37000 | 2.17
206714976 | 10/27/22 | Live | Midea Electric Trading | MDV | Multizone All Non-Ducted | 206714976 |  | HMSR-A-CB-O | M3OI-28HFN1-M | Non-Ducted Indoor Units |  | 12.5 | 22.5 | 11.3 | 12.5 | 23 | 10.6 | TRUE | TRUE | TRUE | 28000 | 26600 | 2.3 | 27200 | 2.21
206714978 | 10/27/22 | Live | Midea Electric Trading | MDV | Multizone All Non-Ducted | 206714978 |  | HMSR-A-CB-O | M4OH-36HFN1-M-20 | Non-Ducted Indoor Units | MSEPB-09HRFN1-MY5W(GA) | 13.6 | 21.8 | 11 |  |  |  | TRUE | TRUE | TRUE | 36000 | 22000 | 2.7 | 30000 | 2.06
206714984 | 10/27/22 | Live | Midea Electric Trading | MDV | Multizone All Non-Ducted | 206714984 |  | HMSR-A-CB-O | M5OG-48HFN1-M-[X]-20 | Non-Ducted Indoor Units |  | 11.6 | 21.5 | 11 | 11.7 | 21.8 | 9.8 | TRUE | TRUE | TRUE | 48000 | 36000 | 2.3 | 45000 | 2.2
206714977 | 10/27/22 | Live | Midea Electric Trading | MDV | Multizone All Non-Ducted | 206714977 |  | HMSR-A-CB-O | M4OG-36HFN1-M | Non-Ducted Indoor Units |  | 11.5 | 23 | 11.3 | 11.7 | 23.9 | 9.5 | TRUE | FALSE | TRUE | 36000 | 26800 | 2.3 | 29600 | 2.09
206714986 | 04/26/22 | Live | Midea Electric Trading | MDV | Multizone All Non-Ducted | 206714986 |  | HMSR-A-CB-O | M5OF-48HFN1-M-20 | Non-Ducted Indoor Units |  | 12.5 | 22.4 | 11 |  |  |  | FALSE | FALSE | FALSE | 48000 | 29600 | 2.7 | 30500 | 2.13
206764068 | 01/27/23 | Live | Midea Electric Trading | FRANKLIN | Multizone All Non-Ducted | 206764068 |  | HMSR-A-CB-O | MST183E23MHAA | Non-Ducted Indoor Units |  | 12.5 | 22 | 10.2 | 12.5 | 22 | 9.8 | FALSE | FALSE | TRUE | 19000 | 15000 | 2.5 | 19000 | 2.23
206716986 | 10/27/22 | Live | Midea Electric Trading | MDV | Multizone All Non-Ducted | 206716986 |  | HMSR-A-CB-O | M2OI-18HFN1-M | Non-Ducted Indoor Units |  | 12.5 | 22 | 10.2 | 12.5 | 22 | 9.8 | TRUE | TRUE | TRUE | 19000 | 15000 | 2.5 | 19000 | 2.23
205645146 | 10/27/22 | Live | Midea Electric Trading | KANIONCO | Multizone All Non-Ducted | 205645146 |  | HMSR-A-CB-O | KWSMO-36R410AIH | Non-Ducted Indoor Units |  | 11.5 | 22.5 | 10.2 |  |  |  | FALSE | FALSE | FALSE | 36000 | 24600 | 2.78 | 25750 | 2.18
205645144 | 10/27/22 | Live | Midea Electric Trading | KANIONCO | Multizone All Non-Ducted | 205645144 |  | HMSR-A-CB-O | KWSMO-18R410AIH | Non-Ducted Indoor Units |  | 12.5 | 22.5 | 10.3 |  |  |  | TRUE | FALSE | FALSE | 18000 | 12000 | 2.79 | 13047 | 2.32
205645138 | 10/27/22 | Live | Midea Electric Trading | PERFECTAIRE | Multizone All Non-Ducted | 205645138 |  | HMSR-A-CB-O | 2PAMS36-HH-MZO4 | Non-Ducted Indoor Units |  | 13.5 | 21.5 | 10.5 |  |  |  | FALSE | FALSE | FALSE | 36000 | 23200 | 2.78 | 43387 | 2.31
205645145 | 10/27/22 | Live | Midea Electric Trading | KANIONCO | Multizone All Non-Ducted | 205645145 |  | HMSR-A-CB-O | KWSMO-30R410AIH | Non-Ducted Indoor Units |  | 12.5 | 23 | 10.3 |  |  |  | TRUE | FALSE | FALSE | 28000 | 17200 | 2.8 | 20260 | 2.2
205724750 | 10/27/22 | Live | Midea Electric Trading | KARDA | Multizone All Non-Ducted | 205724750 |  | HMSR-A-CB-O | 2KARDA27MZ3 | Non-Ducted Indoor Units |  | 12.5 | 23 | 10.3 |  |  |  | TRUE | FALSE | FALSE | 28000 | 17200 | 2.8 | 20260 | 2.2
205816495 | 10/27/22 | Live | Midea Electric Trading | AC PRO.COM | Multizone All Non-Ducted | 205816495 |  | HMSR-A-CB-O | A2OF-18HFN1-M | Non-Ducted Indoor Units |  | 12.5 | 22.5 | 10.3 |  |  |  | FALSE | FALSE | FALSE | 18000 | 12000 | 2.79 | 13047 | 2.32
205816501 | 10/27/22 | Live | Midea Electric Trading | AC PRO.COM | Multizone All Non-Ducted | 205816501 |  | HMSR-A-CB-O | A4OF-36HFN1-M | Non-Ducted Indoor Units |  | 11.5 | 22.5 | 10.2 |  |  |  | FALSE | FALSE | FALSE | 36000 | 24600 | 2.78 | 25750 | 2.18
205823030 | 10/27/22 | Live | Midea Electric Trading | KARDA | Multizone All Non-Ducted | 205823030 |  | HMSR-A-CB-O | 2KARDA36MZ4 | Non-Ducted Indoor Units |  | 11.5 | 22.5 | 10.2 |  |  |  | FALSE | FALSE | FALSE | 36000 | 24600 | 2.78 | 25750 | 2.18
205823033 | 10/27/22 | Live | Midea Electric Trading | KARDA | Multizone All Non-Ducted | 205823033 |  | HMSR-A-CB-O | 2KARDA18MZ2 | Non-Ducted Indoor Units |  | 12.5 | 22.5 | 10.3 |  |  |  | FALSE | FALSE | FALSE | 18000 | 12000 | 2.79 | 13047 | 2.32
205823036 | 10/27/22 | Live | Midea Electric Trading | KARDA | Multizone All Non-Ducted | 205823036 |  | HMSR-A-CB-O | 2KARDA48MZ5 | Non-Ducted Indoor Units |  | 12.5 | 22.4 | 10.2 |  |  |  | FALSE | FALSE | FALSE | 48000 | 29600 | 2.7 | 32820 | 2.27
206714975 | 10/27/22 | Live | Midea Electric Trading | MDV | Multizone All Non-Ducted | 206714975 |  | HMSR-A-CB-O | M3OJ-27HFN1-M | Non-Ducted Indoor Units |  | 12.5 | 23.8 | 10.5 | 12.7 | 24.6 | 9.5 | TRUE | FALSE | TRUE | 28000 | 21000 | 2.5 | 22600 | 2.25
206714973 | 10/27/22 | Live | Midea Electric Trading | MDV | Multizone All Non-Ducted | 206714973 |  | HMSR-A-CB-O | M2OA-18HFN1-M | Non-Ducted Indoor Units |  | 13.3 | 22.5 | 10.6 | 13.9 | 22.9 | 10.5 | TRUE | FALSE | TRUE | 18000 | 14300 | 2.49 | 16000 | 2.23
205047864 | 10/27/22 | Live | Midea Electric Trading | C&H | Multizone All Non-Ducted | 205047864 |  | HMSR-A-CB-O | CH-HYP36MSPH-230VO | Non-Ducted Indoor Units |  | 13.5 | 21.5 | 10.5 |  |  |  | TRUE | TRUE | FALSE | 36000 | 23200 | 2.78 | 43387 | 2.31
205104722 | 10/27/22 | Live | Midea Electric Trading | C&H | Multizone All Non-Ducted | 205104722 |  | HMSR-A-CB-O | CH18MSPH230VO | Non-Ducted Indoor Units |  | 12.5 | 22.5 | 10.3 |  |  |  | TRUE | FALSE | FALSE | 18000 | 12000 | 2.79 | 13047 | 2.32
205104723 | 10/27/22 | Live | Midea Electric Trading | C&H | Multizone All Non-Ducted | 205104723 |  | HMSR-A-CB-O | CH36MSPH230VO | Non-Ducted Indoor Units |  | 11.5 | 22.5 | 10.2 |  |  |  | FALSE | FALSE | FALSE | 36000 | 24600 | 2.78 | 25750 | 2.18
205282617 | 10/27/22 | Live | Midea Electric Trading | C&H | Multizone All Non-Ducted | 205282617 |  | HMSR-A-CB-O | CH48MSPH230VO | Non-Ducted Indoor Units |  | 12.5 | 22.4 | 10.2 |  |  |  | TRUE | FALSE | FALSE | 48000 | 29600 | 2.7 | 32820 | 2.27
205263889 | 10/27/22 | Live | Midea Electric Trading | C&H | Multizone All Non-Ducted | 205263889 |  | HMSR-A-CB-O | CH36MSPH230VO | Non-Ducted Indoor Units |  | 11.5 | 22.5 | 10.2 |  |  |  | FALSE | FALSE | FALSE | 36000 | 24600 | 2.78 | 25750 | 2.18
205104724 | 10/27/22 | Live | Midea Electric Trading | C&H | Multizone All Non-Ducted | 205104724 |  | HMSR-A-CB-O | CH48MSPH230VO | Non-Ducted Indoor Units |  | 12.5 | 22.4 | 10.2 |  |  |  | TRUE | FALSE | FALSE | 48000 | 29600 | 2.7 | 32820 | 2.27
205123803 | 10/27/22 | Live | Midea Electric Trading | EMI | Multizone All Non-Ducted | 205123803 |  | HMSR-A-CB-O | MZ4H36DAA | Non-Ducted Indoor Units |  | 11.5 | 22.5 | 10.2 |  |  |  | FALSE | FALSE | FALSE | 36000 | 24600 | 2.78 | 25750 | 2.18
205309943 | 10/27/22 | Live | Midea Electric Trading | CONTINENTAL | Multizone All Non-Ducted | 205309943 |  | HMSR-A-CB-O | CMZH-36-O | Non-Ducted Indoor Units |  | 11.5 | 22.5 | 10.2 |  |  |  | FALSE | FALSE | FALSE | 36000 | 24600 | 2.78 | 25750 | 2.18
205306867 | 10/27/22 | Live | Midea Electric Trading | CANAIR | Multizone All Non-Ducted | 205306867 |  | HMSR-A-CB-O | C23MC218H21 | Non-Ducted Indoor Units |  | 12.5 | 22.5 | 10.3 |  |  |  | FALSE | FALSE | FALSE | 18000 | 12000 | 2.79 | 13047 | 2.32
205306868 | 10/27/22 | Live | Midea Electric Trading | CANAIR | Multizone All Non-Ducted | 205306868 |  | HMSR-A-CB-O | C23MC327H21 | Non-Ducted Indoor Units |  | 12.5 | 23 | 10.3 |  |  |  | TRUE | FALSE | FALSE | 24000 | 17200 | 2.8 | 20260 | 2.2
205306870 | 10/27/22 | Live | Midea Electric Trading | CANAIR | Multizone All Non-Ducted | 205306870 |  | HMSR-A-CB-O | C23MC548H21 | Non-Ducted Indoor Units |  | 12.5 | 22.4 | 10.2 |  |  |  | TRUE | FALSE | FALSE | 48000 | 29600 | 2.7 | 32820 | 2.27
205309942 | 10/27/22 | Live | Midea Electric Trading | NAPOLEON | Multizone All Non-Ducted | 205309942 |  | HMSR-A-CB-O | NMZO-36F-B | Non-Ducted Indoor Units |  | 11.5 | 22.5 | 10.2 |  |  |  | FALSE | FALSE | FALSE | 36000 | 24600 | 2.78 | 25750 | 2.18
203363517 | 10/27/22 | Live | Midea Electric Trading | CONTINENTAL | Multizone All Non-Ducted | 203363517 |  | HMSR-A-CB-O | CMZH-27-O | Non-Ducted Indoor Units |  | 12.5 | 23 | 10.3 |  |  |  | FALSE | FALSE | FALSE | 28000 | 17200 | 2.8 | 20260 | 2.2
203363530 | 10/27/22 | Live | Midea Electric Trading | NAPOLEON | Multizone All Non-Ducted | 203363530 |  | HMSR-A-CB-O | NMZO-27F-B | Non-Ducted Indoor Units |  | 12.5 | 23 | 10.3 |  |  |  | TRUE | FALSE | FALSE | 28000 | 17200 | 2.8 | 20260 | 2.2
203514060 | 10/27/22 | Live | Midea Electric Trading | EMI | Multizone All Non-Ducted | 203514060 |  | HMSR-A-CB-O | DHMZ436DA | Non-Ducted Indoor Units |  | 13.5 | 21.5 | 10.5 |  |  |  | TRUE | TRUE | FALSE | 36000 | 23200 | 2.78 | 43387 | 2.31
204005752 | 10/27/22 | Live | Midea Electric Trading | MOOVAIR | Multizone All Non-Ducted | 204005752 |  | HMSR-A-CB-O | DM36HOM25230X3 | Non-Ducted Indoor Units |  | 13.5 | 21.5 | 10.5 |  |  |  | TRUE | TRUE | FALSE | 36000 | 23200 | 2.78 | 43387 | 2.31
204005786 | 10/27/22 | Live | Midea Electric Trading | ELIOS | Multizone All Non-Ducted | 204005786 |  | HMSR-A-CB-O | DE36HOM25230X3 | Non-Ducted Indoor Units |  | 13.5 | 21.5 | 10.5 |  |  |  | TRUE | TRUE | FALSE | 36000 | 23200 | 2.78 | 43387 | 2.31
204012251 | 10/27/22 | Live | Midea Electric Trading | MAX-R | Multizone All Non-Ducted | 204012251 |  | HMSR-A-CB-O | MAX-R(MZ)36K30 | Non-Ducted Indoor Units |  | 13.5 | 21.5 | 10.5 |  |  |  | FALSE | FALSE | FALSE | 36000 | 23200 | 2.78 | 43387 | 2.31
204853574 | 10/27/22 | Live | Midea Electric Trading | EMI | Multizone All Non-Ducted | 204853574 |  | HMSR-A-CB-O | MZ5H45DAA | Non-Ducted Indoor Units |  | 12.5 | 22.4 | 10.2 |  |  |  | TRUE | FALSE | FALSE | 48000 | 29600 | 2.7 | 32820 | 2.27
204713920 | 10/27/22 | Live | Midea Electric Trading | MDV | Multizone All Non-Ducted | 204713920 |  | HMSR-A-CB-O | M2OF-18HFN1-M（M2OF-18HFN1-MCA） | Non-Ducted Indoor Units | CS11M-09HRFN1-MX0W(A) | 12.5 | 22.5 | 10.3 |  |  |  | FALSE | FALSE | FALSE | 18000 | 12000 | 2.79 | 13047 | 2.32
204853572 | 10/27/22 | Live | Midea Electric Trading | EMI | Multizone All Non-Ducted | 204853572 |  | HMSR-A-CB-O | MZ3H27DAA | Non-Ducted Indoor Units |  | 12.5 | 23 | 10.3 |  |  |  | TRUE | FALSE | FALSE | 28000 | 17200 | 2.8 | 20260 | 2.2
204853571 | 10/27/22 | Live | Midea Electric Trading | EMI | Multizone All Non-Ducted | 204853571 |  | HMSR-A-CB-O | MZ2H18DAA | Non-Ducted Indoor Units |  | 12.5 | 22.5 | 10.3 |  |  |  | TRUE | FALSE | FALSE | 18000 | 12000 | 2.79 | 13047 | 2.32
202608469 | 10/27/22 | Live | Midea Electric Trading | KARDA | Multizone All Non-Ducted | 202608469 |  | HMSR-A-CB-O | 2PAMSH18-MZO2 | Non-Ducted Indoor Units |  | 12.5 | 22.5 | 10.3 |  |  |  | TRUE | FALSE | FALSE | 18000 | 12000 | 2.79 | 13020 | 2.34
202635804 | 10/27/22 | Live | Midea Electric Trading | MOOVAIR | Multizone All Non-Ducted | 202635804 |  | HMSR-A-CB-O | DM27HOM23230X2 | Non-Ducted Indoor Units |  | 12.5 | 23 | 10.3 |  |  |  | TRUE | FALSE | FALSE | 28000 | 17200 | 2.8 | 20260 | 2.2
202635803 | 10/27/22 | Live | Midea Electric Trading | MOOVAIR | Multizone All Non-Ducted | 202635803 |  | HMSR-A-CB-O | DM18HOM23230X2 | Non-Ducted Indoor Units |  | 12.5 | 22.5 | 10.3 |  |  |  | TRUE | FALSE | FALSE | 18000 | 12000 | 2.79 | 13047 | 2.32
202635806 | 10/27/22 | Live | Midea Electric Trading | MOOVAIR | Multizone All Non-Ducted | 202635806 |  | HMSR-A-CB-O | DM48HOM23230X2 | Non-Ducted Indoor Units |  | 12.5 | 22.4 | 10.2 |  |  |  | TRUE | FALSE | FALSE | 48000 | 29600 | 2.7 | 32820 | 2.27
202832586 | 10/27/22 | Live | Midea Electric Trading | C&H | Multizone All Non-Ducted | 202832586 |  | HMSR-A-CB-O | CH28MSPH230VO | Non-Ducted Indoor Units |  | 12.5 | 23 | 10.3 |  |  |  | TRUE | FALSE | FALSE | 28000 | 17200 | 2.8 | 20260 | 2.2
202918822 | 10/27/22 | Live | Midea Electric Trading | BLUERIDGE | Multizone All Non-Ducted | 202918822 |  | HMSR-A-CB-O | BMHH36M17C | Non-Ducted Indoor Units |  | 13.5 | 21.5 | 10.5 |  |  |  | FALSE | FALSE | FALSE | 36000 | 23200 | 2.78 | 43387 | 2.31
203238504 | 10/27/22 | Live | Midea Electric Trading | ELIOS | Multizone All Non-Ducted | 203238504 |  | HMSR-A-CB-O | DE18HOM23230X2 | Non-Ducted Indoor Units |  | 12.5 | 22.5 | 10.3 |  |  |  | TRUE | FALSE | FALSE | 18000 | 12000 | 2.79 | 13047 | 2.32
203238506 | 10/27/22 | Live | Midea Electric Trading | ELIOS | Multizone All Non-Ducted | 203238506 |  | HMSR-A-CB-O | DE27HOM23230X2 | Non-Ducted Indoor Units |  | 12.5 | 23 | 10.3 |  |  |  | TRUE | FALSE | FALSE | 28000 | 17200 | 2.8 | 20260 | 2.2
203238518 | 10/27/22 | Live | Midea Electric Trading | MOOVAIR | Multizone All Non-Ducted | 203238518 |  | HMSR-A-CB-O | DM27HOM23230X2 | Non-Ducted Indoor Units |  | 12.5 | 23 | 10.3 |  |  |  | TRUE | FALSE | FALSE | 28000 | 17200 | 2.8 | 20260 | 2.2
203238508 | 10/27/22 | Live | Midea Electric Trading | ELIOS | Multizone All Non-Ducted | 203238508 |  | HMSR-A-CB-O | DE48HOM23230X2 | Non-Ducted Indoor Units |  | 12.5 | 22.4 | 10.2 |  |  |  | TRUE | FALSE | FALSE | 48000 | 29600 | 2.7 | 32820 | 2.27
203238516 | 10/27/22 | Live | Midea Electric Trading | MOOVAIR | Multizone All Non-Ducted | 203238516 |  | HMSR-A-CB-O | DM18HOM23230X2 | Non-Ducted Indoor Units |  | 12.5 | 22.5 | 10.3 |  |  |  | TRUE | FALSE | FALSE | 18000 | 12000 | 2.79 | 13047 | 2.32
203238520 | 10/27/22 | Live | Midea Electric Trading | MOOVAIR | Multizone All Non-Ducted | 203238520 |  | HMSR-A-CB-O | DM48HOM23230X2 | Non-Ducted Indoor Units |  | 12.5 | 22.4 | 10.2 |  |  |  | TRUE | FALSE | FALSE | 48000 | 29600 | 2.7 | 32820 | 2.27
203238789 | 10/27/22 | Live | Midea Electric Trading | MOOVAIR | Multizone All Non-Ducted | 203238789 |  | HMSR-A-CB-O | DM36HOM23230X2 | Non-Ducted Indoor Units |  | 11.5 | 22.5 | 10.2 |  |  |  | FALSE | FALSE | FALSE | 36000 | 24600 | 2.78 | 25750 | 2.18
203238787 | 10/27/22 | Live | Midea Electric Trading | ELIOS | Multizone All Non-Ducted | 203238787 |  | HMSR-A-CB-O | DE36HOM23230X2 | Non-Ducted Indoor Units |  | 11.5 | 22.5 | 10.2 |  |  |  | FALSE | FALSE | FALSE | 36000 | 24600 | 2.78 | 25750 | 2.18
203269784 | 10/27/22 | Live | Midea Electric Trading | DIRECT AIR | Multizone All Non-Ducted | 203269784 |  | HMSR-A-CB-O | M4OH-36HFN1-M | Non-Ducted Indoor Units |  | 13.5 | 21.5 | 10.5 |  |  |  | TRUE | TRUE | FALSE | 36000 | 23200 | 2.78 | 43387 | 2.31
202195107 | 10/27/22 | Live | Midea Electric Trading | KERR | Multizone All Non-Ducted | 202195107 |  | HMSR-A-CB-O | A-KMH48PU-1 | Non-Ducted Indoor Units |  | 12.5 | 22.4 | 10.2 |  |  |  | TRUE | FALSE | FALSE | 48000 | 29600 | 2.7 | 32820 | 2.27
202195114 | 10/27/22 | Live | Midea Electric Trading | COMFORT-AIRE | Multizone All Non-Ducted | 202195114 |  | HMSR-A-CB-O | A-VMH48PU-1 | Non-Ducted Indoor Units |  | 12.5 | 22.4 | 10.2 |  |  |  | TRUE | FALSE | FALSE | 48000 | 29600 | 2.7 | 30070 | 2.12
202195115 | 10/27/22 | Live | Midea Electric Trading | CENTURY | Multizone All Non-Ducted | 202195115 |  | HMSR-A-CB-O | A-VMH48PU-1 | Non-Ducted Indoor Units |  | 12.5 | 22.4 | 10.2 |  |  |  | TRUE | FALSE | FALSE | 48000 | 29600 | 2.7 | 30070 | 2.12
202575873 | 10/27/22 | Live | Midea Electric Trading | COMFORTSTAR | Multizone All Non-Ducted | 202575873 |  | HMSR-A-CB-O | CM4-36-4ZX | Non-Ducted Indoor Units |  | 13.5 | 21.5 | 10.5 |  |  |  | TRUE | TRUE | FALSE | 36000 | 23200 | 2.78 | 43387 | 2.31
202585746 | 10/27/22 | Live | Midea Electric Trading | PERFECTAIRE | Multizone All Non-Ducted | 202585746 |  | HMSR-A-CB-O | 2PAMSH27-MZO3 | Non-Ducted Indoor Units |  | 12.5 | 23 | 10.3 |  |  |  | TRUE | FALSE | FALSE | 28000 | 17200 | 2.82 | 20940 | 2.27
202585747 | 10/27/22 | Live | Midea Electric Trading | PERFECTAIRE | Multizone All Non-Ducted | 202585747 |  | HMSR-A-CB-O | 2PAMSH18-MZO2 | Non-Ducted Indoor Units |  | 12.5 | 22.5 | 10.3 |  |  |  | TRUE | FALSE | FALSE | 18000 | 12000 | 2.79 | 13020 | 2.34
202608468 | 10/27/22 | Live | Midea Electric Trading | KARDA | Multizone All Non-Ducted | 202608468 |  | HMSR-A-CB-O | 2PAMSH48-MZO5 | Non-Ducted Indoor Units |  | 12.5 | 22.4 | 10.2 |  |  |  | TRUE | FALSE | FALSE | 48000 | 29600 | 2.31 | 30070 | 2.12
202608467 | 10/27/22 | Live | Midea Electric Trading | KARDA | Multizone All Non-Ducted | 202608467 |  | HMSR-A-CB-O | 2PAMSH27-MZO3 | Non-Ducted Indoor Units |  | 12.5 | 23 | 10.3 |  |  |  | TRUE | FALSE | FALSE | 28000 | 17200 | 2.82 | 20940 | 2.27
9964800 | 10/27/22 | Live | Midea Electric Trading | PERFECTAIRE | Multizone All Non-Ducted | 9964800 |  | HMSR-A-CB-O | 2PAMSH48-MZO5 | Non-Ducted Indoor Units |  | 12.5 | 22.4 | 10.2 |  |  |  | TRUE | FALSE | FALSE | 48000 | 29600 | 2.31 | 30070 | 2.12
201763956 | 10/27/22 | Live | Midea Electric Trading | COMFORTSTAR | Multizone All Non-Ducted | 201763956 |  | HMSR-A-CB-O | CM2-18-2Z | Non-Ducted Indoor Units |  | 12.5 | 22.5 | 10.3 |  |  |  | TRUE | FALSE | FALSE | 18000 | 12000 | 2.79 | 13047 | 2.32
201763958 | 10/27/22 | Live | Midea Electric Trading | COMFORTSTAR | Multizone All Non-Ducted | 201763958 |  | HMSR-A-CB-O | CM3-27-3Z | Non-Ducted Indoor Units |  | 12.5 | 23 | 10.3 |  |  |  | TRUE | FALSE | FALSE | 28000 | 17200 | 2.8 | 20260 | 2.2
201763963 | 10/27/22 | Live | Midea Electric Trading | COMFORTSTAR | Multizone All Non-Ducted | 201763963 |  | HMSR-A-CB-O | CM4-48-4Z | Non-Ducted Indoor Units |  | 11.5 | 22.5 | 10.2 |  |  |  | FALSE | FALSE | FALSE | 36000 | 24600 | 2.78 | 25750 | 2.18
201763961 | 10/27/22 | Live | Midea Electric Trading | COMFORTSTAR | Multizone All Non-Ducted | 201763961 |  | HMSR-A-CB-O | CM5-54-5Z | Non-Ducted Indoor Units |  | 12.5 | 22.4 | 10.2 |  |  |  | TRUE | FALSE | FALSE | 48000 | 29600 | 2.7 | 32820 | 2.27
201810036 | 10/27/22 | Live | Midea Electric Trading | COMFORT-AIRE | Multizone All Non-Ducted | 201810036 |  | HMSR-A-CB-O | A-VMH36QU-1 | Non-Ducted Indoor Units |  | 13.5 | 21.5 | 10.5 |  |  |  | TRUE | TRUE | FALSE | 36000 | 23200 | 2.78 | 38125 | 2.03
201862959 | 10/27/22 | Live | Midea Electric Trading | CENTURY | Multizone All Non-Ducted | 201862959 |  | HMSR-A-CB-O | A-VMH36QU-1 | Non-Ducted Indoor Units |  | 13.5 | 21.5 | 10.5 |  |  |  | TRUE | TRUE | FALSE | 36000 | 23200 | 2.78 | 38125 | 2.03
201866481 | 10/27/22 | Live | Midea Electric Trading | KERR | Multizone All Non-Ducted | 201866481 |  | HMSR-A-CB-O | A-KMH36QU-1 | Non-Ducted Indoor Units |  | 13.5 | 21.5 | 10.5 |  |  |  | TRUE | TRUE | FALSE | 36000 | 23200 | 2.78 | 43387 | 2.31
8977709 | 10/27/22 | Live | Midea Electric Trading | MRCOOL | Multizone All Non-Ducted | 8977709 |  | HMSR-A-CB-O | MULTI4-36HP230V1 | Non-Ducted Indoor Units |  | 11.5 | 22.5 | 10.2 |  |  |  | FALSE | FALSE | FALSE | 36000 | 24600 | 2.78 | 25750 | 2.18
8994012 | 10/27/22 | Live | Midea Electric Trading | DIRECT AIR | Multizone All Non-Ducted | 8994012 |  | HMSR-A-CB-O | M3OF-27HFN1-M | Non-Ducted Indoor Units |  | 12.5 | 23 | 10.3 |  |  |  | TRUE | FALSE | FALSE | 28000 | 17200 | 2.82 | 20940 | 2.27
9006310 | 10/27/22 | Live | Midea Electric Trading | MIDEA | Multizone All Non-Ducted | 9006310 |  | HMSR-A-CB-O | M2OF-18HFN1-M | Non-Ducted Indoor Units |  | 12.5 | 22.5 | 10.3 |  |  |  | FALSE | FALSE | FALSE | 18000 | 12000 | 2.79 | 13047 | 2.32
8977710 | 10/27/22 | Live | Midea Electric Trading | MRCOOL | Multizone All Non-Ducted | 8977710 |  | HMSR-A-CB-O | MULTI5-48HP230V1 | Non-Ducted Indoor Units |  | 12.5 | 22.4 | 10.2 |  |  |  | TRUE | FALSE | FALSE | 48000 | 29600 | 2.7 | 32820 | 2.27
8977720 | 10/27/22 | Live | Midea Electric Trading | SENVILLE | Multizone All Non-Ducted | 8977720 |  | HMSR-A-CB-O | SENA/48HF/MOZ | Non-Ducted Indoor Units |  | 12.5 | 22.4 | 10.2 |  |  |  | TRUE | FALSE | FALSE | 48000 | 29600 | 2.7 | 32820 | 2.27
8994011 | 10/27/22 | Live | Midea Electric Trading | DIRECT AIR | Multizone All Non-Ducted | 8994011 |  | HMSR-A-CB-O | M2OF-18HFN1-M | Non-Ducted Indoor Units |  | 12.5 | 22.5 | 10.3 |  |  |  | TRUE | FALSE | FALSE | 18000 | 12000 | 2.79 | 13020 | 2.34
8994415 | 10/27/22 | Live | Midea Electric Trading | MDV | Multizone All Non-Ducted | 8994415 |  | HMSR-A-CB-O | M4OH-36HFN1-M | Non-Ducted Indoor Units | CS11M-09HRFN1-MX0W(A) | 13.5 | 21.5 | 10.5 |  |  |  | TRUE | TRUE | FALSE | 36000 | 23200 | 2.78 | 43387 | 2.31
8994014 | 10/27/22 | Live | Midea Electric Trading | DIRECT AIR | Multizone All Non-Ducted | 8994014 |  | HMSR-A-CB-O | M5OF-48HFN1-M | Non-Ducted Indoor Units |  | 12.5 | 22.4 | 10.2 |  |  |  | TRUE | FALSE | FALSE | 48000 | 29600 | 2.7 | 30070 | 2.12
9006312 | 10/27/22 | Live | Midea Electric Trading | MIDEA | Multizone All Non-Ducted | 9006312 |  | HMSR-A-CB-O | M4OF-36HFN1-M | Non-Ducted Indoor Units |  | 11.5 | 22.5 | 10.2 |  |  |  | FALSE | FALSE | FALSE | 36000 | 24600 | 2.78 | 25750 | 2.18
9006311 | 10/27/22 | Live | Midea Electric Trading | MIDEA | Multizone All Non-Ducted | 9006311 |  | HMSR-A-CB-O | M3OF-27HFN1-M | Non-Ducted Indoor Units |  | 12.5 | 23 | 10.3 |  |  |  | FALSE | FALSE | FALSE | 28000 | 17200 | 2.8 | 20260 | 2.2
9006313 | 10/27/22 | Live | Midea Electric Trading | MIDEA | Multizone All Non-Ducted | 9006313 |  | HMSR-A-CB-O | M5OF-48HFN1-M | Non-Ducted Indoor Units |  | 12.5 | 22.4 | 10.2 |  |  |  | FALSE | FALSE | FALSE | 48000 | 29600 | 2.7 | 32820 | 2.27
8856675 | 10/27/22 | Live | Midea Electric Trading | MDV | Multizone All Non-Ducted | 8856675 |  | HMSR-A-CB-O | M2OF-18HFN1-M | Non-Ducted Indoor Units | CS11M-09HRFN1-MX0W(A) | 12.5 | 22.5 | 10.3 |  |  |  | TRUE | FALSE | FALSE | 18000 | 12000 | 2.79 | 13047 | 2.32
8856677 | 10/27/22 | Live | Midea Electric Trading | MDV | Multizone All Non-Ducted | 8856677 |  | HMSR-A-CB-O | M4OF-36HFN1-M | Non-Ducted Indoor Units | CS11M-09HRFN1-MX0W(A) | 11.5 | 22.5 | 10.2 |  |  |  | FALSE | FALSE | FALSE | 36000 | 24600 | 2.78 | 25750 | 2.18
8858349 | 10/27/22 | Live | Midea Electric Trading | MDV | Multizone All Non-Ducted | 8858349 |  | HMSR-A-CB-O | M3OF-27HFN1-M** | Non-Ducted Indoor Units | MSMBB-09HRFN1-MW0W | 11.5 | 20.4 | 10.8 |  |  |  | FALSE | FALSE | TRUE | 27000 | 17800 | 2.88 | 22157 | 2.08
8856676 | 10/27/22 | Live | Midea Electric Trading | MDV | Multizone All Non-Ducted | 8856676 |  | HMSR-A-CB-O | M3OF-27HFN1-M | Non-Ducted Indoor Units | CS11M-09HRFN1-MX0W(A) | 12.5 | 23 | 10.3 |  |  |  | TRUE | FALSE | FALSE | 28000 | 17200 | 2.8 | 20260 | 2.2
8858355 | 10/27/22 | Live | Midea Electric Trading | SENVILLE | Multizone All Non-Ducted | 8858355 |  | HMSR-A-CB-O | SENA/30HF/MOZ | Non-Ducted Indoor Units |  | 12.5 | 23 | 10.3 |  |  |  | TRUE | FALSE | FALSE | 28000 | 17200 | 2.8 | 20260 | 2.2
8858356 | 10/27/22 | Live | Midea Electric Trading | SENVILLE | Multizone All Non-Ducted | 8858356 |  | HMSR-A-CB-O | SENA/36HF/MOZ | Non-Ducted Indoor Units |  | 11.5 | 22.5 | 10.2 |  |  |  | FALSE | FALSE | FALSE | 36000 | 24600 | 2.78 | 25750 | 2.18
8858354 | 10/27/22 | Live | Midea Electric Trading | SENVILLE | Multizone All Non-Ducted | 8858354 |  | HMSR-A-CB-O | SENA/18HF/MOZ | Non-Ducted Indoor Units |  | 12.5 | 22.5 | 10.3 |  |  |  | TRUE | FALSE | FALSE | 18000 | 12000 | 2.79 | 13047 | 2.32
8977707 | 10/27/22 | Live | Midea Electric Trading | MRCOOL | Multizone All Non-Ducted | 8977707 |  | HMSR-A-CB-O | MULTI2-18HP230V1 | Non-Ducted Indoor Units |  | 12.5 | 22.5 | 10.3 |  |  |  | TRUE | FALSE | FALSE | 18000 | 12000 | 2.79 | 13047 | 2.32
8967208 | 10/27/22 | Live | Midea Electric Trading | MDV | Multizone All Non-Ducted | 8967208 |  | HMSR-A-CB-O | M5OF-48HFN1-M | Non-Ducted Indoor Units | CS11M-09HRFN1-MX0W(A) | 12.5 | 22.4 | 10.2 |  |  |  | TRUE | FALSE | FALSE | 48000 | 29600 | 2.7 | 32820 | 2.27
8977708 | 10/27/22 | Live | Midea Electric Trading | MRCOOL | Multizone All Non-Ducted | 8977708 |  | HMSR-A-CB-O | MULTI3-27HP230V1 | Non-Ducted Indoor Units |  | 12.5 | 23 | 10.3 |  |  |  | TRUE | FALSE | FALSE | 28000 | 17200 | 2.8 | 20260 | 2.2
211749857 | 05/18/23 | Live | Trane U.S. Inc. | AMERISTAR | Multizone All Ducted | 211749857 |  | HRCU-A-CB | E4HL5024A1000A | Ducted Indoor Units | E4AH5E24A1J30A |  |  |  | 9.2 | 15.2 | 8.1 | FALSE | FALSE | FALSE | 24000 | 19100 | 2.5 | 19100 | 2.5
211749856 | 05/11/23 | Live | Trane U.S. Inc. | AMERISTAR | Multizone All Ducted | 211749856 |  | HRCU-A-CB | E4HL5018A1000A |  | E4AH5E24A1J30A |  |  |  | 9.8 | 15.2 | 8.5 | FALSE | FALSE | FALSE | 20000 | 15000 | 2.4 | 18500 | 2.96
212394376 | 05/11/23 | Live | Trane U.S. Inc. | AMERISTAR | Multizone All Ducted | 212394376 |  | HRCU-A-C | E4HL5024A1000A |  | 4TXCB004DS3 |  |  |  | 8.5 | 14.3 | 8.1 | FALSE | FALSE | FALSE | 24000 | 20000 | 2.1 | 20500 | 2.15
212394377 | 05/11/23 | Live | Trane U.S. Inc. | AMERISTAR | Multizone All Ducted | 212394377 |  | HRCU-A-C | E4HL5024A1000A |  | 4TXCB003DS3 |  |  |  | 8.5 | 14.3 | 8.1 | FALSE | FALSE | FALSE | 24000 | 20000 | 2.1 | 20500 | 2.15
212400612 | 05/01/23 | Live | Trane U.S. Inc. | RUNTRU | Multizone All Ducted | 212400612 |  | HRCU-A-C | E4HL5018A1000A | Ducted Indoor Units | 4TXCB003DS3 |  |  |  | 8.5 | 14.3 | 8.1 | FALSE | FALSE | FALSE | 20000 | 20000 | 2.1 | 20000 | 2.1
211749848 | 05/18/23 | Live | Trane U.S. Inc. | RUNTRU | Multizone All Ducted | 211749848 |  | HRCU-A-CB | E4HL5024A1000A | Ducted Indoor Units | E4AH5E24A1J30A |  |  |  | 9.2 | 15.2 | 8.1 | FALSE | FALSE | FALSE | 24000 | 19100 | 2.5 | 19100 | 2.5
211749847 | 05/11/23 | Live | Trane U.S. Inc. | RUNTRU | Multizone All Ducted | 211749847 |  | HRCU-A-CB | E4HL5018A1000A |  | E4AH5E24A1J30A |  |  |  | 9.8 | 15.2 | 8.5 | FALSE | FALSE | FALSE | 20000 | 15000 | 2.4 | 18500 | 2.96
212400613 | 05/01/23 | Live | Trane U.S. Inc. | AMERISTAR | Multizone All Ducted | 212400613 |  | HRCU-A-C | E4HL5018A1000A | Ducted Indoor Units | 4TXCB003DS3 |  |  |  | 8.5 | 14.3 | 8.1 | FALSE | FALSE | FALSE | 20000 | 20000 | 2.1 | 20000 | 2.1
212394368 | 05/11/23 | Live | Trane U.S. Inc. | RUNTRU | Multizone All Ducted | 212394368 |  | HRCU-A-C | E4HL5024A1000A |  | 4TXCB004DS3 |  |  |  | 8.5 | 14.3 | 8.1 | FALSE | FALSE | FALSE | 24000 | 20000 | 2.1 | 20500 | 2.15
212394369 | 05/11/23 | Live | Trane U.S. Inc. | RUNTRU | Multizone All Ducted | 212394369 |  | HRCU-A-C | E4HL5024A1000A |  | 4TXCB003DS3 |  |  |  | 8.5 | 14.3 | 8.1 | FALSE | FALSE | FALSE | 24000 | 20000 | 2.1 | 20500 | 2.15
213685846 | 12/10/23 | Live | Gree | KINGHOME | Multizone All Ducted | 213685846 |  | HSP-A | KRH02TCU | [5 empty] | 11 | 17.8 | 8.8 | TRUE | TRUE | TRUE | 24000 | 23400 | 3.63 | 23400 | 3.63
213685844 | 12/10/23 | Live | Gree | KINGHOME | Multizone All Ducted | 213685844 |  | HSP-A | KRH04TCU | [5 empty] | 11 | 17.8 | 8.5 | TRUE | TRUE | TRUE | 47000 | 36000 | 2.96 | 36000 | 2.96
213685843 | 12/10/23 | Live | Gree | KINGHOME | Multizone All Ducted | 213685843 |  | HSP-A | KRH05TCU | [5 empty] | 10.6 | 17 | 8.3 | TRUE | TRUE | TRUE | 56000 | 37000 | 2.38 | 37000 | 2.38
213386671 | 12/10/23 | Live | Gree | TOSOT | Multizone All Ducted | 213386671 |  | HSP-A | TK-H02TCNAA-TU | [5 empty] | 11 | 17.8 | 8.8 | TRUE | TRUE | TRUE | 24000 | 23400 | 3.63 | 23400 | 3.63
213386669 | 12/10/23 | Live | Gree | TOSOT | Multizone All Ducted | 213386669 |  | HSP-A | TK-H04TCNAA-TU | [5 empty] | 11 | 17.8 | 8.5 | TRUE | TRUE | TRUE | 47000 | 36000 | 2.96 | 36000 | 2.96
213307926 | 12/10/23 | Live | Gree | TOSOT | Multizone All Ducted | 213307926 |  | HSP-A | TK-H05TCNAA-TU | [5 empty] | 10.6 | 17 | 8.3 | TRUE | TRUE | TRUE | 56000 | 37000 | 2.38 | 37000 | 2.38
207349374 | 10/27/22 | Live | Samsung Electronics | SAMSUNG | Multizone All Non-Ducted | 207349374 |  | HMSR-A-CB-O | AJ048BXJ5CH | Non-Ducted Indoor Units |  | 10.5 | 19.7 | 10.3 | 10.5 | 21 | 9 | FALSE | FALSE | FALSE | 47000 | 28400 | 2.55 | 36600 | 1.83
207349914 | 10/27/22 | Live | Samsung Electronics | SAMSUNG | Multizone All Non-Ducted | 207349914 |  | HMSR-A-CB-O | AJ020BXJ2CH | Non-Ducted Indoor Units |  | 12.7 | 19.5 | 10 | 12.7 | 19.5 | 8.6 | TRUE | FALSE | FALSE | 18000 | 12800 | 2.68 | 19000 | 2.03
207349915 | 10/27/22 | Live | Samsung Electronics | SAMSUNG | Multizone All Non-Ducted | 207349915 |  | HMSR-A-CB-O | AJ024BXJ3CH | Non-Ducted Indoor Units |  | 12.7 | 19 | 10 | 12.7 | 19.5 | 8.8 | TRUE | FALSE | FALSE | 22000 | 14600 | 2.71 | 19500 | 2.01
204926518 | 01/20/21 | Live | Mitsubishi Electric Trane | MITSUBISHI ELECTRIC | Multizone All Non-Ducted | 204926518 |  | HMSV-A-CB | MXZ-8C60NA2 | Mixed Ducted and Non-Ducted Indoor Units |  | 11.25 | 18.25 | 10.7 |  |  |  | FALSE | FALSE | FALSE | 60000 | 41000 | 2.47 | 65000 | 2.35
202411913 | 02/02/22 | Live | Mitsubishi Electric Trane | MITSUBISHI ELECTRIC | Multizone All Ducted | 202411913 |  | HMSV-A-CB | PUMY-P60NKMU2 | Ducted Indoor Units |  | 11.1 | 17.8 | 10.7 |  |  |  | FALSE | FALSE | FALSE | 60000 | 40500 | 2.84 | 45144 | 3.17
211016661 | 07/26/23 | Live | Mitsubishi Electric Trane | Mitsubishi Electric | Multizone Mix of Ducted and Non-Ducted | 211016661 |  | HMSV-A-CB | PUMY-P48NKMU4 | Mixed Ducted and Non-Ducted Indoor Units |  |  |  |  | 11.8 | 19.5 | 9.65 | FALSE | FALSE | FALSE | 48000 | 33200 | 2.54 | 43000 | 2.34
211289260 | 02/02/22 | Live | Mitsubishi Electric Trane | MITSUBISHI ELECTRIC | Singlezone Ducted, Centrally Ducted | 211289260 |  | HRCU-A-CB | SUZ-KA18NAH2 | Mini-Splits | SVZ-KP18NA* | 13.2 | 18 | 12.2 | 13.2 | 21 | 10 | FALSE | FALSE | FALSE | 18000 | 14000 | 2.6 | 14000 | 2.6
209424920 | 03/14/23 | Live | Mitsubishi Electric Trane | MITSUBISHI ELECTRIC | Multizone All Non-Ducted | 209424920 |  | HMSR-A-CB-O | MXZ-2C20NA4*** | Non-Ducted Indoor Units |  | 12.7 | 20 | 10 | 12.7 | 20 | 9.91 | TRUE | FALSE | FALSE | 18000 | 13500 | 2.91 | 15500 | 2.6
211289244 | 05/13/23 | Live | Mitsubishi Electric Trane | MITSUBISHI ELECTRIC | Singlezone Non-Ducted, Ceiling Placement | 211289244 |  | HRCU-A-CB-O | SUZ-KA09NA2 | Mini-Splits | SLZ-KF09NA* | 13.4 | 22.4 | 12.2 | 13.4 | 24 | 10 | TRUE | FALSE | TRUE | 9000 | 6900 | 2.5 | 6900 | 2.5
211497097 | 02/02/22 | Live | Mitsubishi Electric Trane | TRANE / MITSUBISHI ELECTRIC | Singlezone Non-Ducted, Ceiling Placement | 211497097 | 202392213 | HRCU-A-CB-O | NTXSKS09A112AA | Mini-Splits | NTXCKS09A112** | 13.4 | 22.4 | 12.2 | 13.4 | 24 | 10 | TRUE | FALSE | TRUE | 9000 | 6900 | 2.5 | 6900 | 2.5
211289247 | 05/13/23 | Live | Mitsubishi Electric Trane | MITSUBISHI ELECTRIC | Singlezone Non-Ducted, Ceiling Placement | 211289247 |  | HRCU-A-CB-O | SUZ-KA12NA2 | Mini-Splits | SLZ-KF12NA* | 13.3 | 22 | 11.4 | 13.3 | 22 | 9.7 | TRUE | FALSE | TRUE | 12000 | 8900 | 2.31 | 8900 | 2.31
211497096 | 02/02/22 | Live | Mitsubishi Electric Trane | TRANE / MITSUBISHI ELECTRIC | Singlezone Non-Ducted, Ceiling Placement | 211497096 | 202392221 | HRCU-A-CB-O | NTXSKS12A112AA | Mini-Splits | NTXCKS12A112** | 13.3 | 22 | 11.4 | 13.3 | 22 | 9.7 | TRUE | FALSE | TRUE | 12000 | 8900 | 2.31 | 8900 | 2.31
207702765 | 12/06/23 | Live | Mitsubishi Electric Trane | TRANE / MITSUBISHI ELECTRIC | Singlezone Ducted, Compact Ducted | 207702765 |  | HRCU-A-CB | NTXSKS18A112** | Mini-Splits | PEAD-A18AA* | 14.1 | 19.8 | 12.9 | 13.2 | 20.7 | 10.8 | TRUE | FALSE | TRUE | 18000 | 14000 | 2.85 | 14000 | 2.85
207702767 | 12/06/23 | Live | Mitsubishi Electric Trane | TRANE / MITSUBISHI ELECTRIC | Singlezone Ducted, Compact Ducted | 207702767 |  | HRCU-A-CB | NTXSKS18A112** | Mini-Splits | TPEADA0181AA*** | 14.1 | 19.8 | 12.9 | 13.2 | 20.7 | 10.8 | TRUE | FALSE | TRUE | 18000 | 14000 | 2.85 | 14000 | 2.85
207702711 | 02/02/22 | Live | Mitsubishi Electric Trane | MITSUBISHI ELECTRIC | Singlezone Ducted, Compact Ducted | 207702711 |  | HRCU-A-CB | SUZ-KA18NA2 | Mini-Splits | PEAD-A18AA* | 14.1 | 19.8 | 12.9 | 13.2 | 20.7 | 10.8 | TRUE | FALSE | TRUE | 18000 | 14000 | 2.85 | 14000 | 2.85
211497070 | 12/06/23 | Live | Mitsubishi Electric Trane | TRANE / MITSUBISHI ELECTRIC | Singlezone Ducted, Centrally Ducted | 211497070 |  | HRCU-A-CB | NTXSKS18A112AA | Mini-Splits | NAXAMT18A112** | 13.2 | 18 | 12.6 | 13.2 | 21 | 10.7 | TRUE | FALSE | TRUE | 18000 | 14000 | 2.81 | 14000 | 2.81
211289259 | 05/13/23 | Live | Mitsubishi Electric Trane | MITSUBISHI ELECTRIC | Singlezone Ducted, Centrally Ducted | 211289259 |  | HRCU-A-CB | SUZ-KA18NA2 | Mini-Splits | SVZ-KP18NA* | 13.2 | 18 | 12.6 | 13.2 | 21 | 10.7 | TRUE | FALSE | TRUE | 18000 | 14000 | 2.81 | 14000 | 2.81
202392239 | 02/02/22 | Live | Mitsubishi Electric Trane | TRANE / MITSUBISHI ELECTRIC | Singlezone Ducted, Centrally Ducted | 202392239 |  | HRCU-A-CB | NTXSKS18A112AA | Mini-Splits | NTXAMT18A112AA | 13.2 | 18 | 12.6 | 13.2 | 21 | 10.7 | TRUE | FALSE | TRUE | 18000 | 14000 | 2.81 | 14000 | 2.81
211709696 | 05/10/23 | Live | CARRIER | BRYANT HEATING AND COOLING SYSTEMS | Singlezone Ducted, Centrally Ducted | 211709696 |  | HRCU-A-CB | 38MURAQ30AB3* | Ducted Indoor Units | PF4MN*B30L* |  |  |  | 9 | 14.5 | 9 | FALSE | FALSE | FALSE | 30600 | 23400 | 2.46 | 23760 | 2.58
211709695 | 05/10/23 | Live | CARRIER | CARRIER | Singlezone Ducted, Centrally Ducted | 211709695 |  | HRCU-A-CB | 38MURAQ30AB3* | Ducted Indoor Units | PF4MN*B30L* |  |  |  | 9 | 14.5 | 9 | FALSE | FALSE | FALSE | 30600 | 23400 | 2.46 | 23760 | 2.58
211709694 | 05/10/23 | Live | CARRIER | GRANDAIRE | Singlezone Ducted, Centrally Ducted | 211709694 |  | HRCU-A-CB | WDLCURAH30ABK | Ducted Indoor Units | WBHL304*B* |  |  |  | 9 | 14.5 | 9 | FALSE | FALSE | FALSE | 30600 | 23400 | 2.46 | 23760 | 2.58
211497088 | 04/24/20 | Live | Mitsubishi Electric Trane | TRANE / MITSUBISHI ELECTRIC | Singlezone Non-Ducted, Ceiling Placement | 211497088 | 204793343 | HRCU-A-CB-O | NTXSKH12A112AA | Mini-Splits | NTXCKS12A112** | 12.7 | 20.3 | 10 | 12.7 | 20.8 | 9 | TRUE | FALSE | FALSE | 12000 | 8300 | 2.38 | 13800 | 2.38
211289257 | 05/13/23 | Live | Mitsubishi Electric Trane | MITSUBISHI ELECTRIC | Singlezone Ducted, Centrally Ducted | 211289257 |  | HRCU-A-CB | SUZ-KA12NA2 | Mini-Splits | SVZ-KP12NA* | 12.7 | 18 | 12.1 | 12.7 | 20.7 | 10.5 | TRUE | FALSE | TRUE | 12000 | 9900 | 2.59 | 9900 | 2.59
211709693 | 05/10/23 | Live | CARRIER | TEMPSTAR | Singlezone Ducted, Centrally Ducted | 211709693 |  | HRCU-A-CB | DLCURAH30ABK | Ducted Indoor Units | FJMA4*30L*B* |  |  |  | 9 | 14.5 | 9 | FALSE | FALSE | FALSE | 30600 | 23400 | 2.46 | 23760 | 2.58
202392223 | 02/02/22 | Live | Mitsubishi Electric Trane | TRANE / MITSUBISHI ELECTRIC | Singlezone Ducted, Centrally Ducted | 202392223 |  | HRCU-A-CB | NTXSKS12A112AA | Mini-Splits | NTXAMT12A112AA | 12.7 | 18 | 12.1 | 12.7 | 20.7 | 10.5 | TRUE | FALSE | TRUE | 12000 | 9900 | 2.59 | 9900 | 2.59
211497069 | 12/06/23 | Live | Mitsubishi Electric Trane | TRANE / MITSUBISHI ELECTRIC | Singlezone Ducted, Centrally Ducted | 211497069 |  | HRCU-A-CB | NTXSKS12A112AA | Mini-Splits | NAXAMT12A112** | 12.7 | 18 | 12.1 | 12.7 | 20.7 | 10.5 | TRUE | FALSE | TRUE | 12000 | 9900 | 2.59 | 9900 | 2.59
211709692 | 05/10/23 | Live | CARRIER | SMART COMFORT | Singlezone Ducted, Centrally Ducted | 211709692 |  | HRCU-A-CB | DLCURAH30ABK | Ducted Indoor Units | FJMA4*30L*B* |  |  |  | 9 | 14.5 | 9 | FALSE | FALSE | FALSE | 30600 | 23400 | 2.46 | 23760 | 2.58
211289254 | 05/13/23 | Live | Mitsubishi Electric Trane | MITSUBISHI ELECTRIC | Singlezone Non-Ducted, Ceiling Placement | 211289254 |  | HRCU-A-CB-O | SUZ-KA18NA2 | Mini-Splits | SLZ-KF18NA* | 12.5 | 20.7 | 11.6 | 12.5 | 21 | 10 | TRUE | FALSE | TRUE | 17700 | 12900 | 2.68 | 12900 | 2.68
207699125 | 05/13/23 | Live | Mitsubishi Electric Trane | MITSUBISHI ELECTRIC | Singlezone Non-Ducted, Ceiling Placement | 207699125 |  | HRCU-A-CB-O | SUZ-KA18NA2 | Mini-Splits | MLZ-KP18NA* | 12.5 | 22.3 | 12.4 | 12.5 | 22.9 | 10.5 | TRUE | FALSE | TRUE | 18000 | 13100 | 2.63 | 13100 | 2.63
211709691 | 05/10/23 | Live | CARRIER | KEEPRITE | Singlezone Ducted, Centrally Ducted | 211709691 |  | HRCU-A-CB | DLCURAH30ABK | Ducted Indoor Units | FJMA4*30L*B* |  |  |  | 9 | 14.5 | 9 | FALSE | FALSE | FALSE | 30600 | 23400 | 2.46 | 23760 | 2.58
211497094 | 02/02/22 | Live | Mitsubishi Electric Trane | TRANE / MITSUBISHI ELECTRIC | Singlezone Non-Ducted, Ceiling Placement | 211497094 | 202392237 | HRCU-A-CB-O | NTXSKS18A112AA | Mini-Splits | NTXCKS18A112** | 12.5 | 20.7 | 11.6 | 12.5 | 21 | 10 | TRUE | FALSE | TRUE | 17700 | 12900 | 2.68 | 12900 | 2.68
207699143 | 02/02/22 | Live | Mitsubishi Electric Trane | TRANE / MITSUBISHI ELECTRIC | Singlezone Non-Ducted, Ceiling Placement | 207699143 | 202392233 | HRCU-A-CB-O | NTXSKS18A112** | Mini-Splits | NTXUKS18A112** | 12.5 | 22.3 | 12.4 | 12.5 | 22.9 | 10.5 | TRUE | FALSE | TRUE | 18000 | 13100 | 2.63 | 13100 | 2.63
211709690 | 05/10/23 | Live | CARRIER | HEIL | Singlezone Ducted, Centrally Ducted | 211709690 |  | HRCU-A-CB | DLCURAH30ABK | Ducted Indoor Units | FJMA4*30L*B* |  |  |  | 9 | 14.5 | 9 | FALSE | FALSE | FALSE | 30600 | 23400 | 2.46 | 23760 | 2.58
207699122 | 02/02/22 | Live | Mitsubishi Electric Trane | MITSUBISHI ELECTRIC | Singlezone Non-Ducted, Ceiling Placement | 207699122 |  | HRCU-A-CB-O | SUZ-KA12NA2 | Mini-Splits | MLZ-KP12NA* | 12.5 | 19.8 | 12.1 | 12.2 | 21.7 | 10.9 | TRUE | FALSE | TRUE | 12000 | 9900 | 2.84 | 9900 | 2.84
207699141 | 02/02/22 | Live | Mitsubishi Electric Trane | TRANE / MITSUBISHI ELECTRIC | Singlezone Non-Ducted, Ceiling Placement | 207699141 | 202392219 | HRCU-A-CB-O | NTXSKS12A112** | Mini-Splits | NTXUKS12A112** | 12.5 | 19.8 | 12.1 | 12.2 | 21.7 | 10.9 | TRUE | FALSE | TRUE | 12000 | 9900 | 2.84 | 9900 | 2.84
211709689 | 05/10/23 | Live | CARRIER | DAY & NIGHT | Singlezone Ducted, Centrally Ducted | 211709689 |  | HRCU-A-CB | DLCURAH30ABK | Ducted Indoor Units | FJMA4*30L*B* |  |  |  | 9 | 14.5 | 9 | FALSE | FALSE | FALSE | 30600 | 23400 | 2.46 | 23760 | 2.58
211709688 | 05/10/23 | Live | CARRIER | COMFORTMAKER | Singlezone Ducted, Centrally Ducted | 211709688 |  | HRCU-A-CB | DLCURAH30ABK | Ducted Indoor Units | FJMA4*30L*B* |  |  |  | 9 | 14.5 | 9 | FALSE | FALSE | FALSE | 30600 | 23400 | 2.46 | 23760 | 2.58
207702707 | 05/13/23 | Live | Mitsubishi Electric Trane | MITSUBISHI ELECTRIC | Singlezone Ducted, Compact Ducted | 207702707 |  | HRCU-A-CB | SUZ-KA15NA2 | Mini-Splits | PEAD-A15AA* | 13 | 19.2 | 11.6 | 12 | 18 | 9.6 | TRUE | FALSE | TRUE | 15000 | 10500 | 2.28 | 11300 | 2.45
207702761 | 12/06/23 | Live | Mitsubishi Electric Trane | TRANE / MITSUBISHI ELECTRIC | Singlezone Ducted, Compact Ducted | 207702761 |  | HRCU-A-CB | NTXSKS15A112** | Mini-Splits | PEAD-A15AA* | 13 | 19.2 | 11.6 | 12 | 18 | 9.6 | TRUE | FALSE | TRUE | 15000 | 10500 | 2.28 | 11300 | 2.45
207702763 | 02/02/22 | Live | Mitsubishi Electric Trane | TRANE / MITSUBISHI ELECTRIC | Singlezone Ducted, Compact Ducted | 207702763 | 202392227 | HRCU-A-CB | NTXSKS15A112** | Mini-Splits | TPEADA0151AA*** | 13 | 19.2 | 11.6 | 12 | 18 | 9.6 | TRUE | FALSE | TRUE | 15000 | 10500 | 2.28 | 11300 | 2.45
207702701 | 02/02/22 | Live | Mitsubishi Electric Trane | MITSUBISHI ELECTRIC | Singlezone Ducted, Compact Ducted | 207702701 |  | HRCU-A-CB | SUZ-KA12NA2 | Mini-Splits | PEAD-A12AA* | 12.9 | 20.5 | 13 | 11.8 | 20 | 10.9 | TRUE | FALSE | TRUE | 12000 | 9700 | 2.66 | 9900 | 2.71
211709687 | 05/10/23 | Live | CARRIER | ARCOAIRE | Singlezone Ducted, Centrally Ducted | 211709687 |  | HRCU-A-CB | DLCURAH30ABK | Ducted Indoor Units | FJMA4*30L*B* |  |  |  | 9 | 14.5 | 9 | FALSE | FALSE | FALSE | 30600 | 23400 | 2.46 | 23760 | 2.58
207702759 | 12/06/23 | Live | Mitsubishi Electric Trane | TRANE / MITSUBISHI ELECTRIC | Singlezone Ducted, Compact Ducted | 207702759 |  | HRCU-A-CB | NTXSKS12A112** | Mini-Splits | PEAD-A12AA* | 12.9 | 20.5 | 13 | 11.8 | 20 | 10.9 | TRUE | FALSE | TRUE | 12000 | 9700 | 2.66 | 9900 | 2.71
211709686 | 05/10/23 | Live | CARRIER | AIRQUEST | Singlezone Ducted, Centrally Ducted | 211709686 |  | HRCU-A-CB | DLCURAH30ABK | Ducted Indoor Units | FJMA4*30L*B* |  |  |  | 9 | 14.5 | 9 | FALSE | FALSE | FALSE | 30600 | 23400 | 2.46 | 23760 | 2.58
207702695 | 02/02/22 | Live | Mitsubishi Electric Trane | MITSUBISHI ELECTRIC | Singlezone Ducted, Compact Ducted | 207702695 |  | HRCU-A-CB | SUZ-KA09NA2 | Mini-Splits | PEAD-A09AA* | 12.5 | 19.7 | 12.6 | 11.2 | 17.9 | 10.5 | FALSE | FALSE | TRUE | 9000 | 7600 | 2.53 | 7600 | 2.53
207702757 | 02/02/22 | Live | Mitsubishi Electric Trane | TRANE / MITSUBISHI ELECTRIC | Singlezone Ducted, Compact Ducted | 207702757 | 202392211 | HRCU-A-CB | NTXSKS09A112** | Mini-Splits | TPEADA0091AA*** | 12.5 | 19.7 | 12.6 | 11.2 | 17.9 | 10.5 | FALSE | FALSE | TRUE | 9000 | 7600 | 2.53 | 7600 | 2.53
211468097 | 05/10/23 | Live | CARRIER | PAYNE HEATING AND COOLING | Singlezone Ducted, Centrally Ducted | 211468097 |  | HRCU-A-CB | 38MURAQ30AB3* | Ducted Indoor Units | PF4MN*B30L* |  |  |  | 9 | 14.5 | 9 | FALSE | FALSE | FALSE | 30600 | 23400 | 2.46 | 23760 | 2.58
201754643 | 02/02/22 | Live | Mitsubishi Electric Trane | MITSUBISHI ELECTRIC | Multizone All Ducted | 201754643 |  | HMSV-A-CB | MXZ-2C20NA2 | Ducted Indoor Units |  | 10 | 16 | 9.3 |  |  |  | FALSE | FALSE | FALSE | 20000 | 12500 | 2.22 | 13500 | 2.2
201754442 | 02/02/22 | Live | Mitsubishi Electric Trane | MITSUBISHI ELECTRIC | Multizone All Non-Ducted | 201754442 |  | HMSR-A-CB-O | MXZ-8C48NA | Non-Ducted Indoor Units |  | 12 | 18.9 | 11.4 |  |  |  | FALSE | FALSE | FALSE | 48000 | 33000 | 2.6 | 36600 | 1.91
201754903 | 02/02/22 | Live | Mitsubishi Electric Trane | MITSUBISHI ELECTRIC | Multizone All Ducted | 201754903 |  | HMSV-A-CB | MXZ-3C24NA2 | Ducted Indoor Units |  | 11.2 | 16 | 9.2 |  |  |  | FALSE | FALSE | FALSE | 23600 | 14000 | 2.74 | 19600 | 2.35
201754906 | 02/02/22 | Live | Mitsubishi Electric Trane | MITSUBISHI ELECTRIC | Multizone All Ducted | 201754906 |  | HMSV-A-CB | MXZ-3C24NAHZ2 | Ducted Indoor Units |  | 10 | 15.5 | 9 |  |  |  | FALSE | FALSE | FALSE | 23600 | 14000 | 2.56 | 24600 | 1.9
201754910 | 02/02/22 | Live | Mitsubishi Electric Trane | MITSUBISHI ELECTRIC | Multizone All Ducted | 201754910 |  | HMSV-A-CB | MXZ-4C36NA2 | Ducted Indoor Units |  | 8.7 | 16 | 9.8 |  |  |  | FALSE | FALSE | FALSE | 34400 | 20200 | 2.67 | 26600 | 2.2
201755016 | 02/02/22 | Live | Mitsubishi Electric Trane | MITSUBISHI ELECTRIC | Multizone Mix of Ducted and Non-Ducted | 201755016 |  | HMSV-A-CB | MXZ-3C24NAHZ2 | Mixed Ducted and Non-Ducted Indoor Units |  | 11.75 | 17.25 | 9.5 |  |  |  | FALSE | FALSE | FALSE | 22800 | 14000 | 2.55 | 24800 | 1.98
201754907 | 02/02/22 | Live | Mitsubishi Electric Trane | MITSUBISHI ELECTRIC | Multizone All Ducted | 201754907 |  | HMSV-A-CB | MXZ-3C30NA2 | Ducted Indoor Units |  | 9.6 | 16.2 | 9.6 |  |  |  | FALSE | FALSE | FALSE | 27400 | 15100 | 2.43 | 21000 | 2.18
201755015 | 02/02/22 | Live | Mitsubishi Electric Trane | MITSUBISHI ELECTRIC | Multizone Mix of Ducted and Non-Ducted | 201755015 |  | HMSV-A-CB | MXZ-3C24NA2 | Mixed Ducted and Non-Ducted Indoor Units |  | 12.4 | 18 | 9.5 |  |  |  | FALSE | FALSE | FALSE | 22800 | 14000 | 2.81 | 19600 | 2.29
201755013 | 02/02/22 | Live | Mitsubishi Electric Trane | MITSUBISHI ELECTRIC | Multizone Mix of Ducted and Non-Ducted | 201755013 |  | HMSV-A-CB | MXZ-2C20NA2 | Mixed Ducted and Non-Ducted Indoor Units |  | 11.35 | 18 | 9.65 |  |  |  | FALSE | FALSE | FALSE | 19000 | 13000 | 2.57 | 14500 | 2.39
201755023 | 02/02/22 | Live | Mitsubishi Electric Trane | MITSUBISHI ELECTRIC | Multizone Mix of Ducted and Non-Ducted | 201755023 |  | HMSV-A-CB | MXZ-8C48NA | Mixed Ducted and Non-Ducted Indoor Units |  | 10.75 | 16.8 | 10.75 |  |  |  | FALSE | FALSE | FALSE | 48000 | 34000 | 2.45 | 36600 | 1.8
201755942 | 02/02/22 | Live | Mitsubishi Electric Trane | MITSUBISHI ELECTRIC | Multizone All Non-Ducted | 201755942 |  | HMSR-A-CB-O | MXZ-3C30NA2 | Non-Ducted Indoor Units |  | 10.6 | 19 | 10.6 |  |  |  | FALSE | FALSE | FALSE | 28400 | 16000 | 2.66 | 21000 | 2.25
201755943 | 02/02/22 | Live | Mitsubishi Electric Trane | MITSUBISHI ELECTRIC | Multizone All Non-Ducted | 201755943 |  | HMSR-A-CB-O | MXZ-4C36NA2 | Non-Ducted Indoor Units |  | 9.4 | 19.2 | 11 |  |  |  | FALSE | FALSE | FALSE | 35400 | 22200 | 2.83 | 26600 | 2.27
202354886 | 02/02/22 | Live | Mitsubishi Electric Trane | AMERICAN STANDARD / MITSUBISHI ELECTRIC | Multizone All Ducted | 202354886 |  | HMSV-A-CB | NAXMMX24A132AA | Ducted Indoor Units |  | 11.2 | 16 | 9.2 |  |  |  | FALSE | FALSE | FALSE | 23600 | 14000 | 2.74 | 19600 | 2.35
202354888 | 02/02/22 | Live | Mitsubishi Electric Trane | AMERICAN STANDARD / MITSUBISHI ELECTRIC | Multizone All Ducted | 202354888 |  | HMSV-A-CB | NAXMMX30A132AA | Ducted Indoor Units |  | 9.6 | 16.2 | 9.6 |  |  |  | FALSE | FALSE | FALSE | 27400 | 15100 | 2.43 | 21000 | 2.18
202354889 | 02/02/22 | Live | Mitsubishi Electric Trane | AMERICAN STANDARD / MITSUBISHI ELECTRIC | Multizone All Non-Ducted | 202354889 |  | HMSR-A-CB-O | NAXMMX30A132A* | Non-Ducted Indoor Units |  | 10.6 | 19 | 10.6 |  |  |  | FALSE | FALSE | FALSE | 28400 | 16000 | 2.66 | 21000 | 2.25
202354890 | 02/02/22 | Live | Mitsubishi Electric Trane | AMERICAN STANDARD / MITSUBISHI ELECTRIC | Multizone All Ducted | 202354890 |  | HMSV-A-CB | NAXMMX36A142AA | Ducted Indoor Units |  | 8.7 | 16 | 9.8 |  |  |  | FALSE | FALSE | FALSE | 34400 | 20200 | 2.67 | 26600 | 2.2
202354892 | 02/02/22 | Live | Mitsubishi Electric Trane | AMERICAN STANDARD / MITSUBISHI ELECTRIC | Multizone All Ducted | 202354892 |  | HMSV-A-CB | NAXMPH24A132AA | Ducted Indoor Units |  | 10 | 15.5 | 9 |  |  |  | FALSE | FALSE | FALSE | 23600 | 14000 | 2.56 | 24600 | 1.9
202354891 | 02/02/22 | Live | Mitsubishi Electric Trane | AMERICAN STANDARD / MITSUBISHI ELECTRIC | Multizone All Non-Ducted | 202354891 |  | HMSR-A-CB-O | NAXMMX36A142A* | Non-Ducted Indoor Units |  | 9.4 | 19.2 | 11 |  |  |  | FALSE | FALSE | FALSE | 35400 | 22200 | 2.83 | 26600 | 2.27
202354893 | 02/02/22 | Live | Mitsubishi Electric Trane | AMERICAN STANDARD / MITSUBISHI ELECTRIC | Multizone All Non-Ducted | 202354893 |  | HMSR-A-CB-O | NAXMPH24A132AA | Non-Ducted Indoor Units |  | 13.5 | 19 | 10 |  |  |  | FALSE | FALSE | FALSE | 22000 | 14000 | 2.53 | 25000 | 2.06
202354895 | 02/02/22 | Live | Mitsubishi Electric Trane | AMERICAN STANDARD / MITSUBISHI ELECTRIC | Multizone All Non-Ducted | 202354895 |  | HMSR-A-CB-O | NAXMPH30A132AA | Non-Ducted Indoor Units |  | 12.5 | 18 | 11 |  |  |  | FALSE | FALSE | FALSE | 28400 | 18000 | 2.65 | 28600 | 2
202354897 | 02/02/22 | Live | Mitsubishi Electric Trane | AMERICAN STANDARD / MITSUBISHI ELECTRIC | Multizone All Non-Ducted | 202354897 |  | HMSR-A-CB-O | NAXMPH36A142AA | Non-Ducted Indoor Units |  | 14 | 19.1 | 11.3 |  |  |  | FALSE | FALSE | FALSE | 36000 | 34000 | 2.85 | 45000 | 2.78
202354898 | 02/02/22 | Live | Mitsubishi Electric Trane | TRANE / MITSUBISHI ELECTRIC | Multizone All Ducted | 202354898 |  | HMSV-A-CB | NTXMMX24A132AA | Ducted Indoor Units |  | 11.2 | 16 | 9.2 |  |  |  | FALSE | FALSE | FALSE | 23600 | 14000 | 2.74 | 19600 | 2.35
202354900 | 02/02/22 | Live | Mitsubishi Electric Trane | TRANE / MITSUBISHI ELECTRIC | Multizone All Ducted | 202354900 |  | HMSV-A-CB | NTXMMX30A132AA | Ducted Indoor Units |  | 9.6 | 16.2 | 9.6 |  |  |  | FALSE | FALSE | FALSE | 27400 | 15100 | 2.43 | 21000 | 2.18
202354901 | 02/02/22 | Live | Mitsubishi Electric Trane | TRANE / MITSUBISHI ELECTRIC | Multizone All Non-Ducted | 202354901 |  | HMSR-A-CB-O | NTXMMX30A132A* | Non-Ducted Indoor Units |  | 10.6 | 19 | 10.6 |  |  |  | FALSE | FALSE | FALSE | 28400 | 16000 | 2.66 | 21000 | 2.25
202354902 | 02/02/22 | Live | Mitsubishi Electric Trane | TRANE / MITSUBISHI ELECTRIC | Multizone All Ducted | 202354902 |  | HMSV-A-CB | NTXMMX36A142AA | Ducted Indoor Units |  | 8.7 | 16 | 9.8 |  |  |  | FALSE | FALSE | FALSE | 34400 | 20200 | 2.67 | 26600 | 2.2
202354904 | 02/02/22 | Live | Mitsubishi Electric Trane | TRANE / MITSUBISHI ELECTRIC | Multizone All Ducted | 202354904 |  | HMSV-A-CB | NTXMPH24A132AA | Ducted Indoor Units |  | 10 | 15.5 | 9 |  |  |  | FALSE | FALSE | FALSE | 23600 | 14000 | 2.56 | 24600 | 1.9
202354903 | 02/02/22 | Live | Mitsubishi Electric Trane | TRANE / MITSUBISHI ELECTRIC | Multizone All Non-Ducted | 202354903 |  | HMSR-A-CB-O | NTXMMX36A142A* | Non-Ducted Indoor Units |  | 9.4 | 19.2 | 11 |  |  |  | FALSE | FALSE | FALSE | 35400 | 22200 | 2.83 | 26600 | 2.27
202354905 | 02/02/22 | Live | Mitsubishi Electric Trane | TRANE / MITSUBISHI ELECTRIC | Multizone All Non-Ducted | 202354905 |  | HMSR-A-CB-O | NTXMPH24A132AA | Non-Ducted Indoor Units |  | 13.5 | 19 | 10 |  |  |  | FALSE | FALSE | FALSE | 22000 | 14000 | 2.53 | 25000 | 2.06
202354907 | 02/02/22 | Live | Mitsubishi Electric Trane | TRANE / MITSUBISHI ELECTRIC | Multizone All Non-Ducted | 202354907 |  | HMSR-A-CB-O | NTXMPH30A132AA | Non-Ducted Indoor Units |  | 12.5 | 18 | 11 |  |  |  | FALSE | FALSE | FALSE | 28400 | 18000 | 2.65 | 28600 | 2
202354909 | 02/02/22 | Live | Mitsubishi Electric Trane | TRANE / MITSUBISHI ELECTRIC | Multizone All Non-Ducted | 202354909 |  | HMSR-A-CB-O | NTXMPH36A142AA | Non-Ducted Indoor Units |  | 14 | 19.1 | 11.3 |  |  |  | FALSE | FALSE | FALSE | 36000 | 34000 | 2.85 | 45000 | 2.78
202366323 | 02/02/22 | Live | Mitsubishi Electric Trane | AMERICAN STANDARD / MITSUBISHI ELECTRIC | Multizone Mix of Ducted and Non-Ducted | 202366323 |  | HMSV-A-CB | NAXMMX24A132AA | Mixed Ducted and Non-Ducted Indoor Units |  | 12.4 | 18 | 9.5 |  |  |  | FALSE | FALSE | FALSE | 22800 | 14000 | 2.81 | 19600 | 2.29
202366326 | 02/02/22 | Live | Mitsubishi Electric Trane | AMERICAN STANDARD / MITSUBISHI ELECTRIC | Multizone Mix of Ducted and Non-Ducted | 202366326 |  | HMSV-A-CB | NAXMPH24A132AA | Mixed Ducted and Non-Ducted Indoor Units |  | 11.75 | 17.25 | 9.5 |  |  |  | FALSE | FALSE | FALSE | 22800 | 14000 | 2.55 | 24800 | 1.98
202366329 | 02/02/22 | Live | Mitsubishi Electric Trane | TRANE / MITSUBISHI ELECTRIC | Multizone Mix of Ducted and Non-Ducted | 202366329 |  | HMSV-A-CB | NTXMMX24A132AA | Mixed Ducted and Non-Ducted Indoor Units |  | 12.4 | 18 | 9.5 |  |  |  | FALSE | FALSE | FALSE | 22800 | 14000 | 2.81 | 19600 | 2.29
202366332 | 02/02/22 | Live | Mitsubishi Electric Trane | TRANE / MITSUBISHI ELECTRIC | Multizone Mix of Ducted and Non-Ducted | 202366332 |  | HMSV-A-CB | NTXMPH24A132AA | Mixed Ducted and Non-Ducted Indoor Units |  | 11.75 | 17.25 | 9.5 |  |  |  | FALSE | FALSE | FALSE | 22800 | 14000 | 2.55 | 24800 | 1.98
202373669 | 02/02/22 | Live | Mitsubishi Electric Trane | AMERICAN STANDARD / MITSUBISHI ELECTRIC | Multizone All Ducted | 202373669 |  | HMSV-A-CB | NAXMMX20A122AA | Ducted Indoor Units |  | 10 | 16 | 9.3 |  |  |  | FALSE | FALSE | FALSE | 20000 | 12500 | 2.22 | 13500 | 2.2
202373670 | 02/02/22 | Live | Mitsubishi Electric Trane | AMERICAN STANDARD / MITSUBISHI ELECTRIC | Multizone All Ducted | 202373670 |  | HMSV-A-CB | NAXMPH20A122AA | Ducted Indoor Units |  | 11 | 15 | 9.5 |  |  |  | FALSE | FALSE | FALSE | 20000 | 13700 | 2.4 | 22000 | 2
202373702 | 02/02/22 | Live | Mitsubishi Electric Trane | AMERICAN STANDARD / MITSUBISHI ELECTRIC | Multizone All Non-Ducted | 202373702 |  | HMSR-A-CB-O | NAXMMX20A122AA | Non-Ducted Indoor Units |  | 12.7 | 20 | 10 |  |  |  | FALSE | FALSE | FALSE | 18000 | 12500 | 2.82 | 15500 | 2.6
202373705 | 02/02/22 | Live | Mitsubishi Electric Trane | AMERICAN STANDARD / MITSUBISHI ELECTRIC | Multizone All Non-Ducted | 202373705 |  | HMSR-A-CB-O | NAXMPH42A152AA | Non-Ducted Indoor Units |  | 13.4 | 19 | 11 |  |  |  | FALSE | FALSE | FALSE | 42000 | 35800 | 2.87 | 48000 | 2.89
202373706 | 02/02/22 | Live | Mitsubishi Electric Trane | AMERICAN STANDARD / MITSUBISHI ELECTRIC | Multizone All Non-Ducted | 202373706 |  | HMSR-A-CB-O | NAXMMX48A182AA | Non-Ducted Indoor Units |  | 12 | 18.9 | 11.4 |  |  |  | FALSE | FALSE | FALSE | 48000 | 33000 | 2.6 | 36600 | 1.91
202373709 | 02/02/22 | Live | Mitsubishi Electric Trane | TRANE / MITSUBISHI ELECTRIC | Multizone All Ducted | 202373709 |  | HMSV-A-CB | NTXMMX20A122A* | Ducted Indoor Units |  | 10 | 16 | 9.3 |  |  |  | FALSE | FALSE | FALSE | 20000 | 12500 | 2.22 | 13500 | 2.2
202373710 | 02/02/22 | Live | Mitsubishi Electric Trane | TRANE / MITSUBISHI ELECTRIC | Multizone All Ducted | 202373710 |  | HMSV-A-CB | NTXMPH20A122AA | Ducted Indoor Units |  | 11 | 15 | 9.5 |  |  |  | FALSE | FALSE | FALSE | 20000 | 13700 | 2.4 | 22000 | 2
202373742 | 02/02/22 | Live | Mitsubishi Electric Trane | TRANE / MITSUBISHI ELECTRIC | Multizone All Non-Ducted | 202373742 |  | HMSR-A-CB-O | NTXMMX20A122A* | Non-Ducted Indoor Units |  | 12.7 | 20 | 10 |  |  |  | FALSE | FALSE | FALSE | 18000 | 13500 | 3.04 | 15500 | 2.6
202373745 | 02/02/22 | Live | Mitsubishi Electric Trane | TRANE / MITSUBISHI ELECTRIC | Multizone All Non-Ducted | 202373745 |  | HMSR-A-CB-O | NTXMPH42A152AA | Non-Ducted Indoor Units |  | 13.4 | 19 | 11 |  |  |  | FALSE | FALSE | FALSE | 42000 | 35800 | 2.87 | 48000 | 2.89
202373746 | 02/02/22 | Live | Mitsubishi Electric Trane | TRANE / MITSUBISHI ELECTRIC | Multizone All Non-Ducted | 202373746 |  | HMSR-A-CB-O | NTXMMX48A182AA | Non-Ducted Indoor Units |  | 12 | 18.9 | 11.4 |  |  |  | FALSE | FALSE | FALSE | 48000 | 33000 | 2.6 | 36600 | 1.91
202392004 | 02/02/22 | Live | Mitsubishi Electric Trane | TRANE / MITSUBISHI ELECTRIC | Multizone Mix of Ducted and Non-Ducted | 202392004 |  | HMSV-A-CB | NTXMMX20A122A* | Mixed Ducted and Non-Ducted Indoor Units |  | 11.35 | 18 | 9.65 |  |  |  | FALSE | FALSE | FALSE | 19000 | 13000 | 2.57 | 14500 | 2.39
202392005 | 02/02/22 | Live | Mitsubishi Electric Trane | AMERICAN STANDARD / MITSUBISHI ELECTRIC | Multizone Mix of Ducted and Non-Ducted | 202392005 |  | HMSV-A-CB | NAXMMX20A122AA | Mixed Ducted and Non-Ducted Indoor Units |  | 11.35 | 18 | 9.65 |  |  |  | FALSE | FALSE | FALSE | 19000 | 13000 | 2.57 | 14500 | 2.39
202392006 | 02/02/22 | Live | Mitsubishi Electric Trane | TRANE / MITSUBISHI ELECTRIC | Multizone Mix of Ducted and Non-Ducted | 202392006 |  | HMSV-A-CB | NTXMPH20A122AA | Mixed Ducted and Non-Ducted Indoor Units |  | 12.25 | 16 | 9.65 |  |  |  | FALSE | FALSE | FALSE | 19000 | 13700 | 2.57 | 22000 | 2.05
202392007 | 02/02/22 | Live | Mitsubishi Electric Trane | AMERICAN STANDARD / MITSUBISHI ELECTRIC | Multizone Mix of Ducted and Non-Ducted | 202392007 |  | HMSV-A-CB | NAXMPH20A122AA | Mixed Ducted and Non-Ducted Indoor Units |  | 12.25 | 16 | 9.65 |  |  |  | FALSE | FALSE | FALSE | 19000 | 13700 | 2.57 | 22000 | 2.05
202392012 | 02/02/22 | Live | Mitsubishi Electric Trane | TRANE / MITSUBISHI ELECTRIC | Multizone Mix of Ducted and Non-Ducted | 202392012 |  | HMSV-A-CB | NTXMMX48A182AA | Mixed Ducted and Non-Ducted Indoor Units |  | 10.75 | 16.8 | 10.75 |  |  |  | FALSE | FALSE | FALSE | 48000 | 34000 | 2.45 | 36600 | 1.8
202392013 | 02/02/22 | Live | Mitsubishi Electric Trane | AMERICAN STANDARD / MITSUBISHI ELECTRIC | Multizone Mix of Ducted and Non-Ducted | 202392013 |  | HMSV-A-CB | NAXMMX48A182AA | Mixed Ducted and Non-Ducted Indoor Units |  | 10.75 | 16.8 | 10.75 |  |  |  | FALSE | FALSE | FALSE | 48000 | 34000 | 2.45 | 36600 | 1.8
202412084 | 02/02/22 | Live | Mitsubishi Electric Trane | MITSUBISHI ELECTRIC | Multizone All Non-Ducted | 202412084 |  | HMSR-A-CB-O | PUMY-P36NKMU2 | Non-Ducted Indoor Units |  | 15 | 22.3 | 12 |  |  |  | FALSE | FALSE | FALSE | 36000 | 26400 | 2.56 | 28728 | 2.79
202412087 | 02/02/22 | Live | Mitsubishi Electric Trane | MITSUBISHI ELECTRIC | Multizone All Non-Ducted | 202412087 |  | HMSR-A-CB-O | PUMY-P48NKMU2 | Non-Ducted Indoor Units |  | 13.1 | 22.6 | 12 |  |  |  | FALSE | FALSE | FALSE | 48000 | 31400 | 2.37 | 36936 | 2.79
204834257 | 09/07/22 | Live | Mitsubishi Electric Trane | TRANE / MITSUBISHI ELECTRIC | Multizone All Ducted | 204834257 |  | HMSV-A-CB | NTXMMX60A182B* | Ducted Indoor Units |  | 10 | 17 | 10.7 |  |  |  | FALSE | FALSE | FALSE | 60000 | 40500 | 2.44 | 65000 | 2.35
204926529 | 09/07/22 | Live | Mitsubishi Electric Trane | TRANE / MITSUBISHI ELECTRIC | Multizone Mix of Ducted and Non-Ducted | 204926529 |  | HMSV-A-CB | NTXMMX60A182B* | Mixed Ducted and Non-Ducted Indoor Units |  | 11.25 | 18.25 | 10.7 |  |  |  | FALSE | FALSE | FALSE | 60000 | 41000 | 2.47 | 65000 | 2.35
207342929 | 04/15/22 | Live | Mitsubishi Electric Trane | TRANE / MITSUBISHI ELECTRIC | Multizone All Non-Ducted | 207342929 |  | HMSR-A-CB-O | NTXMMX20A122** | Non-Ducted Indoor Units |  | 12.7 | 20 | 10 |  |  |  | FALSE | FALSE | FALSE | 18000 | 13500 | 3.04 | 15500 | 2.6
207342932 | 04/15/22 | Live | Mitsubishi Electric Trane | TRANE / MITSUBISHI ELECTRIC | Multizone All Non-Ducted | 207342932 |  | HMSR-A-CB-O | NTXMMX30A132** | Non-Ducted Indoor Units |  | 10.6 | 19 | 11 |  |  |  | FALSE | FALSE | FALSE | 28400 | 16000 | 2.66 | 21000 | 2.25
207342935 | 04/15/22 | Live | Mitsubishi Electric Trane | TRANE / MITSUBISHI ELECTRIC | Multizone All Non-Ducted | 207342935 |  | HMSR-A-CB-O | NTXMMX36A142** | Non-Ducted Indoor Units |  | 9.4 | 19.2 | 11 |  |  |  | FALSE | FALSE | FALSE | 35400 | 22200 | 2.83 | 26600 | 2.27
209836197 | 04/15/22 | Live | Mitsubishi Electric Trane | MITSUBISHI ELECTRIC | Multizone All Non-Ducted | 209836197 |  | HMSR-A-CB-O | MXZ-2C20NA3*** | Non-Ducted Indoor Units |  | 12.7 | 20 | 10 | 12.7 | 20 | 9.3 | TRUE | FALSE | FALSE | 18000 | 13500 | 3.04 | 15500 | 2.6
209836199 | 04/15/22 | Live | Mitsubishi Electric Trane | MITSUBISHI ELECTRIC | Multizone All Non-Ducted | 209836199 |  | HMSR-A-CB-O | MXZ-3C30NA3*** | Non-Ducted Indoor Units |  | 10.6 | 19 | 10.6 | 10.6 | 19 | 9.3 | FALSE | FALSE | FALSE | 28400 | 17800 | 2.96 | 21000 | 2.25
209836200 | 05/13/23 | Live | Mitsubishi Electric Trane | MITSUBISHI ELECTRIC | Multizone All Non-Ducted | 209836200 |  | HMSR-A-CB-O | MXZ-4C36NA3*** | Non-Ducted Indoor Units |  | 9.4 | 19.2 | 11 | 9.4 | 19.2 | 9.8 | FALSE | FALSE | TRUE | 35400 | 22200 | 2.83 | 26600 | 2.27
209949005 | 04/15/22 | Live | Mitsubishi Electric Trane | MITSUBISHI ELECTRIC | Multizone Mix of Ducted and Non-Ducted | 209949005 |  | HMSV-A-CB | MXZ-3C24NAHZ3*** | Mixed Ducted and Non-Ducted Indoor Units |  | 11.75 | 17.25 | 9.5 |  |  |  | FALSE | FALSE | FALSE | 22800 | 14000 | 2.52 | 24800 | 1.98
209949006 | 04/15/22 | Live | Mitsubishi Electric Trane | MITSUBISHI ELECTRIC | Multizone Mix of Ducted and Non-Ducted | 209949006 |  | HMSV-A-CB | MXZ-3C30NAHZ3*** | Mixed Ducted and Non-Ducted Indoor Units |  | 11.4 | 17 | 10.4 |  |  |  | FALSE | FALSE | FALSE | 27800 | 17200 | 2.53 | 28100 | 1.95
201754900 | 02/02/22 | Live | Mitsubishi Electric Trane | MITSUBISHI ELECTRIC | Multizone All Ducted | 201754900 |  | HMSV-A-CB | MXZ-2C20NAHZ2 | Ducted Indoor Units |  | 11 | 15 | 9.5 |  |  |  | FALSE | FALSE | FALSE | 20000 | 13700 | 2.4 | 22000 | 2
10093516 | 10/28/22 | Live | Trane U.S. Inc. | TRANE | Singlezone Ducted, Centrally Ducted | 10093516 |  | HRCU-A-CB | 4TWV8060A1 |  | TAM9A0C60V51 | 12.5 | 18 | 10 |  |  |  | FALSE | FALSE | FALSE | 54000 | 48000 | 2.1 | 33510 | 1.38
10093468 | 10/28/22 | Live | Trane U.S. Inc. | AMERICAN STANDARD | Singlezone Ducted, Centrally Ducted | 10093468 |  | HRCU-A-CB | 4A6V8060A1 |  | TAM9A0C60V51 | 12.5 | 18 | 10 |  |  |  | FALSE | FALSE | FALSE | 54000 | 48000 | 2.1 | 33510 | 1.38
213815741 | 12/01/23 | Live | Daikin North America, LLC | AMANA | Singlezone Ducted, Centrally Ducted | 213815741 |  | HRCU-A-CB | ASZS60481EA* | Ducted Indoor Units | CAPEA6030*4A*+MBVK20DP1X00A* |  |  |  | 10 | 17 | 8.6 | TRUE | TRUE | TRUE | 44000 | 28000 | 2.67 | 38500 | 1.99
213815740 | 12/01/23 | Live | Daikin North America, LLC | AMANA | Singlezone Ducted, Centrally Ducted | 213815740 |  | HRCU-A-CB | ASZS60421EA* | Ducted Indoor Units | CAPEA6030*4A*+MBVK20DP1X00A* |  |  |  | 10 | 17 | 8.6 | TRUE | TRUE | TRUE | 40000 | 28000 | 2.67 | 37800 | 2
213815739 | 12/01/23 | Live | Daikin North America, LLC | AMANA | Singlezone Ducted, Centrally Ducted | 213815739 |  | HRCU-A-CB | ASZS60361EA* | Ducted Indoor Units | CAPEA4830*4A*+MBVK16CP1X00A* |  |  |  | 10 | 17.5 | 8.6 | TRUE | TRUE | TRUE | 34200 | 23000 | 2.59 | 36800 | 1.99
213815738 | 12/01/23 | Live | Daikin North America, LLC | AMANA | Singlezone Ducted, Centrally Ducted | 213815738 |  | HRCU-A-CB | ASZS60361EA* | Ducted Indoor Units | CAPEA6030*4A*+MBVK20DP1X00A* |  |  |  | 10 | 17.5 | 8.6 | TRUE | TRUE | TRUE | 34200 | 23000 | 2.59 | 36800 | 1.99
213815737 | 12/01/23 | Live | Daikin North America, LLC | AMANA | Singlezone Ducted, Centrally Ducted | 213815737 |  | HRCU-A-CB | ASZS60241EA* | Ducted Indoor Units | CAPEA3026*4A*+MBVK16CP1X00A* |  |  |  | 10 | 17 | 8.6 | TRUE | TRUE | TRUE | 23000 | 16000 | 2.65 | 19400 | 2
213815736 | 12/01/23 | Live | Daikin North America, LLC | AMANA | Singlezone Ducted, Centrally Ducted | 213815736 |  | HRCU-A-CB | ASZS60241EA* | Ducted Indoor Units | CAPEA3026*4A*+MBVK12BP1X00A* |  |  |  | 10 | 17 | 8.6 | TRUE | TRUE | TRUE | 23000 | 16000 | 2.65 | 19400 | 2
213815735 | 12/01/23 | Live | Daikin North America, LLC | AMANA | Singlezone Ducted, Centrally Ducted | 213815735 |  | HRCU-A-CB | ASZS60241EA* | Ducted Indoor Units | CAPEA2422*4A*+MBVK16CP1X00A* |  |  |  | 10 | 17 | 8.6 | TRUE | TRUE | TRUE | 23000 | 16000 | 2.65 | 19400 | 2
213815734 | 12/01/23 | Live | Daikin North America, LLC | AMANA | Singlezone Ducted, Centrally Ducted | 213815734 |  | HRCU-A-CB | ASZS60241EA* | Ducted Indoor Units | CAPEA2422*4A*+MBVK12BP1X00A* |  |  |  | 10 | 17 | 8.6 | TRUE | TRUE | TRUE | 23000 | 16000 | 2.65 | 19400 | 2
213815733 | 12/01/23 | Live | Daikin North America, LLC | DAIKIN | Singlezone Ducted, Centrally Ducted | 213815733 |  | HRCU-A-CB | DZ6VSA481EA* | Ducted Indoor Units | CAPEA6030*4A*+MBVK20DP1X00A* |  |  |  | 10 | 17 | 8.6 | TRUE | TRUE | TRUE | 44000 | 28000 | 2.67 | 38500 | 1.99
213815732 | 12/01/23 | Live | Daikin North America, LLC | DAIKIN | Singlezone Ducted, Centrally Ducted | 213815732 |  | HRCU-A-CB | DZ6VSA421EA* | Ducted Indoor Units | CAPEA6030*4A*+MBVK20DP1X00A* |  |  |  | 10 | 17 | 8.6 | TRUE | TRUE | TRUE | 40000 | 28000 | 2.67 | 37800 | 2
213815731 | 12/01/23 | Live | Daikin North America, LLC | DAIKIN | Singlezone Ducted, Centrally Ducted | 213815731 |  | HRCU-A-CB | DZ6VSA361EA* | Ducted Indoor Units | CAPEA4830*4A*+MBVK16CP1X00A* |  |  |  | 10 | 17.5 | 8.6 | TRUE | TRUE | TRUE | 34200 | 23000 | 2.59 | 36800 | 1.99
213815730 | 12/01/23 | Live | Daikin North America, LLC | DAIKIN | Singlezone Ducted, Centrally Ducted | 213815730 |  | HRCU-A-CB | DZ6VSA361EA* | Ducted Indoor Units | CAPEA6030*4A*+MBVK20DP1X00A* |  |  |  | 10 | 17.5 | 8.6 | TRUE | TRUE | TRUE | 34200 | 23000 | 2.59 | 36800 | 1.99
213815729 | 12/01/23 | Live | Daikin North America, LLC | DAIKIN | Singlezone Ducted, Centrally Ducted | 213815729 |  | HRCU-A-CB | DZ6VSA241EA* | Ducted Indoor Units | CAPEA3026*4A*+MBVK16CP1X00A* |  |  |  | 10 | 17 | 8.6 | TRUE | TRUE | TRUE | 23000 | 16000 | 2.65 | 19400 | 2
213815728 | 12/01/23 | Live | Daikin North America, LLC | DAIKIN | Singlezone Ducted, Centrally Ducted | 213815728 |  | HRCU-A-CB | DZ6VSA241EA* | Ducted Indoor Units | CAPEA3026*4A*+MBVK12BP1X00A* |  |  |  | 10 | 17 | 8.6 | TRUE | TRUE | TRUE | 23000 | 16000 | 2.65 | 19400 | 2
213815727 | 12/01/23 | Live | Daikin North America, LLC | DAIKIN | Singlezone Ducted, Centrally Ducted | 213815727 |  | HRCU-A-CB | DZ6VSA241EA* | Ducted Indoor Units | CAPEA2422*4A*+MBVK16CP1X00A* |  |  |  | 10 | 17 | 8.6 | TRUE | TRUE | TRUE | 23000 | 16000 | 2.65 | 19400 | 2
213815726 | 12/01/23 | Live | Daikin North America, LLC | DAIKIN | Singlezone Ducted, Centrally Ducted | 213815726 |  | HRCU-A-CB | DZ6VSA241EA* | Ducted Indoor Units | CAPEA2422*4A*+MBVK12BP1X00A* |  |  |  | 10 | 17 | 8.6 | TRUE | TRUE | TRUE | 23000 | 16000 | 2.65 | 19400 | 2
213613306 | 12/01/23 | Live | Daikin North America, LLC | AMANA | Singlezone Ducted, Centrally Ducted | 213613306 |  | HRCU-A-CB | ASZS60361EA* | Ducted Indoor Units | AHVE42CP1400B* |  |  |  | 10 | 17.5 | 8.6 | TRUE | TRUE | TRUE | 34200 | 23000 | 2.59 | 36800 | 1.99
213613334 | 12/01/23 | Live | Daikin North America, LLC | DAIKIN | Singlezone Ducted, Centrally Ducted | 213613334 |  | HRCU-A-CB | DZ6VSA361EA* | Ducted Indoor Units | DFVE42CP1400B* |  |  |  | 10 | 17.5 | 8.6 | TRUE | TRUE | TRUE | 34200 | 23000 | 2.59 | 36800 | 1.99
213613304 | 12/01/23 | Live | Daikin North America, LLC | AMANA | Singlezone Ducted, Centrally Ducted | 213613304 |  | HRCU-A-CB | ASZS60481EA* | Ducted Indoor Units | AHVE60DP1400B* |  |  |  | 10 | 17 | 8.6 | TRUE | TRUE | TRUE | 44000 | 28000 | 2.67 | 38500 | 2.24
213613303 | 12/01/23 | Live | Daikin North America, LLC | AMANA | Singlezone Ducted, Centrally Ducted | 213613303 |  | HRCU-A-CB | ASZS60421EA* | Ducted Indoor Units | AHVE60DP1400B* |  |  |  | 10 | 17 | 8.6 | TRUE | TRUE | TRUE | 40000 | 28000 | 2.67 | 38000 | 2.25
213613302 | 12/01/23 | Live | Daikin North America, LLC | AMANA | Singlezone Ducted, Centrally Ducted | 213613302 |  | HRCU-A-CB | ASZS60361EA* | Ducted Indoor Units | AHVE48DP1400B* |  |  |  | 10 | 17.5 | 8.6 | TRUE | TRUE | TRUE | 34200 | 23000 | 2.59 | 37000 | 2.25
213613305 | 12/01/23 | Live | Daikin North America, LLC | AMANA | Singlezone Ducted, Centrally Ducted | 213613305 |  | HRCU-A-CB | ASZS60361EA* | Ducted Indoor Units | AHVE60DP1400B* |  |  |  | 10 | 17.5 | 8.6 | TRUE | TRUE | TRUE | 34200 | 23000 | 2.59 | 36800 | 1.99
213613301 | 12/01/23 | Live | Daikin North America, LLC | AMANA | Singlezone Ducted, Centrally Ducted | 213613301 |  | HRCU-A-CB | ASZS60241EA* | Ducted Indoor Units | AHVE36CP1400B* |  |  |  | 10 | 17 | 8.6 | TRUE | TRUE | TRUE | 23000 | 16000 | 2.65 | 19700 | 2.26
213613332 | 12/01/23 | Live | Daikin North America, LLC | DAIKIN | Singlezone Ducted, Centrally Ducted | 213613332 |  | HRCU-A-CB | DZ6VSA481EA* | Ducted Indoor Units | DFVE60DP1400B* |  |  |  | 10 | 17 | 8.6 | TRUE | TRUE | TRUE | 44000 | 28000 | 2.67 | 38500 | 2.24
213613331 | 12/01/23 | Live | Daikin North America, LLC | DAIKIN | Singlezone Ducted, Centrally Ducted | 213613331 |  | HRCU-A-CB | DZ6VSA421EA* | Ducted Indoor Units | DFVE60DP1400B* |  |  |  | 10 | 17 | 8.6 | TRUE | TRUE | TRUE | 40000 | 28000 | 2.67 | 38000 | 2.25
213613330 | 12/01/23 | Live | Daikin North America, LLC | DAIKIN | Singlezone Ducted, Centrally Ducted | 213613330 |  | HRCU-A-CB | DZ6VSA361EA* | Ducted Indoor Units | DFVE48DP1400B* |  |  |  | 10 | 17.5 | 8.6 | TRUE | TRUE | TRUE | 34200 | 23000 | 2.59 | 37000 | 2.25
213613333 | 12/01/23 | Live | Daikin North America, LLC | DAIKIN | Singlezone Ducted, Centrally Ducted | 213613333 |  | HRCU-A-CB | DZ6VSA361EA* | Ducted Indoor Units | DFVE60DP1400B* |  |  |  | 10 | 17.5 | 8.6 | TRUE | TRUE | TRUE | 34200 | 23000 | 2.59 | 36800 | 1.99
213613329 | 12/01/23 | Live | Daikin North America, LLC | DAIKIN | Singlezone Ducted, Centrally Ducted | 213613329 |  | HRCU-A-CB | DZ6VSA241EA* | Ducted Indoor Units | DFVE36CP1400B* |  |  |  | 10 | 17 | 8.6 | TRUE | TRUE | TRUE | 23000 | 16000 | 2.65 | 19700 | 2.26
206903534 | 10/31/22 | Live | Hisense | HISENSE | Singlezone Ducted, Centrally Ducted | 206903534 |  | HRCU-A-CB | AUWR-60U3SP2 |  | AUH-60UX3SEH2 | 8.5 | 17.5 | 10 | 8.25 | 17 | 8.5 | FALSE | FALSE | FALSE | 56000 | 40000 | 2.34 | 42000 | 2.1
213255583 | 10/26/23 | Live | Hisense | GRIDLESS | Multizone All Non-Ducted | 213255583 |  | HMSR-A-CB-O | O-AYD18SD-2 | Non-Ducted Indoor Units |  | 12.5 | 22 | 11 | 12.5 | 21 | 9.5 | TRUE | TRUE | TRUE | 18000 | 12700 | 2.7 | 20000 | 1.81
213255585 | 10/26/23 | Live | Hisense | GRIDLESS | Multizone All Non-Ducted | 213255585 |  | HMSR-A-CB-O | O-AYD36SD-4 | Non-Ducted Indoor Units |  | 12.5 | 21 | 11 | 12.5 | 21 | 9 | TRUE | TRUE | FALSE | 32000 | 22400 | 2.52 | 40000 | 1.89
213255584 | 10/26/23 | Live | Hisense | GRIDLESS | Multizone All Non-Ducted | 213255584 |  | HMSR-A-CB-O | O-AYD24SD-3 | Non-Ducted Indoor Units |  | 12.5 | 22 | 11 | 12.5 | 22 | 9.05 | TRUE | TRUE | FALSE | 24000 | 15000 | 2.53 | 26000 | 1.9
206842135 | 09/07/22 | Live | GE Appliances, a Haier Company | GE APPLIANCES | Singlezone Ducted, Compact Ducted | 206842135 |  | HRCU-A-CB | ASH109URDSE* | Mini-Splits | USYM09UCDSA* | 12.5 | 21 | 11 |  |  |  | FALSE | FALSE | FALSE | 9000 | 6500 | 2.61 | 11050 | 2.53
206842136 | 09/07/22 | Live | GE Appliances, a Haier Company | GE APPLIANCES | Singlezone Ducted, Compact Ducted | 206842136 |  | HRCU-A-CB | ASH112URDSE* | Mini-Splits | USYM12UCDSA* | 12.5 | 20 | 10.5 |  |  |  | FALSE | FALSE | FALSE | 12000 | 9300 | 2.39 | 13485 | 2.31
206842138 | 05/06/22 | Live | GE Appliances, a Haier Company | GE APPLIANCES | Singlezone Non-Ducted, Floor Placement | 206842138 |  | HRCU-A-CB-O | ASH109URDSE* | Mini-Splits | USYF09UCDWA* | 11 | 20 | 10 |  |  |  | FALSE | FALSE | FALSE | 9000 | 6000 | 1.93 | 9900 | 1.9
206842139 | 05/06/22 | Live | GE Appliances, a Haier Company | GE APPLIANCES | Singlezone Non-Ducted, Floor Placement | 206842139 |  | HRCU-A-CB-O | ASH112URDSE* | Mini-Splits | USYF12UCDWA* | 12.5 | 20 | 10 |  |  |  | FALSE | FALSE | FALSE | 11500 | 8500 | 2.01 | 12325 | 1.92
206842142 | 05/06/22 | Live | GE Appliances, a Haier Company | GE APPLIANCES | Singlezone Non-Ducted, Ceiling Placement | 206842142 |  | HRCU-A-CB-O | ASH112URDSE* |  | AB12SC2VHA* | 12.5 | 20 | 10 |  |  |  | FALSE | FALSE | FALSE | 12000 | 8500 | 2.11 | 12325 | 2.04
206842132 | 05/06/22 | Live | GE Appliances, a Haier Company | GE APPLIANCES | Singlezone Non-Ducted, Wall Placement | 206842132 |  | HRCU-A-CB-O | ASH109URDSE* | Mini-Splits | ASYW09URDWD* | 16 | 30 | 15.2 | 16 | 30 | 14 | TRUE | FALSE | TRUE | 9000 | 6500 | 2.89 | 13500 | 2.55
206842134 | 05/06/22 | Live | GE Appliances, a Haier Company | GE APPLIANCES | Singlezone Non-Ducted, Wall Placement | 206842134 |  | HRCU-A-CB-O | ASH118URDSE* | Mini-Splits | ASYW18URDWD* | 13 | 23 | 12 | 13 | 23 | 11 | TRUE | FALSE | TRUE | 18000 | 15300 | 2.7 | 21000 | 2.65
207783953 | 03/02/23 | Live | GE Appliances, a Haier Company | GE APPLIANCES | Singlezone Non-Ducted, Wall Placement | 207783953 |  | HRCU-A-CB-O | ASH118CRDD** | Mini-Splits | ASYW18CRDD** | 11 | 19 | 10 | 11 | 19 | 9 | FALSE | FALSE | FALSE | 18000 | 11400 | 2.57 | 14500 | 3.04
207783954 | 03/02/23 | Live | GE Appliances, a Haier Company | GE APPLIANCES | Singlezone Non-Ducted, Wall Placement | 207783954 |  | HRCU-A-CB-O | ASH124CRDD** | Mini-Splits | ASYW24CRDD** | 9.5 | 19 | 10 | 9.5 | 19 | 9 | FALSE | FALSE | FALSE | 24000 | 15000 | 2.44 | 19500 | 3.01
209938278 | 03/02/23 | Live | GE Appliances, a Haier Company | HAIER | Singlezone Non-Ducted, Wall Placement | 209938278 |  | HRCU-A-CB-O | 1U18TE2HD** | Mini-Splits | AW18TC2HD** |  |  |  | 11 | 19 | 9 | FALSE | FALSE | FALSE | 18000 | 11400 | 2.57 | 14500 | 3.04
209938279 | 03/02/23 | Live | GE Appliances, a Haier Company | HAIER | Singlezone Non-Ducted, Wall Placement | 209938279 |  | HRCU-A-CB-O | 1U24TE2HD** | Mini-Splits | AW24TC2HD** |  |  |  | 9.5 | 19 | 9 | FALSE | FALSE | FALSE | 24000 | 15000 | 2.44 | 19500 | 3.01
210404028 | 03/02/23 | Live | GE Appliances, a Haier Company | HAIER | Multizone All Ducted | 210404028 |  | HMSV-A-CB | 5U42MS2HD** | Ducted Indoor Units |  | 7.2 | 14.2 | 10 | 7.2 | 14.8 | 8.8 | FALSE | FALSE | FALSE | 41000 | 26000 | 2.46 | 34000 | 1.88
208136309 | 01/05/23 | Live | Midea Electric Trading | DUCTLESSAIRE | Singlezone Non-Ducted, Wall Placement | 208136309 |  | HRCU-A-CB-O | DA2421-H2-O* | Mini-Splits | DA2421-H2-I* | 12.5 | 21 | 10 | 12.5 | 21 | 9 | FALSE | FALSE | FALSE | 24000 | 18000 | 2.26 | 22550 | 2.34
208119664 | 01/05/23 | Live | Midea Electric Trading | Airlux | Singlezone Non-Ducted, Wall Placement | 208119664 |  | HRCU-A-CB-O | ASZ24O/2022 | Mini-Splits | AMM24I/2022 | 12.5 | 21 | 10 | 12.5 | 21 | 9 | FALSE | FALSE | FALSE | 24000 | 18000 | 2.26 | 22550 | 2.34
208101241 | 01/05/23 | Live | Midea Electric Trading | PIONEER | Singlezone Non-Ducted, Wall Placement | 208101241 |  | HRCU-A-CB-O | YN024GMFI22RPE | Mini-Splits | WS024GMFI22HLE | 12.5 | 21 | 10 | 12.5 | 21 | 9 | TRUE | FALSE | FALSE | 24000 | 18000 | 2.26 | 22550 | 2.34
207699082 | 01/05/23 | Live | Midea Electric Trading | KANIONco | Singlezone Non-Ducted, Wall Placement | 207699082 |  | HRCU-A-CB-O | KWSM-24IR410AHS21MV | Mini-Splits | KWSM-24IR410AHS21MV | 12.5 | 21 | 10 | 12.5 | 21 | 9 | TRUE | FALSE | FALSE | 24000 | 18000 | 2.26 | 22550 | 2.34
207825493 | 01/05/23 | Live | Midea Electric Trading | ECO AC | Singlezone Non-Ducted, Wall Placement | 207825493 |  | HRCU-A-CB-O | EHH-O24BB | Mini-Splits | EHH-W24BB | 12.5 | 21 | 10 | 12.5 | 21 | 9 | TRUE | FALSE | FALSE | 24000 | 18000 | 2.26 | 22550 | 2.34
207645899 | 01/05/23 | Live | Midea Electric Trading | KANIONco | Singlezone Non-Ducted, Wall Placement | 207645899 |  | HRCU-A-CB-O | KWSM-24IR410AHS23MV | Mini-Splits | KWSM-24IR410AHS22MV | 12.5 | 21 | 10 | 12.5 | 21 | 9 | TRUE | FALSE | FALSE | 24000 | 18000 | 2.26 | 22550 | 2.34
210273925 | 10/27/22 | Live | Samsung Electronics | SAMSUNG | Singlezone Ducted, Centrally Ducted | 210273925 |  | HRCU-A-CB | AC060BXUPCH | Ducted Indoor Units | AV600CT | 9 | 17.5 | 10.5 | 8.5 | 17.5 | 9 | TRUE | TRUE | FALSE | 57000 | 54000 | 2 | 57000 | 2.24
207349917 | 10/27/22 | Live | Samsung Electronics | SAMSUNG | Multizone All Non-Ducted | 207349917 |  | HMSR-A-CB-O | AJ020BXS3CH | Non-Ducted Indoor Units |  | 13.5 | 18 | 10 | 13.5 | 19 | 9 | TRUE | TRUE | FALSE | 21000 | 13100 | 3.28 | 22000 | 2.22
205230040 | 02/15/23 | Live | Samsung Electronics | SAMSUNG | Multizone All Non-Ducted | 205230040 |  | HMSR-A-CB-O | AM053TXMDCH | Non-Ducted Indoor Units |  | 11.5 | 20 | 11 | 11.5 | 20 | 10 | TRUE | TRUE | TRUE | 53000 | 36400 | 2.67 | 36400 | 2.67
205142810 | 02/15/23 | Live | Samsung Electronics | SAMSUNG | Multizone All Non-Ducted | 205142810 |  | HMSR-A-CB-O | AM048TXMDCH | Non-Ducted Indoor Units |  | 11.5 | 21 | 10.7 | 11.5 | 20.5 | 10 | TRUE | TRUE | TRUE | 48000 | 31600 | 2.81 | 31600 | 2.81
205142809 | 02/15/23 | Live | Samsung Electronics | SAMSUNG | Multizone All Non-Ducted | 205142809 |  | HMSR-A-CB-O | AM036TXMDCH | Non-Ducted Indoor Units |  | 12.5 | 22 | 10 | 12.5 | 22 | 10 | TRUE | TRUE | TRUE | 38000 | 25000 | 2.93 | 25000 | 2.93
202098116 | 02/15/23 | Live | Samsung Electronics | SAMSUNG | Multizone All Non-Ducted | 202098116 |  | HMSR-A-CB-O | AM036NXMDCR | Non-Ducted Indoor Units |  | 12.5 | 22 | 10 | 12.5 | 22 | 10 | TRUE | TRUE | TRUE | 38000 | 25000 | 2.93 | 25000 | 2.93
202083996 | 02/15/23 | Live | Samsung Electronics | SAMSUNG | Multizone All Non-Ducted | 202083996 |  | HMSR-A-CB-O | AM060NXMDCR | Non-Ducted Indoor Units |  | 11.2 | 20.6 | 11.5 | 11.2 | 19 | 9.8 | TRUE | TRUE | TRUE | 60000 | 43000 | 2.71 | 43000 | 2.71
202083810 | 02/15/23 | Live | Samsung Electronics | SAMSUNG | Multizone All Non-Ducted | 202083810 |  | HMSR-A-CB-O | AM053NXMDCR | Non-Ducted Indoor Units |  | 11.5 | 20 | 11 | 11.5 | 20 | 10 | TRUE | TRUE | TRUE | 53000 | 36400 | 2.67 | 36400 | 2.67
202057118 | 02/15/23 | Live | Samsung Electronics | SAMSUNG | Multizone All Non-Ducted | 202057118 |  | HMSR-A-CB-O | AM048NXMDCR | Non-Ducted Indoor Units |  | 11.5 | 21 | 10.7 | 11.5 | 20.5 | 10 | TRUE | TRUE | TRUE | 48000 | 31600 | 2.81 | 31600 | 2.81
10147097 | 02/15/23 | Live | Samsung Electronics | SAMSUNG | Multizone All Non-Ducted | 10147097 |  | HMSR-A-CB-O | AM060MXMDCH | Non-Ducted Indoor Units |  | 11.2 | 20.6 | 11.5 | 11.2 | 19 | 9.8 | TRUE | TRUE | TRUE | 60000 | 43000 | 2.71 | 43000 | 2.71
202682023 | 04/27/22 | Live | Daikin North America, LLC | DAIKIN | Singlezone Non-Ducted, Ceiling Placement | 202682023 |  | HRCU-A-CB-O | RX09RMVJU9 |  | FFQ09Q2VJU | 13 | 20.9 | 11.7 |  |  |  | FALSE | FALSE | FALSE | 9100 | 6000 | 3.08 | 9130 | 2.68
202682024 | 04/27/22 | Live | Daikin North America, LLC | DAIKIN | Singlezone Non-Ducted, Ceiling Placement | 202682024 |  | HRCU-A-CB-O | RX12RMVJU9 |  | FFQ12Q2VJU | 12.5 | 20.2 | 11.2 |  |  |  | FALSE | FALSE | FALSE | 10800 | 8300 | 4.27 | 10960 | 3.21
210722666 | 03/28/23 | Live | Daikin North America, LLC | DAIKIN | Multizone All Non-Ducted | 210722666 |  | HMSR-A-CB-O | 4MXL36WVJU* | Non-Ducted Indoor Units |  | 11.7 | 21.7 | 11 | 11.7 | 20 | 9 | FALSE | FALSE | FALSE | 34400 | 22400 | 2.94 | 33200 | 2.01
210722665 | 03/28/23 | Live | Daikin North America, LLC | DAIKIN | Multizone All Non-Ducted | 210722665 |  | HMSR-A-CB-O | 3MXL24WMVJU* | Non-Ducted Indoor Units |  | 11.7 | 18 | 12 | 11.7 | 18 | 9.7 | TRUE | TRUE | TRUE | 24000 | 15500 | 3.42 | 26400 | 2.54
209248937 | 10/19/23 | Live | TCL AIR CONDITIONER (ZHONGSHAN) CO.,LTD. | KANIONco | Singlezone Non-Ducted, Wall Placement | 209248937 |  | HRCU-A-CB-O | KWSM-12IR410AHS23 | Mini-Splits | KWSM-12IR410AHS23 | 13 | 23 | 10 | 13 | 23 | 9.5 | FALSE | FALSE | TRUE | 12000 | 7600 | 3.14 | 11100 | 2.48
209248936 | 10/19/23 | Live | TCL AIR CONDITIONER (ZHONGSHAN) CO.,LTD. | KANIONco | Singlezone Non-Ducted, Wall Placement | 209248936 |  | HRCU-A-CB-O | KWSM-09IR410AHS23 | Mini-Splits | KWSM-09IR410AHS23 | 13 | 23 | 10 | 13 | 23.5 | 9.2 | FALSE | FALSE | FALSE | 9000 | 5900 | 2.79 | 8380 | 2.61
213353846 | 11/16/23 | Live | CARRIER | TEMPSTAR | Singlezone Ducted, Centrally Ducted | 213353846 |  | HRCU-A-CB | DLCURAH36AAK | Ducted Indoor Units | F5MA4*42L*C* |  |  |  | 10 | 16 | 7.7 | FALSE | FALSE | FALSE | 36800 | 21200 | 2.4 | 21670 | 2.54
213353845 | 11/16/23 | Live | CARRIER | SMART COMFORT | Singlezone Ducted, Centrally Ducted | 213353845 |  | HRCU-A-CB | DLCURAH36AAK | Ducted Indoor Units | F5MA4*42L*C* |  |  |  | 10 | 16 | 7.7 | FALSE | FALSE | FALSE | 36800 | 21200 | 2.4 | 21670 | 2.54
213353844 | 11/16/23 | Live | CARRIER | KEEPRITE | Singlezone Ducted, Centrally Ducted | 213353844 |  | HRCU-A-CB | DLCURAH36AAK | Ducted Indoor Units | F5MA4*42L*C* |  |  |  | 10 | 16 | 7.7 | FALSE | FALSE | FALSE | 36800 | 21200 | 2.4 | 21670 | 2.54
213353843 | 11/16/23 | Live | CARRIER | HEIL | Singlezone Ducted, Centrally Ducted | 213353843 |  | HRCU-A-CB | DLCURAH36AAK | Ducted Indoor Units | F5MA4*42L*C* |  |  |  | 10 | 16 | 7.7 | FALSE | FALSE | FALSE | 36800 | 21200 | 2.4 | 21670 | 2.54
213353842 | 11/16/23 | Live | CARRIER | DAY & NIGHT | Singlezone Ducted, Centrally Ducted | 213353842 |  | HRCU-A-CB | DLCURAH36AAK | Ducted Indoor Units | F5MA4*42L*C* |  |  |  | 10 | 16 | 7.7 | FALSE | FALSE | FALSE | 36800 | 21200 | 2.4 | 21670 | 2.54
213353841 | 11/16/23 | Live | CARRIER | COMFORTMAKER | Singlezone Ducted, Centrally Ducted | 213353841 |  | HRCU-A-CB | DLCURAH36AAK | Ducted Indoor Units | F5MA4*42L*C* |  |  |  | 10 | 16 | 7.7 | FALSE | FALSE | FALSE | 36800 | 21200 | 2.4 | 21670 | 2.54
213353840 | 11/16/23 | Live | CARRIER | ARCOAIRE | Singlezone Ducted, Centrally Ducted | 213353840 |  | HRCU-A-CB | DLCURAH36AAK | Ducted Indoor Units | F5MA4*42L*C* |  |  |  | 10 | 16 | 7.7 | FALSE | FALSE | FALSE | 36800 | 21200 | 2.4 | 21670 | 2.54
213353839 | 11/16/23 | Live | CARRIER | AIRQUEST | Singlezone Ducted, Centrally Ducted | 213353839 |  | HRCU-A-CB | DLCURAH36AAK | Ducted Indoor Units | F5MA4*42L*C* |  |  |  | 10 | 16 | 7.7 | FALSE | FALSE | FALSE | 36800 | 21200 | 2.4 | 21670 | 2.54
213353836 | 11/16/23 | Live | CARRIER | TEMPSTAR | Singlezone Ducted, Centrally Ducted | 213353836 |  | HRCU-A-CB | DLCURAH36AAK | Ducted Indoor Units | F5MA4*36L*B* |  |  |  | 10 | 16 | 7.7 | FALSE | FALSE | FALSE | 35600 | 21200 | 2.38 | 21670 | 2.52
213353835 | 11/16/23 | Live | CARRIER | SMART COMFORT | Singlezone Ducted, Centrally Ducted | 213353835 |  | HRCU-A-CB | DLCURAH36AAK | Ducted Indoor Units | F5MA4*36L*B* |  |  |  | 10 | 16 | 7.7 | FALSE | FALSE | FALSE | 35600 | 21200 | 2.38 | 21670 | 2.52
213353834 | 11/16/23 | Live | CARRIER | KEEPRITE | Singlezone Ducted, Centrally Ducted | 213353834 |  | HRCU-A-CB | DLCURAH36AAK | Ducted Indoor Units | F5MA4*36L*B* |  |  |  | 10 | 16 | 7.7 | FALSE | FALSE | FALSE | 35600 | 21200 | 2.38 | 21670 | 2.52
213353833 | 11/16/23 | Live | CARRIER | HEIL | Singlezone Ducted, Centrally Ducted | 213353833 |  | HRCU-A-CB | DLCURAH36AAK | Ducted Indoor Units | F5MA4*36L*B* |  |  |  | 10 | 16 | 7.7 | FALSE | FALSE | FALSE | 35600 | 21200 | 2.38 | 21670 | 2.52
213353832 | 11/16/23 | Live | CARRIER | DAY & NIGHT | Singlezone Ducted, Centrally Ducted | 213353832 |  | HRCU-A-CB | DLCURAH36AAK | Ducted Indoor Units | F5MA4*36L*B* |  |  |  | 10 | 16 | 7.7 | FALSE | FALSE | FALSE | 35600 | 21200 | 2.38 | 21670 | 2.52
213353831 | 11/16/23 | Live | CARRIER | COMFORTMAKER | Singlezone Ducted, Centrally Ducted | 213353831 |  | HRCU-A-CB | DLCURAH36AAK | Ducted Indoor Units | F5MA4*36L*B* |  |  |  | 10 | 16 | 7.7 | FALSE | FALSE | FALSE | 35600 | 21200 | 2.38 | 21670 | 2.52
213353830 | 11/16/23 | Live | CARRIER | ARCOAIRE | Singlezone Ducted, Centrally Ducted | 213353830 |  | HRCU-A-CB | DLCURAH36AAK | Ducted Indoor Units | F5MA4*36L*B* |  |  |  | 10 | 16 | 7.7 | FALSE | FALSE | FALSE | 35600 | 21200 | 2.38 | 21670 | 2.52
213353829 | 11/16/23 | Live | CARRIER | AIRQUEST | Singlezone Ducted, Centrally Ducted | 213353829 |  | HRCU-A-CB | DLCURAH36AAK | Ducted Indoor Units | F5MA4*36L*B* |  |  |  | 10 | 16 | 7.7 | FALSE | FALSE | FALSE | 35600 | 21200 | 2.38 | 21670 | 2.52
213353838 | 11/16/23 | Live | CARRIER | BRYANT HEATING AND COOLING SYSTEMS | Singlezone Ducted, Centrally Ducted | 213353838 |  | HRCU-A-CB | 38MURAQ36AA3* | Ducted Indoor Units | F54AA*C42L* |  |  |  | 10 | 16 | 7.7 | FALSE | FALSE | FALSE | 36800 | 21200 | 2.4 | 21670 | 2.54
213353837 | 11/16/23 | Live | CARRIER | CARRIER | Singlezone Ducted, Centrally Ducted | 213353837 |  | HRCU-A-CB | 38MURAQ36AA3* | Ducted Indoor Units | F54AA*C42L* |  |  |  | 10 | 16 | 7.7 | FALSE | FALSE | FALSE | 36800 | 21200 | 2.4 | 21670 | 2.54
213353828 | 11/16/23 | Live | CARRIER | BRYANT HEATING AND COOLING SYSTEMS | Singlezone Ducted, Centrally Ducted | 213353828 |  | HRCU-A-CB | 38MURAQ36AA3* | Ducted Indoor Units | F54AA*B36L* |  |  |  | 10 | 16 | 7.7 | FALSE | FALSE | FALSE | 35600 | 21200 | 2.38 | 21670 | 2.52
213353827 | 11/16/23 | Live | CARRIER | CARRIER | Singlezone Ducted, Centrally Ducted | 213353827 |  | HRCU-A-CB | 38MURAQ36AA3* | Ducted Indoor Units | F54AA*B36L* |  |  |  | 10 | 16 | 7.7 | FALSE | FALSE | FALSE | 35600 | 21200 | 2.38 | 21670 | 2.52
213353864 | 11/16/23 | Live | CARRIER | TEMPSTAR | Singlezone Ducted, Centrally Ducted | 213353864 |  | HRCU-A-CB | DLCURAH36ABK | Ducted Indoor Units | F5MA4*42L*C* |  |  |  | 10 | 16 | 9 | FALSE | FALSE | TRUE | 37200 | 29200 | 2.44 | 29530 | 2.55
213353863 | 11/16/23 | Live | CARRIER | SMART COMFORT | Singlezone Ducted, Centrally Ducted | 213353863 |  | HRCU-A-CB | DLCURAH36ABK | Ducted Indoor Units | F5MA4*42L*C* |  |  |  | 10 | 16 | 9 | FALSE | FALSE | TRUE | 37200 | 29200 | 2.44 | 29530 | 2.55
213353862 | 11/16/23 | Live | CARRIER | KEEPRITE | Singlezone Ducted, Centrally Ducted | 213353862 |  | HRCU-A-CB | DLCURAH36ABK | Ducted Indoor Units | F5MA4*42L*C* |  |  |  | 10 | 16 | 9 | FALSE | FALSE | TRUE | 37200 | 29200 | 2.44 | 29530 | 2.55
213353861 | 11/16/23 | Live | CARRIER | HEIL | Singlezone Ducted, Centrally Ducted | 213353861 |  | HRCU-A-CB | DLCURAH36ABK | Ducted Indoor Units | F5MA4*42L*C* |  |  |  | 10 | 16 | 9 | FALSE | FALSE | TRUE | 37200 | 29200 | 2.44 | 29530 | 2.55
213353860 | 11/16/23 | Live | CARRIER | DAY & NIGHT | Singlezone Ducted, Centrally Ducted | 213353860 |  | HRCU-A-CB | DLCURAH36ABK | Ducted Indoor Units | F5MA4*42L*C* |  |  |  | 10 | 16 | 9 | FALSE | FALSE | TRUE | 37200 | 29200 | 2.44 | 29530 | 2.55
213353859 | 11/16/23 | Live | CARRIER | COMFORTMAKER | Singlezone Ducted, Centrally Ducted | 213353859 |  | HRCU-A-CB | DLCURAH36ABK | Ducted Indoor Units | F5MA4*42L*C* |  |  |  | 10 | 16 | 9 | FALSE | FALSE | TRUE | 37200 | 29200 | 2.44 | 29530 | 2.55
213353858 | 11/16/23 | Live | CARRIER | ARCOAIRE | Singlezone Ducted, Centrally Ducted | 213353858 |  | HRCU-A-CB | DLCURAH36ABK | Ducted Indoor Units | F5MA4*42L*C* |  |  |  | 10 | 16 | 9 | FALSE | FALSE | TRUE | 37200 | 29200 | 2.44 | 29530 | 2.55
213353857 | 11/16/23 | Live | CARRIER | AIRQUEST | Singlezone Ducted, Centrally Ducted | 213353857 |  | HRCU-A-CB | DLCURAH36ABK | Ducted Indoor Units | F5MA4*42L*C* |  |  |  | 10 | 16 | 9 | FALSE | FALSE | TRUE | 37200 | 29200 | 2.44 | 29530 | 2.55
213353856 | 11/16/23 | Live | CARRIER | BRYANT HEATING AND COOLING SYSTEMS | Singlezone Ducted, Centrally Ducted | 213353856 |  | HRCU-A-CB | 38MURAQ36AB3* | Ducted Indoor Units | F54AA*C42L* |  |  |  | 10 | 16 | 9 | FALSE | FALSE | TRUE | 37200 | 29200 | 2.44 | 29530 | 2.55
213353855 | 11/16/23 | Live | CARRIER | CARRIER | Singlezone Ducted, Centrally Ducted | 213353855 |  | HRCU-A-CB | 38MURAQ36AB3* | Ducted Indoor Units | F54AA*C42L* |  |  |  | 10 | 16 | 9 | FALSE | FALSE | TRUE | 37200 | 29200 | 2.44 | 29530 | 2.55
213353854 | 11/16/23 | Live | CARRIER | TEMPSTAR | Singlezone Ducted, Centrally Ducted | 213353854 |  | HRCU-A-CB | DLCURAH36ABK | Ducted Indoor Units | F5MA4*36L*B* |  |  |  | 10 | 16 | 9 | FALSE | FALSE | TRUE | 35800 | 29400 | 2.36 | 29730 | 2.47
213353853 | 11/16/23 | Live | CARRIER | SMART COMFORT | Singlezone Ducted, Centrally Ducted | 213353853 |  | HRCU-A-CB | DLCURAH36ABK | Ducted Indoor Units | F5MA4*36L*B* |  |  |  | 10 | 16 | 9 | FALSE | FALSE | TRUE | 35800 | 29400 | 2.36 | 29730 | 2.47
213353852 | 11/16/23 | Live | CARRIER | KEEPRITE | Singlezone Ducted, Centrally Ducted | 213353852 |  | HRCU-A-CB | DLCURAH36ABK | Ducted Indoor Units | F5MA4*36L*B* |  |  |  | 10 | 16 | 9 | FALSE | FALSE | TRUE | 35800 | 29400 | 2.36 | 29730 | 2.47
213353851 | 11/16/23 | Live | CARRIER | HEIL | Singlezone Ducted, Centrally Ducted | 213353851 |  | HRCU-A-CB | DLCURAH36ABK | Ducted Indoor Units | F5MA4*36L*B* |  |  |  | 10 | 16 | 9 | FALSE | FALSE | TRUE | 35800 | 29400 | 2.36 | 29730 | 2.47
213353850 | 11/16/23 | Live | CARRIER | DAY & NIGHT | Singlezone Ducted, Centrally Ducted | 213353850 |  | HRCU-A-CB | DLCURAH36ABK | Ducted Indoor Units | F5MA4*36L*B* |  |  |  | 10 | 16 | 9 | FALSE | FALSE | TRUE | 35800 | 29400 | 2.36 | 29730 | 2.47
213353849 | 11/16/23 | Live | CARRIER | COMFORTMAKER | Singlezone Ducted, Centrally Ducted | 213353849 |  | HRCU-A-CB | DLCURAH36ABK | Ducted Indoor Units | F5MA4*36L*B* |  |  |  | 10 | 16 | 9 | FALSE | FALSE | TRUE | 35800 | 29400 | 2.36 | 29730 | 2.47
213353848 | 11/16/23 | Live | CARRIER | ARCOAIRE | Singlezone Ducted, Centrally Ducted | 213353848 |  | HRCU-A-CB | DLCURAH36ABK | Ducted Indoor Units | F5MA4*36L*B* |  |  |  | 10 | 16 | 9 | FALSE | FALSE | TRUE | 35800 | 29400 | 2.36 | 29730 | 2.47
213353847 | 11/16/23 | Live | CARRIER | AIRQUEST | Singlezone Ducted, Centrally Ducted | 213353847 |  | HRCU-A-CB | DLCURAH36ABK | Ducted Indoor Units | F5MA4*36L*B* |  |  |  | 10 | 16 | 9 | FALSE | FALSE | TRUE | 35800 | 29400 | 2.36 | 29730 | 2.47
213300342 | 11/16/23 | Live | CARRIER | BRYANT HEATING AND COOLING SYSTEMS | Singlezone Ducted, Centrally Ducted | 213300342 |  | HRCU-A-CB | 38MURAQ36AB3* | Ducted Indoor Units | F54AA*B36L* |  |  |  | 10 | 16 | 9 | FALSE | FALSE | TRUE | 35800 | 29400 | 2.36 | 29730 | 2.47
213300340 | 11/16/23 | Live | CARRIER | CARRIER | Singlezone Ducted, Centrally Ducted | 213300340 |  | HRCU-A-CB | 38MURAQ36AB3* | Ducted Indoor Units | F54AA*B36L* |  |  |  | 10 | 16 | 9 | FALSE | FALSE | TRUE | 35800 | 29400 | 2.36 | 29730 | 2.47
213249344 | 11/16/23 | Live | CARRIER | TEMPSTAR | Singlezone Ducted, Centrally Ducted | 213249344 |  | HRCU-A-CB | DLCURAH36ABK | Ducted Indoor Units | FEVA0036**+NAVA43601CK |  |  |  | 10 | 16 | 8.5 | FALSE | FALSE | TRUE | 35400 | 29400 | 2.32 | 29730 | 2.43
213249343 | 11/16/23 | Live | CARRIER | SMART COMFORT | Singlezone Ducted, Centrally Ducted | 213249343 |  | HRCU-A-CB | DLCURAH36ABK | Ducted Indoor Units | FEVA0036**+NAVA43601CK |  |  |  | 10 | 16 | 8.5 | FALSE | FALSE | TRUE | 35400 | 29400 | 2.32 | 29730 | 2.43
213249342 | 11/16/23 | Live | CARRIER | KEEPRITE | Singlezone Ducted, Centrally Ducted | 213249342 |  | HRCU-A-CB | DLCURAH36ABK | Ducted Indoor Units | FEVA0036**+NAVA43601CK |  |  |  | 10 | 16 | 8.5 | FALSE | FALSE | TRUE | 35400 | 29400 | 2.32 | 29730 | 2.43
213249341 | 11/16/23 | Live | CARRIER | HEIL | Singlezone Ducted, Centrally Ducted | 213249341 |  | HRCU-A-CB | DLCURAH36ABK | Ducted Indoor Units | FEVA0036**+NAVA43601CK |  |  |  | 10 | 16 | 8.5 | FALSE | FALSE | TRUE | 35400 | 29400 | 2.32 | 29730 | 2.43
213249340 | 11/16/23 | Live | CARRIER | DAY & NIGHT | Singlezone Ducted, Centrally Ducted | 213249340 |  | HRCU-A-CB | DLCURAH36ABK | Ducted Indoor Units | FEVA0036**+NAVA43601CK |  |  |  | 10 | 16 | 8.5 | FALSE | FALSE | TRUE | 35400 | 29400 | 2.32 | 29730 | 2.43
213249339 | 11/16/23 | Live | CARRIER | COMFORTMAKER | Singlezone Ducted, Centrally Ducted | 213249339 |  | HRCU-A-CB | DLCURAH36ABK | Ducted Indoor Units | FEVA0036**+NAVA43601CK |  |  |  | 10 | 16 | 8.5 | FALSE | FALSE | TRUE | 35400 | 29400 | 2.32 | 29730 | 2.43
213249338 | 11/16/23 | Live | CARRIER | ARCOAIRE | Singlezone Ducted, Centrally Ducted | 213249338 |  | HRCU-A-CB | DLCURAH36ABK | Ducted Indoor Units | FEVA0036**+NAVA43601CK |  |  |  | 10 | 16 | 8.5 | FALSE | FALSE | TRUE | 35400 | 29400 | 2.32 | 29730 | 2.43
213249337 | 11/16/23 | Live | CARRIER | AIRQUEST | Singlezone Ducted, Centrally Ducted | 213249337 |  | HRCU-A-CB | DLCURAH36ABK | Ducted Indoor Units | FEVA0036**+NAVA43601CK |  |  |  | 10 | 16 | 8.5 | FALSE | FALSE | TRUE | 35400 | 29400 | 2.32 | 29730 | 2.43
213249336 | 11/16/23 | Live | CARRIER | PAYNE HEATING AND COOLING | Singlezone Ducted, Centrally Ducted | 213249336 |  | HRCU-A-CB | 38MURAQ36AB3* | Ducted Indoor Units | FEVA0036**+NAVA43601CK |  |  |  | 10 | 16 | 8.5 | FALSE | FALSE | TRUE | 35400 | 29400 | 2.32 | 29730 | 2.43
213249335 | 11/16/23 | Live | CARRIER | BRYANT HEATING AND COOLING SYSTEMS | Singlezone Ducted, Centrally Ducted | 213249335 |  | HRCU-A-CB | 38MURAQ36AB3* | Ducted Indoor Units | FEVA0036**+NAVA43601CK |  |  |  | 10 | 16 | 8.5 | FALSE | FALSE | TRUE | 35400 | 29400 | 2.32 | 29730 | 2.43
213249334 | 11/16/23 | Live | CARRIER | CARRIER | Singlezone Ducted, Centrally Ducted | 213249334 |  | HRCU-A-CB | 38MURAQ36AB3* | Ducted Indoor Units | FEVA0036**+NAVA43601CK |  |  |  | 10 | 16 | 8.5 | FALSE | FALSE | TRUE | 35400 | 29400 | 2.32 | 29730 | 2.43
211274904 | 05/10/23 | Live | CARRIER | TEMPSTAR | Singlezone Ducted, Centrally Ducted | 211274904 |  | HRCU-A-CB | DLCURAH30ABK | Ducted Indoor Units | FVM4X48***L |  |  |  | 9.5 | 15.5 | 8 | FALSE | FALSE | FALSE | 31400 | 23000 | 2.56 | 23350 | 2.68
211274903 | 05/10/23 | Live | CARRIER | SMART COMFORT | Singlezone Ducted, Centrally Ducted | 211274903 |  | HRCU-A-CB | DLCURAH30ABK | Ducted Indoor Units | FVM4X48***L |  |  |  | 9.5 | 15.5 | 8 | FALSE | FALSE | FALSE | 31400 | 23000 | 2.56 | 23350 | 2.68
211274902 | 05/10/23 | Live | CARRIER | KEEPRITE | Singlezone Ducted, Centrally Ducted | 211274902 |  | HRCU-A-CB | DLCURAH30ABK | Ducted Indoor Units | FVM4X48***L |  |  |  | 9.5 | 15.5 | 8 | FALSE | FALSE | FALSE | 31400 | 23000 | 2.56 | 23350 | 2.68
211274901 | 05/10/23 | Live | CARRIER | HEIL | Singlezone Ducted, Centrally Ducted | 211274901 |  | HRCU-A-CB | DLCURAH30ABK | Ducted Indoor Units | FVM4X48***L |  |  |  | 9.5 | 15.5 | 8 | FALSE | FALSE | FALSE | 31400 | 23000 | 2.56 | 23350 | 2.68
211274900 | 05/10/23 | Live | CARRIER | DAY & NIGHT | Singlezone Ducted, Centrally Ducted | 211274900 |  | HRCU-A-CB | DLCURAH30ABK | Ducted Indoor Units | FVM4X48***L |  |  |  | 9.5 | 15.5 | 8 | FALSE | FALSE | FALSE | 31400 | 23000 | 2.56 | 23350 | 2.68
211274899 | 05/10/23 | Live | CARRIER | COMFORTMAKER | Singlezone Ducted, Centrally Ducted | 211274899 |  | HRCU-A-CB | DLCURAH30ABK | Ducted Indoor Units | FVM4X48***L |  |  |  | 9.5 | 15.5 | 8 | FALSE | FALSE | FALSE | 31400 | 23000 | 2.56 | 23350 | 2.68
211274898 | 05/10/23 | Live | CARRIER | ARCOAIRE | Singlezone Ducted, Centrally Ducted | 211274898 |  | HRCU-A-CB | DLCURAH30ABK | Ducted Indoor Units | FVM4X48***L |  |  |  | 9.5 | 15.5 | 8 | FALSE | FALSE | FALSE | 31400 | 23000 | 2.56 | 23350 | 2.68
211274897 | 05/10/23 | Live | CARRIER | AIRQUEST | Singlezone Ducted, Centrally Ducted | 211274897 |  | HRCU-A-CB | DLCURAH30ABK | Ducted Indoor Units | FVM4X48***L |  |  |  | 9.5 | 15.5 | 8 | FALSE | FALSE | FALSE | 31400 | 23000 | 2.56 | 23350 | 2.68
211274896 | 05/10/23 | Live | CARRIER | PAYNE HEATING AND COOLING | Singlezone Ducted, Centrally Ducted | 211274896 |  | HRCU-A-CB | 38MURAQ30AB3* | Ducted Indoor Units | FV4CN(B,F)005L |  |  |  | 9.5 | 15.5 | 8 | FALSE | FALSE | FALSE | 31400 | 23000 | 2.56 | 23350 | 2.68
211274895 | 05/10/23 | Live | CARRIER | BRYANT HEATING AND COOLING SYSTEMS | Singlezone Ducted, Centrally Ducted | 211274895 |  | HRCU-A-CB | 38MURAQ30AB3* | Ducted Indoor Units | FV4CN(B,F)005L |  |  |  | 9.5 | 15.5 | 8 | FALSE | FALSE | FALSE | 31400 | 23000 | 2.56 | 23350 | 2.68
211274894 | 05/10/23 | Live | CARRIER | CARRIER | Singlezone Ducted, Centrally Ducted | 211274894 |  | HRCU-A-CB | 38MURAQ30AB3* | Ducted Indoor Units | FV4CN(B,F)005L |  |  |  | 9.5 | 15.5 | 8 | FALSE | FALSE | FALSE | 31400 | 23000 | 2.56 | 23350 | 2.68
211226237 | 05/10/23 | Live | CARRIER | GRANDAIRE | Singlezone Ducted, Centrally Ducted | 211226237 |  | HRCU-A-CB | WDLCURAH30ABK | Ducted Indoor Units | FMA4X36**AL* |  |  |  | 9 | 15.5 | 8.5 | FALSE | FALSE | FALSE | 31200 | 23800 | 2.58 | 24160 | 2.71
211226236 | 05/10/23 | Live | CARRIER | GRANDAIRE | Singlezone Ducted, Centrally Ducted | 211226236 |  | HRCU-A-CB | WDLCURAH30ABK | Ducted Indoor Units | FMA4X30**AL* |  |  |  | 9 | 15.5 | 8.5 | FALSE | FALSE | FALSE | 31200 | 23800 | 2.58 | 24160 | 2.71
211226235 | 05/10/23 | Live | CARRIER | GRANDAIRE | Singlezone Ducted, Centrally Ducted | 211226235 |  | HRCU-A-CB | WDLCURAH30ABK | Ducted Indoor Units | FM(C,U)4Z36**AL* |  |  |  | 9 | 15.5 | 8.5 | FALSE | FALSE | FALSE | 30400 | 23600 | 2.52 | 23960 | 2.65
211226234 | 05/10/23 | Live | CARRIER | GRANDAIRE | Singlezone Ducted, Centrally Ducted | 211226234 |  | HRCU-A-CB | WDLCURAH30ABK | Ducted Indoor Units | FM(C,U)4Z30**AL* |  |  |  | 9 | 15.5 | 8.5 | FALSE | FALSE | FALSE | 30400 | 23600 | 2.52 | 23960 | 2.65
211275046 | 06/20/23 | Live | CARRIER | GRANDAIRE | Singlezone Ducted, Centrally Ducted | 211275046 |  | HRCU-A-CB | WDLCURAH48ABK | Ducted Indoor Units | WAXL604A* |  |  |  | 10 | 16 | 8 | FALSE | FALSE | FALSE | 48500 | 30800 | 2.38 | 31260 | 2.5
211275045 | 06/20/23 | Live | CARRIER | TEMPSTAR | Singlezone Ducted, Centrally Ducted | 211275045 |  | HRCU-A-CB | DLCURAH48ABK | Ducted Indoor Units | FXM4X60**AL |  |  |  | 10 | 16 | 8 | FALSE | FALSE | FALSE | 48500 | 30800 | 2.38 | 31260 | 2.5
211275044 | 06/20/23 | Live | CARRIER | SMART COMFORT | Singlezone Ducted, Centrally Ducted | 211275044 |  | HRCU-A-CB | DLCURAH48ABK | Ducted Indoor Units | FXM4X60**AL |  |  |  | 10 | 16 | 8 | FALSE | FALSE | FALSE | 48500 | 30800 | 2.38 | 31260 | 2.5
211275043 | 06/20/23 | Live | CARRIER | KEEPRITE | Singlezone Ducted, Centrally Ducted | 211275043 |  | HRCU-A-CB | DLCURAH48ABK | Ducted Indoor Units | FXM4X60**AL |  |  |  | 10 | 16 | 8 | FALSE | FALSE | FALSE | 48500 | 30800 | 2.38 | 31260 | 2.5
211275042 | 06/20/23 | Live | CARRIER | HEIL | Singlezone Ducted, Centrally Ducted | 211275042 |  | HRCU-A-CB | DLCURAH48ABK | Ducted Indoor Units | FXM4X60**AL |  |  |  | 10 | 16 | 8 | FALSE | FALSE | FALSE | 48500 | 30800 | 2.38 | 31260 | 2.5
211275041 | 06/20/23 | Live | CARRIER | DAY & NIGHT | Singlezone Ducted, Centrally Ducted | 211275041 |  | HRCU-A-CB | DLCURAH48ABK | Ducted Indoor Units | FXM4X60**AL |  |  |  | 10 | 16 | 8 | FALSE | FALSE | FALSE | 48500 | 30800 | 2.38 | 31260 | 2.5
211275040 | 06/20/23 | Live | CARRIER | COMFORTMAKER | Singlezone Ducted, Centrally Ducted | 211275040 |  | HRCU-A-CB | DLCURAH48ABK | Ducted Indoor Units | FXM4X60**AL |  |  |  | 10 | 16 | 8 | FALSE | FALSE | FALSE | 48500 | 30800 | 2.38 | 31260 | 2.5
211275039 | 06/20/23 | Live | CARRIER | ARCOAIRE | Singlezone Ducted, Centrally Ducted | 211275039 |  | HRCU-A-CB | DLCURAH48ABK | Ducted Indoor Units | FXM4X60**AL |  |  |  | 10 | 16 | 8 | FALSE | FALSE | FALSE | 48500 | 30800 | 2.38 | 31260 | 2.5
211275038 | 06/20/23 | Live | CARRIER | AIRQUEST | Singlezone Ducted, Centrally Ducted | 211275038 |  | HRCU-A-CB | DLCURAH48ABK | Ducted Indoor Units | FXM4X60**AL |  |  |  | 10 | 16 | 8 | FALSE | FALSE | FALSE | 48500 | 30800 | 2.38 | 31260 | 2.5
211275037 | 06/13/23 | Live | CARRIER | PAYNE HEATING AND COOLING | Singlezone Ducted, Centrally Ducted | 211275037 |  | HRCU-A-CB | 38MURAQ48AB3* | Ducted Indoor Units | PF4MNB061L |  |  |  | 10 | 16 | 8 | FALSE | FALSE | FALSE | 48500 | 30800 | 2.38 | 31260 | 2.5
211275036 | 06/13/23 | Live | CARRIER | BRYANT HEATING AND COOLING SYSTEMS | Singlezone Ducted, Centrally Ducted | 211275036 |  | HRCU-A-CB | 38MURAQ48AB3* | Ducted Indoor Units | FX4DN(B,F)061L |  |  |  | 10 | 16 | 8 | FALSE | FALSE | FALSE | 48500 | 30800 | 2.38 | 31260 | 2.5
211275035 | 06/20/23 | Live | CARRIER | GRANDAIRE | Singlezone Ducted, Centrally Ducted | 211275035 |  | HRCU-A-CB | WDLCURAH48ABK | Ducted Indoor Units | WAXL484A* |  |  |  | 10 | 15.5 | 7.8 | FALSE | FALSE | FALSE | 48000 | 31200 | 2.32 | 31670 | 2.44
211275034 | 06/20/23 | Live | CARRIER | TEMPSTAR | Singlezone Ducted, Centrally Ducted | 211275034 |  | HRCU-A-CB | DLCURAH48ABK | Ducted Indoor Units | FXM4X48**AL |  |  |  | 10 | 15.5 | 7.8 | FALSE | FALSE | FALSE | 48000 | 31200 | 2.32 | 31670 | 2.44
211275033 | 06/20/23 | Live | CARRIER | SMART COMFORT | Singlezone Ducted, Centrally Ducted | 211275033 |  | HRCU-A-CB | DLCURAH48ABK | Ducted Indoor Units | FXM4X48**AL |  |  |  | 10 | 15.5 | 7.8 | FALSE | FALSE | FALSE | 48000 | 31200 | 2.32 | 31670 | 2.44
211275032 | 06/20/23 | Live | CARRIER | KEEPRITE | Singlezone Ducted, Centrally Ducted | 211275032 |  | HRCU-A-CB | DLCURAH48ABK | Ducted Indoor Units | FXM4X48**AL |  |  |  | 10 | 15.5 | 7.8 | FALSE | FALSE | FALSE | 48000 | 31200 | 2.32 | 31670 | 2.44
211275031 | 06/20/23 | Live | CARRIER | HEIL | Singlezone Ducted, Centrally Ducted | 211275031 |  | HRCU-A-CB | DLCURAH48ABK | Ducted Indoor Units | FXM4X48**AL |  |  |  | 10 | 15.5 | 7.8 | FALSE | FALSE | FALSE | 48000 | 31200 | 2.32 | 31670 | 2.44
211275030 | 06/20/23 | Live | CARRIER | DAY & NIGHT | Singlezone Ducted, Centrally Ducted | 211275030 |  | HRCU-A-CB | DLCURAH48ABK | Ducted Indoor Units | FXM4X48**AL |  |  |  | 10 | 15.5 | 7.8 | FALSE | FALSE | FALSE | 48000 | 31200 | 2.32 | 31670 | 2.44
211275029 | 06/20/23 | Live | CARRIER | COMFORTMAKER | Singlezone Ducted, Centrally Ducted | 211275029 |  | HRCU-A-CB | DLCURAH48ABK | Ducted Indoor Units | FXM4X48**AL |  |  |  | 10 | 15.5 | 7.8 | FALSE | FALSE | FALSE | 48000 | 31200 | 2.32 | 31670 | 2.44
211275028 | 06/20/23 | Live | CARRIER | ARCOAIRE | Singlezone Ducted, Centrally Ducted | 211275028 |  | HRCU-A-CB | DLCURAH48ABK | Ducted Indoor Units | FXM4X48**AL |  |  |  | 10 | 15.5 | 7.8 | FALSE | FALSE | FALSE | 48000 | 31200 | 2.32 | 31670 | 2.44
211275027 | 06/20/23 | Live | CARRIER | AIRQUEST | Singlezone Ducted, Centrally Ducted | 211275027 |  | HRCU-A-CB | DLCURAH48ABK | Ducted Indoor Units | FXM4X48**AL |  |  |  | 10 | 15.5 | 7.8 | FALSE | FALSE | FALSE | 48000 | 31200 | 2.32 | 31670 | 2.44
211275026 | 06/13/23 | Live | CARRIER | PAYNE HEATING AND COOLING | Singlezone Ducted, Centrally Ducted | 211275026 |  | HRCU-A-CB | 38MURAQ48AB3* | Ducted Indoor Units | PF4MNB049L |  |  |  | 10 | 15.5 | 7.8 | FALSE | FALSE | FALSE | 48000 | 31200 | 2.32 | 31670 | 2.44
211275025 | 06/13/23 | Live | CARRIER | BRYANT HEATING AND COOLING SYSTEMS | Singlezone Ducted, Centrally Ducted | 211275025 |  | HRCU-A-CB | 38MURAQ48AB3* | Ducted Indoor Units | FX4DN(B,F)049L |  |  |  | 10 | 15.5 | 7.8 | FALSE | FALSE | FALSE | 48000 | 31200 | 2.32 | 31670 | 2.44
211275024 | 06/20/23 | Live | CARRIER | TEMPSTAR | Singlezone Ducted, Centrally Ducted | 211275024 |  | HRCU-A-CB | DLCURAH48ABK | Ducted Indoor Units | FVM4X60***L |  |  |  | 10 | 16 | 7.8 | FALSE | FALSE | FALSE | 48000 | 30800 | 2.36 | 31260 | 2.48
211275023 | 06/20/23 | Live | CARRIER | SMART COMFORT | Singlezone Ducted, Centrally Ducted | 211275023 |  | HRCU-A-CB | DLCURAH48ABK | Ducted Indoor Units | FVM4X60***L |  |  |  | 10 | 16 | 7.8 | FALSE | FALSE | FALSE | 48000 | 30800 | 2.36 | 31260 | 2.48
211275022 | 06/20/23 | Live | CARRIER | KEEPRITE | Singlezone Ducted, Centrally Ducted | 211275022 |  | HRCU-A-CB | DLCURAH48ABK | Ducted Indoor Units | FVM4X60***L |  |  |  | 10 | 16 | 7.8 | FALSE | FALSE | FALSE | 48000 | 30800 | 2.36 | 31260 | 2.48
211275021 | 06/20/23 | Live | CARRIER | HEIL | Singlezone Ducted, Centrally Ducted | 211275021 |  | HRCU-A-CB | DLCURAH48ABK | Ducted Indoor Units | FVM4X60***L |  |  |  | 10 | 16 | 7.8 | FALSE | FALSE | FALSE | 48000 | 30800 | 2.36 | 31260 | 2.48
211275020 | 06/20/23 | Live | CARRIER | DAY & NIGHT | Singlezone Ducted, Centrally Ducted | 211275020 |  | HRCU-A-CB | DLCURAH48ABK | Ducted Indoor Units | FVM4X60***L |  |  |  | 10 | 16 | 7.8 | FALSE | FALSE | FALSE | 48000 | 30800 | 2.36 | 31260 | 2.48
211275019 | 06/20/23 | Live | CARRIER | COMFORTMAKER | Singlezone Ducted, Centrally Ducted | 211275019 |  | HRCU-A-CB | DLCURAH48ABK | Ducted Indoor Units | FVM4X60***L |  |  |  | 10 | 16 | 7.8 | FALSE | FALSE | FALSE | 48000 | 30800 | 2.36 | 31260 | 2.48
211275018 | 06/20/23 | Live | CARRIER | ARCOAIRE | Singlezone Ducted, Centrally Ducted | 211275018 |  | HRCU-A-CB | DLCURAH48ABK | Ducted Indoor Units | FVM4X60***L |  |  |  | 10 | 16 | 7.8 | FALSE | FALSE | FALSE | 48000 | 30800 | 2.36 | 31260 | 2.48
211275017 | 06/20/23 | Live | CARRIER | AIRQUEST | Singlezone Ducted, Centrally Ducted | 211275017 |  | HRCU-A-CB | DLCURAH48ABK | Ducted Indoor Units | FVM4X60***L |  |  |  | 10 | 16 | 7.8 | FALSE | FALSE | FALSE | 48000 | 30800 | 2.36 | 31260 | 2.48
211275016 | 06/13/23 | Live | CARRIER | PAYNE HEATING AND COOLING | Singlezone Ducted, Centrally Ducted | 211275016 |  | HRCU-A-CB | 38MURAQ48AB3* | Ducted Indoor Units | FV4CNB006L |  |  |  | 10 | 16 | 7.8 | FALSE | FALSE | FALSE | 48000 | 30800 | 2.36 | 31260 | 2.48
211275015 | 06/13/23 | Live | CARRIER | BRYANT HEATING AND COOLING SYSTEMS | Singlezone Ducted, Centrally Ducted | 211275015 |  | HRCU-A-CB | 38MURAQ48AB3* | Ducted Indoor Units | FV4CNB006L |  |  |  | 10 | 16 | 7.8 | FALSE | FALSE | FALSE | 48000 | 30800 | 2.36 | 31260 | 2.48
211275014 | 06/20/23 | Live | CARRIER | TEMPSTAR | Singlezone Ducted, Centrally Ducted | 211275014 |  | HRCU-A-CB | DLCURAH48ABK | Ducted Indoor Units | FVM4X48***L |  |  |  | 9.5 | 15.5 | 7.8 | FALSE | FALSE | FALSE | 47500 | 31200 | 2.3 | 31670 | 2.41
211275013 | 06/20/23 | Live | CARRIER | SMART COMFORT | Singlezone Ducted, Centrally Ducted | 211275013 |  | HRCU-A-CB | DLCURAH48ABK | Ducted Indoor Units | FVM4X48***L |  |  |  | 9.5 | 15.5 | 7.8 | FALSE | FALSE | FALSE | 47500 | 31200 | 2.3 | 31670 | 2.41
211275012 | 06/20/23 | Live | CARRIER | KEEPRITE | Singlezone Ducted, Centrally Ducted | 211275012 |  | HRCU-A-CB | DLCURAH48ABK | Ducted Indoor Units | FVM4X48***L |  |  |  | 9.5 | 15.5 | 7.8 | FALSE | FALSE | FALSE | 47500 | 31200 | 2.3 | 31670 | 2.41
211275011 | 06/20/23 | Live | CARRIER | HEIL | Singlezone Ducted, Centrally Ducted | 211275011 |  | HRCU-A-CB | DLCURAH48ABK | Ducted Indoor Units | FVM4X48***L |  |  |  | 9.5 | 15.5 | 7.8 | FALSE | FALSE | FALSE | 47500 | 31200 | 2.3 | 31670 | 2.41
211275010 | 06/20/23 | Live | CARRIER | DAY & NIGHT | Singlezone Ducted, Centrally Ducted | 211275010 |  | HRCU-A-CB | DLCURAH48ABK | Ducted Indoor Units | FVM4X48***L |  |  |  | 9.5 | 15.5 | 7.8 | FALSE | FALSE | FALSE | 47500 | 31200 | 2.3 | 31670 | 2.41
211275009 | 06/20/23 | Live | CARRIER | COMFORTMAKER | Singlezone Ducted, Centrally Ducted | 211275009 |  | HRCU-A-CB | DLCURAH48ABK | Ducted Indoor Units | FVM4X48***L |  |  |  | 9.5 | 15.5 | 7.8 | FALSE | FALSE | FALSE | 47500 | 31200 | 2.3 | 31670 | 2.41
211275008 | 06/20/23 | Live | CARRIER | ARCOAIRE | Singlezone Ducted, Centrally Ducted | 211275008 |  | HRCU-A-CB | DLCURAH48ABK | Ducted Indoor Units | FVM4X48***L |  |  |  | 9.5 | 15.5 | 7.8 | FALSE | FALSE | FALSE | 47500 | 31200 | 2.3 | 31670 | 2.41
211275007 | 06/20/23 | Live | CARRIER | AIRQUEST | Singlezone Ducted, Centrally Ducted | 211275007 |  | HRCU-A-CB | DLCURAH48ABK | Ducted Indoor Units | FVM4X48***L |  |  |  | 9.5 | 15.5 | 7.8 | FALSE | FALSE | FALSE | 47500 | 31200 | 2.3 | 31670 | 2.41
211275006 | 06/13/23 | Live | CARRIER | PAYNE HEATING AND COOLING | Singlezone Ducted, Centrally Ducted | 211275006 |  | HRCU-A-CB | 38MURAQ48AB3* | Ducted Indoor Units | FV4CN(B,F)005L |  |  |  | 9.5 | 15.5 | 7.8 | FALSE | FALSE | FALSE | 47500 | 31200 | 2.3 | 31670 | 2.41
211275005 | 06/13/23 | Live | CARRIER | BRYANT HEATING AND COOLING SYSTEMS | Singlezone Ducted, Centrally Ducted | 211275005 |  | HRCU-A-CB | 38MURAQ48AB3* | Ducted Indoor Units | FV4CN(B,F)005L |  |  |  | 9.5 | 15.5 | 7.8 | FALSE | FALSE | FALSE | 47500 | 31200 | 2.3 | 31670 | 2.41
211275004 | 06/20/23 | Live | CARRIER | GRANDAIRE | Singlezone Ducted, Centrally Ducted | 211275004 |  | HRCU-A-CB | WDLCURAH48ABK | Ducted Indoor Units | WBHL604*D* |  |  |  | 10 | 16 | 8.1 | FALSE | FALSE | TRUE | 49000 | 31000 | 2.4 | 31470 | 2.52
211275003 | 06/20/23 | Live | CARRIER | TEMPSTAR | Singlezone Ducted, Centrally Ducted | 211275003 |  | HRCU-A-CB | DLCURAH48ABK | Ducted Indoor Units | FJMA4*60L*D* |  |  |  | 10 | 16 | 8.1 | FALSE | FALSE | TRUE | 49000 | 31000 | 2.4 | 31470 | 2.52
211275002 | 06/20/23 | Live | CARRIER | SMART COMFORT | Singlezone Ducted, Centrally Ducted | 211275002 |  | HRCU-A-CB | DLCURAH48ABK | Ducted Indoor Units | FJMA4*60L*D* |  |  |  | 10 | 16 | 8.1 | FALSE | FALSE | TRUE | 49000 | 31000 | 2.4 | 31470 | 2.52
211275001 | 06/20/23 | Live | CARRIER | KEEPRITE | Singlezone Ducted, Centrally Ducted | 211275001 |  | HRCU-A-CB | DLCURAH48ABK | Ducted Indoor Units | FJMA4*60L*D* |  |  |  | 10 | 16 | 8.1 | FALSE | FALSE | TRUE | 49000 | 31000 | 2.4 | 31470 | 2.52
211275000 | 06/20/23 | Live | CARRIER | HEIL | Singlezone Ducted, Centrally Ducted | 211275000 |  | HRCU-A-CB | DLCURAH48ABK | Ducted Indoor Units | FJMA4*60L*D* |  |  |  | 10 | 16 | 8.1 | FALSE | FALSE | TRUE | 49000 | 31000 | 2.4 | 31470 | 2.52
211274999 | 06/20/23 | Live | CARRIER | DAY & NIGHT | Singlezone Ducted, Centrally Ducted | 211274999 |  | HRCU-A-CB | DLCURAH48ABK | Ducted Indoor Units | FJMA4*60L*D* |  |  |  | 10 | 16 | 8.1 | FALSE | FALSE | TRUE | 49000 | 31000 | 2.4 | 31470 | 2.52
211274998 | 06/20/23 | Live | CARRIER | COMFORTMAKER | Singlezone Ducted, Centrally Ducted | 211274998 |  | HRCU-A-CB | DLCURAH48ABK | Ducted Indoor Units | FJMA4*60L*D* |  |  |  | 10 | 16 | 8.1 | FALSE | FALSE | TRUE | 49000 | 31000 | 2.4 | 31470 | 2.52
211274997 | 06/20/23 | Live | CARRIER | ARCOAIRE | Singlezone Ducted, Centrally Ducted | 211274997 |  | HRCU-A-CB | DLCURAH48ABK | Ducted Indoor Units | FJMA4*60L*D* |  |  |  | 10 | 16 | 8.1 | FALSE | FALSE | TRUE | 49000 | 31000 | 2.4 | 31470 | 2.52
211274996 | 06/20/23 | Live | CARRIER | AIRQUEST | Singlezone Ducted, Centrally Ducted | 211274996 |  | HRCU-A-CB | DLCURAH48ABK | Ducted Indoor Units | FJMA4*60L*D* |  |  |  | 10 | 16 | 8.1 | FALSE | FALSE | TRUE | 49000 | 31000 | 2.4 | 31470 | 2.52
211274995 | 06/13/23 | Live | CARRIER | PAYNE HEATING AND COOLING | Singlezone Ducted, Centrally Ducted | 211274995 |  | HRCU-A-CB | 38MURAQ48AB3* | Ducted Indoor Units | PF4MN*D60L* |  |  |  | 10 | 16 | 8.1 | FALSE | FALSE | TRUE | 49000 | 31000 | 2.4 | 31470 | 2.52
211274994 | 06/13/23 | Live | CARRIER | PAYNE HEATING AND COOLING | Singlezone Ducted, Centrally Ducted | 211274994 |  | HRCU-A-CB | 38MURAQ48AB3* | Ducted Indoor Units | FJ4DN*D60L* |  |  |  | 10 | 16 | 8.1 | FALSE | FALSE | TRUE | 49000 | 31000 | 2.4 | 31470 | 2.52
211274993 | 06/13/23 | Live | CARRIER | BRYANT HEATING AND COOLING SYSTEMS | Singlezone Ducted, Centrally Ducted | 211274993 |  | HRCU-A-CB | 38MURAQ48AB3* | Ducted Indoor Units | PF4MN*D60L* |  |  |  | 10 | 16 | 8.1 | FALSE | FALSE | TRUE | 49000 | 31000 | 2.4 | 31470 | 2.52
211274992 | 06/13/23 | Live | CARRIER | BRYANT HEATING AND COOLING SYSTEMS | Singlezone Ducted, Centrally Ducted | 211274992 |  | HRCU-A-CB | 38MURAQ48AB3* | Ducted Indoor Units | FJ4DN*D60L* |  |  |  | 10 | 16 | 8.1 | FALSE | FALSE | TRUE | 49000 | 31000 | 2.4 | 31470 | 2.52
211274991 | 06/13/23 | Live | CARRIER | CARRIER | Singlezone Ducted, Centrally Ducted | 211274991 |  | HRCU-A-CB | 38MURAQ48AB3* | Ducted Indoor Units | PF4MN*D60L* |  |  |  | 10 | 16 | 8.1 | FALSE | FALSE | TRUE | 49000 | 31000 | 2.4 | 31470 | 2.52
211274963 | 06/13/23 | Live | CARRIER | CARRIER | Singlezone Ducted, Centrally Ducted | 211274963 |  | HRCU-A-CB | 38MURAQ48AB3* | Ducted Indoor Units | FX4DN(B,F)061L |  |  |  | 10 | 16 | 8 | FALSE | FALSE | FALSE | 48500 | 30800 | 2.38 | 31260 | 2.5
211274962 | 06/13/23 | Live | CARRIER | CARRIER | Singlezone Ducted, Centrally Ducted | 211274962 |  | HRCU-A-CB | 38MURAQ48AB3* | Ducted Indoor Units | FX4DN(B,F)049L |  |  |  | 10 | 15.5 | 7.8 | FALSE | FALSE | FALSE | 48000 | 31200 | 2.32 | 31670 | 2.44
211274961 | 06/13/23 | Live | CARRIER | CARRIER | Singlezone Ducted, Centrally Ducted | 211274961 |  | HRCU-A-CB | 38MURAQ48AB3* | Ducted Indoor Units | FV4CNB006L |  |  |  | 10 | 16 | 7.8 | FALSE | FALSE | FALSE | 48000 | 30800 | 2.36 | 31260 | 2.48
211274960 | 06/13/23 | Live | CARRIER | CARRIER | Singlezone Ducted, Centrally Ducted | 211274960 |  | HRCU-A-CB | 38MURAQ48AB3* | Ducted Indoor Units | FV4CN(B,F)005L |  |  |  | 9.5 | 15.5 | 7.8 | FALSE | FALSE | FALSE | 47500 | 31200 | 2.3 | 31670 | 2.41
211222786 | 05/10/23 | Live | CARRIER | TEMPSTAR | Singlezone Ducted, Centrally Ducted | 211222786 |  | HRCU-A-CB | DLCURAH30ABK | Ducted Indoor Units | FVM4X24***L |  |  |  | 9 | 14.5 | 8.1 | FALSE | FALSE | FALSE | 30000 | 23600 | 2.46 | 23960 | 2.58
211274959 | 06/13/23 | Live | CARRIER | CARRIER | Singlezone Ducted, Centrally Ducted | 211274959 |  | HRCU-A-CB | 38MURAQ48AB3* | Ducted Indoor Units | FJ4DN*D60L* |  |  |  | 10 | 16 | 8.1 | FALSE | FALSE | TRUE | 49000 | 31000 | 2.4 | 31470 | 2.52
211222785 | 05/10/23 | Live | CARRIER | SMART COMFORT | Singlezone Ducted, Centrally Ducted | 211222785 |  | HRCU-A-CB | DLCURAH30ABK | Ducted Indoor Units | FVM4X24***L |  |  |  | 9 | 14.5 | 8.1 | FALSE | FALSE | FALSE | 30000 | 23600 | 2.46 | 23960 | 2.58
211274955 | 06/20/23 | Live | CARRIER | GRANDAIRE | Singlezone Ducted, Centrally Ducted | 211274955 |  | HRCU-A-CB | WDLCURAH48ABK | Ducted Indoor Units | WBHL484*C* |  |  |  | 10 | 14.5 | 8.5 | FALSE | FALSE | FALSE | 48000 | 31400 | 2.32 | 31870 | 2.43
211274954 | 06/20/23 | Live | CARRIER | TEMPSTAR | Singlezone Ducted, Centrally Ducted | 211274954 |  | HRCU-A-CB | DLCURAH48ABK | Ducted Indoor Units | FJMA4*48L*C* |  |  |  | 10 | 14.5 | 8.5 | FALSE | FALSE | FALSE | 48000 | 31400 | 2.32 | 31870 | 2.43
211222784 | 05/10/23 | Live | CARRIER | KEEPRITE | Singlezone Ducted, Centrally Ducted | 211222784 |  | HRCU-A-CB | DLCURAH30ABK | Ducted Indoor Units | FVM4X24***L |  |  |  | 9 | 14.5 | 8.1 | FALSE | FALSE | FALSE | 30000 | 23600 | 2.46 | 23960 | 2.58
211274953 | 06/20/23 | Live | CARRIER | SMART COMFORT | Singlezone Ducted, Centrally Ducted | 211274953 |  | HRCU-A-CB | DLCURAH48ABK | Ducted Indoor Units | FJMA4*48L*C* |  |  |  | 10 | 14.5 | 8.5 | FALSE | FALSE | FALSE | 48000 | 31400 | 2.32 | 31870 | 2.43
211274952 | 06/20/23 | Live | CARRIER | KEEPRITE | Singlezone Ducted, Centrally Ducted | 211274952 |  | HRCU-A-CB | DLCURAH48ABK | Ducted Indoor Units | FJMA4*48L*C* |  |  |  | 10 | 14.5 | 8.5 | FALSE | FALSE | FALSE | 48000 | 31400 | 2.32 | 31870 | 2.43
211222783 | 05/10/23 | Live | CARRIER | HEIL | Singlezone Ducted, Centrally Ducted | 211222783 |  | HRCU-A-CB | DLCURAH30ABK | Ducted Indoor Units | FVM4X24***L |  |  |  | 9 | 14.5 | 8.1 | FALSE | FALSE | FALSE | 30000 | 23600 | 2.46 | 23960 | 2.58
211274951 | 06/20/23 | Live | CARRIER | HEIL | Singlezone Ducted, Centrally Ducted | 211274951 |  | HRCU-A-CB | DLCURAH48ABK | Ducted Indoor Units | FJMA4*48L*C* |  |  |  | 10 | 14.5 | 8.5 | FALSE | FALSE | FALSE | 48000 | 31400 | 2.32 | 31870 | 2.43
211222782 | 05/10/23 | Live | CARRIER | DAY & NIGHT | Singlezone Ducted, Centrally Ducted | 211222782 |  | HRCU-A-CB | DLCURAH30ABK | Ducted Indoor Units | FVM4X24***L |  |  |  | 9 | 14.5 | 8.1 | FALSE | FALSE | FALSE | 30000 | 23600 | 2.46 | 23960 | 2.58
211274950 | 06/20/23 | Live | CARRIER | DAY & NIGHT | Singlezone Ducted, Centrally Ducted | 211274950 |  | HRCU-A-CB | DLCURAH48ABK | Ducted Indoor Units | FJMA4*48L*C* |  |  |  | 10 | 14.5 | 8.5 | FALSE | FALSE | FALSE | 48000 | 31400 | 2.32 | 31870 | 2.43
211274949 | 06/20/23 | Live | CARRIER | COMFORTMAKER | Singlezone Ducted, Centrally Ducted | 211274949 |  | HRCU-A-CB | DLCURAH48ABK | Ducted Indoor Units | FJMA4*48L*C* |  |  |  | 10 | 14.5 | 8.5 | FALSE | FALSE | FALSE | 48000 | 31400 | 2.32 | 31870 | 2.43
211274948 | 06/20/23 | Live | CARRIER | ARCOAIRE | Singlezone Ducted, Centrally Ducted | 211274948 |  | HRCU-A-CB | DLCURAH48ABK | Ducted Indoor Units | FJMA4*48L*C* |  |  |  | 10 | 14.5 | 8.5 | FALSE | FALSE | FALSE | 48000 | 31400 | 2.32 | 31870 | 2.43
211222781 | 05/10/23 | Live | CARRIER | COMFORTMAKER | Singlezone Ducted, Centrally Ducted | 211222781 |  | HRCU-A-CB | DLCURAH30ABK | Ducted Indoor Units | FVM4X24***L |  |  |  | 9 | 14.5 | 8.1 | FALSE | FALSE | FALSE | 30000 | 23600 | 2.46 | 23960 | 2.58
211274947 | 06/20/23 | Live | CARRIER | AIRQUEST | Singlezone Ducted, Centrally Ducted | 211274947 |  | HRCU-A-CB | DLCURAH48ABK | Ducted Indoor Units | FJMA4*48L*C* |  |  |  | 10 | 14.5 | 8.5 | FALSE | FALSE | FALSE | 48000 | 31400 | 2.32 | 31870 | 2.43
211274946 | 06/13/23 | Live | CARRIER | PAYNE HEATING AND COOLING | Singlezone Ducted, Centrally Ducted | 211274946 |  | HRCU-A-CB | 38MURAQ48AB3* | Ducted Indoor Units | PF4MN*C48L* |  |  |  | 10 | 14.5 | 8.5 | FALSE | FALSE | FALSE | 48000 | 31400 | 2.32 | 31870 | 2.43
211222780 | 05/10/23 | Live | CARRIER | ARCOAIRE | Singlezone Ducted, Centrally Ducted | 211222780 |  | HRCU-A-CB | DLCURAH30ABK | Ducted Indoor Units | FVM4X24***L |  |  |  | 9 | 14.5 | 8.1 | FALSE | FALSE | FALSE | 30000 | 23600 | 2.46 | 23960 | 2.58
211274945 | 06/13/23 | Live | CARRIER | PAYNE HEATING AND COOLING | Singlezone Ducted, Centrally Ducted | 211274945 |  | HRCU-A-CB | 38MURAQ48AB3* | Ducted Indoor Units | FJ4DN*C48L* |  |  |  | 10 | 14.5 | 8.5 | FALSE | FALSE | FALSE | 48000 | 31400 | 2.32 | 31870 | 2.43
211274944 | 06/13/23 | Live | CARRIER | BRYANT HEATING AND COOLING SYSTEMS | Singlezone Ducted, Centrally Ducted | 211274944 |  | HRCU-A-CB | 38MURAQ48AB3* | Ducted Indoor Units | PF4MN*C48L* |  |  |  | 10 | 14.5 | 8.5 | FALSE | FALSE | FALSE | 48000 | 31400 | 2.32 | 31870 | 2.43
211222779 | 05/10/23 | Live | CARRIER | AIRQUEST | Singlezone Ducted, Centrally Ducted | 211222779 |  | HRCU-A-CB | DLCURAH30ABK | Ducted Indoor Units | FVM4X24***L |  |  |  | 9 | 14.5 | 8.1 | FALSE | FALSE | FALSE | 30000 | 23600 | 2.46 | 23960 | 2.58
211274943 | 06/13/23 | Live | CARRIER | BRYANT HEATING AND COOLING SYSTEMS | Singlezone Ducted, Centrally Ducted | 211274943 |  | HRCU-A-CB | 38MURAQ48AB3* | Ducted Indoor Units | FJ4DN*C48L* |  |  |  | 10 | 14.5 | 8.5 | FALSE | FALSE | FALSE | 48000 | 31400 | 2.32 | 31870 | 2.43
211274942 | 06/13/23 | Live | CARRIER | CARRIER | Singlezone Ducted, Centrally Ducted | 211274942 |  | HRCU-A-CB | 38MURAQ48AB3* | Ducted Indoor Units | PF4MN*C48L* |  |  |  | 10 | 14.5 | 8.5 | FALSE | FALSE | FALSE | 48000 | 31400 | 2.32 | 31870 | 2.43
211222778 | 05/10/23 | Live | CARRIER | TEMPSTAR | Singlezone Ducted, Centrally Ducted | 211222778 |  | HRCU-A-CB | DLCURAH30ABK | Ducted Indoor Units | FVM4X36***L |  |  |  | 9 | 15.2 | 8.1 | FALSE | FALSE | FALSE | 30400 | 23400 | 2.44 | 23760 | 2.56
211274941 | 06/13/23 | Live | CARRIER | CARRIER | Singlezone Ducted, Centrally Ducted | 211274941 |  | HRCU-A-CB | 38MURAQ48AB3* | Ducted Indoor Units | FJ4DN*C48L* |  |  |  | 10 | 14.5 | 8.5 | FALSE | FALSE | FALSE | 48000 | 31400 | 2.32 | 31870 | 2.43
213613883 | 11/08/23 | Live | Lennox Industries | ADP | Singlezone Ducted, Centrally Ducted | 213613883 |  | HRCU-A-C | TU60-48WADU | Ducted Indoor Units | *E49960 |  |  |  | 9.5 | 15.2 | 8.35 | FALSE | FALSE | FALSE | 50500 | 34200 | 2.1 | 31400 | 2.5
211222777 | 05/10/23 | Live | CARRIER | SMART COMFORT | Singlezone Ducted, Centrally Ducted | 211222777 |  | HRCU-A-CB | DLCURAH30ABK | Ducted Indoor Units | FVM4X36***L |  |  |  | 9 | 15.2 | 8.1 | FALSE | FALSE | FALSE | 30400 | 23400 | 2.44 | 23760 | 2.56
213613882 | 11/08/23 | Live | Lennox Industries | ADP | Singlezone Ducted, Centrally Ducted | 213613882 |  | HRCU-A-C | TU36-24WADU | Ducted Indoor Units | *G33936 |  |  |  | 9 | 15 | 8.4 | FALSE | FALSE | FALSE | 31200 | 21000 | 2.1 | 24000 | 2.31
213613881 | 11/08/23 | Live | Lennox Industries | ADP | Singlezone Ducted, Centrally Ducted | 213613881 |  | HRCU-A-C | WSEHV4860RA1-N | Ducted Indoor Units | *E49960+TD |  |  |  | 9.5 | 15.2 | 8.35 | FALSE | FALSE | FALSE | 50500 | 34200 | 2.1 | 48000 | 2.04
211222776 | 05/10/23 | Live | CARRIER | KEEPRITE | Singlezone Ducted, Centrally Ducted | 211222776 |  | HRCU-A-CB | DLCURAH30ABK | Ducted Indoor Units | FVM4X36***L |  |  |  | 9 | 15.2 | 8.1 | FALSE | FALSE | FALSE | 30400 | 23400 | 2.44 | 23760 | 2.56
213613880 | 11/08/23 | Live | Lennox Industries | ADP | Singlezone Ducted, Centrally Ducted | 213613880 |  | HRCU-A-C | WSEHV4860RA1-N | Ducted Indoor Units | *E49960 |  |  |  | 10 | 15.2 | 8.35 | FALSE | FALSE | TRUE | 47000 | 30200 | 2.1 | 48000 | 2.04
213613879 | 11/08/23 | Live | Lennox Industries | ADP | Singlezone Ducted, Centrally Ducted | 213613879 |  | HRCU-A-C | DLCURAH36ABK | Ducted Indoor Units | H,GE34936+TD |  |  |  | 10 | 15.2 | 8.45 | FALSE | FALSE | TRUE | 35800 | 26400 | 2.1 | 29730 | 2.45
211222775 | 05/10/23 | Live | CARRIER | HEIL | Singlezone Ducted, Centrally Ducted | 211222775 |  | HRCU-A-CB | DLCURAH30ABK | Ducted Indoor Units | FVM4X36***L |  |  |  | 9 | 15.2 | 8.1 | FALSE | FALSE | FALSE | 30400 | 23400 | 2.44 | 23760 | 2.56
213613878 | 11/08/23 | Live | Lennox Industries | ADP | Singlezone Ducted, Centrally Ducted | 213613878 |  | HRCU-A-C | DLCURAH36ABK | Ducted Indoor Units | H,GE33936+TD |  |  |  | 9.5 | 15.2 | 8.35 | FALSE | FALSE | FALSE | 35400 | 26400 | 2.1 | 29730 | 2.45
213613877 | 11/08/23 | Live | Lennox Industries | ADP | Singlezone Ducted, Centrally Ducted | 213613877 |  | HRCU-A-C | DLCURAH36ABK | Ducted Indoor Units | H,GE32936+TD |  |  |  | 9.5 | 15.2 | 8.2 | FALSE | FALSE | FALSE | 34800 | 26400 | 2.1 | 29730 | 2.45
211222774 | 05/10/23 | Live | CARRIER | DAY & NIGHT | Singlezone Ducted, Centrally Ducted | 211222774 |  | HRCU-A-CB | DLCURAH30ABK | Ducted Indoor Units | FVM4X36***L |  |  |  | 9 | 15.2 | 8.1 | FALSE | FALSE | FALSE | 30400 | 23400 | 2.44 | 23760 | 2.56
213613876 | 11/08/23 | Live | Lennox Industries | ADP | Singlezone Ducted, Centrally Ducted | 213613876 |  | HRCU-A-C | DLCURAH30ABK | Ducted Indoor Units | H,GE32936+TD |  |  |  | 10 | 15.2 | 9.2 | FALSE | FALSE | TRUE | 29000 | 21600 | 2.1 | 23760 | 8.7
213613875 | 11/08/23 | Live | Lennox Industries | ADP | Singlezone Ducted, Centrally Ducted | 213613875 |  | HRCU-A-C | DLCURAH30ABK | Ducted Indoor Units | H,GE31930+TD |  |  |  | 10 | 15.2 | 9.05 | FALSE | FALSE | TRUE | 28600 | 21400 | 2.1 | 23760 | 8.7
213613891 | 11/08/23 | Live | Lennox Industries | ADP | Singlezone Ducted, Centrally Ducted | 213613891 |  | HRCU-A-C | GUD60W/A-D(U) | Ducted Indoor Units | *G52960 |  |  |  | 10 | 15.2 | 8.5 | FALSE | FALSE | TRUE | 47000 | 30200 | 2.1 | 31400 | 2.5
213613890 | 11/08/23 | Live | Lennox Industries | ADP | Singlezone Ducted, Centrally Ducted | 213613890 |  | HRCU-A-C | GUD60W/A-D(U) | Ducted Indoor Units | *E50960 |  |  |  | 10 | 15.2 | 8.4 | FALSE | FALSE | TRUE | 47000 | 30200 | 2.1 | 31400 | 2.5
211222773 | 05/10/23 | Live | CARRIER | COMFORTMAKER | Singlezone Ducted, Centrally Ducted | 211222773 |  | HRCU-A-CB | DLCURAH30ABK | Ducted Indoor Units | FVM4X36***L |  |  |  | 9 | 15.2 | 8.1 | FALSE | FALSE | FALSE | 30400 | 23400 | 2.44 | 23760 | 2.56
213613889 | 11/08/23 | Live | Lennox Industries | ADP | Singlezone Ducted, Centrally Ducted | 213613889 |  | HRCU-A-C | GUD60W/A-D(U) | Ducted Indoor Units | *E49960 |  |  |  | 10 | 15.2 | 8.35 | FALSE | FALSE | TRUE | 47000 | 30200 | 2.1 | 31400 | 2.5
213613899 | 11/08/23 | Live | Lennox Industries | ADP | Singlezone Ducted, Centrally Ducted | 213613899 |  | HRCU-A-C | GUD36W/A-D(U) | Ducted Indoor Units | *G9J936 |  |  |  | 11 | 15.2 | 8.5 | FALSE | FALSE | TRUE | 22800 | 14000 | 2.1 | 24000 | 2.31
211222772 | 05/10/23 | Live | CARRIER | ARCOAIRE | Singlezone Ducted, Centrally Ducted | 211222772 |  | HRCU-A-CB | DLCURAH30ABK | Ducted Indoor Units | FVM4X36***L |  |  |  | 9 | 15.2 | 8.1 | FALSE | FALSE | FALSE | 30400 | 23400 | 2.44 | 23760 | 2.56
213613902 | 11/08/23 | Live | Lennox Industries | ADP | Singlezone Ducted, Centrally Ducted | 213613902 |  | HRCU-A-C | GUD36W/A-D(U) | Ducted Indoor Units | *G8J936 |  |  |  | 10.5 | 15.2 | 8.5 | FALSE | FALSE | TRUE | 22600 | 14000 | 2.1 | 24000 | 2.31
213613888 | 11/08/23 | Live | Lennox Industries | ADP | Singlezone Ducted, Centrally Ducted | 213613888 |  | HRCU-A-C | GUD36W/A-D(U) | Ducted Indoor Units | *G34936 |  |  |  | 11 | 15.2 | 8.5 | FALSE | FALSE | TRUE | 22800 | 14000 | 2.1 | 24000 | 2.31
211222771 | 05/10/23 | Live | CARRIER | AIRQUEST | Singlezone Ducted, Centrally Ducted | 211222771 |  | HRCU-A-CB | DLCURAH30ABK | Ducted Indoor Units | FVM4X36***L |  |  |  | 9 | 15.2 | 8.1 | FALSE | FALSE | FALSE | 30400 | 23400 | 2.44 | 23760 | 2.56
213613887 | 11/08/23 | Live | Lennox Industries | ADP | Singlezone Ducted, Centrally Ducted | 213613887 |  | HRCU-A-C | FLEXX60HP230V1AO | Ducted Indoor Units | *G52960 |  |  |  | 10 | 15.2 | 8.5 | FALSE | FALSE | TRUE | 47000 | 30200 | 2.1 | 31400 | 2.5
213613886 | 11/08/23 | Live | Lennox Industries | ADP | Singlezone Ducted, Centrally Ducted | 213613886 |  | HRCU-A-C | FLEXX60HP230V1AO | Ducted Indoor Units | *E50960 |  |  |  | 10 | 15.2 | 8.4 | FALSE | FALSE | TRUE | 47000 | 30200 | 2.1 | 31400 | 2.5
211222770 | 05/10/23 | Live | CARRIER | TEMPSTAR | Singlezone Ducted, Centrally Ducted | 211222770 |  | HRCU-A-CB | DLCURAH30ABK | Ducted Indoor Units | FMA4X36**AL* |  |  |  | 9 | 15.5 | 8.5 | FALSE | FALSE | FALSE | 31200 | 23800 | 2.58 | 24160 | 2.71
213613885 | 11/08/23 | Live | Lennox Industries | ADP | Singlezone Ducted, Centrally Ducted | 213613885 |  | HRCU-A-C | FLEXX60HP230V1AO | Ducted Indoor Units | *E49960 |  |  |  | 10 | 15.2 | 8.35 | FALSE | FALSE | TRUE | 47000 | 30200 | 2.1 | 31400 | 2.5
211222769 | 05/10/23 | Live | CARRIER | SMART COMFORT | Singlezone Ducted, Centrally Ducted | 211222769 |  | HRCU-A-CB | DLCURAH30ABK | Ducted Indoor Units | FMA4X36**AL* |  |  |  | 9 | 15.5 | 8.5 | FALSE | FALSE | FALSE | 31200 | 23800 | 2.58 | 24160 | 2.71
213613898 | 11/08/23 | Live | Lennox Industries | ADP | Singlezone Ducted, Centrally Ducted | 213613898 |  | HRCU-A-C | FLEXX36HP230V1AO | Ducted Indoor Units | *G9J936 |  |  |  | 11 | 15.2 | 8.5 | FALSE | FALSE | TRUE | 22800 | 14000 | 2.1 | 24000 | 2.31
213613901 | 11/08/23 | Live | Lennox Industries | ADP | Singlezone Ducted, Centrally Ducted | 213613901 |  | HRCU-A-C | FLEXX36HP230V1AO | Ducted Indoor Units | *G8J936 |  |  |  | 10.5 | 15.2 | 8.5 | FALSE | FALSE | TRUE | 22600 | 14000 | 2.1 | 24000 | 2.31
211222768 | 05/10/23 | Live | CARRIER | KEEPRITE | Singlezone Ducted, Centrally Ducted | 211222768 |  | HRCU-A-CB | DLCURAH30ABK | Ducted Indoor Units | FMA4X36**AL* |  |  |  | 9 | 15.5 | 8.5 | FALSE | FALSE | FALSE | 31200 | 23800 | 2.58 | 24160 | 2.71
213613884 | 11/08/23 | Live | Lennox Industries | ADP | Singlezone Ducted, Centrally Ducted | 213613884 |  | HRCU-A-C | FLEXX36HP230V1AO | Ducted Indoor Units | *G34936 |  |  |  | 11 | 15.2 | 8.5 | FALSE | FALSE | TRUE | 22800 | 14000 | 2.1 | 24000 | 2.31
213613870 | 11/08/23 | Live | Lennox Industries | ADP | Singlezone Ducted, Centrally Ducted | 213613870 |  | HRCU-A-C | WSEHV4860RA1-C | Ducted Indoor Units | *E50960+TD |  |  |  | 9.5 | 15.2 | 8.4 | FALSE | FALSE | FALSE | 50500 | 34200 | 2.1 | 49000 | 2.02
211222767 | 05/10/23 | Live | CARRIER | HEIL | Singlezone Ducted, Centrally Ducted | 211222767 |  | HRCU-A-CB | DLCURAH30ABK | Ducted Indoor Units | FMA4X36**AL* |  |  |  | 9 | 15.5 | 8.5 | FALSE | FALSE | FALSE | 31200 | 23800 | 2.58 | 24160 | 2.71
213613869 | 11/08/23 | Live | Lennox Industries | ADP | Singlezone Ducted, Centrally Ducted | 213613869 |  | HRCU-A-C | WSEHV4860RA1-C | Ducted Indoor Units | *E50960 |  |  |  | 10 | 15.2 | 8.4 | FALSE | FALSE | TRUE | 47000 | 30200 | 2.1 | 49000 | 2.02
213613868 | 11/08/23 | Live | Lennox Industries | ADP | Singlezone Ducted, Centrally Ducted | 213613868 |  | HRCU-A-C | WSEHV4860RA1-C | Ducted Indoor Units | *E49960+TD |  |  |  | 9.5 | 15.2 | 8.35 | FALSE | FALSE | FALSE | 50500 | 34200 | 2.1 | 49000 | 2.02
213613867 | 11/08/23 | Live | Lennox Industries | ADP | Singlezone Ducted, Centrally Ducted | 213613867 |  | HRCU-A-C | WSEHV4860RA1-C | Ducted Indoor Units | *E49960 |  |  |  | 10 | 15.2 | 8.35 | FALSE | FALSE | TRUE | 47000 | 30200 | 2.1 | 49000 | 2.02
213613866 | 11/08/23 | Live | Lennox Industries | ADP | Singlezone Ducted, Centrally Ducted | 213613866 |  | HRCU-A-C | 38MURAQ36AB3 | Ducted Indoor Units | CDP36A15P+TD |  |  |  | 9.5 | 15.2 | 8.2 | FALSE | FALSE | FALSE | 34800 | 26400 | 2.1 | 47300 | 2.4
211222766 | 05/10/23 | Live | CARRIER | DAY & NIGHT | Singlezone Ducted, Centrally Ducted | 211222766 |  | HRCU-A-CB | DLCURAH30ABK | Ducted Indoor Units | FMA4X36**AL* |  |  |  | 9 | 15.5 | 8.5 | FALSE | FALSE | FALSE | 31200 | 23800 | 2.58 | 24160 | 2.71
213613865 | 11/08/23 | Live | Lennox Industries | ADP | Singlezone Ducted, Centrally Ducted | 213613865 |  | HRCU-A-C | 38MURAQ30AB3 | Ducted Indoor Units | H,PE32936+TD |  |  |  | 10 | 15.2 | 9.2 | FALSE | FALSE | TRUE | 29000 | 21600 | 2.1 | 28600 | 2.3
213613864 | 11/08/23 | Live | Lennox Industries | ADP | Singlezone Ducted, Centrally Ducted | 213613864 |  | HRCU-A-C | 38MURAQ30AB3 | Ducted Indoor Units | H,PE31930+TD |  |  |  | 10 | 15.2 | 9.05 | FALSE | FALSE | TRUE | 28600 | 21400 | 2.1 | 28600 | 2.3
213613863 | 11/08/23 | Live | Lennox Industries | ADP | Singlezone Ducted, Centrally Ducted | 213613863 |  | HRCU-A-C | 38MURAQ30AB3 | Ducted Indoor Units | CDP30A15P+TD |  |  |  | 10 | 15.2 | 9.05 | FALSE | FALSE | TRUE | 28600 | 21400 | 2.1 | 28600 | 2.3
213613895 | 11/08/23 | Live | Lennox Industries | ADP | Singlezone Ducted, Centrally Ducted | 213613895 |  | HRCU-A-C | 38MURAQ30AB3 | Ducted Indoor Units | CDP30A14P+TD |  |  |  | 10 | 15.2 | 9.05 | FALSE | FALSE | TRUE | 28600 | 21400 | 2.1 | 28600 | 2.3
211222765 | 05/10/23 | Live | CARRIER | COMFORTMAKER | Singlezone Ducted, Centrally Ducted | 211222765 |  | HRCU-A-CB | DLCURAH30ABK | Ducted Indoor Units | FMA4X36**AL* |  |  |  | 9 | 15.5 | 8.5 | FALSE | FALSE | FALSE | 31200 | 23800 | 2.58 | 24160 | 2.71
213613862 | 11/08/23 | Live | Lennox Industries | ADP | Singlezone Ducted, Centrally Ducted | 213613862 |  | HRCU-A-C | 38MURAQ24AB3 | Ducted Indoor Units | H,PG21924+TD |  |  |  | 10 | 16 | 8.8 | FALSE | FALSE | TRUE | 23000 | 19800 | 2.1 | 26700 | 2.4
211222764 | 05/10/23 | Live | CARRIER | ARCOAIRE | Singlezone Ducted, Centrally Ducted | 211222764 |  | HRCU-A-CB | DLCURAH30ABK | Ducted Indoor Units | FMA4X36**AL* |  |  |  | 9 | 15.5 | 8.5 | FALSE | FALSE | FALSE | 31200 | 23800 | 2.58 | 24160 | 2.71
213613861 | 11/08/23 | Live | Lennox Industries | ADP | Singlezone Ducted, Centrally Ducted | 213613861 |  | HRCU-A-C | 38MURAQ36AB3 | Ducted Indoor Units | H,PE32936+TD |  |  |  | 9.5 | 15.2 | 8.2 | FALSE | FALSE | FALSE | 34800 | 26400 | 2.1 | 47300 | 2.4
213613860 | 11/08/23 | Live | Lennox Industries | ADP | Singlezone Ducted, Centrally Ducted | 213613860 |  | HRCU-A-C | 38MURAQ36AB3 | Ducted Indoor Units | CDP36A15P+TD |  |  |  | 9.5 | 15.2 | 8.2 | FALSE | FALSE | FALSE | 34800 | 26400 | 2.1 | 47300 | 2.4
213613859 | 11/08/23 | Live | Lennox Industries | ADP | Singlezone Ducted, Centrally Ducted | 213613859 |  | HRCU-A-C | 38MURAQ30AB3 | Ducted Indoor Units | H,PE32936+TD |  |  |  | 10 | 15.2 | 9.2 | FALSE | FALSE | TRUE | 29000 | 21600 | 2.1 | 28600 | 2.3
211222763 | 05/10/23 | Live | CARRIER | AIRQUEST | Singlezone Ducted, Centrally Ducted | 211222763 |  | HRCU-A-CB | DLCURAH30ABK | Ducted Indoor Units | FMA4X36**AL* |  |  |  | 9 | 15.5 | 8.5 | FALSE | FALSE | FALSE | 31200 | 23800 | 2.58 | 24160 | 2.71
213613858 | 11/08/23 | Live | Lennox Industries | ADP | Singlezone Ducted, Centrally Ducted | 213613858 |  | HRCU-A-C | 38MURAQ30AB3 | Ducted Indoor Units | H,PE31930+TD |  |  |  | 10 | 15.2 | 9.05 | FALSE | FALSE | TRUE | 28600 | 21400 | 2.1 | 28600 | 2.3
211222762 | 05/10/23 | Live | CARRIER | TEMPSTAR | Singlezone Ducted, Centrally Ducted | 211222762 |  | HRCU-A-CB | DLCURAH30ABK | Ducted Indoor Units | FMA4X30**AL* |  |  |  | 9 | 15.5 | 8.5 | FALSE | FALSE | FALSE | 31200 | 23800 | 2.58 | 24160 | 2.71
213613857 | 11/08/23 | Live | Lennox Industries | ADP | Singlezone Ducted, Centrally Ducted | 213613857 |  | HRCU-A-C | 38MURAQ30AB3 | Ducted Indoor Units | CDP36A15P+TD |  |  |  | 10 | 15.2 | 9.2 | FALSE | FALSE | TRUE | 29000 | 21600 | 2.1 | 28600 | 2.3
213613856 | 11/08/23 | Live | Lennox Industries | ADP | Singlezone Ducted, Centrally Ducted | 213613856 |  | HRCU-A-C | 38MURAQ30AB3 | Ducted Indoor Units | CDP30A15P+TD |  |  |  | 10 | 15.2 | 9.05 | FALSE | FALSE | TRUE | 28600 | 21400 | 2.1 | 28600 | 2.3
213613855 | 11/08/23 | Live | Lennox Industries | ADP | Singlezone Ducted, Centrally Ducted | 213613855 |  | HRCU-A-C | 38MURAQ30AB3 | Ducted Indoor Units | CDP30A13P+TD |  |  |  | 10 | 15.2 | 9.05 | FALSE | FALSE | TRUE | 28600 | 21400 | 2.1 | 28600 | 2.3
211222761 | 05/10/23 | Live | CARRIER | SMART COMFORT | Singlezone Ducted, Centrally Ducted | 211222761 |  | HRCU-A-CB | DLCURAH30ABK | Ducted Indoor Units | FMA4X30**AL* |  |  |  | 9 | 15.5 | 8.5 | FALSE | FALSE | FALSE | 31200 | 23800 | 2.58 | 24160 | 2.71
213613892 | 11/08/23 | Live | Lennox Industries | ADP | Singlezone Ducted, Centrally Ducted | 213613892 |  | HRCU-A-C | BOVA-36HDN1-M20G | Ducted Indoor Units | *G9J936 |  |  |  | 12 | 15.2 | 9 | FALSE | FALSE | TRUE | 23200 | 18400 | 2.1 | 26000 | 2.31
213613894 | 11/08/23 | Live | Lennox Industries | ADP | Singlezone Ducted, Centrally Ducted | 213613894 |  | HRCU-A-C | BOVA-36HDN1-M20G | Ducted Indoor Units | *G34936 |  |  |  | 12 | 15.2 | 9 | FALSE | FALSE | TRUE | 23200 | 18400 | 2.1 | 26000 | 2.31
211222760 | 05/10/23 | Live | CARRIER | KEEPRITE | Singlezone Ducted, Centrally Ducted | 211222760 |  | HRCU-A-CB | DLCURAH30ABK | Ducted Indoor Units | FMA4X30**AL* |  |  |  | 9 | 15.5 | 8.5 | FALSE | FALSE | FALSE | 31200 | 23800 | 2.58 | 24160 | 2.71
213613893 | 11/08/23 | Live | Lennox Industries | ADP | Singlezone Ducted, Centrally Ducted | 213613893 |  | HRCU-A-C | BOVA-36HDN1-M20G | Ducted Indoor Units | *E9J936 |  |  |  | 12 | 15.2 | 9 | FALSE | FALSE | TRUE | 23200 | 18400 | 2.1 | 26000 | 2.31
211222759 | 05/10/23 | Live | CARRIER | HEIL | Singlezone Ducted, Centrally Ducted | 211222759 |  | HRCU-A-CB | DLCURAH30ABK | Ducted Indoor Units | FMA4X30**AL* |  |  |  | 9 | 15.5 | 8.5 | FALSE | FALSE | FALSE | 31200 | 23800 | 2.58 | 24160 | 2.71
211222758 | 05/10/23 | Live | CARRIER | DAY & NIGHT | Singlezone Ducted, Centrally Ducted | 211222758 |  | HRCU-A-CB | DLCURAH30ABK | Ducted Indoor Units | FMA4X30**AL* |  |  |  | 9 | 15.5 | 8.5 | FALSE | FALSE | FALSE | 31200 | 23800 | 2.58 | 24160 | 2.71
211222757 | 05/10/23 | Live | CARRIER | COMFORTMAKER | Singlezone Ducted, Centrally Ducted | 211222757 |  | HRCU-A-CB | DLCURAH30ABK | Ducted Indoor Units | FMA4X30**AL* |  |  |  | 9 | 15.5 | 8.5 | FALSE | FALSE | FALSE | 31200 | 23800 | 2.58 | 24160 | 2.71
211222756 | 05/10/23 | Live | CARRIER | ARCOAIRE | Singlezone Ducted, Centrally Ducted | 211222756 |  | HRCU-A-CB | DLCURAH30ABK | Ducted Indoor Units | FMA4X30**AL* |  |  |  | 9 | 15.5 | 8.5 | FALSE | FALSE | FALSE | 31200 | 23800 | 2.58 | 24160 | 2.71
211222755 | 05/10/23 | Live | CARRIER | AIRQUEST | Singlezone Ducted, Centrally Ducted | 211222755 |  | HRCU-A-CB | DLCURAH30ABK | Ducted Indoor Units | FMA4X30**AL* |  |  |  | 9 | 15.5 | 8.5 | FALSE | FALSE | FALSE | 31200 | 23800 | 2.58 | 24160 | 2.71
211222754 | 05/10/23 | Live | CARRIER | TEMPSTAR | Singlezone Ducted, Centrally Ducted | 211222754 |  | HRCU-A-CB | DLCURAH30ABK | Ducted Indoor Units | FM(C,U)4Z36**AL* |  |  |  | 9 | 15.5 | 8.5 | FALSE | FALSE | FALSE | 30400 | 23600 | 2.52 | 23960 | 2.65
211222753 | 05/10/23 | Live | CARRIER | SMART COMFORT | Singlezone Ducted, Centrally Ducted | 211222753 |  | HRCU-A-CB | DLCURAH30ABK | Ducted Indoor Units | FM(C,U)4Z36**AL* |  |  |  | 9 | 15.5 | 8.5 | FALSE | FALSE | FALSE | 30400 | 23600 | 2.52 | 23960 | 2.65
211222752 | 05/10/23 | Live | CARRIER | KEEPRITE | Singlezone Ducted, Centrally Ducted | 211222752 |  | HRCU-A-CB | DLCURAH30ABK | Ducted Indoor Units | FM(C,U)4Z36**AL* |  |  |  | 9 | 15.5 | 8.5 | FALSE | FALSE | FALSE | 30400 | 23600 | 2.52 | 23960 | 2.65
211222751 | 05/10/23 | Live | CARRIER | HEIL | Singlezone Ducted, Centrally Ducted | 211222751 |  | HRCU-A-CB | DLCURAH30ABK | Ducted Indoor Units | FM(C,U)4Z36**AL* |  |  |  | 9 | 15.5 | 8.5 | FALSE | FALSE | FALSE | 30400 | 23600 | 2.52 | 23960 | 2.65
211222750 | 05/10/23 | Live | CARRIER | DAY & NIGHT | Singlezone Ducted, Centrally Ducted | 211222750 |  | HRCU-A-CB | DLCURAH30ABK | Ducted Indoor Units | FM(C,U)4Z36**AL* |  |  |  | 9 | 15.5 | 8.5 | FALSE | FALSE | FALSE | 30400 | 23600 | 2.52 | 23960 | 2.65
211222749 | 05/10/23 | Live | CARRIER | COMFORTMAKER | Singlezone Ducted, Centrally Ducted | 211222749 |  | HRCU-A-CB | DLCURAH30ABK | Ducted Indoor Units | FM(C,U)4Z36**AL* |  |  |  | 9 | 15.5 | 8.5 | FALSE | FALSE | FALSE | 30400 | 23600 | 2.52 | 23960 | 2.65
211222748 | 05/10/23 | Live | CARRIER | ARCOAIRE | Singlezone Ducted, Centrally Ducted | 211222748 |  | HRCU-A-CB | DLCURAH30ABK | Ducted Indoor Units | FM(C,U)4Z36**AL* |  |  |  | 9 | 15.5 | 8.5 | FALSE | FALSE | FALSE | 30400 | 23600 | 2.52 | 23960 | 2.65
211222747 | 05/10/23 | Live | CARRIER | AIRQUEST | Singlezone Ducted, Centrally Ducted | 211222747 |  | HRCU-A-CB | DLCURAH30ABK | Ducted Indoor Units | FM(C,U)4Z36**AL* |  |  |  | 9 | 15.5 | 8.5 | FALSE | FALSE | FALSE | 30400 | 23600 | 2.52 | 23960 | 2.65
211222746 | 05/10/23 | Live | CARRIER | TEMPSTAR | Singlezone Ducted, Centrally Ducted | 211222746 |  | HRCU-A-CB | DLCURAH30ABK | Ducted Indoor Units | FM(C,U)4Z30**AL* |  |  |  | 9 | 15.5 | 8.5 | FALSE | FALSE | FALSE | 30400 | 23600 | 2.52 | 23960 | 2.65
211222745 | 05/10/23 | Live | CARRIER | SMART COMFORT | Singlezone Ducted, Centrally Ducted | 211222745 |  | HRCU-A-CB | DLCURAH30ABK | Ducted Indoor Units | FM(C,U)4Z30**AL* |  |  |  | 9 | 15.5 | 8.5 | FALSE | FALSE | FALSE | 30400 | 23600 | 2.52 | 23960 | 2.65
211222744 | 05/10/23 | Live | CARRIER | KEEPRITE | Singlezone Ducted, Centrally Ducted | 211222744 |  | HRCU-A-CB | DLCURAH30ABK | Ducted Indoor Units | FM(C,U)4Z30**AL* |  |  |  | 9 | 15.5 | 8.5 | FALSE | FALSE | FALSE | 30400 | 23600 | 2.52 | 23960 | 2.65
211222743 | 05/10/23 | Live | CARRIER | HEIL | Singlezone Ducted, Centrally Ducted | 211222743 |  | HRCU-A-CB | DLCURAH30ABK | Ducted Indoor Units | FM(C,U)4Z30**AL* |  |  |  | 9 | 15.5 | 8.5 | FALSE | FALSE | FALSE | 30400 | 23600 | 2.52 | 23960 | 2.65
211222742 | 05/10/23 | Live | CARRIER | DAY & NIGHT | Singlezone Ducted, Centrally Ducted | 211222742 |  | HRCU-A-CB | DLCURAH30ABK | Ducted Indoor Units | FM(C,U)4Z30**AL* |  |  |  | 9 | 15.5 | 8.5 | FALSE | FALSE | FALSE | 30400 | 23600 | 2.52 | 23960 | 2.65
211222741 | 05/10/23 | Live | CARRIER | COMFORTMAKER | Singlezone Ducted, Centrally Ducted | 211222741 |  | HRCU-A-CB | DLCURAH30ABK | Ducted Indoor Units | FM(C,U)4Z30**AL* |  |  |  | 9 | 15.5 | 8.5 | FALSE | FALSE | FALSE | 30400 | 23600 | 2.52 | 23960 | 2.65
211222740 | 05/10/23 | Live | CARRIER | ARCOAIRE | Singlezone Ducted, Centrally Ducted | 211222740 |  | HRCU-A-CB | DLCURAH30ABK | Ducted Indoor Units | FM(C,U)4Z30**AL* |  |  |  | 9 | 15.5 | 8.5 | FALSE | FALSE | FALSE | 30400 | 23600 | 2.52 | 23960 | 2.65
211222739 | 05/10/23 | Live | CARRIER | AIRQUEST | Singlezone Ducted, Centrally Ducted | 211222739 |  | HRCU-A-CB | DLCURAH30ABK | Ducted Indoor Units | FM(C,U)4Z30**AL* |  |  |  | 9 | 15.5 | 8.5 | FALSE | FALSE | FALSE | 30400 | 23600 | 2.52 | 23960 | 2.65
211641059 | 10/27/23 | Live | CARRIER | GRANDAIRE | Singlezone Ducted, Centrally Ducted | 211641059 |  | HRCU-A-CB | WDLCURAH24AAK | Ducted Indoor Units | WAXL304A* |  |  |  | 9.5 | 15.5 | 8.1 | FALSE | FALSE | FALSE | 24400 | 20200 | 2.48 | 20590 | 2.61
211641058 | 10/27/23 | Live | CARRIER | TEMPSTAR | Singlezone Ducted, Centrally Ducted | 211641058 |  | HRCU-A-CB | DLCURAH24AAK | Ducted Indoor Units | FXM4X30**AL |  |  |  | 9.5 | 15.5 | 8.1 | FALSE | FALSE | FALSE | 24400 | 20200 | 2.48 | 20590 | 2.61
211641057 | 10/27/23 | Live | CARRIER | SMART COMFORT | Singlezone Ducted, Centrally Ducted | 211641057 |  | HRCU-A-CB | DLCURAH24AAK | Ducted Indoor Units | FXM4X30**AL |  |  |  | 9.5 | 15.5 | 8.1 | FALSE | FALSE | FALSE | 24400 | 20200 | 2.48 | 20590 | 2.61
211641056 | 10/27/23 | Live | CARRIER | KEEPRITE | Singlezone Ducted, Centrally Ducted | 211641056 |  | HRCU-A-CB | DLCURAH24AAK | Ducted Indoor Units | FXM4X30**AL |  |  |  | 9.5 | 15.5 | 8.1 | FALSE | FALSE | FALSE | 24400 | 20200 | 2.48 | 20590 | 2.61
211641055 | 10/27/23 | Live | CARRIER | HEIL | Singlezone Ducted, Centrally Ducted | 211641055 |  | HRCU-A-CB | DLCURAH24AAK | Ducted Indoor Units | FXM4X30**AL |  |  |  | 9.5 | 15.5 | 8.1 | FALSE | FALSE | FALSE | 24400 | 20200 | 2.48 | 20590 | 2.61
211641054 | 10/27/23 | Live | CARRIER | DAY & NIGHT | Singlezone Ducted, Centrally Ducted | 211641054 |  | HRCU-A-CB | DLCURAH24AAK | Ducted Indoor Units | FXM4X30**AL |  |  |  | 9.5 | 15.5 | 8.1 | FALSE | FALSE | FALSE | 24400 | 20200 | 2.48 | 20590 | 2.61
211641053 | 10/27/23 | Live | CARRIER | COMFORTMAKER | Singlezone Ducted, Centrally Ducted | 211641053 |  | HRCU-A-CB | DLCURAH24AAK | Ducted Indoor Units | FXM4X30**AL |  |  |  | 9.5 | 15.5 | 8.1 | FALSE | FALSE | FALSE | 24400 | 20200 | 2.48 | 20590 | 2.61
211641052 | 10/27/23 | Live | CARRIER | ARCOAIRE | Singlezone Ducted, Centrally Ducted | 211641052 |  | HRCU-A-CB | DLCURAH24AAK | Ducted Indoor Units | FXM4X30**AL |  |  |  | 9.5 | 15.5 | 8.1 | FALSE | FALSE | FALSE | 24400 | 20200 | 2.48 | 20590 | 2.61
211641051 | 10/27/23 | Live | CARRIER | AIRQUEST | Singlezone Ducted, Centrally Ducted | 211641051 |  | HRCU-A-CB | DLCURAH24AAK | Ducted Indoor Units | FXM4X30**AL |  |  |  | 9.5 | 15.5 | 8.1 | FALSE | FALSE | FALSE | 24400 | 20200 | 2.48 | 20590 | 2.61
211641050 | 10/27/23 | Live | CARRIER | PAYNE HEATING AND COOLING | Singlezone Ducted, Centrally Ducted | 211641050 |  | HRCU-A-CB | 38MURAQ24AA3* | Ducted Indoor Units | PF4MNB031L |  |  |  | 9.5 | 15.5 | 8.1 | FALSE | FALSE | FALSE | 24400 | 20200 | 2.48 | 20590 | 2.61
211641049 | 10/27/23 | Live | CARRIER | BRYANT HEATING AND COOLING SYSTEMS | Singlezone Ducted, Centrally Ducted | 211641049 |  | HRCU-A-CB | 38MURAQ24AA3* | Ducted Indoor Units | FX4DNF031L |  |  |  | 9.5 | 15.5 | 8.1 | FALSE | FALSE | FALSE | 24400 | 20200 | 2.48 | 20590 | 2.61
211641048 | 10/27/23 | Live | CARRIER | CARRIER | Singlezone Ducted, Centrally Ducted | 211641048 |  | HRCU-A-CB | 38MURAQ24AA3* | Ducted Indoor Units | FX4DNF031L |  |  |  | 9.5 | 15.5 | 8.1 | FALSE | FALSE | FALSE | 24400 | 20200 | 2.48 | 20590 | 2.61
211641047 | 10/27/23 | Live | CARRIER | GRANDAIRE | Singlezone Ducted, Centrally Ducted | 211641047 |  | HRCU-A-CB | WDLCURAH24AAK | Ducted Indoor Units | WAXL244A* |  |  |  | 9.5 | 16 | 8.1 | FALSE | FALSE | FALSE | 24000 | 20000 | 2.48 | 20380 | 2.61
211641046 | 10/27/23 | Live | CARRIER | TEMPSTAR | Singlezone Ducted, Centrally Ducted | 211641046 |  | HRCU-A-CB | DLCURAH24AAK | Ducted Indoor Units | FXM4X24**AL |  |  |  | 9.5 | 16 | 8.1 | FALSE | FALSE | FALSE | 24000 | 20000 | 2.48 | 20380 | 2.61
211641045 | 10/27/23 | Live | CARRIER | SMART COMFORT | Singlezone Ducted, Centrally Ducted | 211641045 |  | HRCU-A-CB | DLCURAH24AAK | Ducted Indoor Units | FXM4X24**AL |  |  |  | 9.5 | 16 | 8.1 | FALSE | FALSE | FALSE | 24000 | 20000 | 2.48 | 20380 | 2.61
211641044 | 10/27/23 | Live | CARRIER | KEEPRITE | Singlezone Ducted, Centrally Ducted | 211641044 |  | HRCU-A-CB | DLCURAH24AAK | Ducted Indoor Units | FXM4X24**AL |  |  |  | 9.5 | 16 | 8.1 | FALSE | FALSE | FALSE | 24000 | 20000 | 2.48 | 20380 | 2.61
211641043 | 10/27/23 | Live | CARRIER | HEIL | Singlezone Ducted, Centrally Ducted | 211641043 |  | HRCU-A-CB | DLCURAH24AAK | Ducted Indoor Units | FXM4X24**AL |  |  |  | 9.5 | 16 | 8.1 | FALSE | FALSE | FALSE | 24000 | 20000 | 2.48 | 20380 | 2.61
211641042 | 10/27/23 | Live | CARRIER | DAY & NIGHT | Singlezone Ducted, Centrally Ducted | 211641042 |  | HRCU-A-CB | DLCURAH24AAK | Ducted Indoor Units | FXM4X24**AL |  |  |  | 9.5 | 16 | 8.1 | FALSE | FALSE | FALSE | 24000 | 20000 | 2.48 | 20380 | 2.61
211641041 | 10/27/23 | Live | CARRIER | COMFORTMAKER | Singlezone Ducted, Centrally Ducted | 211641041 |  | HRCU-A-CB | DLCURAH24AAK | Ducted Indoor Units | FXM4X24**AL |  |  |  | 9.5 | 16 | 8.1 | FALSE | FALSE | FALSE | 24000 | 20000 | 2.48 | 20380 | 2.61
211641040 | 10/27/23 | Live | CARRIER | ARCOAIRE | Singlezone Ducted, Centrally Ducted | 211641040 |  | HRCU-A-CB | DLCURAH24AAK | Ducted Indoor Units | FXM4X24**AL |  |  |  | 9.5 | 16 | 8.1 | FALSE | FALSE | FALSE | 24000 | 20000 | 2.48 | 20380 | 2.61
211641039 | 10/27/23 | Live | CARRIER | AIRQUEST | Singlezone Ducted, Centrally Ducted | 211641039 |  | HRCU-A-CB | DLCURAH24AAK | Ducted Indoor Units | FXM4X24**AL |  |  |  | 9.5 | 16 | 8.1 | FALSE | FALSE | FALSE | 24000 | 20000 | 2.48 | 20380 | 2.61
211641038 | 10/27/23 | Live | CARRIER | PAYNE HEATING AND COOLING | Singlezone Ducted, Centrally Ducted | 211641038 |  | HRCU-A-CB | 38MURAQ24AA3* | Ducted Indoor Units | PF4MNB025L |  |  |  | 9.5 | 16 | 8.1 | FALSE | FALSE | FALSE | 24000 | 20000 | 2.48 | 20380 | 2.61
211641037 | 10/27/23 | Live | CARRIER | BRYANT HEATING AND COOLING SYSTEMS | Singlezone Ducted, Centrally Ducted | 211641037 |  | HRCU-A-CB | 38MURAQ24AA3* | Ducted Indoor Units | FX4DNF025L |  |  |  | 9.5 | 16 | 8.1 | FALSE | FALSE | FALSE | 24000 | 20000 | 2.48 | 20380 | 2.61
211641036 | 10/27/23 | Live | CARRIER | CARRIER | Singlezone Ducted, Centrally Ducted | 211641036 |  | HRCU-A-CB | 38MURAQ24AA3* | Ducted Indoor Units | FX4DNF025L |  |  |  | 9.5 | 16 | 8.1 | FALSE | FALSE | FALSE | 24000 | 20000 | 2.48 | 20380 | 2.61
211641035 | 10/27/23 | Live | CARRIER | TEMPSTAR | Singlezone Ducted, Centrally Ducted | 211641035 |  | HRCU-A-CB | DLCURAH24AAK | Ducted Indoor Units | FVM4X24***L |  |  |  | 9.5 | 16 | 8.1 | FALSE | FALSE | FALSE | 23800 | 19900 | 2.46 | 20280 | 2.6
211641034 | 10/27/23 | Live | CARRIER | SMART COMFORT | Singlezone Ducted, Centrally Ducted | 211641034 |  | HRCU-A-CB | DLCURAH24AAK | Ducted Indoor Units | FVM4X24***L |  |  |  | 9.5 | 16 | 8.1 | FALSE | FALSE | FALSE | 23800 | 19900 | 2.46 | 20280 | 2.6
211641033 | 10/27/23 | Live | CARRIER | KEEPRITE | Singlezone Ducted, Centrally Ducted | 211641033 |  | HRCU-A-CB | DLCURAH24AAK | Ducted Indoor Units | FVM4X24***L |  |  |  | 9.5 | 16 | 8.1 | FALSE | FALSE | FALSE | 23800 | 19900 | 2.46 | 20280 | 2.6
211641032 | 10/27/23 | Live | CARRIER | HEIL | Singlezone Ducted, Centrally Ducted | 211641032 |  | HRCU-A-CB | DLCURAH24AAK | Ducted Indoor Units | FVM4X24***L |  |  |  | 9.5 | 16 | 8.1 | FALSE | FALSE | FALSE | 23800 | 19900 | 2.46 | 20280 | 2.6
211641031 | 10/27/23 | Live | CARRIER | DAY & NIGHT | Singlezone Ducted, Centrally Ducted | 211641031 |  | HRCU-A-CB | DLCURAH24AAK | Ducted Indoor Units | FVM4X24***L |  |  |  | 9.5 | 16 | 8.1 | FALSE | FALSE | FALSE | 23800 | 19900 | 2.46 | 20280 | 2.6
211641030 | 10/27/23 | Live | CARRIER | COMFORTMAKER | Singlezone Ducted, Centrally Ducted | 211641030 |  | HRCU-A-CB | DLCURAH24AAK | Ducted Indoor Units | FVM4X24***L |  |  |  | 9.5 | 16 | 8.1 | FALSE | FALSE | FALSE | 23800 | 19900 | 2.46 | 20280 | 2.6
211641029 | 10/27/23 | Live | CARRIER | ARCOAIRE | Singlezone Ducted, Centrally Ducted | 211641029 |  | HRCU-A-CB | DLCURAH24AAK | Ducted Indoor Units | FVM4X24***L |  |  |  | 9.5 | 16 | 8.1 | FALSE | FALSE | FALSE | 23800 | 19900 | 2.46 | 20280 | 2.6
211641028 | 10/27/23 | Live | CARRIER | AIRQUEST | Singlezone Ducted, Centrally Ducted | 211641028 |  | HRCU-A-CB | DLCURAH24AAK | Ducted Indoor Units | FVM4X24***L |  |  |  | 9.5 | 16 | 8.1 | FALSE | FALSE | FALSE | 23800 | 19900 | 2.46 | 20280 | 2.6
211641027 | 10/27/23 | Live | CARRIER | PAYNE HEATING AND COOLING | Singlezone Ducted, Centrally Ducted | 211641027 |  | HRCU-A-CB | 38MURAQ24AA3* | Ducted Indoor Units | FV4CNF002L |  |  |  | 9.5 | 16 | 8.1 | FALSE | FALSE | FALSE | 23800 | 19900 | 2.46 | 20280 | 2.6
211641026 | 10/27/23 | Live | CARRIER | BRYANT HEATING AND COOLING SYSTEMS | Singlezone Ducted, Centrally Ducted | 211641026 |  | HRCU-A-CB | 38MURAQ24AA3* | Ducted Indoor Units | FV4CNF002L |  |  |  | 9.5 | 16 | 8.1 | FALSE | FALSE | FALSE | 23800 | 19900 | 2.46 | 20280 | 2.6
211641025 | 10/27/23 | Live | CARRIER | CARRIER | Singlezone Ducted, Centrally Ducted | 211641025 |  | HRCU-A-CB | 38MURAQ24AA3* | Ducted Indoor Units | FV4CNF002L |  |  |  | 9.5 | 16 | 8.1 | FALSE | FALSE | FALSE | 23800 | 19900 | 2.46 | 20280 | 2.6
211641024 | 10/27/23 | Live | CARRIER | TEMPSTAR | Singlezone Ducted, Centrally Ducted | 211641024 |  | HRCU-A-CB | DLCURAH24AAK | Ducted Indoor Units | FVM4X36***L |  |  |  | 9.5 | 16.5 | 8.1 | FALSE | FALSE | FALSE | 24400 | 20000 | 2.5 | 20380 | 2.63
211641023 | 10/27/23 | Live | CARRIER | SMART COMFORT | Singlezone Ducted, Centrally Ducted | 211641023 |  | HRCU-A-CB | DLCURAH24AAK | Ducted Indoor Units | FVM4X36***L |  |  |  | 9.5 | 16.5 | 8.1 | FALSE | FALSE | FALSE | 24400 | 20000 | 2.5 | 20380 | 2.63
211641022 | 10/27/23 | Live | CARRIER | KEEPRITE | Singlezone Ducted, Centrally Ducted | 211641022 |  | HRCU-A-CB | DLCURAH24AAK | Ducted Indoor Units | FVM4X36***L |  |  |  | 9.5 | 16.5 | 8.1 | FALSE | FALSE | FALSE | 24400 | 20000 | 2.5 | 20380 | 2.63
211641021 | 10/27/23 | Live | CARRIER | HEIL | Singlezone Ducted, Centrally Ducted | 211641021 |  | HRCU-A-CB | DLCURAH24AAK | Ducted Indoor Units | FVM4X36***L |  |  |  | 9.5 | 16.5 | 8.1 | FALSE | FALSE | FALSE | 24400 | 20000 | 2.5 | 20380 | 2.63
211641020 | 10/27/23 | Live | CARRIER | DAY & NIGHT | Singlezone Ducted, Centrally Ducted | 211641020 |  | HRCU-A-CB | DLCURAH24AAK | Ducted Indoor Units | FVM4X36***L |  |  |  | 9.5 | 16.5 | 8.1 | FALSE | FALSE | FALSE | 24400 | 20000 | 2.5 | 20380 | 2.63
211641019 | 10/27/23 | Live | CARRIER | COMFORTMAKER | Singlezone Ducted, Centrally Ducted | 211641019 |  | HRCU-A-CB | DLCURAH24AAK | Ducted Indoor Units | FVM4X36***L |  |  |  | 9.5 | 16.5 | 8.1 | FALSE | FALSE | FALSE | 24400 | 20000 | 2.5 | 20380 | 2.63
211641018 | 10/27/23 | Live | CARRIER | ARCOAIRE | Singlezone Ducted, Centrally Ducted | 211641018 |  | HRCU-A-CB | DLCURAH24AAK | Ducted Indoor Units | FVM4X36***L |  |  |  | 9.5 | 16.5 | 8.1 | FALSE | FALSE | FALSE | 24400 | 20000 | 2.5 | 20380 | 2.63
211641017 | 10/27/23 | Live | CARRIER | AIRQUEST | Singlezone Ducted, Centrally Ducted | 211641017 |  | HRCU-A-CB | DLCURAH24AAK | Ducted Indoor Units | FVM4X36***L |  |  |  | 9.5 | 16.5 | 8.1 | FALSE | FALSE | FALSE | 24400 | 20000 | 2.5 | 20380 | 2.63
211641016 | 10/27/23 | Live | CARRIER | PAYNE HEATING AND COOLING | Singlezone Ducted, Centrally Ducted | 211641016 |  | HRCU-A-CB | 38MURAQ24AA3* | Ducted Indoor Units | FV4CN(B,F)003L |  |  |  | 9.5 | 16.5 | 8.1 | FALSE | FALSE | FALSE | 24400 | 20000 | 2.5 | 20380 | 2.63
211641015 | 10/27/23 | Live | CARRIER | BRYANT HEATING AND COOLING SYSTEMS | Singlezone Ducted, Centrally Ducted | 211641015 |  | HRCU-A-CB | 38MURAQ24AA3* | Ducted Indoor Units | FV4CN(B,F)003L |  |  |  | 9.5 | 16.5 | 8.1 | FALSE | FALSE | FALSE | 24400 | 20000 | 2.5 | 20380 | 2.63
211641014 | 10/27/23 | Live | CARRIER | CARRIER | Singlezone Ducted, Centrally Ducted | 211641014 |  | HRCU-A-CB | 38MURAQ24AA3* | Ducted Indoor Units | FV4CN(B,F)003L |  |  |  | 9.5 | 16.5 | 8.1 | FALSE | FALSE | FALSE | 24400 | 20000 | 2.5 | 20380 | 2.63
211641013 | 10/27/23 | Live | CARRIER | GRANDAIRE | Singlezone Ducted, Centrally Ducted | 211641013 |  | HRCU-A-CB | WDLCURAH24AAK | Ducted Indoor Units | FMA4X30**AL* |  |  |  | 10 | 16.5 | 9 | FALSE | FALSE | TRUE | 25800 | 21000 | 2.74 | 21400 | 2.89
211641012 | 10/27/23 | Live | CARRIER | TEMPSTAR | Singlezone Ducted, Centrally Ducted | 211641012 |  | HRCU-A-CB | DLCURAH24AAK | Ducted Indoor Units | FMA4X30**AL* |  |  |  | 10 | 16.5 | 9 | FALSE | FALSE | TRUE | 25800 | 21000 | 2.74 | 21400 | 2.89
211641011 | 10/27/23 | Live | CARRIER | SMART COMFORT | Singlezone Ducted, Centrally Ducted | 211641011 |  | HRCU-A-CB | DLCURAH24AAK | Ducted Indoor Units | FMA4X30**AL* |  |  |  | 10 | 16.5 | 9 | FALSE | FALSE | TRUE | 25800 | 21000 | 2.74 | 21400 | 2.89
211641010 | 10/27/23 | Live | CARRIER | KEEPRITE | Singlezone Ducted, Centrally Ducted | 211641010 |  | HRCU-A-CB | DLCURAH24AAK | Ducted Indoor Units | FMA4X30**AL* |  |  |  | 10 | 16.5 | 9 | FALSE | FALSE | TRUE | 25800 | 21000 | 2.74 | 21400 | 2.89
211641009 | 10/27/23 | Live | CARRIER | HEIL | Singlezone Ducted, Centrally Ducted | 211641009 |  | HRCU-A-CB | DLCURAH24AAK | Ducted Indoor Units | FMA4X30**AL* |  |  |  | 10 | 16.5 | 9 | FALSE | FALSE | TRUE | 25800 | 21000 | 2.74 | 21400 | 2.89
211641008 | 10/27/23 | Live | CARRIER | DAY & NIGHT | Singlezone Ducted, Centrally Ducted | 211641008 |  | HRCU-A-CB | DLCURAH24AAK | Ducted Indoor Units | FMA4X30**AL* |  |  |  | 10 | 16.5 | 9 | FALSE | FALSE | TRUE | 25800 | 21000 | 2.74 | 21400 | 2.89
211641007 | 10/27/23 | Live | CARRIER | COMFORTMAKER | Singlezone Ducted, Centrally Ducted | 211641007 |  | HRCU-A-CB | DLCURAH24AAK | Ducted Indoor Units | FMA4X30**AL* |  |  |  | 10 | 16.5 | 9 | FALSE | FALSE | TRUE | 25800 | 21000 | 2.74 | 21400 | 2.89
211641006 | 10/27/23 | Live | CARRIER | ARCOAIRE | Singlezone Ducted, Centrally Ducted | 211641006 |  | HRCU-A-CB | DLCURAH24AAK | Ducted Indoor Units | FMA4X30**AL* |  |  |  | 10 | 16.5 | 9 | FALSE | FALSE | TRUE | 25800 | 21000 | 2.74 | 21400 | 2.89
211641005 | 10/27/23 | Live | CARRIER | AIRQUEST | Singlezone Ducted, Centrally Ducted | 211641005 |  | HRCU-A-CB | DLCURAH24AAK | Ducted Indoor Units | FMA4X30**AL* |  |  |  | 10 | 16.5 | 9 | FALSE | FALSE | TRUE | 25800 | 21000 | 2.74 | 21400 | 2.89
211641004 | 10/27/23 | Live | CARRIER | PAYNE HEATING AND COOLING | Singlezone Ducted, Centrally Ducted | 211641004 |  | HRCU-A-CB | 38MURAQ24AA3* | Ducted Indoor Units | FMA4X30**AL* |  |  |  | 10 | 16.5 | 9 | FALSE | FALSE | TRUE | 25800 | 21000 | 2.74 | 21400 | 2.89
211641003 | 10/27/23 | Live | CARRIER | BRYANT HEATING AND COOLING SYSTEMS | Singlezone Ducted, Centrally Ducted | 211641003 |  | HRCU-A-CB | 38MURAQ24AA3* | Ducted Indoor Units | FMA4X30**AL* |  |  |  | 10 | 16.5 | 9 | FALSE | FALSE | TRUE | 25800 | 21000 | 2.74 | 21400 | 2.89
211641002 | 10/27/23 | Live | CARRIER | CARRIER | Singlezone Ducted, Centrally Ducted | 211641002 |  | HRCU-A-CB | 38MURAQ24AA3* | Ducted Indoor Units | FMA4X30**AL* |  |  |  | 10 | 16.5 | 9 | FALSE | FALSE | TRUE | 25800 | 21000 | 2.74 | 21400 | 2.89
211641001 | 10/27/23 | Live | CARRIER | GRANDAIRE | Singlezone Ducted, Centrally Ducted | 211641001 |  | HRCU-A-CB | WDLCURAH24AAK | Ducted Indoor Units | FMA4X24**AL* |  |  |  | 9.5 | 16 | 8.1 | FALSE | FALSE | FALSE | 23800 | 20400 | 2.52 | 20790 | 2.65
211641000 | 10/27/23 | Live | CARRIER | TEMPSTAR | Singlezone Ducted, Centrally Ducted | 211641000 |  | HRCU-A-CB | DLCURAH24AAK | Ducted Indoor Units | FMA4X24**AL* |  |  |  | 9.5 | 16 | 8.1 | FALSE | FALSE | FALSE | 23800 | 20400 | 2.52 | 20790 | 2.65
211640999 | 10/27/23 | Live | CARRIER | SMART COMFORT | Singlezone Ducted, Centrally Ducted | 211640999 |  | HRCU-A-CB | DLCURAH24AAK | Ducted Indoor Units | FMA4X24**AL* |  |  |  | 9.5 | 16 | 8.1 | FALSE | FALSE | FALSE | 23800 | 20400 | 2.52 | 20790 | 2.65
211640998 | 10/27/23 | Live | CARRIER | KEEPRITE | Singlezone Ducted, Centrally Ducted | 211640998 |  | HRCU-A-CB | DLCURAH24AAK | Ducted Indoor Units | FMA4X24**AL* |  |  |  | 9.5 | 16 | 8.1 | FALSE | FALSE | FALSE | 23800 | 20400 | 2.52 | 20790 | 2.65
211640997 | 10/27/23 | Live | CARRIER | HEIL | Singlezone Ducted, Centrally Ducted | 211640997 |  | HRCU-A-CB | DLCURAH24AAK | Ducted Indoor Units | FMA4X24**AL* |  |  |  | 9.5 | 16 | 8.1 | FALSE | FALSE | FALSE | 23800 | 20400 | 2.52 | 20790 | 2.65
211640996 | 10/27/23 | Live | CARRIER | DAY & NIGHT | Singlezone Ducted, Centrally Ducted | 211640996 |  | HRCU-A-CB | DLCURAH24AAK | Ducted Indoor Units | FMA4X24**AL* |  |  |  | 9.5 | 16 | 8.1 | FALSE | FALSE | FALSE | 23800 | 20400 | 2.52 | 20790 | 2.65
211640995 | 10/27/23 | Live | CARRIER | COMFORTMAKER | Singlezone Ducted, Centrally Ducted | 211640995 |  | HRCU-A-CB | DLCURAH24AAK | Ducted Indoor Units | FMA4X24**AL* |  |  |  | 9.5 | 16 | 8.1 | FALSE | FALSE | FALSE | 23800 | 20400 | 2.52 | 20790 | 2.65
211640994 | 10/27/23 | Live | CARRIER | ARCOAIRE | Singlezone Ducted, Centrally Ducted | 211640994 |  | HRCU-A-CB | DLCURAH24AAK | Ducted Indoor Units | FMA4X24**AL* |  |  |  | 9.5 | 16 | 8.1 | FALSE | FALSE | FALSE | 23800 | 20400 | 2.52 | 20790 | 2.65
211640993 | 10/27/23 | Live | CARRIER | AIRQUEST | Singlezone Ducted, Centrally Ducted | 211640993 |  | HRCU-A-CB | DLCURAH24AAK | Ducted Indoor Units | FMA4X24**AL* |  |  |  | 9.5 | 16 | 8.1 | FALSE | FALSE | FALSE | 23800 | 20400 | 2.52 | 20790 | 2.65
211640992 | 10/27/23 | Live | CARRIER | PAYNE HEATING AND COOLING | Singlezone Ducted, Centrally Ducted | 211640992 |  | HRCU-A-CB | 38MURAQ24AA3* | Ducted Indoor Units | FMA4X24**AL* |  |  |  | 9.5 | 16 | 8.1 | FALSE | FALSE | FALSE | 23800 | 20400 | 2.52 | 20790 | 2.65
211640991 | 10/27/23 | Live | CARRIER | BRYANT HEATING AND COOLING SYSTEMS | Singlezone Ducted, Centrally Ducted | 211640991 |  | HRCU-A-CB | 38MURAQ24AA3* | Ducted Indoor Units | FMA4X24**AL* |  |  |  | 9.5 | 16 | 8.1 | FALSE | FALSE | FALSE | 23800 | 20400 | 2.52 | 20790 | 2.65
211640990 | 10/27/23 | Live | CARRIER | CARRIER | Singlezone Ducted, Centrally Ducted | 211640990 |  | HRCU-A-CB | 38MURAQ24AA3* | Ducted Indoor Units | FMA4X24**AL* |  |  |  | 9.5 | 16 | 8.1 | FALSE | FALSE | FALSE | 23800 | 20400 | 2.52 | 20790 | 2.65
211640989 | 10/27/23 | Live | CARRIER | GRANDAIRE | Singlezone Ducted, Centrally Ducted | 211640989 |  | HRCU-A-CB | WDLCURAH24AAK | Ducted Indoor Units | FMA4P30**AL* |  |  |  | 9.5 | 14.3 | 8.5 | FALSE | FALSE | FALSE | 25200 | 21200 | 2.62 | 21600 | 2.76
211640988 | 10/27/23 | Live | CARRIER | TEMPSTAR | Singlezone Ducted, Centrally Ducted | 211640988 |  | HRCU-A-CB | DLCURAH24AAK | Ducted Indoor Units | FMA4P30**AL* |  |  |  | 9.5 | 14.3 | 8.5 | FALSE | FALSE | FALSE | 25200 | 21200 | 2.62 | 21600 | 2.76
211640987 | 10/27/23 | Live | CARRIER | SMART COMFORT | Singlezone Ducted, Centrally Ducted | 211640987 |  | HRCU-A-CB | DLCURAH24AAK | Ducted Indoor Units | FMA4P30**AL* |  |  |  | 9.5 | 14.3 | 8.5 | FALSE | FALSE | FALSE | 25200 | 21200 | 2.62 | 21600 | 2.76
211640986 | 10/27/23 | Live | CARRIER | KEEPRITE | Singlezone Ducted, Centrally Ducted | 211640986 |  | HRCU-A-CB | DLCURAH24AAK | Ducted Indoor Units | FMA4P30**AL* |  |  |  | 9.5 | 14.3 | 8.5 | FALSE | FALSE | FALSE | 25200 | 21200 | 2.62 | 21600 | 2.76
211640985 | 10/27/23 | Live | CARRIER | HEIL | Singlezone Ducted, Centrally Ducted | 211640985 |  | HRCU-A-CB | DLCURAH24AAK | Ducted Indoor Units | FMA4P30**AL* |  |  |  | 9.5 | 14.3 | 8.5 | FALSE | FALSE | FALSE | 25200 | 21200 | 2.62 | 21600 | 2.76
211640984 | 10/27/23 | Live | CARRIER | DAY & NIGHT | Singlezone Ducted, Centrally Ducted | 211640984 |  | HRCU-A-CB | DLCURAH24AAK | Ducted Indoor Units | FMA4P30**AL* |  |  |  | 9.5 | 14.3 | 8.5 | FALSE | FALSE | FALSE | 25200 | 21200 | 2.62 | 21600 | 2.76
211640983 | 10/27/23 | Live | CARRIER | COMFORTMAKER | Singlezone Ducted, Centrally Ducted | 211640983 |  | HRCU-A-CB | DLCURAH24AAK | Ducted Indoor Units | FMA4P30**AL* |  |  |  | 9.5 | 14.3 | 8.5 | FALSE | FALSE | FALSE | 25200 | 21200 | 2.62 | 21600 | 2.76
211640982 | 10/27/23 | Live | CARRIER | ARCOAIRE | Singlezone Ducted, Centrally Ducted | 211640982 |  | HRCU-A-CB | DLCURAH24AAK | Ducted Indoor Units | FMA4P30**AL* |  |  |  | 9.5 | 14.3 | 8.5 | FALSE | FALSE | FALSE | 25200 | 21200 | 2.62 | 21600 | 2.76
211640981 | 10/27/23 | Live | CARRIER | AIRQUEST | Singlezone Ducted, Centrally Ducted | 211640981 |  | HRCU-A-CB | DLCURAH24AAK | Ducted Indoor Units | FMA4P30**AL* |  |  |  | 9.5 | 14.3 | 8.5 | FALSE | FALSE | FALSE | 25200 | 21200 | 2.62 | 21600 | 2.76
211640980 | 10/27/23 | Live | CARRIER | PAYNE HEATING AND COOLING | Singlezone Ducted, Centrally Ducted | 211640980 |  | HRCU-A-CB | 38MURAQ24AA3* | Ducted Indoor Units | FMA4P30**AL* |  |  |  | 9.5 | 14.3 | 8.5 | FALSE | FALSE | FALSE | 25200 | 21200 | 2.62 | 21600 | 2.76
211640979 | 10/27/23 | Live | CARRIER | BRYANT HEATING AND COOLING SYSTEMS | Singlezone Ducted, Centrally Ducted | 211640979 |  | HRCU-A-CB | 38MURAQ24AA3* | Ducted Indoor Units | FMA4P30**AL* |  |  |  | 9.5 | 14.3 | 8.5 | FALSE | FALSE | FALSE | 25200 | 21200 | 2.62 | 21600 | 2.76
211640978 | 10/27/23 | Live | CARRIER | CARRIER | Singlezone Ducted, Centrally Ducted | 211640978 |  | HRCU-A-CB | 38MURAQ24AA3* | Ducted Indoor Units | FMA4P30**AL* |  |  |  | 9.5 | 14.3 | 8.5 | FALSE | FALSE | FALSE | 25200 | 21200 | 2.62 | 21600 | 2.76
211640977 | 10/27/23 | Live | CARRIER | GRANDAIRE | Singlezone Ducted, Centrally Ducted | 211640977 |  | HRCU-A-CB | WDLCURAH24AAK | Ducted Indoor Units | FM(C,U)4Z30**AL* |  |  |  | 9.5 | 17 | 8.5 | FALSE | FALSE | FALSE | 24400 | 20200 | 2.59 | 20590 | 2.72
211640976 | 10/27/23 | Live | CARRIER | TEMPSTAR | Singlezone Ducted, Centrally Ducted | 211640976 |  | HRCU-A-CB | DLCURAH24AAK | Ducted Indoor Units | FM(C,U)4Z30**AL* |  |  |  | 9.5 | 17 | 8.5 | FALSE | FALSE | FALSE | 24400 | 20200 | 2.59 | 20590 | 2.72
211640975 | 10/27/23 | Live | CARRIER | SMART COMFORT | Singlezone Ducted, Centrally Ducted | 211640975 |  | HRCU-A-CB | DLCURAH24AAK | Ducted Indoor Units | FM(C,U)4Z30**AL* |  |  |  | 9.5 | 17 | 8.5 | FALSE | FALSE | FALSE | 24400 | 20200 | 2.59 | 20590 | 2.72
211640974 | 10/27/23 | Live | CARRIER | KEEPRITE | Singlezone Ducted, Centrally Ducted | 211640974 |  | HRCU-A-CB | DLCURAH24AAK | Ducted Indoor Units | FM(C,U)4Z30**AL* |  |  |  | 9.5 | 17 | 8.5 | FALSE | FALSE | FALSE | 24400 | 20200 | 2.59 | 20590 | 2.72
211640973 | 10/27/23 | Live | CARRIER | HEIL | Singlezone Ducted, Centrally Ducted | 211640973 |  | HRCU-A-CB | DLCURAH24AAK | Ducted Indoor Units | FM(C,U)4Z30**AL* |  |  |  | 9.5 | 17 | 8.5 | FALSE | FALSE | FALSE | 24400 | 20200 | 2.59 | 20590 | 2.72
211640972 | 10/27/23 | Live | CARRIER | DAY & NIGHT | Singlezone Ducted, Centrally Ducted | 211640972 |  | HRCU-A-CB | DLCURAH24AAK | Ducted Indoor Units | FM(C,U)4Z30**AL* |  |  |  | 9.5 | 17 | 8.5 | FALSE | FALSE | FALSE | 24400 | 20200 | 2.59 | 20590 | 2.72
211640971 | 10/27/23 | Live | CARRIER | COMFORTMAKER | Singlezone Ducted, Centrally Ducted | 211640971 |  | HRCU-A-CB | DLCURAH24AAK | Ducted Indoor Units | FM(C,U)4Z30**AL* |  |  |  | 9.5 | 17 | 8.5 | FALSE | FALSE | FALSE | 24400 | 20200 | 2.59 | 20590 | 2.72
211640970 | 10/27/23 | Live | CARRIER | ARCOAIRE | Singlezone Ducted, Centrally Ducted | 211640970 |  | HRCU-A-CB | DLCURAH24AAK | Ducted Indoor Units | FM(C,U)4Z30**AL* |  |  |  | 9.5 | 17 | 8.5 | FALSE | FALSE | FALSE | 24400 | 20200 | 2.59 | 20590 | 2.72
211640969 | 10/27/23 | Live | CARRIER | AIRQUEST | Singlezone Ducted, Centrally Ducted | 211640969 |  | HRCU-A-CB | DLCURAH24AAK | Ducted Indoor Units | FM(C,U)4Z30**AL* |  |  |  | 9.5 | 17 | 8.5 | FALSE | FALSE | FALSE | 24400 | 20200 | 2.59 | 20590 | 2.72
211640968 | 10/27/23 | Live | CARRIER | PAYNE HEATING AND COOLING | Singlezone Ducted, Centrally Ducted | 211640968 |  | HRCU-A-CB | 38MURAQ24AA3* | Ducted Indoor Units | FM(C,U)4Z30**AL* |  |  |  | 9.5 | 17 | 8.5 | FALSE | FALSE | FALSE | 24400 | 20200 | 2.59 | 20590 | 2.72
211640967 | 10/27/23 | Live | CARRIER | BRYANT HEATING AND COOLING SYSTEMS | Singlezone Ducted, Centrally Ducted | 211640967 |  | HRCU-A-CB | 38MURAQ24AA3* | Ducted Indoor Units | FM(C,U)4Z30**AL* |  |  |  | 9.5 | 17 | 8.5 | FALSE | FALSE | FALSE | 24400 | 20200 | 2.59 | 20590 | 2.72
211640966 | 10/27/23 | Live | CARRIER | CARRIER | Singlezone Ducted, Centrally Ducted | 211640966 |  | HRCU-A-CB | 38MURAQ24AA3* | Ducted Indoor Units | FM(C,U)4Z30**AL* |  |  |  | 9.5 | 17 | 8.5 | FALSE | FALSE | FALSE | 24400 | 20200 | 2.59 | 20590 | 2.72
211640965 | 10/27/23 | Live | CARRIER | GRANDAIRE | Singlezone Ducted, Centrally Ducted | 211640965 |  | HRCU-A-CB | WDLCURAH24AAK | Ducted Indoor Units | FM(C,U)4Z24**AL* |  |  |  | 9.5 | 16.5 | 8.5 | FALSE | FALSE | FALSE | 24000 | 20400 | 2.55 | 20790 | 2.7
211640964 | 10/27/23 | Live | CARRIER | TEMPSTAR | Singlezone Ducted, Centrally Ducted | 211640964 |  | HRCU-A-CB | DLCURAH24AAK | Ducted Indoor Units | FM(C,U)4Z24**AL* |  |  |  | 9.5 | 16.5 | 8.5 | FALSE | FALSE | FALSE | 24000 | 20400 | 2.55 | 20790 | 2.7
211640963 | 10/27/23 | Live | CARRIER | SMART COMFORT | Singlezone Ducted, Centrally Ducted | 211640963 |  | HRCU-A-CB | DLCURAH24AAK | Ducted Indoor Units | FM(C,U)4Z24**AL* |  |  |  | 9.5 | 16.5 | 8.5 | FALSE | FALSE | FALSE | 24000 | 20400 | 2.55 | 20790 | 2.7
211640962 | 10/27/23 | Live | CARRIER | KEEPRITE | Singlezone Ducted, Centrally Ducted | 211640962 |  | HRCU-A-CB | DLCURAH24AAK | Ducted Indoor Units | FM(C,U)4Z24**AL* |  |  |  | 9.5 | 16.5 | 8.5 | FALSE | FALSE | FALSE | 24000 | 20400 | 2.55 | 20790 | 2.7
211640961 | 10/27/23 | Live | CARRIER | HEIL | Singlezone Ducted, Centrally Ducted | 211640961 |  | HRCU-A-CB | DLCURAH24AAK | Ducted Indoor Units | FM(C,U)4Z24**AL* |  |  |  | 9.5 | 16.5 | 8.5 | FALSE | FALSE | FALSE | 24000 | 20400 | 2.55 | 20790 | 2.7
211640960 | 10/27/23 | Live | CARRIER | DAY & NIGHT | Singlezone Ducted, Centrally Ducted | 211640960 |  | HRCU-A-CB | DLCURAH24AAK | Ducted Indoor Units | FM(C,U)4Z24**AL* |  |  |  | 9.5 | 16.5 | 8.5 | FALSE | FALSE | FALSE | 24000 | 20400 | 2.55 | 20790 | 2.7
211640959 | 10/27/23 | Live | CARRIER | COMFORTMAKER | Singlezone Ducted, Centrally Ducted | 211640959 |  | HRCU-A-CB | DLCURAH24AAK | Ducted Indoor Units | FM(C,U)4Z24**AL* |  |  |  | 9.5 | 16.5 | 8.5 | FALSE | FALSE | FALSE | 24000 | 20400 | 2.55 | 20790 | 2.7
211640958 | 10/27/23 | Live | CARRIER | ARCOAIRE | Singlezone Ducted, Centrally Ducted | 211640958 |  | HRCU-A-CB | DLCURAH24AAK | Ducted Indoor Units | FM(C,U)4Z24**AL* |  |  |  | 9.5 | 16.5 | 8.5 | FALSE | FALSE | FALSE | 24000 | 20400 | 2.55 | 20790 | 2.7
211640957 | 10/27/23 | Live | CARRIER | AIRQUEST | Singlezone Ducted, Centrally Ducted | 211640957 |  | HRCU-A-CB | DLCURAH24AAK | Ducted Indoor Units | FM(C,U)4Z24**AL* |  |  |  | 9.5 | 16.5 | 8.5 | FALSE | FALSE | FALSE | 24000 | 20400 | 2.55 | 20790 | 2.7
211640956 | 10/27/23 | Live | CARRIER | PAYNE HEATING AND COOLING | Singlezone Ducted, Centrally Ducted | 211640956 |  | HRCU-A-CB | 38MURAQ24AA3* | Ducted Indoor Units | FM(C,U)4Z24**AL* |  |  |  | 9.5 | 16.5 | 8.5 | FALSE | FALSE | FALSE | 24000 | 20400 | 2.55 | 20790 | 2.7
211640955 | 10/27/23 | Live | CARRIER | BRYANT HEATING AND COOLING SYSTEMS | Singlezone Ducted, Centrally Ducted | 211640955 |  | HRCU-A-CB | 38MURAQ24AA3* | Ducted Indoor Units | FM(C,U)4Z24**AL* |  |  |  | 9.5 | 16.5 | 8.5 | FALSE | FALSE | FALSE | 24000 | 20400 | 2.55 | 20790 | 2.7
211640954 | 10/27/23 | Live | CARRIER | CARRIER | Singlezone Ducted, Centrally Ducted | 211640954 |  | HRCU-A-CB | 38MURAQ24AA3* | Ducted Indoor Units | FM(C,U)4Z24**AL* |  |  |  | 9.5 | 16.5 | 8.5 | FALSE | FALSE | FALSE | 24000 | 20400 | 2.55 | 20790 | 2.7
211640953 | 10/27/23 | Live | CARRIER | GRANDAIRE | Singlezone Ducted, Centrally Ducted | 211640953 |  | HRCU-A-CB | WDLCURAH24AAK | Ducted Indoor Units | WBHL304*B* |  |  |  | 9.5 | 16 | 8.1 | FALSE | FALSE | FALSE | 24600 | 20000 | 2.52 | 20380 | 2.65
211640952 | 10/27/23 | Live | CARRIER | TEMPSTAR | Singlezone Ducted, Centrally Ducted | 211640952 |  | HRCU-A-CB | DLCURAH24AAK | Ducted Indoor Units | FJMA4*30L*B* |  |  |  | 9.5 | 16 | 8.1 | FALSE | FALSE | FALSE | 24600 | 20000 | 2.52 | 20380 | 2.65
211640951 | 10/27/23 | Live | CARRIER | SMART COMFORT | Singlezone Ducted, Centrally Ducted | 211640951 |  | HRCU-A-CB | DLCURAH24AAK | Ducted Indoor Units | FJMA4*30L*B* |  |  |  | 9.5 | 16 | 8.1 | FALSE | FALSE | FALSE | 24600 | 20000 | 2.52 | 20380 | 2.65
211640950 | 10/27/23 | Live | CARRIER | KEEPRITE | Singlezone Ducted, Centrally Ducted | 211640950 |  | HRCU-A-CB | DLCURAH24AAK | Ducted Indoor Units | FJMA4*30L*B* |  |  |  | 9.5 | 16 | 8.1 | FALSE | FALSE | FALSE | 24600 | 20000 | 2.52 | 20380 | 2.65
211640949 | 10/27/23 | Live | CARRIER | HEIL | Singlezone Ducted, Centrally Ducted | 211640949 |  | HRCU-A-CB | DLCURAH24AAK | Ducted Indoor Units | FJMA4*30L*B* |  |  |  | 9.5 | 16 | 8.1 | FALSE | FALSE | FALSE | 24600 | 20000 | 2.52 | 20380 | 2.65
211640948 | 10/27/23 | Live | CARRIER | DAY & NIGHT | Singlezone Ducted, Centrally Ducted | 211640948 |  | HRCU-A-CB | DLCURAH24AAK | Ducted Indoor Units | FJMA4*30L*B* |  |  |  | 9.5 | 16 | 8.1 | FALSE | FALSE | FALSE | 24600 | 20000 | 2.52 | 20380 | 2.65
211640947 | 10/27/23 | Live | CARRIER | COMFORTMAKER | Singlezone Ducted, Centrally Ducted | 211640947 |  | HRCU-A-CB | DLCURAH24AAK | Ducted Indoor Units | FJMA4*30L*B* |  |  |  | 9.5 | 16 | 8.1 | FALSE | FALSE | FALSE | 24600 | 20000 | 2.52 | 20380 | 2.65
211640946 | 10/27/23 | Live | CARRIER | ARCOAIRE | Singlezone Ducted, Centrally Ducted | 211640946 |  | HRCU-A-CB | DLCURAH24AAK | Ducted Indoor Units | FJMA4*30L*B* |  |  |  | 9.5 | 16 | 8.1 | FALSE | FALSE | FALSE | 24600 | 20000 | 2.52 | 20380 | 2.65
211640945 | 10/27/23 | Live | CARRIER | AIRQUEST | Singlezone Ducted, Centrally Ducted | 211640945 |  | HRCU-A-CB | DLCURAH24AAK | Ducted Indoor Units | FJMA4*30L*B* |  |  |  | 9.5 | 16 | 8.1 | FALSE | FALSE | FALSE | 24600 | 20000 | 2.52 | 20380 | 2.65
211640944 | 10/27/23 | Live | CARRIER | PAYNE HEATING AND COOLING | Singlezone Ducted, Centrally Ducted | 211640944 |  | HRCU-A-CB | 38MURAQ24AA3* | Ducted Indoor Units | PF4MN*B30L* |  |  |  | 9.5 | 16 | 8.1 | FALSE | FALSE | FALSE | 24600 | 20000 | 2.52 | 20380 | 2.65
211640943 | 10/27/23 | Live | CARRIER | PAYNE HEATING AND COOLING | Singlezone Ducted, Centrally Ducted | 211640943 |  | HRCU-A-CB | 38MURAQ24AA3* | Ducted Indoor Units | FJ4DN*B30L* |  |  |  | 9.5 | 16 | 8.1 | FALSE | FALSE | FALSE | 24600 | 20000 | 2.52 | 20380 | 2.65
211640942 | 10/27/23 | Live | CARRIER | BRYANT HEATING AND COOLING SYSTEMS | Singlezone Ducted, Centrally Ducted | 211640942 |  | HRCU-A-CB | 38MURAQ24AA3* | Ducted Indoor Units | PF4MN*B30L* |  |  |  | 9.5 | 16 | 8.1 | FALSE | FALSE | FALSE | 24600 | 20000 | 2.52 | 20380 | 2.65
211640941 | 10/27/23 | Live | CARRIER | BRYANT HEATING AND COOLING SYSTEMS | Singlezone Ducted, Centrally Ducted | 211640941 |  | HRCU-A-CB | 38MURAQ24AA3* | Ducted Indoor Units | FJ4DN*B30L* |  |  |  | 9.5 | 16 | 8.1 | FALSE | FALSE | FALSE | 24600 | 20000 | 2.52 | 20380 | 2.65
211640940 | 10/27/23 | Live | CARRIER | CARRIER | Singlezone Ducted, Centrally Ducted | 211640940 |  | HRCU-A-CB | 38MURAQ24AA3* | Ducted Indoor Units | PF4MN*B30L* |  |  |  | 9.5 | 16 | 8.1 | FALSE | FALSE | FALSE | 24600 | 20000 | 2.52 | 20380 | 2.65
211640939 | 10/27/23 | Live | CARRIER | CARRIER | Singlezone Ducted, Centrally Ducted | 211640939 |  | HRCU-A-CB | 38MURAQ24AA3* | Ducted Indoor Units | FJ4DN*B30L* |  |  |  | 9.5 | 16 | 8.1 | FALSE | FALSE | FALSE | 24600 | 20000 | 2.52 | 20380 | 2.65
211640938 | 10/27/23 | Live | CARRIER | GRANDAIRE | Singlezone Ducted, Centrally Ducted | 211640938 |  | HRCU-A-CB | WDLCURAH24AAK | Ducted Indoor Units | WAHL304B* |  |  |  | 9.5 | 16 | 8.1 | FALSE | FALSE | FALSE | 24000 | 20000 | 2.46 | 20380 | 2.59
211640937 | 10/27/23 | Live | CARRIER | TEMPSTAR | Singlezone Ducted, Centrally Ducted | 211640937 |  | HRCU-A-CB | DLCURAH24AAK | Ducted Indoor Units | FEM4X30**BL |  |  |  | 9.5 | 16 | 8.1 | FALSE | FALSE | FALSE | 24000 | 20000 | 2.46 | 20380 | 2.59
211640936 | 10/27/23 | Live | CARRIER | SMART COMFORT | Singlezone Ducted, Centrally Ducted | 211640936 |  | HRCU-A-CB | DLCURAH24AAK | Ducted Indoor Units | FEM4X30**BL |  |  |  | 9.5 | 16 | 8.1 | FALSE | FALSE | FALSE | 24000 | 20000 | 2.46 | 20380 | 2.59
211640935 | 10/27/23 | Live | CARRIER | KEEPRITE | Singlezone Ducted, Centrally Ducted | 211640935 |  | HRCU-A-CB | DLCURAH24AAK | Ducted Indoor Units | FEM4X30**BL |  |  |  | 9.5 | 16 | 8.1 | FALSE | FALSE | FALSE | 24000 | 20000 | 2.46 | 20380 | 2.59
211640934 | 10/27/23 | Live | CARRIER | HEIL | Singlezone Ducted, Centrally Ducted | 211640934 |  | HRCU-A-CB | DLCURAH24AAK | Ducted Indoor Units | FEM4X30**BL |  |  |  | 9.5 | 16 | 8.1 | FALSE | FALSE | FALSE | 24000 | 20000 | 2.46 | 20380 | 2.59
211640933 | 10/27/23 | Live | CARRIER | DAY & NIGHT | Singlezone Ducted, Centrally Ducted | 211640933 |  | HRCU-A-CB | DLCURAH24AAK | Ducted Indoor Units | FEM4X30**BL |  |  |  | 9.5 | 16 | 8.1 | FALSE | FALSE | FALSE | 24000 | 20000 | 2.46 | 20380 | 2.59
211640932 | 10/27/23 | Live | CARRIER | COMFORTMAKER | Singlezone Ducted, Centrally Ducted | 211640932 |  | HRCU-A-CB | DLCURAH24AAK | Ducted Indoor Units | FEM4X30**BL |  |  |  | 9.5 | 16 | 8.1 | FALSE | FALSE | FALSE | 24000 | 20000 | 2.46 | 20380 | 2.59
211640931 | 10/27/23 | Live | CARRIER | ARCOAIRE | Singlezone Ducted, Centrally Ducted | 211640931 |  | HRCU-A-CB | DLCURAH24AAK | Ducted Indoor Units | FEM4X30**BL |  |  |  | 9.5 | 16 | 8.1 | FALSE | FALSE | FALSE | 24000 | 20000 | 2.46 | 20380 | 2.59
211640930 | 10/27/23 | Live | CARRIER | AIRQUEST | Singlezone Ducted, Centrally Ducted | 211640930 |  | HRCU-A-CB | DLCURAH24AAK | Ducted Indoor Units | FEM4X30**BL |  |  |  | 9.5 | 16 | 8.1 | FALSE | FALSE | FALSE | 24000 | 20000 | 2.46 | 20380 | 2.59
211640929 | 10/27/23 | Live | CARRIER | PAYNE HEATING AND COOLING | Singlezone Ducted, Centrally Ducted | 211640929 |  | HRCU-A-CB | 38MURAQ24AA3* | Ducted Indoor Units | PF4MNP030L* |  |  |  | 9.5 | 16 | 8.1 | FALSE | FALSE | FALSE | 24000 | 20000 | 2.46 | 20380 | 2.59
211640928 | 10/27/23 | Live | CARRIER | PAYNE HEATING AND COOLING | Singlezone Ducted, Centrally Ducted | 211640928 |  | HRCU-A-CB | 38MURAQ24AA3* | Ducted Indoor Units | FB4CNP030L |  |  |  | 9.5 | 16 | 8.1 | FALSE | FALSE | FALSE | 24000 | 20000 | 2.46 | 20380 | 2.59
211640927 | 10/27/23 | Live | CARRIER | BRYANT HEATING AND COOLING SYSTEMS | Singlezone Ducted, Centrally Ducted | 211640927 |  | HRCU-A-CB | 38MURAQ24AA3* | Ducted Indoor Units | FB4CNP030L |  |  |  | 9.5 | 16 | 8.1 | FALSE | FALSE | FALSE | 24000 | 20000 | 2.46 | 20380 | 2.59
211640926 | 10/27/23 | Live | CARRIER | CARRIER | Singlezone Ducted, Centrally Ducted | 211640926 |  | HRCU-A-CB | 38MURAQ24AA3* | Ducted Indoor Units | FB4CNP030L |  |  |  | 9.5 | 16 | 8.1 | FALSE | FALSE | FALSE | 24000 | 20000 | 2.46 | 20380 | 2.59
211640925 | 10/27/23 | Live | CARRIER | GRANDAIRE | Singlezone Ducted, Centrally Ducted | 211640925 |  | HRCU-A-CB | WDLCURAH24AAK | Ducted Indoor Units | WAHL244C* |  |  |  | 9.5 | 16.5 | 8.1 | FALSE | FALSE | FALSE | 23800 | 19900 | 2.46 | 20280 | 2.6
211640924 | 10/27/23 | Live | CARRIER | TEMPSTAR | Singlezone Ducted, Centrally Ducted | 211640924 |  | HRCU-A-CB | DLCURAH24AAK | Ducted Indoor Units | FEM4X24**CL |  |  |  | 9.5 | 16.5 | 8.1 | FALSE | FALSE | FALSE | 23800 | 19900 | 2.46 | 20280 | 2.6
211640923 | 10/27/23 | Live | CARRIER | SMART COMFORT | Singlezone Ducted, Centrally Ducted | 211640923 |  | HRCU-A-CB | DLCURAH24AAK | Ducted Indoor Units | FEM4X24**CL |  |  |  | 9.5 | 16.5 | 8.1 | FALSE | FALSE | FALSE | 23800 | 19900 | 2.46 | 20280 | 2.6
211640922 | 10/27/23 | Live | CARRIER | KEEPRITE | Singlezone Ducted, Centrally Ducted | 211640922 |  | HRCU-A-CB | DLCURAH24AAK | Ducted Indoor Units | FEM4X24**CL |  |  |  | 9.5 | 16.5 | 8.1 | FALSE | FALSE | FALSE | 23800 | 19900 | 2.46 | 20280 | 2.6
211640921 | 10/27/23 | Live | CARRIER | HEIL | Singlezone Ducted, Centrally Ducted | 211640921 |  | HRCU-A-CB | DLCURAH24AAK | Ducted Indoor Units | FEM4X24**CL |  |  |  | 9.5 | 16.5 | 8.1 | FALSE | FALSE | FALSE | 23800 | 19900 | 2.46 | 20280 | 2.6
211640920 | 10/27/23 | Live | CARRIER | DAY & NIGHT | Singlezone Ducted, Centrally Ducted | 211640920 |  | HRCU-A-CB | DLCURAH24AAK | Ducted Indoor Units | FEM4X24**CL |  |  |  | 9.5 | 16.5 | 8.1 | FALSE | FALSE | FALSE | 23800 | 19900 | 2.46 | 20280 | 2.6
211640919 | 10/27/23 | Live | CARRIER | COMFORTMAKER | Singlezone Ducted, Centrally Ducted | 211640919 |  | HRCU-A-CB | DLCURAH24AAK | Ducted Indoor Units | FEM4X24**CL |  |  |  | 9.5 | 16.5 | 8.1 | FALSE | FALSE | FALSE | 23800 | 19900 | 2.46 | 20280 | 2.6
211640918 | 10/27/23 | Live | CARRIER | ARCOAIRE | Singlezone Ducted, Centrally Ducted | 211640918 |  | HRCU-A-CB | DLCURAH24AAK | Ducted Indoor Units | FEM4X24**CL |  |  |  | 9.5 | 16.5 | 8.1 | FALSE | FALSE | FALSE | 23800 | 19900 | 2.46 | 20280 | 2.6
211640917 | 10/27/23 | Live | CARRIER | AIRQUEST | Singlezone Ducted, Centrally Ducted | 211640917 |  | HRCU-A-CB | DLCURAH24AAK | Ducted Indoor Units | FEM4X24**CL |  |  |  | 9.5 | 16.5 | 8.1 | FALSE | FALSE | FALSE | 23800 | 19900 | 2.46 | 20280 | 2.6
211640916 | 10/27/23 | Live | CARRIER | PAYNE HEATING AND COOLING | Singlezone Ducted, Centrally Ducted | 211640916 |  | HRCU-A-CB | 38MURAQ24AA3* | Ducted Indoor Units | PF4MNP025L* |  |  |  | 9.5 | 16.5 | 8.1 | FALSE | FALSE | FALSE | 23800 | 19900 | 2.46 | 20280 | 2.6
211640915 | 10/27/23 | Live | CARRIER | PAYNE HEATING AND COOLING | Singlezone Ducted, Centrally Ducted | 211640915 |  | HRCU-A-CB | 38MURAQ24AA3* | Ducted Indoor Units | FB4CNP025L |  |  |  | 9.5 | 16.5 | 8.1 | FALSE | FALSE | FALSE | 23800 | 19900 | 2.46 | 20280 | 2.6
211640914 | 10/27/23 | Live | CARRIER | BRYANT HEATING AND COOLING SYSTEMS | Singlezone Ducted, Centrally Ducted | 211640914 |  | HRCU-A-CB | 38MURAQ24AA3* | Ducted Indoor Units | FB4CNP025L |  |  |  | 9.5 | 16.5 | 8.1 | FALSE | FALSE | FALSE | 23800 | 19900 | 2.46 | 20280 | 2.6
211640913 | 10/27/23 | Live | CARRIER | CARRIER | Singlezone Ducted, Centrally Ducted | 211640913 |  | HRCU-A-CB | 38MURAQ24AA3* | Ducted Indoor Units | FB4CNP025L |  |  |  | 9.5 | 16.5 | 8.1 | FALSE | FALSE | FALSE | 23800 | 19900 | 2.46 | 20280 | 2.6
211640912 | 10/27/23 | Live | CARRIER | GRANDAIRE | Singlezone Ducted, Centrally Ducted | 211640912 |  | HRCU-A-CB | WDLCURAH24AAK | Ducted Indoor Units | WAPL304A* |  |  |  | 9.5 | 16 | 8.1 | FALSE | FALSE | FALSE | 24000 | 20000 | 2.46 | 20380 | 2.59
211640911 | 10/27/23 | Live | CARRIER | TEMPSTAR | Singlezone Ducted, Centrally Ducted | 211640911 |  | HRCU-A-CB | DLCURAH24AAK | Ducted Indoor Units | FEM4P30**AL |  |  |  | 9.5 | 16 | 8.1 | FALSE | FALSE | FALSE | 24000 | 20000 | 2.46 | 20380 | 2.59
211640910 | 10/27/23 | Live | CARRIER | SMART COMFORT | Singlezone Ducted, Centrally Ducted | 211640910 |  | HRCU-A-CB | DLCURAH24AAK | Ducted Indoor Units | FEM4P30**AL |  |  |  | 9.5 | 16 | 8.1 | FALSE | FALSE | FALSE | 24000 | 20000 | 2.46 | 20380 | 2.59
211640909 | 10/27/23 | Live | CARRIER | KEEPRITE | Singlezone Ducted, Centrally Ducted | 211640909 |  | HRCU-A-CB | DLCURAH24AAK | Ducted Indoor Units | FEM4P30**AL |  |  |  | 9.5 | 16 | 8.1 | FALSE | FALSE | FALSE | 24000 | 20000 | 2.46 | 20380 | 2.59
211640908 | 10/27/23 | Live | CARRIER | HEIL | Singlezone Ducted, Centrally Ducted | 211640908 |  | HRCU-A-CB | DLCURAH24AAK | Ducted Indoor Units | FEM4P30**AL |  |  |  | 9.5 | 16 | 8.1 | FALSE | FALSE | FALSE | 24000 | 20000 | 2.46 | 20380 | 2.59
211640907 | 10/27/23 | Live | CARRIER | DAY & NIGHT | Singlezone Ducted, Centrally Ducted | 211640907 |  | HRCU-A-CB | DLCURAH24AAK | Ducted Indoor Units | FEM4P30**AL |  |  |  | 9.5 | 16 | 8.1 | FALSE | FALSE | FALSE | 24000 | 20000 | 2.46 | 20380 | 2.59
211640906 | 10/27/23 | Live | CARRIER | COMFORTMAKER | Singlezone Ducted, Centrally Ducted | 211640906 |  | HRCU-A-CB | DLCURAH24AAK | Ducted Indoor Units | FEM4P30**AL |  |  |  | 9.5 | 16 | 8.1 | FALSE | FALSE | FALSE | 24000 | 20000 | 2.46 | 20380 | 2.59
211640905 | 10/27/23 | Live | CARRIER | ARCOAIRE | Singlezone Ducted, Centrally Ducted | 211640905 |  | HRCU-A-CB | DLCURAH24AAK | Ducted Indoor Units | FEM4P30**AL |  |  |  | 9.5 | 16 | 8.1 | FALSE | FALSE | FALSE | 24000 | 20000 | 2.46 | 20380 | 2.59
211640904 | 10/27/23 | Live | CARRIER | AIRQUEST | Singlezone Ducted, Centrally Ducted | 211640904 |  | HRCU-A-CB | DLCURAH24AAK | Ducted Indoor Units | FEM4P30**AL |  |  |  | 9.5 | 16 | 8.1 | FALSE | FALSE | FALSE | 24000 | 20000 | 2.46 | 20380 | 2.59
211640903 | 10/27/23 | Live | CARRIER | PAYNE HEATING AND COOLING | Singlezone Ducted, Centrally Ducted | 211640903 |  | HRCU-A-CB | 38MURAQ24AA3* | Ducted Indoor Units | FB4CNF030L |  |  |  | 9.5 | 16 | 8.1 | FALSE | FALSE | FALSE | 24000 | 20000 | 2.46 | 20380 | 2.59
211640902 | 10/27/23 | Live | CARRIER | BRYANT HEATING AND COOLING SYSTEMS | Singlezone Ducted, Centrally Ducted | 211640902 |  | HRCU-A-CB | 38MURAQ24AA3* | Ducted Indoor Units | FB4CNF030L |  |  |  | 9.5 | 16 | 8.1 | FALSE | FALSE | FALSE | 24000 | 20000 | 2.46 | 20380 | 2.59
211640901 | 10/27/23 | Live | CARRIER | CARRIER | Singlezone Ducted, Centrally Ducted | 211640901 |  | HRCU-A-CB | 38MURAQ24AA3* | Ducted Indoor Units | FB4CNF030L |  |  |  | 9.5 | 16 | 8.1 | FALSE | FALSE | FALSE | 24000 | 20000 | 2.46 | 20380 | 2.59
212925472 | 11/13/23 | Live | Mitsubishi Electric Trane | TRANE / MITSUBISHI ELECTRIC | Multizone All Ducted | 212925472 |  | HMSV-A-CB | NTXMMX36A142C** | Ducted Indoor Units |  |  |  |  | 8.7 | 16 | 8.5 | FALSE | FALSE | FALSE | 33400 | 22400 | 2.5 | 26000 | 2.15
212925458 | 11/13/23 | Live | Mitsubishi Electric Trane | AMERICAN STANDARD / MITSUBISHI ELECTRIC | Multizone All Ducted | 212925458 |  | HMSV-A-CB | NTXMMX36A142C** | Ducted Indoor Units |  |  |  |  | 8.7 | 16 | 8.5 | FALSE | FALSE | FALSE | 33400 | 22400 | 2.5 | 26000 | 2.15
212925470 | 11/13/23 | Live | Mitsubishi Electric Trane | TRANE / MITSUBISHI ELECTRIC | Multizone All Ducted | 212925470 |  | HMSV-A-CB | NTXMMX30A132C** | Ducted Indoor Units |  |  |  |  | 9.6 | 16.2 | 8.8 | FALSE | FALSE | FALSE | 27400 | 17800 | 2.7 | 21000 | 2.08
212925457 | 11/13/23 | Live | Mitsubishi Electric Trane | AMERICAN STANDARD / MITSUBISHI ELECTRIC | Multizone All Ducted | 212925457 |  | HMSV-A-CB | NTXMMX30A132C** | Ducted Indoor Units |  |  |  |  | 9.6 | 16.2 | 8.8 | FALSE | FALSE | FALSE | 27400 | 17800 | 2.7 | 21000 | 2.08
212925468 | 11/13/23 | Live | Mitsubishi Electric Trane | TRANE / MITSUBISHI ELECTRIC | Multizone All Ducted | 212925468 |  | HMSV-A-CB | NTXMMX24A132C** | Ducted Indoor Units |  |  |  |  | 11.2 | 16 | 8.6 | FALSE | FALSE | TRUE | 23600 | 14600 | 2.71 | 21000 | 2.08
212925456 | 11/13/23 | Live | Mitsubishi Electric Trane | AMERICAN STANDARD / MITSUBISHI ELECTRIC | Multizone All Ducted | 212925456 |  | HMSV-A-CB | NTXMMX24A132C** | Ducted Indoor Units |  |  |  |  | 11.2 | 16 | 8.6 | FALSE | FALSE | TRUE | 23600 | 14600 | 2.71 | 21000 | 2.08
213499733 | 11/13/23 | Live | Mitsubishi Electric Trane | AMERICAN STANDARD / MITSUBISHI ELECTRIC | Multizone All Ducted | 213499733 |  | HMSV-A-CB | NTXMMX20A122C** | Ducted Indoor Units |  |  |  |  | 10 | 16 | 9.1 | FALSE | FALSE | FALSE | 20000 | 12500 | 2.19 | 14500 | 2.35
212925466 | 11/13/23 | Live | Mitsubishi Electric Trane | TRANE / MITSUBISHI ELECTRIC | Multizone All Ducted | 212925466 |  | HMSV-A-CB | NTXMMX20A122C** | Ducted Indoor Units |  |  |  |  | 10 | 16 | 9.1 | FALSE | FALSE | FALSE | 20000 | 12500 | 2.19 | 14500 | 2.35
212925454 | 11/13/23 | Live | Mitsubishi Electric Trane | MITSUBISHI ELECTRIC | Multizone All Ducted | 212925454 |  | HMSV-A-CB | MXZ-4C36NA4-** | Ducted Indoor Units |  |  |  |  | 8.7 | 16 | 8.5 | FALSE | FALSE | FALSE | 33400 | 22400 | 2.5 | 26000 | 2.15
212925462 | 11/13/23 | Live | Mitsubishi Electric Trane | MITSUBISHI ELECTRIC | Multizone All Ducted | 212925462 |  | HMSV-A-CB | MXZ-3C30NA4-** | Ducted Indoor Units |  |  |  |  | 9.6 | 16.2 | 8.8 | FALSE | FALSE | FALSE | 27400 | 17800 | 2.7 | 21000 | 2.08
212925460 | 11/13/23 | Live | Mitsubishi Electric Trane | MITSUBISHI ELECTRIC | Multizone All Ducted | 212925460 |  | HMSV-A-CB | MXZ-3C24NA4-** | Ducted Indoor Units |  |  |  |  | 11.2 | 16 | 8.6 | FALSE | FALSE | TRUE | 23600 | 14600 | 2.71 | 21000 | 2.08
212925453 | 11/13/23 | Live | Mitsubishi Electric Trane | MITSUBISHI ELECTRIC | Multizone All Ducted | 212925453 |  | HMSV-A-CB | MXZ-2C20NA4-** | Ducted Indoor Units |  |  |  |  | 10 | 16 | 9.1 | FALSE | FALSE | FALSE | 20000 | 12500 | 2.19 | 14500 | 2.35
214056579 | 02/01/24 | Live | Midea Electric Trading | MITSUTOMO | Singlezone Non-Ducted, Wall Placement | 214056579 |  | HRCU-A-CB-O | HO-SZ36-BB-Q | Mini-Splits | HF-UZ36-BB-Q | 8.6 | 17.5 | 10 | 8.8 | 17.6 | 10 | FALSE | FALSE | FALSE | 36000 | 32000 | 2.23 | 42000 | 1.9
214056572 | 02/01/24 | Live | Midea Electric Trading | MITSUTOMO | Singlezone Non-Ducted, Floor Placement | 214056572 |  | HRCU-A-CB-O | HO-SZ18-AB-Q | Mini-Splits | HF-UZ18-AB-Q | 12.5 | 20.2 | 10.6 | 12.5 | 20.5 | 9.8 | FALSE | FALSE | TRUE | 17000 | 12000 | 2.3 | 17000 | 1.9
214056568 | 02/01/24 | Live | Midea Electric Trading | MITSUTOMO | Singlezone Ducted, Compact Ducted | 214056568 |  | HRCU-A-CB | HO-SZ18-AB-Q | Mini-Splits | HD-UZ18-AB-Q | 12.5 | 19.6 | 11 | 11.7 | 18 | 9.5 | FALSE | FALSE | TRUE | 17000 | 15000 | 2.27 | 19000 | 2.02
214056565 | 02/01/24 | Live | Midea Electric Trading | MITSUTOMO | Singlezone Non-Ducted, Wall Placement | 214056565 |  | HRCU-A-CB-O | HO-SZ24-AB-Q | Mini-Splits | HC-UZ24-AB-Q | 11 | 20.2 | 11.6 | 11 | 20.5 | 11.5 | FALSE | FALSE | TRUE | 24000 | 21000 | 2.64 | 24000 | 2.17
214056563 | 02/01/24 | Live | Midea Electric Trading | MITSUTOMO | Singlezone Non-Ducted, Ceiling Placement | 214056563 |  | HRCU-A-CB-O | HO-SZ12-AB-Q | Mini-Splits | HC-UZ12-AB-Q | 12.7 | 21.5 | 10.6 | 12.7 | 22.3 | 10.2 | FALSE | FALSE | TRUE | 12000 | 9900 | 2.55 | 14000 | 2.29
214056566 | 02/01/24 | Live | Midea Electric Trading | MITSUTOMO | Singlezone Ducted, Compact Ducted | 214056566 |  | HRCU-A-CB | HO-SZ09-AB-Q | Mini-Splits | HD-UZ09-AB-Q | 14 | 23 | 12 | 13.2 | 20.2 | 12 | FALSE | FALSE | TRUE | 9000 | 10100 | 2.41 | 11600 | 1.9
214056570 | 02/01/24 | Live | Midea Electric Trading | MITSUTOMO | Singlezone Non-Ducted, Wall Placement | 214056570 |  | HRCU-A-CB-O | HO-SZ12-AB-Q | Mini-Splits | HL-UZ12-AB-Q | 13.3 | 23 | 11.8 | 13.3 | 24.2 | 10.7 | FALSE | FALSE | TRUE | 12000 | 10200 | 2.72 | 12800 | 2.33
214065610 | 01/31/24 | Live | Midea Electric Trading | BLADEX | Multizone Mix of Ducted and Non-Ducted | 214065610 |  | HMSV-A-CB | B30I-28SPHP1 | Mixed Ducted and Non-Ducted Indoor Units |  | 11.5 | 21 | 10.05 | 11.75 | 21.3 | 9.65 | FALSE | FALSE | TRUE | 28000 | 26200 | 2.3 | 27200 | 2.21
214065608 | 01/31/24 | Live | Midea Electric Trading | BLADEX | Multizone All Non-Ducted | 214065608 |  | HMSR-A-CB-O | B30I-28SPHP1 | Non-Ducted Indoor Units |  | 11.5 | 22 | 10 | 11.8 | 22.6 | 9.8 | FALSE | FALSE | TRUE | 28000 | 25600 | 2.3 | 27200 | 2.21
214056571 | 02/01/24 | Live | Midea Electric Trading | MITSUTOMO | Singlezone Non-Ducted, Wall Placement | 214056571 |  | HRCU-A-CB-O | HO-SZ18-AB-Q | Mini-Splits | HL-UZ16-AB-Q | 11 | 20 | 9.7 | 11 | 20.2 | 8.9 | FALSE | FALSE | FALSE | 16000 | 14700 | 2.1 | 20200 | 1.91
214065609 | 01/31/24 | Live | G&W International Canada Inc. | Bladex | Multizone All Ducted | 214065609 |  | HMSV-A-CB | B30I-28SPHP1 | Ducted Indoor Units |  | 11.5 | 20 | 10.1 | 11.7 | 20 | 9.5 | FALSE | FALSE | TRUE | 28000 | 27000 | 2.3 | 27200 | 2.21
214056581 | 02/01/24 | Live | Midea Electric Trading | MITSUTOMO | Singlezone Non-Ducted, Floor Placement | 214056581 |  | HRCU-A-CB-O | HW-SZ60-BB-Q | Mini-Splits | HF-UZ60-BB-Q | 9 | 16.8 | 11.3 | 9 | 17.3 | 10.2 | FALSE | FALSE | TRUE | 55000 | 40000 | 2.58 | 58600 | 2.35
214056578 | 02/01/24 | Live | Midea Electric Trading | MITSUTOMO | Singlezone Ducted, Compact Ducted | 214056578 |  | HRCU-A-CB | HW-SZ60-BB-Q | Mini-Splits | HD-UZ60-BB-Q | 9.4 | 18 | 11 | 9.4 | 15.8 | 9.5 | FALSE | FALSE | FALSE | 55000 | 40000 | 2.46 | 54000 | 2.2
214056590 | 02/01/24 | Live | Midea Electric Trading | BLADEX | Singlezone Non-Ducted, Wall Placement | 214056590 |  | HRCU-A-CB-O | BS25-33HFN1-ODU | Mini-Splits | BWMF-33HWIU |  |  |  | 11.7 | 20 | 10 | FALSE | FALSE | TRUE | 33000 | 27800 | 2.35 | 34000 | 2.4
214056596 | 02/01/24 | Live | Midea Electric Trading | AC PRO.COM | Singlezone Ducted, Centrally Ducted | 214056596 |  | HRCU-A-C | AOX430U-24HFN1-MR0 |  | AAC-24HWDN1-MN0 | 10.3 | 15 | 10 | 10 | 15.7 | 9.8 | FALSE | FALSE | TRUE | 24000 | 22000 | 2.5 | 23600 | 2.14
214056595 | 02/01/24 | Live | Midea Electric Trading | AC PRO.COM | Singlezone Ducted, Centrally Ducted | 214056595 |  | HRCU-A-C | AOX330U-18HFN1-MR0 |  | AAC-24HWDN1-MN0 | 10 | 14.3 | 9.3 | 10.2 | 15.2 | 8.6 | FALSE | FALSE | TRUE | 18000 | 13000 | 2.59 | 14000 | 2.21
214053841 | 01/31/24 | Live | Bosch | BOSCH | Singlezone Ducted, Centrally Ducted | 214053841 |  | HRCU-A-C | BOVD-36HDN1-M20G |  | BMAC4248DNTF |  |  |  | 11.5 | 15.2 | 9 | TRUE | TRUE | TRUE | 32600 | 25000 | 2.36 | 25000 | 2.36
214053840 | 01/31/24 | Live | Bosch | BOSCH | Singlezone Ducted, Centrally Ducted | 214053840 |  | HRCU-A-C | BOVD-36HDN1-M20G |  | BMAC4248CNTF |  |  |  | 11.5 | 15.2 | 9 | TRUE | TRUE | TRUE | 32400 | 25000 | 2.36 | 25000 | 2.36
214056583 | 02/01/24 | Live | Midea Electric Trading | MITSUTOMO | Singlezone Ducted, Centrally Ducted | 214056583 |  | HRCU-A-CB | HO-SZ24-AB-Q |  | HV-UZ24-AB-Q | 12.5 | 21 | 11.6 | 11.7 | 18.4 | 9.3 | FALSE | FALSE | TRUE | 23000 | 16900 | 2.4 | 25000 | 2.22
214053839 | 01/31/24 | Live | Bosch | BOSCH | Singlezone Ducted, Centrally Ducted | 214053839 |  | HRCU-A-C | BOVD-36HDN1-M20G |  | BMAC4248BNTF |  |  |  | 11.5 | 15.2 | 9 | TRUE | TRUE | TRUE | 32000 | 24600 | 2.34 | 24600 | 2.34
214053803 | 01/31/24 | Live | Bosch | BOSCH | Singlezone Ducted, Centrally Ducted | 214053803 |  | HRCU-A-C | BOVD-36HDN1-M20G |  | BMAC3036CNTD | 11.4 | 16 | 9.5 | 11 | 15 | 9 | FALSE | FALSE | FALSE | 32600 | 23600 | 2.34 | 23600 | 2.34
214053802 | 01/31/24 | Live | Bosch | BOSCH | Singlezone Ducted, Centrally Ducted | 214053802 |  | HRCU-A-C | BOVD-36HDN1-M20G |  | BMAC3036BNTD | 11.2 | 16 | 9.5 | 11 | 15 | 9 | FALSE | FALSE | FALSE | 32400 | 23600 | 2.34 | 23600 | 2.34
214056584 | 02/01/24 | Live | Midea Electric Trading | MITSUTOMO | Singlezone Ducted, Centrally Ducted | 214056584 |  | HRCU-A-CB | RO-SZ30-AB-Q |  | HV-UZ30-AB-Q | 11.1 | 19 | 10 | 11.2 | 17.5 | 8.4 | FALSE | FALSE | TRUE | 30000 | 20400 | 2.04 | 22000 | 2.04
214053801 | 01/31/24 | Live | Bosch | BOSCH | Singlezone Ducted, Centrally Ducted | 214053801 |  | HRCU-A-C | BOVD-36HDN1-M20G |  | BMAC3036ANTD | 10.8 | 16 | 9.5 | 10.6 | 15 | 9 | FALSE | FALSE | FALSE | 32000 | 23400 | 2.3 | 23400 | 2.3
214053838 | 01/31/24 | Live | Bosch | BOSCH | Singlezone Ducted, Centrally Ducted | 214053838 |  | HRCU-A-C | BOVD-36HDN1-M20G |  | BMAC2430BNTD |  |  |  | 12 | 15.2 | 9 | TRUE | TRUE | TRUE | 23400 | 19400 | 2.2 | 19400 | 2.2
214056582 | 02/01/24 | Live | Midea Electric Trading | MITSUTOMO | Singlezone Ducted, Centrally Ducted | 214056582 |  | HRCU-A-CB | HO-SZ18-AB-Q |  | HV-UZ18-AB-Q | 12.5 | 20 | 10.8 | 11.7 | 17.6 | 9.6 | FALSE | FALSE | TRUE | 18000 | 15400 | 2.7 | 18200 | 2.14
214053837 | 01/31/24 | Live | Bosch | BOSCH | Singlezone Ducted, Centrally Ducted | 214053837 |  | HRCU-A-C | BOVD-36HDN1-M20G |  | BMAC2430ANTD |  |  |  | 12 | 15.2 | 9 | TRUE | TRUE | TRUE | 23200 | 19400 | 2.2 | 19400 | 2.2
214056593 | 02/01/24 | Live | Midea Electric Trading | BLADEX | Singlezone Ducted, Centrally Ducted | 214056593 |  | HRCU-A-C | BX30-24HPHYHA |  | BLCA-24HWAC1 |  |  |  | 10.7 | 16.1 | 9.8 | FALSE | FALSE | TRUE | 24000 | 22400 | 2.42 | 25000 | 2.24
214056594 | 02/01/24 | Live | Midea Electric Trading | BLADEX | Singlezone Ducted, Centrally Ducted | 214056594 |  | HRCU-A-C | BX30-24HPHYHA |  | BLCA-24HWAC1-UNC |  |  |  | 10.7 | 16.1 | 9.8 | FALSE | FALSE | TRUE | 24000 | 22400 | 2.42 | 25000 | 2.24
214100075 | 02/02/24 | Live | Rheem | RUUD | Singlezone Ducted, Centrally Ducted | 214100075 |  | HRCU-A-CB | RD17AZ36AJ3N | Ducted Indoor Units | RB2TZ3621STANM |  |  |  | 10 | 16 | 8.1 | FALSE | FALSE | TRUE | 32000 | 23400 | 2.8 | 23400 | 2.8
214100074 | 02/02/24 | Live | Rheem | FRIEDRICH | Singlezone Ducted, Centrally Ducted | 214100074 |  | HRCU-A-CB | RD17AZ36AJ3N | Ducted Indoor Units | FRB2TZ3621STANM |  |  |  | 10 | 16 | 8.1 | FALSE | FALSE | TRUE | 32000 | 23400 | 2.8 | 23400 | 2.8
214100073 | 02/02/24 | Live | Rheem | RHEEM | Singlezone Ducted, Centrally Ducted | 214100073 |  | HRCU-A-CB | RD17AZ36AJ3N | Ducted Indoor Units | RB2TZ3621STANM |  |  |  | 10 | 16 | 8.1 | FALSE | FALSE | TRUE | 32000 | 23400 | 2.8 | 23400 | 2.8
214053824 | 01/31/24 | Live | Bosch | BOSCH | Singlezone Ducted, Centrally Ducted | 214053824 |  | HRCU-A-CB | BOVD-36HDN1-M20G |  | BVA-36WN1-M20 |  |  |  | 12 | 19 | 9.5 | TRUE | TRUE | TRUE | 34200 | 28000 | 2.5 | 28000 | 2.5
214053823 | 01/31/24 | Live | Bosch | BOSCH | Singlezone Ducted, Centrally Ducted | 214053823 |  | HRCU-A-CB | BOVD-36HDN1-M20G |  | BVA-24WN1-M20 | 14 | 20.5 | 10.5 | 13 | 20 | 9.5 | TRUE | TRUE | TRUE | 24000 | 22400 | 2.4 | 22400 | 2.4
214053822 | 01/31/24 | Live | Bosch | BOSCH | Singlezone Ducted, Centrally Ducted | 214053822 |  | HRCU-A-C | BOVC-36HDN1-M20G |  | BMAC4248DNTF |  |  |  | 11.5 | 15.2 | 9 | TRUE | TRUE | TRUE | 32600 | 25000 | 2.36 | 25000 | 2.36
214100072 | 02/02/24 | Live | Rheem | RUSSELL | Singlezone Ducted, Centrally Ducted | 214100072 |  | HRCU-A-CB | RD17AZ36AJ3N | Ducted Indoor Units | RF2TZ3624STANS |  |  |  | 10 | 17 | 8.1 | FALSE | FALSE | TRUE | 32400 | 23800 | 2.8 | 23800 | 2.8
214053821 | 01/31/24 | Live | Bosch | BOSCH | Singlezone Ducted, Centrally Ducted | 214053821 |  | HRCU-A-C | BOVC-36HDN1-M20G |  | BMAC4248CNTF |  |  |  | 11.5 | 15.2 | 9 | TRUE | TRUE | TRUE | 32400 | 25000 | 2.36 | 25000 | 2.36
214053820 | 01/31/24 | Live | Bosch | BOSCH | Singlezone Ducted, Centrally Ducted | 214053820 |  | HRCU-A-C | BOVC-36HDN1-M20G |  | BMAC4248BNTF |  |  |  | 11.5 | 15.2 | 9 | TRUE | TRUE | TRUE | 32000 | 24600 | 2.34 | 24600 | 2.34
214100071 | 02/02/24 | Live | Rheem | SURE | Singlezone Ducted, Centrally Ducted | 214100071 |  | HRCU-A-CB | RD17AZ36AJ3N | Ducted Indoor Units | RF2TZ3624STANS |  |  |  | 10 | 17 | 8.1 | FALSE | FALSE | TRUE | 32400 | 23800 | 2.8 | 23800 | 2.8
214053800 | 01/31/24 | Live | Bosch | BOSCH | Singlezone Ducted, Centrally Ducted | 214053800 |  | HRCU-A-C | BOVC-36HDN1-M20G |  | BMAC3036CNTD | 11.4 | 16 | 9.5 | 11 | 15 | 9 | FALSE | FALSE | FALSE | 32600 | 23600 | 2.34 | 23600 | 2.34
214053799 | 01/31/24 | Live | Bosch | BOSCH | Singlezone Ducted, Centrally Ducted | 214053799 |  | HRCU-A-C | BOVC-36HDN1-M20G |  | BMAC3036BNTD | 11.2 | 16 | 9.5 | 11 | 15 | 9 | FALSE | FALSE | FALSE | 32400 | 23600 | 2.34 | 23600 | 2.34
214100070 | 02/02/24 | Live | Rheem | RHEEM | Singlezone Ducted, Centrally Ducted | 214100070 |  | HRCU-A-CB | RD17AZ36AJ3N | Ducted Indoor Units | RF2TZ3624STANS |  |  |  | 10 | 17 | 8.1 | FALSE | FALSE | TRUE | 32400 | 23800 | 2.8 | 23800 | 2.8
214053798 | 01/31/24 | Live | Bosch | BOSCH | Singlezone Ducted, Centrally Ducted | 214053798 |  | HRCU-A-C | BOVC-36HDN1-M20G |  | BMAC3036ANTD | 10.8 | 16 | 9.5 | 10.6 | 15 | 9 | FALSE | FALSE | FALSE | 32000 | 23400 | 2.3 | 23400 | 2.3
214053819 | 01/31/24 | Live | Bosch | BOSCH | Singlezone Ducted, Centrally Ducted | 214053819 |  | HRCU-A-C | BOVC-36HDN1-M20G |  | BMAC2430BNTD |  |  |  | 12 | 15.2 | 9 | TRUE | TRUE | TRUE | 23400 | 19400 | 2.2 | 19400 | 2.2
214053818 | 01/31/24 | Live | Bosch | BOSCH | Singlezone Ducted, Centrally Ducted | 214053818 |  | HRCU-A-C | BOVC-36HDN1-M20G |  | BMAC2430ANTD |  |  |  | 12 | 15.2 | 9 | TRUE | TRUE | TRUE | 23200 | 19400 | 2.2 | 19400 | 2.2
214100069 | 02/02/24 | Live | Rheem | RUUD | Singlezone Ducted, Centrally Ducted | 214100069 |  | HRCU-A-CB | RD17AZ36AJ3N | Ducted Indoor Units | RF2TZ3624STANS |  |  |  | 10 | 17 | 8.1 | FALSE | FALSE | TRUE | 32400 | 23800 | 2.8 | 23800 | 2.8
214053805 | 01/31/24 | Live | Bosch | BOSCH | Singlezone Ducted, Centrally Ducted | 214053805 |  | HRCU-A-CB | BOVC-36HDN1-M20G |  | BVA-36WN1-M20 |  |  |  | 12 | 19 | 9.5 | TRUE | TRUE | TRUE | 34200 | 28000 | 2.5 | 28000 | 2.5
214053804 | 01/31/24 | Live | Bosch | BOSCH | Singlezone Ducted, Centrally Ducted | 214053804 |  | HRCU-A-CB | BOVC-36HDN1-M20G |  | BVA-24WN1-M20 | 14 | 20.5 | 10.5 | 13 | 20 | 9.5 | TRUE | TRUE | TRUE | 24000 | 22400 | 2.4 | 22400 | 2.4
214078219 | 01/31/24 | Live | Midea Electric Trading | KEPLER | Singlezone Ducted, Centrally Ducted | 214078219 |  | HRCU-A-C | AZPN/B36WDUID |  | AZPN/C36WAC |  |  |  | 10 | 15.2 | 8.5 | TRUE | TRUE | TRUE | 35000 | 27000 | 2.06 | 21800 | 2
214061914 | 01/31/24 | Live | Friedrich Air Conditioning | FRIEDRICH | Singlezone Ducted, Centrally Ducted | 214061914 |  | HRCU-A-C | WFPU18Z483C |  | DC61A44-245R |  |  |  | 11.4 | 15.55 | 8.55 | TRUE | TRUE | TRUE | 42000 | 31200 | 3.22 | 39000 | 2.19
214061913 | 01/31/24 | Live | Friedrich Air Conditioning | FRIEDRICH | Singlezone Ducted, Centrally Ducted | 214061913 |  | HRCU-A-C | WFPU18Z363C |  | DC37A44-210L |  |  |  | 11.3 | 15.5 | 9.4 | FALSE | FALSE | TRUE | 30000 | 23000 | 2.89 | 34520 | 2.29
213795611 | 01/31/24 | Live | Friedrich Air Conditioning | FRIEDRICH | Singlezone Ducted, Centrally Ducted | 213795611 |  | HRCU-A-CB | WFPU17Z603C |  | WFH60Z223C | 8.5 | 17.5 | 10 | 8.25 | 17 | 8.5 | FALSE | FALSE | FALSE | 56000 | 40000 | 2.34 | 42000 | 2.1
213795618 | 01/31/24 | Live | Friedrich Air Conditioning | FRIEDRICH | Singlezone Ducted, Centrally Ducted | 213795618 |  | HRCU-A-CB | WFPU18Z483C |  | WFH48Z223C | 10.2 | 18 | 10 | 10.1 | 17.5 | 8.5 | TRUE | TRUE | TRUE | 48000 | 31000 | 2.36 | 39000 | 2.3
213795617 | 01/31/24 | Live | Friedrich Air Conditioning | FRIEDRICH | Singlezone Ducted, Centrally Ducted | 213795617 |  | HRCU-A-CB | WFPU18Z363C |  | WFH36Z193C | 9.55 | 18 | 11 | 10.1 | 18 | 9.5 | TRUE | TRUE | TRUE | 34000 | 24000 | 2.5 | 34520 | 2.38
213795616 | 01/31/24 | Live | Friedrich Air Conditioning | FRIEDRICH | Singlezone Ducted, Centrally Ducted | 213795616 |  | HRCU-A-CB | WFPU17Z243C |  | WFH24Z193C | 10.9 | 18 | 10 | 10.1 | 16.5 | 9 | TRUE | TRUE | TRUE | 22000 | 16000 | 2.4 | 18000 | 1.99
213617769 | 01/30/24 | Live | GENERALLUX | GENERALLUX STAR | Singlezone Non-Ducted, Wall Placement | 213617769 |  | HRCU-A-CB-O | GNS-18HCH21TO2 | Mini-Splits | GNS-18HCH21TI2 | 13 | 20.5 | 10.5 | 13.2 | 20.5 | 9.5 | FALSE | FALSE | TRUE | 18000 | 10500 | 1.2 | 17500 | 1.84
213617768 | 01/30/24 | Live | GENERALLUX | GENERALLUX STAR | Singlezone Non-Ducted, Wall Placement | 213617768 |  | HRCU-A-CB-O | GNS-12HCH23TO2 | Mini-Splits | GNS-12HCH23TI2 | 12.5 | 23 | 11 | 12.7 | 23.5 | 9.5 | FALSE | FALSE | TRUE | 12000 | 6800 | 2.73 | 11500 | 2.41
208447754 | 01/25/24 | Live | CARRIER | TEMPSTAR | Singlezone Non-Ducted, Wall Placement | 208447754 |  | HRCU-A-CB-O | DLCERBH30AAK | Mini-Splits | DLFEHBH30XAK | 12.2 | 21 | 10.5 | 12.2 | 21 | 8.7 | TRUE | FALSE | FALSE | 30000 | 20000 | 1.87 | 23000 | 2.1
208447757 | 01/25/24 | Live | CARRIER | TEMPSTAR | Singlezone Non-Ducted, Wall Placement | 208447757 |  | HRCU-A-CB-O | DLCERBH24AAK | Mini-Splits | DLFEHBH24XAK | 9.5 | 18.5 | 10.2 | 9.5 | 18.5 | 8.6 | FALSE | FALSE | FALSE | 24000 | 16500 | 2.38 | 19257 | 2.11
208447750 | 01/25/24 | Live | CARRIER | TEMPSTAR | Singlezone Non-Ducted, Wall Placement | 208447750 |  | HRCU-A-CB-O | DLCERBH12AAJ | Mini-Splits | DLFEHBH12XAJ | 10.3 | 20 | 10.8 | 10.3 | 20.8 | 8.7 | FALSE | FALSE | FALSE | 12000 | 7800 | 2.31 | 8200 | 1.35
208447753 | 01/25/24 | Live | CARRIER | TEMPSTAR | Singlezone Non-Ducted, Wall Placement | 208447753 |  | HRCU-A-CB-O | DLCERBH18AAK | Mini-Splits | DLFEHBH18XAK | 11 | 19.5 | 10 | 11 | 19.5 | 8.7 | FALSE | FALSE | FALSE | 18000 | 11400 | 2.57 | 14370 | 2.49
208447755 | 01/25/24 | Live | CARRIER | TEMPSTAR | Singlezone Non-Ducted, Wall Placement | 208447755 |  | HRCU-A-CB-O | DLCERBH12AAK | Mini-Splits | DLFEHBH12XAK | 10.8 | 20.5 | 10.7 | 10.8 | 21.4 | 9.2 | FALSE | FALSE | FALSE | 12000 | 7000 | 2.5 | 9300 | 2
208447756 | 01/25/24 | Live | CARRIER | TEMPSTAR | Singlezone Non-Ducted, Wall Placement | 208447756 |  | HRCU-A-CB-O | DLCERBH09AAK | Mini-Splits | DLFEHBH09XAK | 12.6 | 21.5 | 10 | 12.6 | 21.7 | 9.4 | TRUE | TRUE | FALSE | 9000 | 6000 | 2.51 | 8065 | 2.17
208447751 | 01/25/24 | Live | CARRIER | TEMPSTAR | Singlezone Non-Ducted, Wall Placement | 208447751 |  | HRCU-A-CB-O | DLCERBH09AAJ | Mini-Splits | DLFEHBH09XAJ | 12.5 | 21.5 | 10.3 | 12.5 | 21.5 | 9.1 | TRUE | TRUE | FALSE | 9000 | 6300 | 2.4 | 7973 | 1.88
208447762 | 01/25/24 | Live | CARRIER | SMART COMFORT | Singlezone Non-Ducted, Wall Placement | 208447762 |  | HRCU-A-CB-O | DLCERBH30AAK | Mini-Splits | DLFEHBH30XAK | 12.2 | 21 | 10.5 | 12.2 | 21 | 8.7 | TRUE | FALSE | FALSE | 30000 | 20000 | 1.87 | 23000 | 2.1
208447765 | 01/25/24 | Live | CARRIER | SMART COMFORT | Singlezone Non-Ducted, Wall Placement | 208447765 |  | HRCU-A-CB-O | DLCERBH24AAK | Mini-Splits | DLFEHBH24XAK | 9.5 | 18.5 | 10.2 | 9.5 | 18.5 | 8.6 | FALSE | FALSE | FALSE | 24000 | 16500 | 2.38 | 19257 | 2.11
208447758 | 01/25/24 | Live | CARRIER | SMART COMFORT | Singlezone Non-Ducted, Wall Placement | 208447758 |  | HRCU-A-CB-O | DLCERBH12AAJ | Mini-Splits | DLFEHBH12XAJ | 10.3 | 20 | 10.8 | 10.3 | 20.8 | 8.7 | FALSE | FALSE | FALSE | 12000 | 7800 | 2.31 | 8200 | 1.35
208447761 | 01/25/24 | Live | CARRIER | SMART COMFORT | Singlezone Non-Ducted, Wall Placement | 208447761 |  | HRCU-A-CB-O | DLCERBH18AAK | Mini-Splits | DLFEHBH18XAK | 11 | 19.5 | 10 | 11 | 19.5 | 8.7 | FALSE | FALSE | FALSE | 18000 | 11400 | 2.57 | 14370 | 2.49
208447763 | 01/25/24 | Live | CARRIER | SMART COMFORT | Singlezone Non-Ducted, Wall Placement | 208447763 |  | HRCU-A-CB-O | DLCERBH12AAK | Mini-Splits | DLFEHBH12XAK | 10.8 | 20.5 | 10.7 | 10.8 | 21.4 | 9.2 | FALSE | FALSE | FALSE | 12000 | 7000 | 2.5 | 9300 | 2
208447764 | 01/25/24 | Live | CARRIER | SMART COMFORT | Singlezone Non-Ducted, Wall Placement | 208447764 |  | HRCU-A-CB-O | DLCERBH09AAK | Mini-Splits | DLFEHBH09XAK | 12.6 | 21.5 | 10 | 12.6 | 21.7 | 9.4 | TRUE | TRUE | FALSE | 9000 | 6000 | 2.51 | 8065 | 2.17
208447759 | 01/25/24 | Live | CARRIER | SMART COMFORT | Singlezone Non-Ducted, Wall Placement | 208447759 |  | HRCU-A-CB-O | DLCERBH09AAJ | Mini-Splits | DLFEHBH09XAJ | 12.5 | 21.5 | 10.3 | 12.5 | 21.5 | 9.1 | TRUE | TRUE | FALSE | 9000 | 6300 | 2.4 | 7973 | 1.88
211756515 | 01/25/24 | Live | CARRIER | LPS Legacy | Singlezone Non-Ducted, Wall Placement | 211756515 |  | HRCU-A-CB-O | DLCERBH30AAK | Mini-Splits | DLFEHBH30XAK | 12.2 | 21 | 10.5 | 12.2 | 21 | 8.7 | TRUE | FALSE | FALSE | 30000 | 20000 | 1.87 | 23000 | 2.1
211756494 | 01/25/24 | Live | CARRIER | LPS Legacy | Singlezone Non-Ducted, Wall Placement | 211756494 |  | HRCU-A-CB-O | DLCERBH24AAK | Mini-Splits | DLFEHBH24XAK | 9.5 | 18.5 | 10.2 | 9.5 | 18.5 | 8.6 | FALSE | FALSE | FALSE | 24000 | 16500 | 2.38 | 19257 | 2.11
211756493 | 01/25/24 | Live | CARRIER | LPS Legacy | Singlezone Non-Ducted, Wall Placement | 211756493 |  | HRCU-A-CB-O | DLCERBH12AAJ | Mini-Splits | DLFEHBH12XAJ | 10.3 | 20 | 10.8 | 10.3 | 20.8 | 8.7 | FALSE | FALSE | FALSE | 12000 | 7800 | 2.31 | 8200 | 1.35
211756490 | 01/25/24 | Live | CARRIER | LPS Legacy | Singlezone Non-Ducted, Wall Placement | 211756490 |  | HRCU-A-CB-O | DLCERBH18AAK | Mini-Splits | DLFEHBH18XAK | 11 | 19.5 | 10 | 11 | 19.5 | 8.7 | FALSE | FALSE | FALSE | 18000 | 11400 | 2.57 | 14370 | 2.49
211756491 | 01/25/24 | Live | CARRIER | LPS Legacy | Singlezone Non-Ducted, Wall Placement | 211756491 |  | HRCU-A-CB-O | DLCERBH12AAK | Mini-Splits | DLFEHBH12XAK | 10.8 | 20.5 | 10.7 | 10.8 | 21.4 | 9.2 | FALSE | FALSE | FALSE | 12000 | 7000 | 2.5 | 9300 | 2
211756601 | 01/25/24 | Live | CARRIER | LPS Legacy | Singlezone Non-Ducted, Wall Placement | 211756601 |  | HRCU-A-CB-O | DLCERBH09AAK | Mini-Splits | DLFEHBH09XAK | 12.6 | 21.5 | 10 | 12.6 | 21.7 | 9.4 | TRUE | TRUE | FALSE | 9000 | 6000 | 2.51 | 8065 | 2.17
211756585 | 01/25/24 | Live | CARRIER | LPS Legacy | Singlezone Non-Ducted, Wall Placement | 211756585 |  | HRCU-A-CB-O | DLCERBH09AAJ | Mini-Splits | DLFEHBH09XAJ | 12.5 | 21.5 | 10.3 | 12.5 | 21.5 | 9.1 | TRUE | TRUE | FALSE | 9000 | 6300 | 2.4 | 7973 | 1.88
208447738 | 01/25/24 | Live | CARRIER | KENMORE | Singlezone Non-Ducted, Wall Placement | 208447738 |  | HRCU-A-CB-O | DLCERBH30AAK | Mini-Splits | DLFEHBH30XAK | 12.2 | 21 | 10.5 | 12.2 | 21 | 8.7 | TRUE | FALSE | FALSE | 30000 | 20000 | 1.87 | 23000 | 2.1
208447741 | 01/25/24 | Live | CARRIER | KENMORE | Singlezone Non-Ducted, Wall Placement | 208447741 |  | HRCU-A-CB-O | DLCERBH24AAK | Mini-Splits | DLFEHBH24XAK | 9.5 | 18.5 | 10.2 | 9.5 | 18.5 | 8.6 | FALSE | FALSE | FALSE | 24000 | 16500 | 2.38 | 19257 | 2.11
208447734 | 01/25/24 | Live | CARRIER | KENMORE | Singlezone Non-Ducted, Wall Placement | 208447734 |  | HRCU-A-CB-O | DLCERBH12AAJ | Mini-Splits | DLFEHBH12XAJ | 10.3 | 20 | 10.8 | 10.3 | 20.8 | 8.7 | FALSE | FALSE | FALSE | 12000 | 7800 | 2.31 | 8200 | 1.35
208447737 | 01/25/24 | Live | CARRIER | KENMORE | Singlezone Non-Ducted, Wall Placement | 208447737 |  | HRCU-A-CB-O | DLCERBH18AAK | Mini-Splits | DLFEHBH18XAK | 11 | 19.5 | 10 | 11 | 19.5 | 8.7 | FALSE | FALSE | FALSE | 18000 | 11400 | 2.57 | 14370 | 2.49
208447739 | 01/25/24 | Live | CARRIER | KENMORE | Singlezone Non-Ducted, Wall Placement | 208447739 |  | HRCU-A-CB-O | DLCERBH12AAK | Mini-Splits | DLFEHBH12XAK | 10.8 | 20.5 | 10.7 | 10.8 | 21.4 | 9.2 | FALSE | FALSE | FALSE | 12000 | 7000 | 2.5 | 9300 | 2
208447740 | 01/25/24 | Live | CARRIER | KENMORE | Singlezone Non-Ducted, Wall Placement | 208447740 |  | HRCU-A-CB-O | DLCERBH09AAK | Mini-Splits | DLFEHBH09XAK | 12.6 | 21.5 | 10 | 12.6 | 21.7 | 9.4 | TRUE | TRUE | FALSE | 9000 | 6000 | 2.51 | 8065 | 2.17
208447735 | 01/25/24 | Live | CARRIER | KENMORE | Singlezone Non-Ducted, Wall Placement | 208447735 |  | HRCU-A-CB-O | DLCERBH09AAJ | Mini-Splits | DLFEHBH09XAJ | 12.5 | 21.5 | 10.3 | 12.5 | 21.5 | 9.1 | TRUE | TRUE | FALSE | 9000 | 6300 | 2.4 | 7973 | 1.88
208447730 | 01/25/24 | Live | CARRIER | KEEPRITE | Singlezone Non-Ducted, Wall Placement | 208447730 |  | HRCU-A-CB-O | DLCERBH30AAK | Mini-Splits | DLFEHBH30XAK | 12.2 | 21 | 10.5 | 12.2 | 21 | 8.7 | TRUE | FALSE | FALSE | 30000 | 20000 | 1.87 | 23000 | 2.1
208447733 | 01/25/24 | Live | CARRIER | KEEPRITE | Singlezone Non-Ducted, Wall Placement | 208447733 |  | HRCU-A-CB-O | DLCERBH24AAK | Mini-Splits | DLFEHBH24XAK | 9.5 | 18.5 | 10.2 | 9.5 | 18.5 | 8.6 | FALSE | FALSE | FALSE | 24000 | 16500 | 2.38 | 19257 | 2.11
208447726 | 01/25/24 | Live | CARRIER | KEEPRITE | Singlezone Non-Ducted, Wall Placement | 208447726 |  | HRCU-A-CB-O | DLCERBH12AAJ | Mini-Splits | DLFEHBH12XAJ | 10.3 | 20 | 10.8 | 10.3 | 20.8 | 8.7 | FALSE | FALSE | FALSE | 12000 | 7800 | 2.31 | 8200 | 1.35
208447729 | 01/25/24 | Live | CARRIER | KEEPRITE | Singlezone Non-Ducted, Wall Placement | 208447729 |  | HRCU-A-CB-O | DLCERBH18AAK | Mini-Splits | DLFEHBH18XAK | 11 | 19.5 | 10 | 11 | 19.5 | 8.7 | FALSE | FALSE | FALSE | 18000 | 11400 | 2.57 | 14370 | 2.49
208447731 | 01/25/24 | Live | CARRIER | KEEPRITE | Singlezone Non-Ducted, Wall Placement | 208447731 |  | HRCU-A-CB-O | DLCERBH12AAK | Mini-Splits | DLFEHBH12XAK | 10.8 | 20.5 | 10.7 | 10.8 | 21.4 | 9.2 | FALSE | FALSE | FALSE | 12000 | 7000 | 2.5 | 9300 | 2
208447732 | 01/25/24 | Live | CARRIER | KEEPRITE | Singlezone Non-Ducted, Wall Placement | 208447732 |  | HRCU-A-CB-O | DLCERBH09AAK | Mini-Splits | DLFEHBH09XAK | 12.6 | 21.5 | 10 | 12.6 | 21.7 | 9.4 | TRUE | TRUE | FALSE | 9000 | 6000 | 2.51 | 8065 | 2.17
208447727 | 01/25/24 | Live | CARRIER | KEEPRITE | Singlezone Non-Ducted, Wall Placement | 208447727 |  | HRCU-A-CB-O | DLCERBH09AAJ | Mini-Splits | DLFEHBH09XAJ | 12.5 | 21.5 | 10.3 | 12.5 | 21.5 | 9.1 | TRUE | TRUE | FALSE | 9000 | 6300 | 2.4 | 7973 | 1.88
208447722 | 01/25/24 | Live | CARRIER | HEIL | Singlezone Non-Ducted, Wall Placement | 208447722 |  | HRCU-A-CB-O | DLCERBH30AAK | Mini-Splits | DLFEHBH30XAK | 12.2 | 21 | 10.5 | 12.2 | 21 | 8.7 | TRUE | FALSE | FALSE | 30000 | 20000 | 1.87 | 23000 | 2.1
208447725 | 01/25/24 | Live | CARRIER | HEIL | Singlezone Non-Ducted, Wall Placement | 208447725 |  | HRCU-A-CB-O | DLCERBH24AAK | Mini-Splits | DLFEHBH24XAK | 9.5 | 18.5 | 10.2 | 9.5 | 18.5 | 8.6 | FALSE | FALSE | FALSE | 24000 | 16500 | 2.38 | 19257 | 2.11
208447718 | 01/25/24 | Live | CARRIER | HEIL | Singlezone Non-Ducted, Wall Placement | 208447718 |  | HRCU-A-CB-O | DLCERBH12AAJ | Mini-Splits | DLFEHBH12XAJ | 10.3 | 20 | 10.8 | 10.3 | 20.8 | 8.7 | FALSE | FALSE | FALSE | 12000 | 7800 | 2.31 | 8200 | 1.35
208447721 | 01/25/24 | Live | CARRIER | HEIL | Singlezone Non-Ducted, Wall Placement | 208447721 |  | HRCU-A-CB-O | DLCERBH18AAK | Mini-Splits | DLFEHBH18XAK | 11 | 19.5 | 10 | 11 | 19.5 | 8.7 | FALSE | FALSE | FALSE | 18000 | 11400 | 2.57 | 14370 | 2.49
208447723 | 01/25/24 | Live | CARRIER | HEIL | Singlezone Non-Ducted, Wall Placement | 208447723 |  | HRCU-A-CB-O | DLCERBH12AAK | Mini-Splits | DLFEHBH12XAK | 10.8 | 20.5 | 10.7 | 10.8 | 21.4 | 9.2 | FALSE | FALSE | FALSE | 12000 | 7000 | 2.5 | 9300 | 2
208447724 | 01/25/24 | Live | CARRIER | HEIL | Singlezone Non-Ducted, Wall Placement | 208447724 |  | HRCU-A-CB-O | DLCERBH09AAK | Mini-Splits | DLFEHBH09XAK | 12.6 | 21.5 | 10 | 12.6 | 21.7 | 9.4 | TRUE | TRUE | FALSE | 9000 | 6000 | 2.51 | 8065 | 2.17
208447719 | 01/25/24 | Live | CARRIER | HEIL | Singlezone Non-Ducted, Wall Placement | 208447719 |  | HRCU-A-CB-O | DLCERBH09AAJ | Mini-Splits | DLFEHBH09XAJ | 12.5 | 21.5 | 10.3 | 12.5 | 21.5 | 9.1 | TRUE | TRUE | FALSE | 9000 | 6300 | 2.4 | 7973 | 1.88
208447714 | 01/25/24 | Live | CARRIER | DAY & NIGHT | Singlezone Non-Ducted, Wall Placement | 208447714 |  | HRCU-A-CB-O | DLCERBH30AAK | Mini-Splits | DLFEHBH30XAK | 12.2 | 21 | 10.5 | 12.2 | 21 | 8.7 | TRUE | FALSE | FALSE | 30000 | 20000 | 1.87 | 23000 | 2.1
208447717 | 01/25/24 | Live | CARRIER | DAY & NIGHT | Singlezone Non-Ducted, Wall Placement | 208447717 |  | HRCU-A-CB-O | DLCERBH24AAK | Mini-Splits | DLFEHBH24XAK | 9.5 | 18.5 | 10.2 | 9.5 | 18.5 | 8.6 | FALSE | FALSE | FALSE | 24000 | 16500 | 2.38 | 19257 | 2.11
208447710 | 01/25/24 | Live | CARRIER | DAY & NIGHT | Singlezone Non-Ducted, Wall Placement | 208447710 |  | HRCU-A-CB-O | DLCERBH12AAJ | Mini-Splits | DLFEHBH12XAJ | 10.3 | 20 | 10.8 | 10.3 | 20.8 | 8.7 | FALSE | FALSE | FALSE | 12000 | 7800 | 2.31 | 8200 | 1.35
208447713 | 01/25/24 | Live | CARRIER | DAY & NIGHT | Singlezone Non-Ducted, Wall Placement | 208447713 |  | HRCU-A-CB-O | DLCERBH18AAK | Mini-Splits | DLFEHBH18XAK | 11 | 19.5 | 10 | 11 | 19.5 | 8.7 | FALSE | FALSE | FALSE | 18000 | 11400 | 2.57 | 14370 | 2.49
208447715 | 01/25/24 | Live | CARRIER | DAY & NIGHT | Singlezone Non-Ducted, Wall Placement | 208447715 |  | HRCU-A-CB-O | DLCERBH12AAK | Mini-Splits | DLFEHBH12XAK | 10.8 | 20.5 | 10.7 | 10.8 | 21.4 | 9.2 | FALSE | FALSE | FALSE | 12000 | 7000 | 2.5 | 9300 | 2
208447716 | 01/25/24 | Live | CARRIER | DAY & NIGHT | Singlezone Non-Ducted, Wall Placement | 208447716 |  | HRCU-A-CB-O | DLCERBH09AAK | Mini-Splits | DLFEHBH09XAK | 12.6 | 21.5 | 10 | 12.6 | 21.7 | 9.4 | TRUE | TRUE | FALSE | 9000 | 6000 | 2.51 | 8065 | 2.17
208447711 | 01/25/24 | Live | CARRIER | DAY & NIGHT | Singlezone Non-Ducted, Wall Placement | 208447711 |  | HRCU-A-CB-O | DLCERBH09AAJ | Mini-Splits | DLFEHBH09XAJ | 12.5 | 21.5 | 10.3 | 12.5 | 21.5 | 9.1 | TRUE | TRUE | FALSE | 9000 | 6300 | 2.4 | 7973 | 1.88
208447706 | 01/25/24 | Live | CARRIER | COMFORTMAKER | Singlezone Non-Ducted, Wall Placement | 208447706 |  | HRCU-A-CB-O | DLCERBH30AAK | Mini-Splits | DLFEHBH30XAK | 12.2 | 21 | 10.5 | 12.2 | 21 | 8.7 | TRUE | FALSE | FALSE | 30000 | 20000 | 1.87 | 23000 | 2.1
208447709 | 01/25/24 | Live | CARRIER | COMFORTMAKER | Singlezone Non-Ducted, Wall Placement | 208447709 |  | HRCU-A-CB-O | DLCERBH24AAK | Mini-Splits | DLFEHBH24XAK | 9.5 | 18.5 | 10.2 | 9.5 | 18.5 | 8.6 | FALSE | FALSE | FALSE | 24000 | 16500 | 2.38 | 19257 | 2.11
208447702 | 01/25/24 | Live | CARRIER | COMFORTMAKER | Singlezone Non-Ducted, Wall Placement | 208447702 |  | HRCU-A-CB-O | DLCERBH12AAJ | Mini-Splits | DLFEHBH12XAJ | 10.3 | 20 | 10.8 | 10.3 | 20.8 | 8.7 | FALSE | FALSE | FALSE | 12000 | 7800 | 2.31 | 8200 | 1.35
208447705 | 01/25/24 | Live | CARRIER | COMFORTMAKER | Singlezone Non-Ducted, Wall Placement | 208447705 |  | HRCU-A-CB-O | DLCERBH18AAK | Mini-Splits | DLFEHBH18XAK | 11 | 19.5 | 10 | 11 | 19.5 | 8.7 | FALSE | FALSE | FALSE | 18000 | 11400 | 2.57 | 14370 | 2.49
208447707 | 01/25/24 | Live | CARRIER | COMFORTMAKER | Singlezone Non-Ducted, Wall Placement | 208447707 |  | HRCU-A-CB-O | DLCERBH12AAK | Mini-Splits | DLFEHBH12XAK | 10.8 | 20.5 | 10.7 | 10.8 | 21.4 | 9.2 | FALSE | FALSE | FALSE | 12000 | 7000 | 2.5 | 9300 | 2
208447708 | 01/25/24 | Live | CARRIER | COMFORTMAKER | Singlezone Non-Ducted, Wall Placement | 208447708 |  | HRCU-A-CB-O | DLCERBH09AAK | Mini-Splits | DLFEHBH09XAK | 12.6 | 21.5 | 10 | 12.6 | 21.7 | 9.4 | TRUE | TRUE | FALSE | 9000 | 6000 | 2.51 | 8065 | 2.17
208447703 | 01/25/24 | Live | CARRIER | COMFORTMAKER | Singlezone Non-Ducted, Wall Placement | 208447703 |  | HRCU-A-CB-O | DLCERBH09AAJ | Mini-Splits | DLFEHBH09XAJ | 12.5 | 21.5 | 10.3 | 12.5 | 21.5 | 9.1 | TRUE | TRUE | FALSE | 9000 | 6300 | 2.4 | 7973 | 1.88
208447698 | 01/25/24 | Live | CARRIER | ARCOAIRE | Singlezone Non-Ducted, Wall Placement | 208447698 |  | HRCU-A-CB-O | DLCERBH30AAK | Mini-Splits | DLFEHBH30XAK | 12.2 | 21 | 10.5 | 12.2 | 21 | 8.7 | TRUE | FALSE | FALSE | 30000 | 20000 | 1.87 | 23000 | 2.1
208447701 | 01/25/24 | Live | CARRIER | ARCOAIRE | Singlezone Non-Ducted, Wall Placement | 208447701 |  | HRCU-A-CB-O | DLCERBH24AAK | Mini-Splits | DLFEHBH24XAK | 9.5 | 18.5 | 10.2 | 9.5 | 18.5 | 8.6 | FALSE | FALSE | FALSE | 24000 | 16500 | 2.38 | 19257 | 2.11
208447694 | 01/25/24 | Live | CARRIER | ARCOAIRE | Singlezone Non-Ducted, Wall Placement | 208447694 |  | HRCU-A-CB-O | DLCERBH12AAJ | Mini-Splits | DLFEHBH12XAJ | 10.3 | 20 | 10.8 | 10.3 | 20.8 | 8.7 | FALSE | FALSE | FALSE | 12000 | 7800 | 2.31 | 8200 | 1.35
208447697 | 01/25/24 | Live | CARRIER | ARCOAIRE | Singlezone Non-Ducted, Wall Placement | 208447697 |  | HRCU-A-CB-O | DLCERBH18AAK | Mini-Splits | DLFEHBH18XAK | 11 | 19.5 | 10 | 11 | 19.5 | 8.7 | FALSE | FALSE | FALSE | 18000 | 11400 | 2.57 | 14370 | 2.49
208447699 | 01/25/24 | Live | CARRIER | ARCOAIRE | Singlezone Non-Ducted, Wall Placement | 208447699 |  | HRCU-A-CB-O | DLCERBH12AAK | Mini-Splits | DLFEHBH12XAK | 10.8 | 20.5 | 10.7 | 10.8 | 21.4 | 9.2 | FALSE | FALSE | FALSE | 12000 | 7000 | 2.5 | 9300 | 2
208447700 | 01/25/24 | Live | CARRIER | ARCOAIRE | Singlezone Non-Ducted, Wall Placement | 208447700 |  | HRCU-A-CB-O | DLCERBH09AAK | Mini-Splits | DLFEHBH09XAK | 12.6 | 21.5 | 10 | 12.6 | 21.7 | 9.4 | TRUE | TRUE | FALSE | 9000 | 6000 | 2.51 | 8065 | 2.17
208447695 | 01/25/24 | Live | CARRIER | ARCOAIRE | Singlezone Non-Ducted, Wall Placement | 208447695 |  | HRCU-A-CB-O | DLCERBH09AAJ | Mini-Splits | DLFEHBH09XAJ | 12.5 | 21.5 | 10.3 | 12.5 | 21.5 | 9.1 | TRUE | TRUE | FALSE | 9000 | 6300 | 2.4 | 7973 | 1.88
208447770 | 01/25/24 | Live | CARRIER | AIRQUEST | Singlezone Non-Ducted, Wall Placement | 208447770 |  | HRCU-A-CB-O | DLCERBH30AAK | Mini-Splits | DLFEHBH30XAK | 12.2 | 21 | 10.5 | 12.2 | 21 | 8.7 | TRUE | FALSE | FALSE | 30000 | 20000 | 1.87 | 23000 | 2.1
208447773 | 01/25/24 | Live | CARRIER | AIRQUEST | Singlezone Non-Ducted, Wall Placement | 208447773 |  | HRCU-A-CB-O | DLCERBH24AAK | Mini-Splits | DLFEHBH24XAK | 9.5 | 18.5 | 10.2 | 9.5 | 18.5 | 8.6 | FALSE | FALSE | FALSE | 24000 | 16500 | 2.38 | 19257 | 2.11
208447766 | 01/25/24 | Live | CARRIER | AIRQUEST | Singlezone Non-Ducted, Wall Placement | 208447766 |  | HRCU-A-CB-O | DLCERBH12AAJ | Mini-Splits | DLFEHBH12XAJ | 10.3 | 20 | 10.8 | 10.3 | 20.8 | 8.7 | FALSE | FALSE | FALSE | 12000 | 7800 | 2.31 | 8200 | 1.35
208447769 | 01/25/24 | Live | CARRIER | AIRQUEST | Singlezone Non-Ducted, Wall Placement | 208447769 |  | HRCU-A-CB-O | DLCERBH18AAK | Mini-Splits | DLFEHBH18XAK | 11 | 19.5 | 10 | 11 | 19.5 | 8.7 | FALSE | FALSE | FALSE | 18000 | 11400 | 2.57 | 14370 | 2.49
208447771 | 01/25/24 | Live | CARRIER | AIRQUEST | Singlezone Non-Ducted, Wall Placement | 208447771 |  | HRCU-A-CB-O | DLCERBH12AAK | Mini-Splits | DLFEHBH12XAK | 10.8 | 20.5 | 10.7 | 10.8 | 21.4 | 9.2 | FALSE | FALSE | FALSE | 12000 | 7000 | 2.5 | 9300 | 2
208447772 | 01/25/24 | Live | CARRIER | AIRQUEST | Singlezone Non-Ducted, Wall Placement | 208447772 |  | HRCU-A-CB-O | DLCERBH09AAK | Mini-Splits | DLFEHBH09XAK | 12.6 | 21.5 | 10 | 12.6 | 21.7 | 9.4 | TRUE | TRUE | FALSE | 9000 | 6000 | 2.51 | 8065 | 2.17
208447767 | 01/25/24 | Live | CARRIER | AIRQUEST | Singlezone Non-Ducted, Wall Placement | 208447767 |  | HRCU-A-CB-O | DLCERBH09AAJ | Mini-Splits | DLFEHBH09XAJ | 12.5 | 21.5 | 10.3 | 12.5 | 21.5 | 9.1 | TRUE | TRUE | FALSE | 9000 | 6300 | 2.4 | 7973 | 1.88
208447746 | 01/25/24 | Live | CARRIER | MIDEA | Singlezone Non-Ducted, Wall Placement | 208447746 |  | HRCU-A-CB-O | DLCERBH30AAK | Mini-Splits | DLFEHBH30XAK | 12.2 | 21 | 10.5 | 12.2 | 21 | 8.7 | TRUE | FALSE | FALSE | 30000 | 20000 | 1.87 | 23000 | 2.1
208447749 | 01/25/24 | Live | CARRIER | MIDEA | Singlezone Non-Ducted, Wall Placement | 208447749 |  | HRCU-A-CB-O | DLCERBH24AAK | Mini-Splits | DLFEHBH24XAK | 9.5 | 18.5 | 10.2 | 9.5 | 18.5 | 8.6 | FALSE | FALSE | FALSE | 24000 | 16500 | 2.38 | 19257 | 2.11
208447742 | 01/25/24 | Live | CARRIER | MIDEA | Singlezone Non-Ducted, Wall Placement | 208447742 |  | HRCU-A-CB-O | DLCERBH12AAJ | Mini-Splits | DLFEHBH12XAJ | 10.3 | 20 | 10.8 | 10.3 | 20.8 | 8.7 | FALSE | FALSE | FALSE | 12000 | 7800 | 2.31 | 8200 | 1.35
208447745 | 01/25/24 | Live | CARRIER | MIDEA | Singlezone Non-Ducted, Wall Placement | 208447745 |  | HRCU-A-CB-O | DLCERBH18AAK | Mini-Splits | DLFEHBH18XAK | 11 | 19.5 | 10 | 11 | 19.5 | 8.7 | FALSE | FALSE | FALSE | 18000 | 11400 | 2.57 | 14370 | 2.49
208447747 | 01/25/24 | Live | CARRIER | MIDEA | Singlezone Non-Ducted, Wall Placement | 208447747 |  | HRCU-A-CB-O | DLCERBH12AAK | Mini-Splits | DLFEHBH12XAK | 10.8 | 20.5 | 10.7 | 10.8 | 21.4 | 9.2 | FALSE | FALSE | FALSE | 12000 | 7000 | 2.5 | 9300 | 2
208447748 | 01/25/24 | Live | CARRIER | MIDEA | Singlezone Non-Ducted, Wall Placement | 208447748 |  | HRCU-A-CB-O | DLCERBH09AAK | Mini-Splits | DLFEHBH09XAK | 12.6 | 21.5 | 10 | 12.6 | 21.7 | 9.4 | TRUE | TRUE | FALSE | 9000 | 6000 | 2.51 | 8065 | 2.17
208447743 | 01/25/24 | Live | CARRIER | MIDEA | Singlezone Non-Ducted, Wall Placement | 208447743 |  | HRCU-A-CB-O | DLCERBH09AAJ | Mini-Splits | DLFEHBH09XAJ | 12.5 | 21.5 | 10.3 | 12.5 | 21.5 | 9.1 | TRUE | TRUE | FALSE | 9000 | 6300 | 2.4 | 7973 | 1.88
213785831 | 01/15/24 | Live | Midea Electric Trading | MDV | Singlezone Ducted, Centrally Ducted | 213785831 |  | HRCU-A-CB | MOD30U-36HFN1-MR0 |  | MVBL-36HWFN1-MK3 |  |  |  | 9.5 | 16 | 8 | FALSE | FALSE | FALSE | 36000 | 19000 | 2.1 | 23200 | 2.02
213785830 | 01/15/24 | Live | Midea Electric Trading | MDV | Singlezone Ducted, Centrally Ducted | 213785830 |  | HRCU-A-CB | MOD30U-30HFN1-MR0 |  | MVBL-30HWFN1-MJ3 |  |  |  | 10 | 16.5 | 8.2 | FALSE | FALSE | FALSE | 30000 | 18000 | 2.2 | 20500 | 2.14
213785832 | 01/15/24 | Live | Midea Electric Trading | MDV | Singlezone Ducted, Centrally Ducted | 213785832 |  | HRCU-A-CB | MOX430U-24HFN1-MR0 |  | MVBL-24HWFN1-MI3 |  |  |  | 10 | 16 | 8.5 | FALSE | FALSE | TRUE | 24000 | 21000 | 2.6 | 21000 | 2.6
213785829 | 01/15/24 | Live | Midea Electric Trading | MDV | Singlezone Ducted, Centrally Ducted | 213785829 |  | HRCU-A-CB | MOX330U-18HFN1-MR0 |  | MVBL-18HWFN1-MH3 |  |  |  | 10 | 16 | 8 | FALSE | FALSE | TRUE | 18000 | 12000 | 2.61 | 12000 | 2.59
213500520 | 01/15/24 | Live | Midea Electric Trading | MDV | Singlezone Ducted, Centrally Ducted | 213500520 |  | HRCU-A-C | MOX330U-18HFN1-MR0 |  | MVBM-24A18T3N1 |  |  |  | 10.2 | 15.2 | 8.5 | FALSE | FALSE | TRUE | 18000 | 12800 | 2.61 | 13000 | 2.2
213479413 | 01/15/24 | Live | Midea Electric Trading | MDV | Singlezone Ducted, Centrally Ducted | 213479413 |  | HRCU-A-CB | MOX630-36HFN1-M3X |  | MVC-36HWFN1-M |  |  |  | 11.7 | 16.3 | 9.5 | TRUE | TRUE | TRUE | 35000 | 31800 | 2.4 | 36000 | 1.9
213386476 | 01/15/24 | Live | Midea Electric Trading | MDV | Singlezone Ducted, Centrally Ducted | 213386476 |  | HRCU-A-C | MOX630-36HFN1-M3X |  | MAC-36HWDN1-MN0 |  |  |  | 10 | 15.2 | 8.5 | TRUE | TRUE | TRUE | 35000 | 27000 | 2.06 | 21800 | 2
213386475 | 01/15/24 | Live | Midea Electric Trading | MDV | Singlezone Ducted, Centrally Ducted | 213386475 |  | HRCU-A-C | MOX630-36HFN1-M3X |  | MVB-36B23T4N1 |  |  |  | 10 | 15.2 | 8.5 | TRUE | TRUE | TRUE | 35000 | 27000 | 2.06 | 21800 | 2
213785833 | 01/15/24 | Live | Midea Electric Trading | NUTECH | Singlezone Ducted, Centrally Ducted | 213785833 |  | HRCU-A-CB | NOD30U-36HFN1-MR0 |  | NVBL-36HWFN1-MI3 |  |  |  | 9.5 | 16 | 8 | FALSE | FALSE | FALSE | 36000 | 19000 | 2.1 | 23200 | 2.02
213804884 | 01/15/24 | Live | Midea Electric Trading | MULTI MFG | Singlezone Ducted, Centrally Ducted | 213804884 |  | HRCU-A-CB | HES-36HD-A |  | 36HSHP-C-M-A |  |  |  | 9.5 | 16 | 8 | FALSE | FALSE | FALSE | 36000 | 19000 | 2.1 | 23200 | 2.02
213804887 | 01/15/24 | Live | Midea Electric Trading | INNOVAIR | Singlezone Ducted, Centrally Ducted | 213804887 |  | HRCU-A-CB | SEV36H2R19 |  | FEV36H2R19 |  |  |  | 9.5 | 16 | 8 | FALSE | FALSE | FALSE | 36000 | 19000 | 2.1 | 23200 | 2.02
213804888 | 01/15/24 | Live | Midea Electric Trading | INNOVAIR | Singlezone Ducted, Centrally Ducted | 213804888 |  | HRCU-A-CB | SEV30H2R19 |  | FEV30H2R19 |  |  |  | 10 | 16.5 | 8.2 | FALSE | FALSE | FALSE | 30000 | 18000 | 2.2 | 20500 | 2.14
213785835 | 01/15/24 | Live | Midea Electric Trading | NUTECH | Singlezone Ducted, Centrally Ducted | 213785835 |  | HRCU-A-CB | NOD30U-30HFN1-MR0 |  | NVBL-30HWFN1-MI3 |  |  |  | 10 | 16.5 | 8.2 | FALSE | FALSE | FALSE | 30000 | 18000 | 2.2 | 20500 | 2.14
213804883 | 01/15/24 | Live | Midea Electric Trading | MULTI MFG | Singlezone Ducted, Centrally Ducted | 213804883 |  | HRCU-A-CB | HES-30HD-A |  | 30HSHP-C-M-A |  |  |  | 10 | 16.5 | 8.2 | FALSE | FALSE | FALSE | 30000 | 18000 | 2.2 | 20500 | 2.14
213927644 | 01/15/24 | Live | Midea Electric Trading | BLADEX | Singlezone Ducted, Centrally Ducted | 213927644 |  | HRCU-A-C | BX18-HP15ECO |  | BLCA-24A14AC-UNC |  |  |  | 10.2 | 15.2 | 8.5 | FALSE | FALSE | TRUE | 18000 | 12800 | 2.61 | 13000 | 2.2
213927643 | 01/15/24 | Live | Midea Electric Trading | BLADEX | Singlezone Ducted, Centrally Ducted | 213927643 |  | HRCU-A-C | BX18-HP15ECO |  | BLCA-24A14AC |  |  |  | 10.2 | 15.2 | 8.5 | FALSE | FALSE | TRUE | 18000 | 12800 | 2.61 | 13000 | 2.2
213769925 | 01/15/24 | Live | Midea Electric Trading | AI AIR CONDITIONING | Singlezone Ducted, Centrally Ducted | 213769925 |  | HRCU-A-CB | AUO18-36N1-M3H |  | AUH2-36N1-CM3E |  |  |  | 11.7 | 16.3 | 9.5 | TRUE | TRUE | TRUE | 35000 | 31800 | 2.4 | 36000 | 1.9
213927635 | 01/15/24 | Live | Midea Electric Trading | WELLS | Singlezone Ducted, Centrally Ducted | 213927635 |  | HRCU-A-CB | WUCB-36HFMO |  | WUA-36HFMAH |  |  |  | 11.7 | 16.3 | 9.5 | TRUE | TRUE | TRUE | 35000 | 31800 | 2.4 | 36000 | 1.9
213927636 | 01/15/24 | Live | Midea Electric Trading | WELLS | Singlezone Ducted, Centrally Ducted | 213927636 |  | HRCU-A-C | WUCB-36HFMO |  | WUA-36BHFM |  |  |  | 10 | 15.2 | 8.5 | TRUE | TRUE | TRUE | 35000 | 27000 | 2.06 | 21800 | 2
213927648 | 01/15/24 | Live | Midea Electric Trading | BLADEX | Singlezone Ducted, Centrally Ducted | 213927648 |  | HRCU-A-C | BX36-HP15ECO |  | BLCB-36B18AC-UNC |  |  |  | 9.7 | 14.6 | 7.7 | FALSE | FALSE | FALSE | 35000 | 19400 | 2.1 | 21200 | 2.2
213927647 | 01/15/24 | Live | Midea Electric Trading | BLADEX | Singlezone Ducted, Centrally Ducted | 213927647 |  | HRCU-A-C | BX36-HP15ECO |  | BLCB-36B18AC |  |  |  | 9.7 | 14.6 | 7.7 | FALSE | FALSE | FALSE | 35000 | 19400 | 2.1 | 21200 | 2.2
213916281 | 01/15/24 | Live | Midea Electric Trading | NUTECH | Singlezone Ducted, Centrally Ducted | 213916281 |  | HRCU-A-CB | NOD30U-36HFN1-MR0 |  | NVBE-36HWFN1-ML3E |  |  |  | 10 | 16.9 | 8 | FALSE | FALSE | FALSE | 35000 | 19000 | 2.2 | 21800 | 2
213916278 | 01/15/24 | Live | Midea Electric Trading | NUTECH | Singlezone Ducted, Centrally Ducted | 213916278 |  | HRCU-A-CB | NOX330-18HFN1-MR0 |  | NVBE-18HWFN1-MM3E |  |  |  | 10.7 | 17 | 8.8 | FALSE | FALSE | FALSE | 18000 | 11500 | 2.59 | 12500 | 2.75
213916279 | 01/15/24 | Live | Midea Electric Trading | NUTECH | Singlezone Ducted, Centrally Ducted | 213916279 |  | HRCU-A-CB | NOX430-24HFN1-MR0 |  | NVBE-24HWFN1-MM3E |  |  |  | 10.5 | 17 | 10.2 | FALSE | FALSE | FALSE | 24000 | 19500 | 2.6 | 21600 | 2.41
213879957 | 01/15/24 | Live | Midea Electric Trading | CUSTOM COMFORT | Singlezone Ducted, Centrally Ducted | 213879957 |  | HRCU-A-C | CCOXHA24V60HP |  | CCOEHACC60D |  |  |  | 8.6 | 14.5 | 8.6 | FALSE | FALSE | FALSE | 53000 | 37000 | 2.26 | 38000 | 2.26
213769927 | 01/15/24 | Live | Midea Electric Trading | AI AIR CONDITIONING | Singlezone Ducted, Centrally Ducted | 213769927 |  | HRCU-A-CB | AUO18-60N1-M3H |  | AUH2-60N1-DM3E | 9 | 16.4 | 10.5 | 8.8 | 15.3 | 9.4 | TRUE | TRUE | FALSE | 55000 | 42000 | 2.6 | 52500 | 2.3
213927652 | 01/15/24 | Live | Midea Electric Trading | BLADEX | Singlezone Ducted, Centrally Ducted | 213927652 |  | HRCU-A-C | BX48-HP15ECO |  | BLC-48HWAC1-UNC | 9.15 | 14 | 9.4 | 8.6 | 14.3 | 8.3 | FALSE | FALSE | FALSE | 48000 | 30400 | 2.2 | 32000 | 2.03
213927651 | 01/15/24 | Live | Midea Electric Trading | BLADEX | Singlezone Ducted, Centrally Ducted | 213927651 |  | HRCU-A-C | BX48-HP15ECO |  | BLC-48HWAC1 | 9.15 | 14 | 9.4 | 8.6 | 14.3 | 8.3 | FALSE | FALSE | FALSE | 48000 | 30400 | 2.2 | 32000 | 2.03
213927650 | 01/15/24 | Live | Midea Electric Trading | BLADEX | Singlezone Ducted, Centrally Ducted | 213927650 |  | HRCU-A-C | BX36-HP15ECO |  | BLC-36HWAC1-UNC | 10.1 | 14.2 | 9.2 | 9.3 | 14.4 | 8 | FALSE | FALSE | FALSE | 36000 | 19800 | 2.2 | 24900 | 2.13
213927649 | 01/15/24 | Live | Midea Electric Trading | BLADEX | Singlezone Ducted, Centrally Ducted | 213927649 |  | HRCU-A-C | BX36-HP15ECO |  | BLC-36HWAC1 | 10.1 | 14.2 | 9.2 | 9.3 | 14.4 | 8 | FALSE | FALSE | FALSE | 36000 | 19800 | 2.2 | 24900 | 2.13
213927654 | 01/15/24 | Live | Midea Electric Trading | BLADEX | Singlezone Ducted, Centrally Ducted | 213927654 |  | HRCU-A-C | BX60-HP15ECO |  | BLC-60HWAC1-UNC | 9.5 | 14.9 | 9.3 | 9 | 15.2 | 8.5 | FALSE | FALSE | FALSE | 53000 | 34000 | 2.2 | 36000 | 2.19
213927653 | 01/15/24 | Live | Midea Electric Trading | BLADEX | Singlezone Ducted, Centrally Ducted | 213927653 |  | HRCU-A-C | BX60-HP15ECO |  | BLC-60HWAC1 | 9.5 | 14.9 | 9.3 | 9 | 15.2 | 8.5 | FALSE | FALSE | FALSE | 53000 | 34000 | 2.2 | 36000 | 2.19
213927646 | 01/15/24 | Live | Midea Electric Trading | BLADEX | Singlezone Ducted, Centrally Ducted | 213927646 |  | HRCU-A-C | BX30-HP15ECO |  | BLC-36HWAC1-UNC | 10 | 14.2 | 9.5 | 10.2 | 14.9 | 9.3 | FALSE | FALSE | FALSE | 30000 | 22000 | 2.6 | 24400 | 2.1
213927645 | 01/15/24 | Live | Midea Electric Trading | BLADEX | Singlezone Ducted, Centrally Ducted | 213927645 |  | HRCU-A-C | BX30-HP15ECO |  | BLC-36HWAC1 | 10 | 14.2 | 9.5 | 10.2 | 14.9 | 9.3 | FALSE | FALSE | FALSE | 30000 | 22000 | 2.6 | 24400 | 2.1
213916282 | 01/15/24 | Live | Midea Electric Trading | NUTECH | Singlezone Ducted, Centrally Ducted | 213916282 |  | HRCU-A-CB | NOX330-18HFN1-MR0 |  | NVC-18HWFN1-M | 11.1 | 19 | 10.8 | 10.9 | 17 | 8.8 | FALSE | FALSE | TRUE | 18000 | 12000 | 2.71 | 12000 | 2.71
213769926 | 01/15/24 | Live | Midea Electric Trading | AI AIR CONDITIONING | Singlezone Ducted, Centrally Ducted | 213769926 |  | HRCU-A-CB | AUO18-48N1-M3H |  | AUH2-48N1-CM3E | 8.5 | 16 | 10 | 8.2 | 15.6 | 9.4 | TRUE | TRUE | FALSE | 47000 | 36000 | 2.36 | 48000 | 2.05
213769923 | 01/15/24 | Live | Midea Electric Trading | AI AIR CONDITIONING | Singlezone Ducted, Centrally Ducted | 213769923 |  | HRCU-A-CB | AUO18-24N1-M3H |  | AUH2-24N1-BM3E | 12.5 | 20 | 12 | 11.7 | 17.4 | 10 | TRUE | TRUE | TRUE | 24000 | 19200 | 2.5 | 26400 | 2.14
213769922 | 01/15/24 | Live | Midea Electric Trading | AI AIR CONDITIONING | Singlezone Ducted, Centrally Ducted | 213769922 |  | HRCU-A-CB | AUO18-18N1-M3H |  | AUH2-18N1-BM3E | 12.5 | 20 | 11 | 12.4 | 18 | 9.3 | TRUE | TRUE | TRUE | 18000 | 13500 | 2.6 | 21000 | 2.21
213879462 | 01/15/24 | Live | Midea Electric Trading | AC PRO.COM | Singlezone Ducted, Centrally Ducted | 213879462 |  | HRCU-A-CB | AOD30U-36HFN1-MR0 |  | AVBL-36HWFN1-MK3 |  |  |  | 9.5 | 16 | 8 | FALSE | FALSE | FALSE | 36000 | 19000 | 2.1 | 23200 | 2.02
213879461 | 01/15/24 | Live | Midea Electric Trading | AC PRO.COM | Singlezone Ducted, Centrally Ducted | 213879461 |  | HRCU-A-CB | AOD30U-30HFN1-MR0 |  | AVBL-30HWFN1-MJ3 |  |  |  | 10 | 16.5 | 8.2 | FALSE | FALSE | FALSE | 30000 | 18000 | 2.2 | 20500 | 2.14
214010090 | 01/15/24 | Live | Midea Electric Trading | AC PRO.COM | Singlezone Ducted, Centrally Ducted | 214010090 |  | HRCU-A-C | AOX330U-18HFN1-MR0 |  | AVBM-24A18T3N1 |  |  |  | 10.2 | 15.2 | 8.5 | FALSE | FALSE | TRUE | 18000 | 12800 | 2.61 | 13000 | 2.2
213885860 | 01/15/24 | Live | Midea Electric Trading | THERMAL ZONE | Singlezone Ducted, Centrally Ducted | 213885860 |  | HRCU-A-C | TZPLV362AA |  | MVB-36B23T4N1 |  |  |  | 9.7 | 14.6 | 7.7 | FALSE | FALSE | FALSE | 35000 | 19400 | 2.1 | 21200 | 2.2
214010095 | 01/15/24 | Live | Midea Electric Trading | AC PRO.COM | Singlezone Ducted, Centrally Ducted | 214010095 |  | HRCU-A-C | AOD30U-36HFN1-MR0 |  | AVB-36B23T4N1 |  |  |  | 9.7 | 14.6 | 7.7 | FALSE | FALSE | FALSE | 35000 | 19400 | 2.1 | 21200 | 2.2
214010092 | 01/15/24 | Live | Midea Electric Trading | AC PRO.COM | Singlezone Ducted, Centrally Ducted | 214010092 |  | HRCU-A-C | AOX430U-24HFN1-MR0 |  | AVBM-24A18T3N1 |  |  |  | 10 | 15.4 | 9.2 | FALSE | FALSE | TRUE | 24000 | 22600 | 2.56 | 22600 | 2.56
213885873 | 01/15/24 | Live | Midea Electric Trading | THERMAL ZONE | Singlezone Ducted, Centrally Ducted | 213885873 |  | HRCU-A-C | TZPLV242PA |  | MVBM-24A18T3N1* |  |  |  | 10.7 | 16.1 | 9.8 | FALSE | FALSE | TRUE | 24000 | 22400 | 2.42 | 25000 | 2.24
213885871 | 01/15/24 | Live | Midea Electric Trading | THERMAL ZONE | Singlezone Ducted, Centrally Ducted | 213885871 |  | HRCU-A-C | TZPLV482PA |  | MAC-60HWDN1-MN0 |  |  |  | 10 | 15.2 | 9.2 | FALSE | FALSE | TRUE | 45000 | 37000 | 2.26 | 38000 | 2.26
213885872 | 01/15/24 | Live | Midea Electric Trading | THERMAL ZONE | Singlezone Ducted, Centrally Ducted | 213885872 |  | HRCU-A-C | TZPLV602PA |  | MAC-60HWDN1-MN0 |  |  |  | 8.6 | 14.5 | 8.6 | FALSE | FALSE | FALSE | 53000 | 37000 | 2.26 | 38000 | 2.26
214010091 | 01/15/24 | Live | Midea Electric Trading | AC PRO.COM | Singlezone Ducted, Centrally Ducted | 214010091 |  | HRCU-A-C | AOX330-18HFN1-MR0 |  | AAC-24HWDN1-MN0 | 10 | 14.3 | 9.3 | 10.2 | 15.2 | 8.6 | FALSE | FALSE | TRUE | 18000 | 13000 | 2.59 | 14000 | 2.21
213885870 | 01/15/24 | Live | Midea Electric Trading | THERMAL ZONE | Singlezone Ducted, Centrally Ducted | 213885870 |  | HRCU-A-C | TZPLV482PA |  | MAC-48HWDN1-MN0 | 9 | 14 | 10 | 8.6 | 14.3 | 9 | FALSE | FALSE | FALSE | 46000 | 32000 | 2.36 | 45000 | 2.11
213885862 | 01/15/24 | Live | Midea Electric Trading | THERMAL ZONE | Singlezone Ducted, Centrally Ducted | 213885862 |  | HRCU-A-C | TZPLV482AA |  | MAC-48HWDN1-MN0 | 9.15 | 14 | 9.4 | 8.6 | 14.3 | 8.3 | FALSE | FALSE | FALSE | 48000 | 30400 | 2.2 | 32000 | 2.03
213885861 | 01/15/24 | Live | Midea Electric Trading | THERMAL ZONE | Singlezone Ducted, Centrally Ducted | 213885861 |  | HRCU-A-C | TZPLV362AA |  | MAC-36HWDN1-MN0 | 10.1 | 14.2 | 9.2 | 9.3 | 14.4 | 8 | FALSE | FALSE | FALSE | 36000 | 19800 | 2.2 | 24900 | 2.13
213885867 | 01/15/24 | Live | Midea Electric Trading | THERMAL ZONE | Singlezone Ducted, Centrally Ducted | 213885867 |  | HRCU-A-C | TZPLV302PA |  | MAC-36HWDN1-MN0 | 10.7 | 14.2 | 9.5 | 10.5 | 15.5 | 9.7 | FALSE | FALSE | TRUE | 30000 | 22600 | 2.62 | 26000 | 2.28
213885864 | 01/15/24 | Live | Midea Electric Trading | THERMAL ZONE | Singlezone Ducted, Centrally Ducted | 213885864 |  | HRCU-A-C | TZPLV182PA |  | MAC-24HWDN1-MN0 | 11.6 | 15.6 | 8.8 | 11.7 | 16.1 | 9.5 | FALSE | FALSE | TRUE | 18000 | 14700 | 2.6 | 17400 | 2.42
213885863 | 01/15/24 | Live | Midea Electric Trading | THERMAL ZONE | Singlezone Ducted, Centrally Ducted | 213885863 |  | HRCU-A-C | TZPLV602AA |  | MAC-60HWDN1-MN0 | 9.5 | 14.9 | 9.3 | 9 | 15.2 | 8.5 | FALSE | FALSE | FALSE | 53000 | 34000 | 2.2 | 36000 | 2.19
213885859 | 01/15/24 | Live | Midea Electric Trading | THERMAL ZONE | Singlezone Ducted, Centrally Ducted | 213885859 |  | HRCU-A-C | TZPLV302AA |  | MAC-36HWDN1-MN0 | 10 | 14.2 | 9.5 | 10.2 | 14.9 | 9.3 | FALSE | FALSE | FALSE | 30000 | 22000 | 2.6 | 24400 | 2.1
214010094 | 01/15/24 | Live | Midea Electric Trading | AC PRO.COM | Singlezone Ducted, Centrally Ducted | 214010094 |  | HRCU-A-C | AOD30U-30HFN1-MR0 |  | AAC-36HWDN1-MN0 | 10 | 14.2 | 9.5 | 10.2 | 14.9 | 9.3 | FALSE | FALSE | FALSE | 30000 | 22000 | 2.6 | 24400 | 2.1
214010093 | 01/15/24 | Live | Midea Electric Trading | AC PRO.COM | Singlezone Ducted, Centrally Ducted | 214010093 |  | HRCU-A-C | AOX430-24HFN1-MR0 |  | AAC-24HWDN1-MN0 | 10.3 | 15 | 10 | 10 | 15.7 | 9.8 | TRUE | TRUE | TRUE | 24000 | 22000 | 2.5 | 23600 | 2.14
213769960 | 01/15/24 | Live | Midea Electric Trading | AI AIR CONDITIONING | Multizone Mix of Ducted and Non-Ducted | 213769960 |  | HMSV-A-CB | A4MO22-36N1-M1H | Mixed Ducted and Non-Ducted Indoor Units |  |  |  |  | 12 | 20.2 | 10.45 | TRUE | TRUE | TRUE | 36000 | 28600 | 2.35 | 36500 | 2.25
213769958 | 01/15/24 | Live | Midea Electric Trading | AI AIR CONDITIONING | Multizone All Non-Ducted | 213769958 |  | HMSR-A-CB-O | A4MO22-36N1-M1H | Non-Ducted Indoor Units |  |  |  |  | 12 | 21 | 10.9 | TRUE | TRUE | TRUE | 36000 | 27400 | 2.5 | 37000 | 2.31
213769959 | 01/15/24 | Live | Midea Electric Trading | AI AIR CONDITIONING | Multizone All Ducted | 213769959 |  | HMSV-A-CB | A4MO22-36N1-M1H | Ducted Indoor Units |  |  |  |  | 12 | 19.4 | 10 | TRUE | TRUE | TRUE | 36000 | 30000 | 2.2 | 36000 | 2.2
213769957 | 01/15/24 | Live | Midea Electric Trading | AI AIR CONDITIONING | Multizone Mix of Ducted and Non-Ducted | 213769957 |  | HMSV-A-CB | A3MO22-27N1-M1H | Mixed Ducted and Non-Ducted Indoor Units |  |  |  |  | 11.8 | 19.75 | 9.8 | TRUE | TRUE | TRUE | 27000 | 22600 | 2.35 | 29900 | 2.19
213769956 | 01/15/24 | Live | Midea Electric Trading | AI AIR CONDITIONING | Multizone All Ducted | 213769956 |  | HMSV-A-CB | A3MO22-27N1-M1H | Ducted Indoor Units |  |  |  |  | 11.8 | 19 | 10 | TRUE | TRUE | TRUE | 27000 | 23000 | 2.4 | 29000 | 2.18
213769955 | 01/15/24 | Live | Midea Electric Trading | AI AIR CONDITIONING | Multizone All Non-Ducted | 213769955 |  | HMSR-A-CB-O | A3MO22-27N1-M1H | Non-Ducted Indoor Units |  |  |  |  | 11.8 | 20.5 | 9.6 | TRUE | TRUE | TRUE | 27000 | 22400 | 2.3 | 30800 | 2.2
213769951 | 01/15/24 | Live | Midea Electric Trading | AI AIR CONDITIONING | Singlezone Non-Ducted, Wall Placement | 213769951 |  | HRCU-A-CB-O | AO29-33N1-M1H | Mini-Splits | AW29-33N1-M1 |  |  |  | 12 | 19.5 | 10 | TRUE | TRUE | TRUE | 33000 | 28800 | 2.5 | 33600 | 2.39
213927669 | 01/15/24 | Live | Midea Electric Trading | BLADEX | Multizone Mix of Ducted and Non-Ducted | 213927669 |  | HMSV-A-CB | BME50A-55SPHP1 | Mixed Ducted and Non-Ducted Indoor Units |  | 10.5 | 19 | 11.15 | 10.5 | 19.6 | 9.1 | FALSE | FALSE | TRUE | 55000 | 35800 | 2.58 | 37000 | 2.17
213916277 | 01/15/24 | Live | Midea Electric Trading | NUTECH | Multizone Mix of Ducted and Non-Ducted | 213916277 |  | HMSV-A-CB | N2OA-55HFN1-M | Mixed Ducted and Non-Ducted Indoor Units |  | 10.5 | 19 | 11.15 | 10.5 | 19.6 | 9.1 | FALSE | FALSE | TRUE | 55000 | 35800 | 2.58 | 37000 | 2.17
213927672 | 01/15/24 | Live | Midea Electric Trading | APOODR | Multizone Mix of Ducted and Non-Ducted | 213927672 |  | HMSV-A-CB | AM5OG-55HFN1 | Mixed Ducted and Non-Ducted Indoor Units |  | 10.5 | 19 | 11.15 | 10.5 | 19.6 | 9.1 | FALSE | FALSE | TRUE | 55000 | 35800 | 2.58 | 37000 | 2.17
213769966 | 01/15/24 | Live | Midea Electric Trading | AI AIR CONDITIONING | Multizone Mix of Ducted and Non-Ducted | 213769966 |  | HMSV-A-CB | A5MO22-55N1-M1H | Mixed Ducted and Non-Ducted Indoor Units |  | 10.5 | 19 | 10.9 | 10.5 | 19.4 | 9.4 | TRUE | TRUE | TRUE | 55000 | 35000 | 2.45 | 45000 | 2.06
213927667 | 01/15/24 | Live | Midea Electric Trading | BLADEX | Multizone All Non-Ducted | 213927667 |  | HMSR-A-CB-O | BME50A-55SPHP1 | Non-Ducted Indoor Units |  | 10.5 | 19 | 11.5 | 10.5 | 20.2 | 9.6 | FALSE | FALSE | TRUE | 55000 | 36400 | 2.56 | 37000 | 2.17
213916275 | 01/15/24 | Live | Midea Electric Trading | NUTECH | Multizone All Non-Ducted | 213916275 |  | HMSR-A-CB-O | N2OA-55HFN1-M | Non-Ducted Indoor Units |  | 10.5 | 19 | 11.5 | 10.5 | 20.2 | 9.6 | FALSE | FALSE | TRUE | 55000 | 36400 | 2.56 | 37000 | 2.17
213927670 | 01/15/24 | Live | Midea Electric Trading | APOODR | Multizone All Non-Ducted | 213927670 |  | HMSR-A-CB-O | AM5OG-55HFN1 | Non-Ducted Indoor Units |  | 10.5 | 19 | 11.5 | 10.5 | 20.2 | 9.6 | FALSE | FALSE | TRUE | 55000 | 36400 | 2.56 | 37000 | 2.17
213769965 | 01/15/24 | Live | Midea Electric Trading | AI AIR CONDITIONING | Multizone All Ducted | 213769965 |  | HMSV-A-CB | A5MO22-55N1-M1H | Ducted Indoor Units |  | 10.5 | 19 | 11 | 10.5 | 18.8 | 9.3 | TRUE | TRUE | TRUE | 55000 | 35200 | 2.5 | 45000 | 2.06
213769964 | 01/15/24 | Live | Midea Electric Trading | AI AIR CONDITIONING | Multizone All Non-Ducted | 213769964 |  | HMSR-A-CB-O | A5MO22-55N1-M1H | Non-Ducted Indoor Units |  | 10.5 | 19 | 10.8 | 10.5 | 20 | 9.5 | TRUE | TRUE | TRUE | 55000 | 34800 | 2.4 | 45000 | 2.06
213916359 | 01/15/24 | Live | Midea Electric Trading | AI AIR CONDITIONING | Singlezone Non-Ducted, Wall Placement | 213916359 |  | HRCU-A-CB-O | AO21-30N1-M1 | Mini-Splits | AW21-30N1-M1-A | 12.2 | 21 | 10.5 | 12.2 | 21 | 8.7 | TRUE | FALSE | FALSE | 30000 | 20000 | 1.87 | 23000 | 2.1
213916274 | 01/15/24 | Live | Midea Electric Trading | NUTECH | Multizone Mix of Ducted and Non-Ducted | 213916274 |  | HMSV-A-CB | N2OA-48HFN1-M | Mixed Ducted and Non-Ducted Indoor Units |  | 10.55 | 20.75 | 11 | 10.9 | 20.8 | 9.6 | FALSE | FALSE | TRUE | 48000 | 36000 | 2.6 | 37000 | 2.17
213927666 | 01/15/24 | Live | Midea Electric Trading | BLADEX | Multizone Mix of Ducted and Non-Ducted | 213927666 |  | HMSV-A-CB | BME50G-48SPHP1 | Mixed Ducted and Non-Ducted Indoor Units |  | 10.55 | 20.75 | 11 | 10.9 | 20.8 | 9.6 | FALSE | FALSE | TRUE | 48000 | 36000 | 2.6 | 37000 | 2.17
213927660 | 01/15/24 | Live | Midea Electric Trading | BLADEX | Multizone Mix of Ducted and Non-Ducted | 213927660 |  | HMSV-A-CB | BME30J-27SPHP1 | Mixed Ducted and Non-Ducted Indoor Units |  | 11.6 | 21.75 | 10.2 | 11.95 | 22.25 | 9.2 | FALSE | FALSE | TRUE | 27400 | 21000 | 2.48 | 22600 | 2.25
213916268 | 01/15/24 | Live | Midea Electric Trading | NUTECH | Multizone Mix of Ducted and Non-Ducted | 213916268 |  | HMSV-A-CB | N2OA-27HFN1-M | Mixed Ducted and Non-Ducted Indoor Units |  | 11.6 | 21.75 | 10.2 | 11.95 | 22.25 | 9.2 | FALSE | FALSE | TRUE | 27400 | 21000 | 2.48 | 22600 | 2.25
213916269 | 01/15/24 | Live | Midea Electric Trading | NUTECH | Multizone All Non-Ducted | 213916269 |  | HMSR-A-CB-O | N2OA-36HFN1-M | Non-Ducted Indoor Units |  | 10.5 | 21.8 | 11.5 | 10.6 | 23.1 | 9.6 | FALSE | FALSE | TRUE | 36000 | 26400 | 2.3 | 29600 | 2.09
213927661 | 01/15/24 | Live | Midea Electric Trading | BLADEX | Multizone All Non-Ducted | 213927661 |  | HMSR-A-CB-O | BME40G-36SPHP1 | Non-Ducted Indoor Units |  | 10.5 | 21.8 | 11.5 | 10.6 | 23.1 | 9.6 | FALSE | FALSE | TRUE | 36000 | 26400 | 2.3 | 29600 | 2.09
213927658 | 01/15/24 | Live | Midea Electric Trading | BLADEX | Multizone All Non-Ducted | 213927658 |  | HMSR-A-CB-O | BME30J-27SPHP1 | Non-Ducted Indoor Units |  | 12 | 22.5 | 10.2 | 12.2 | 23.5 | 9.2 | FALSE | FALSE | FALSE | 27000 | 20000 | 2.35 | 22600 | 2.25
213916266 | 01/15/24 | Live | Midea Electric Trading | NUTECH | Multizone All Non-Ducted | 213916266 |  | HMSR-A-CB-O | N2OA-27HFN1-M | Non-Ducted Indoor Units |  | 12 | 22.5 | 10.2 | 12.2 | 23.5 | 9.2 | FALSE | FALSE | FALSE | 27000 | 20000 | 2.35 | 22600 | 2.25
213769963 | 01/15/24 | Live | Midea Electric Trading | AI AIR CONDITIONING | Multizone Mix of Ducted and Non-Ducted | 213769963 |  | HMSV-A-CB | A5MO22-48N1-M1H | Mixed Ducted and Non-Ducted Indoor Units |  | 11.2 | 20.6 | 11 | 11.35 | 21.05 | 9.45 | FALSE | FALSE | TRUE | 47500 | 37400 | 2.4 | 45000 | 2.2
213916267 | 01/15/24 | Live | Midea Electric Trading | NUTECH | Multizone All Ducted | 213916267 |  | HMSV-A-CB | N2OA-27HFN1-M | Ducted Indoor Units |  | 11.2 | 21 | 10.2 | 11.7 | 21 | 9.2 | FALSE | FALSE | TRUE | 28000 | 22000 | 2.6 | 22600 | 2.25
213927659 | 01/15/24 | Live | Midea Electric Trading | BLADEX | Multizone All Ducted | 213927659 |  | HMSV-A-CB | BME30J-27SPHP1 | Ducted Indoor Units |  | 11.2 | 21 | 10.2 | 11.7 | 21 | 9.2 | FALSE | FALSE | TRUE | 28000 | 22000 | 2.6 | 22600 | 2.25
213927657 | 01/15/24 | Live | Midea Electric Trading | BLADEX | Multizone Mix of Ducted and Non-Ducted | 213927657 |  | HMSV-A-CB | BME20A-18SPHP1 | Mixed Ducted and Non-Ducted Indoor Units |  | 12.25 | 20.25 | 10.7 | 12.25 | 20 | 10 | FALSE | FALSE | TRUE | 18000 | 14600 | 2.5 | 16000 | 2.23
213927656 | 01/15/24 | Live | Midea Electric Trading | BLADEX | Multizone All Ducted | 213927656 |  | HMSV-A-CB | BME20A-18SPHP1 | Ducted Indoor Units |  | 12 | 19 | 10.8 | 12 | 19 | 9.8 | FALSE | FALSE | TRUE | 18000 | 14800 | 2.49 | 16000 | 2.23
213769952 | 01/15/24 | Live | Midea Electric Trading | AI AIR CONDITIONING | Multizone All Non-Ducted | 213769952 |  | HMSR-A-CB-O | A2MO22-18N1-M1H | Non-Ducted Indoor Units |  | 12.5 | 20.5 | 9.7 | 12.5 | 20.5 | 9 | TRUE | TRUE | FALSE | 19000 | 13500 | 2.5 | 19000 | 2.23
213916272 | 01/15/24 | Live | Midea Electric Trading | NUTECH | Multizone All Non-Ducted | 213916272 |  | HMSR-A-CB-O | N2OA-48HFN1-M | Non-Ducted Indoor Units |  | 11 | 21 | 10.5 | 11 | 21.1 | 9.5 | FALSE | FALSE | TRUE | 48000 | 36000 | 2.5 | 37000 | 2.17
213927664 | 01/15/24 | Live | Midea Electric Trading | BLADEX | Multizone All Non-Ducted | 213927664 |  | HMSR-A-CB-O | BME50G-48SPHP1 | Non-Ducted Indoor Units |  | 11 | 21 | 10.5 | 11 | 21.1 | 9.5 | FALSE | FALSE | TRUE | 48000 | 36000 | 2.5 | 37000 | 2.17
213927655 | 01/15/24 | Live | Midea Electric Trading | BLADEX | Multizone All Non-Ducted | 213927655 |  | HMSR-A-CB-O | BME20A-18SPHP1 | Non-Ducted Indoor Units |  | 12.5 | 21.5 | 10.6 | 12.5 | 21 | 10.2 | FALSE | FALSE | TRUE | 18000 | 14400 | 2.5 | 16000 | 2.23
213917750 | 01/15/24 | Live | Midea Electric Trading | ZERO | Singlezone Non-Ducted, Wall Placement | 213917750 |  | HRCU-A-CB-O | ZMSB-18HV-USHH | Mini-Splits | ZMSB-18HV-USHH | 13.5 | 24 | 11.6 | 13.5 | 24 | 10.5 | TRUE | TRUE | TRUE | 18000 | 14100 | 2.65 | 16238 | 2.49
213769906 | 01/15/24 | Live | Midea Electric Trading | BLUEFIN | Singlezone Non-Ducted, Wall Placement | 213769906 |  | HRCU-A-CB-O | BFMS18PL-01O | Mini-Splits | BFMS18PL-01I | 13.5 | 24 | 11.6 | 13.5 | 24 | 10.5 | TRUE | TRUE | TRUE | 18000 | 14100 | 2.65 | 16238 | 2.49
213769940 | 01/15/24 | Live | Midea Electric Trading | AI AIR CONDITIONING | Singlezone Non-Ducted, Wall Placement | 213769940 |  | HRCU-A-CB-O | AO24-18N1-M1H | Mini-Splits | AW25-18N1-M1 | 13.5 | 24 | 11.6 | 13.5 | 24 | 10.5 | TRUE | TRUE | TRUE | 18000 | 14100 | 2.65 | 16238 | 2.49
213769947 | 01/15/24 | Live | Midea Electric Trading | AI AIR CONDITIONING | Singlezone Non-Ducted, Wall Placement | 213769947 |  | HRCU-A-CB-O | AO29-09N1-M1H | Mini-Splits | AW29-09N1-M1 | 15.5 | 37.5 | 15 | 16.5 | 29 | 22 | TRUE | TRUE | TRUE | 9000 | 11400 | 2.17 | 15100 | 1.98
213769948 | 01/15/24 | Live | Midea Electric Trading | AI AIR CONDITIONING | Singlezone Non-Ducted, Wall Placement | 213769948 |  | HRCU-A-CB-O | AO29-12N1-M1H | Mini-Splits | AW29-12N1-M1 | 14 | 30 | 14 | 14.3 | 27.5 | 14.5 | TRUE | TRUE | TRUE | 12000 | 11400 | 2.17 | 15100 | 1.98
213769938 | 01/15/24 | Live | Midea Electric Trading | AI AIR CONDITIONING | Singlezone Non-Ducted, Wall Placement | 213769938 |  | HRCU-A-CB-O | AO24-09N1-M1H | Mini-Splits | AW25-09N1-M1 | 14.7 | 24 | 12.7 | 14.7 | 24 | 11.6 | TRUE | TRUE | TRUE | 9000 | 8100 | 2.7 | 9543 | 2.48
213769908 | 01/15/24 | Live | Midea Electric Trading | BLUEFIN | Singlezone Non-Ducted, Wall Placement | 213769908 |  | HRCU-A-CB-O | BFMS09PL-01O | Mini-Splits | BFMS09PL-01I | 14.7 | 24 | 12.7 | 14.7 | 24 | 11.6 | TRUE | TRUE | TRUE | 9000 | 8100 | 2.7 | 9543 | 2.48
213917748 | 01/15/24 | Live | Midea Electric Trading | ZERO | Singlezone Non-Ducted, Wall Placement | 213917748 |  | HRCU-A-CB-O | ZMSB-09HV-USHH | Mini-Splits | ZMSB-09HV-USHH | 14.7 | 24 | 12.7 | 14.7 | 24 | 11.6 | TRUE | TRUE | TRUE | 9000 | 8100 | 2.7 | 9543 | 2.48
213927621 | 01/15/24 | Live | Midea Electric Trading | MAXI AIR | Multizone Mix of Ducted and Non-Ducted | 213927621 |  | HMSV-A-CB | NE-T53-MULTI28E | Mixed Ducted and Non-Ducted Indoor Units |  | 12 | 21.25 | 10.7 | 12.1 | 21.5 | 10.05 | FALSE | FALSE | TRUE | 28000 | 26800 | 2.3 | 27200 | 2.21
213927615 | 01/15/24 | Live | Midea Electric Trading | QUEBEC VAIR | Multizone Mix of Ducted and Non-Ducted | 213927615 |  | HMSV-A-CB | NE-T53-MULTI28E | Mixed Ducted and Non-Ducted Indoor Units |  | 12 | 21.25 | 10.7 | 12.1 | 21.5 | 10.05 | FALSE | FALSE | TRUE | 28000 | 26800 | 2.3 | 27200 | 2.21
213927614 | 01/15/24 | Live | Midea Electric Trading | QUEBEC VAIR | Multizone All Ducted | 213927614 |  | HMSV-A-CB | NE-T53-MULTI28E | Ducted Indoor Units |  | 11.5 | 20 | 10.1 | 11.7 | 20 | 9.5 | FALSE | FALSE | TRUE | 28000 | 27000 | 2.3 | 27200 | 2.21
213927620 | 01/15/24 | Live | Midea Electric Trading | MAXI AIR | Multizone All Ducted | 213927620 |  | HMSV-A-CB | NE-T53-MULTI28E | Ducted Indoor Units |  | 11.5 | 20 | 10.1 | 11.7 | 20 | 9.5 | FALSE | FALSE | TRUE | 28000 | 27000 | 2.3 | 27200 | 2.21
213927619 | 01/15/24 | Live | Midea Electric Trading | MAXI AIR | Multizone All Non-Ducted | 213927619 |  | HMSR-A-CB-O | NE-T53-MULTI28E | Non-Ducted Indoor Units |  | 12.5 | 22.5 | 11.3 | 12.5 | 23 | 10.6 | FALSE | FALSE | TRUE | 28000 | 26600 | 2.3 | 27200 | 2.21
213927613 | 01/15/24 | Live | Midea Electric Trading | QUEBEC VAIR | Multizone All Non-Ducted | 213927613 |  | HMSR-A-CB-O | NE-T53-MULTI28E | Non-Ducted Indoor Units |  | 12.5 | 22.5 | 11.3 | 12.5 | 23 | 10.6 | FALSE | FALSE | TRUE | 28000 | 26600 | 2.3 | 27200 | 2.21
213769913 | 01/15/24 | Live | Midea Electric Trading | BLUEFIN | Singlezone Non-Ducted, Wall Placement | 213769913 |  | HRCU-A-CB-O | BFMS24BA-01O | Mini-Splits | BFMS24BA-01I | 9.5 | 18.5 | 10.2 | 9.5 | 18.5 | 8.6 | FALSE | FALSE | FALSE | 24000 | 16500 | 2.38 | 19257 | 2.11
213769933 | 01/15/24 | Live | Midea Electric Trading | AI AIR CONDITIONING | Singlezone Non-Ducted, Wall Placement | 213769933 |  | HRCU-A-CB-O | AO21-24N1-M1 | Mini-Splits | AW21-24N1-M1 | 9.5 | 18.5 | 10.2 | 9.5 | 18.5 | 8.6 | FALSE | FALSE | FALSE | 24000 | 16500 | 2.38 | 19257 | 2.11
213769914 | 01/15/24 | Live | Midea Electric Trading | BLUEFIN | Singlezone Non-Ducted, Wall Placement | 213769914 |  | HRCU-A-CB-O | BFMS18BA-01O | Mini-Splits | BFMS18BA-01I | 11 | 19.5 | 10 | 11 | 19.5 | 8.7 | FALSE | FALSE | FALSE | 18000 | 11400 | 2.57 | 14370 | 2.49
213769932 | 01/15/24 | Live | Midea Electric Trading | AI AIR CONDITIONING | Singlezone Non-Ducted, Wall Placement | 213769932 |  | HRCU-A-CB-O | AO21-18N1-M1 | Mini-Splits | AW21-18N1-M1 | 11 | 19.5 | 10 | 11 | 19.5 | 8.7 | FALSE | FALSE | FALSE | 18000 | 11400 | 2.57 | 14370 | 2.49
213769931 | 01/15/24 | Live | Midea Electric Trading | AI AIR CONDITIONING | Singlezone Non-Ducted, Wall Placement | 213769931 |  | HRCU-A-CB-O | AO21-12N1-M1 | Mini-Splits | AW21-12N1-M1 | 10.8 | 20.5 | 10.7 | 10.8 | 21.4 | 9.2 | FALSE | FALSE | FALSE | 12000 | 7000 | 2.5 | 9300 | 2
213769910 | 01/15/24 | Live | Midea Electric Trading | BLUEFIN | Singlezone Non-Ducted, Wall Placement | 213769910 |  | HRCU-A-CB-O | BFMS12BA-01O | Mini-Splits | BFMS09BA-01O | 10.8 | 20.5 | 10.7 | 10.8 | 21.4 | 9.2 | FALSE | FALSE | FALSE | 12000 | 7000 | 2.5 | 9300 | 2
213769912 | 01/15/24 | Live | Midea Electric Trading | BLUEFIN | Singlezone Non-Ducted, Wall Placement | 213769912 |  | HRCU-A-CB-O | BFMS09BA-01O | Mini-Splits | BFMS09BA-01I | 12.6 | 21.5 | 10 | 12.6 | 21.7 | 9.4 | TRUE | TRUE | FALSE | 9000 | 6000 | 2.51 | 8065 | 2.17
213769930 | 01/15/24 | Live | Midea Electric Trading | AI AIR CONDITIONING | Singlezone Non-Ducted, Wall Placement | 213769930 |  | HRCU-A-CB-O | AO21-09N1-M1 | Mini-Splits | AW21-09N1-M1 | 12.6 | 21.5 | 10 | 12.6 | 21.7 | 9.4 | TRUE | TRUE | FALSE | 9000 | 6000 | 2.51 | 8065 | 2.17
213769929 | 01/15/24 | Live | Midea Electric Trading | AI AIR CONDITIONING | Singlezone Non-Ducted, Wall Placement | 213769929 |  | HRCU-A-CB-O | AO21-12N1-B1 | Mini-Splits | AW21-12N1-B1 | 10.3 | 20 | 10.8 | 10.3 | 20.8 | 8.7 | FALSE | FALSE | FALSE | 12000 | 7800 | 2.31 | 8200 | 1.35
213769928 | 01/15/24 | Live | Midea Electric Trading | AI AIR CONDITIONING | Singlezone Non-Ducted, Wall Placement | 213769928 |  | HRCU-A-CB-O | AO21-09N1-B1 | Mini-Splits | AW21-09N1-B1 | 12.5 | 21.5 | 10.3 | 12.5 | 21.5 | 9.1 | TRUE | TRUE | FALSE | 9000 | 6300 | 2.4 | 7973 | 1.88
213917751 | 01/15/24 | Live | Midea Electric Trading | ZERO | Singlezone Non-Ducted, Wall Placement | 213917751 |  | HRCU-A-CB-O | ZMSB-24HV-USHH | Mini-Splits | ZMSB-24HV-USHH | 13 | 21 | 10 | 13 | 21 | 8.5 | TRUE | FALSE | FALSE | 24000 | 17400 | 2.28 | 23471 | 2.29
213769904 | 01/15/24 | Live | Midea Electric Trading | BLUEFIN | Singlezone Non-Ducted, Wall Placement | 213769904 |  | HRCU-A-CB-O | BFMS24PL-01O | Mini-Splits | BFMS24PL-01I | 13 | 21 | 10 | 13 | 21 | 8.5 | TRUE | FALSE | FALSE | 24000 | 17400 | 2.28 | 23471 | 2.29
213769941 | 01/15/24 | Live | Midea Electric Trading | AI AIR CONDITIONING | Singlezone Non-Ducted, Wall Placement | 213769941 |  | HRCU-A-CB-O | AO24-24N1-M1H | Mini-Splits | AW25-24N1-M1 | 13 | 21 | 10 | 13 | 21 | 8.5 | TRUE | FALSE | FALSE | 24000 | 17400 | 2.28 | 23471 | 2.29
213769939 | 01/15/24 | Live | Midea Electric Trading | AI AIR CONDITIONING | Singlezone Non-Ducted, Wall Placement | 213769939 |  | HRCU-A-CB-O | AO24-12N1-M1H | Mini-Splits | AW25-12N1-M1 | 13 | 22.2 | 11 | 13 | 23.1 | 10.8 | TRUE | TRUE | TRUE | 12000 | 10000 | 2.69 | 9843 | 2.33
213769909 | 01/15/24 | Live | Midea Electric Trading | BLUEFIN | Singlezone Non-Ducted, Wall Placement | 213769909 |  | HRCU-A-CB-O | BFMS12PL-01O | Mini-Splits | BFMS12PL-01I | 13 | 22.2 | 11 | 13 | 23.1 | 10.8 | TRUE | TRUE | TRUE | 12000 | 10000 | 2.69 | 9843 | 2.33
213917749 | 01/15/24 | Live | Midea Electric Trading | ZERO | Singlezone Non-Ducted, Wall Placement | 213917749 |  | HRCU-A-CB-O | ZMSB-12HV-USHH | Mini-Splits | ZMSB-12HV-USHH | 13 | 22.2 | 11 | 13 | 23.1 | 10.8 | TRUE | TRUE | TRUE | 12000 | 10000 | 2.69 | 9843 | 2.33
213927638 | 01/15/24 | Live | Midea Electric Trading | AI AIR CONDITIONING | Singlezone Non-Ducted, Wall Placement | 213927638 |  | HRCU-A-CB-O | AO25-12N1-B1H | Mini-Splits | AW25-12N1-B1 | 12.5 | 22 | 11.5 | 12.5 | 22.7 | 10.4 | TRUE | FALSE | TRUE | 12000 | 8900 | 2.75 | 9018 | 2.4
213769937 | 01/15/24 | Live | Midea Electric Trading | AI AIR CONDITIONING | Singlezone Non-Ducted, Wall Placement | 213769937 |  | HRCU-A-CB-O | AO24-12N1-B1H | Mini-Splits | AW24-12N1-B1 | 12.5 | 22 | 11.5 | 12.5 | 22.7 | 10.4 | TRUE | FALSE | TRUE | 12000 | 8900 | 2.75 | 9018 | 2.4
213769950 | 01/15/24 | Live | Midea Electric Trading | AI AIR CONDITIONING | Singlezone Non-Ducted, Wall Placement | 213769950 |  | HRCU-A-CB-O | AO29-24N1-M1H | Mini-Splits | AW29-24N1-M1 | 13 | 21.5 | 12 | 13 | 21.5 | 11.4 | TRUE | TRUE | TRUE | 24000 | 21200 | 2.88 | 24485 | 1.98
213927610 | 01/15/24 | Live | Midea Electric Trading | QUEBEC VAIR | Singlezone Non-Ducted, Wall Placement | 213927610 |  | HRCU-A-CB-O | NE-T53-AEG18EXT | Mini-Splits | NE-T53-AEG18INT | 12.5 | 21.5 | 13 | 12.5 | 21.5 | 11.3 | FALSE | FALSE | TRUE | 18000 | 15000 | 2.35 | 19200 | 1.99
213927612 | 01/15/24 | Live | Midea Electric Trading | MAXI AIR | Singlezone Non-Ducted, Wall Placement | 213927612 |  | HRCU-A-CB-O | NE-T53-AEG18EXT | Mini-Splits | NE-T53-AEG18INT | 12.5 | 21.5 | 13 | 12.5 | 21.5 | 11.3 | FALSE | FALSE | TRUE | 18000 | 15000 | 2.35 | 19200 | 1.99
213927609 | 01/15/24 | Live | Midea Electric Trading | QUEBEC VAIR | Singlezone Non-Ducted, Wall Placement | 213927609 |  | HRCU-A-CB-O | NE-T53-AEG12EXT | Mini-Splits | NE-T53-AEG12INT | 14 | 25.5 | 13 | 14 | 25.5 | 10.4 | FALSE | FALSE | TRUE | 12000 | 10000 | 2.4 | 13112 | 2.11
213927611 | 01/15/24 | Live | Midea Electric Trading | MAXI AIR | Singlezone Non-Ducted, Wall Placement | 213927611 |  | HRCU-A-CB-O | NE-T53-AEG12EXT | Mini-Splits | NE-T53-AEG12INT | 14 | 25.5 | 13 | 14 | 25.5 | 10.4 | FALSE | FALSE | TRUE | 12000 | 10000 | 2.4 | 13112 | 2.11
213927691 | 01/10/24 | Live | Midea Electric Trading | SLIMAIR | Singlezone Non-Ducted, Wall Placement | 213927691 |  | HRCU-A-CB-O | SHC30VH2AG | Mini-Splits | SHM30VE2AG |  |  |  | 11.7 | 20 | 10 | TRUE | TRUE | TRUE | 33000 | 27800 | 2.35 | 34000 | 2.4
213916259 | 01/15/24 | Live | Midea Electric Trading | KERR | Singlezone Non-Ducted, Wall Placement | 213916259 |  | HRCU-A-CB-O | A-KMH12SV-1 | Mini-Splits | B-KMH12FV-1 | 13.3 | 23 | 11.8 | 13.3 | 24.2 | 10.7 | TRUE | TRUE | TRUE | 12000 | 10200 | 2.72 | 12800 | 2.33
213916260 | 01/15/24 | Live | Midea Electric Trading | COMFORT-AIRE | Singlezone Non-Ducted, Wall Placement | 213916260 |  | HRCU-A-CB-O | A-VMH12SV-1 | Mini-Splits | B-VMH12FV-1 | 13.3 | 23 | 11.8 | 13.3 | 24.2 | 10.7 | TRUE | TRUE | TRUE | 12000 | 10200 | 2.72 | 12800 | 2.33
211641712 | 01/16/24 | Live | Daikin Comfort Technologies North America, INC. | DAIKIN | Multizone Mix of Ducted and Non-Ducted | 211641712 |  | HMSV-A-CB | RXTQ60TBVJU* | Mixed Ducted and Non-Ducted Indoor Units |  |  |  |  | 9.15 | 18 | 9 | FALSE | FALSE | FALSE | 57500 | 36600 | 2.91 | 45000 | 2.47
211661503 | 01/16/24 | Live | Daikin Comfort Technologies North America, INC. | DAIKIN | Multizone Mix of Ducted and Non-Ducted | 211661503 |  | HMSV-A-CB | RXTQ48TBVJU* | Mixed Ducted and Non-Ducted Indoor Units |  |  |  |  | 9.1 | 17.3 | 8.9 | FALSE | FALSE | FALSE | 45500 | 30600 | 2.76 | 40500 | 2.41
211641711 | 01/16/24 | Live | Daikin Comfort Technologies North America, INC. | DAIKIN | Multizone Mix of Ducted and Non-Ducted | 211641711 |  | HMSV-A-CB | RXTQ36TBVJU* | Mixed Ducted and Non-Ducted Indoor Units |  |  |  |  | 10.6 | 19.15 | 9.05 | FALSE | FALSE | FALSE | 34200 | 24000 | 2.75 | 26500 | 2.64
211641707 | 01/16/24 | Live | Daikin Comfort Technologies North America, INC. | DAIKIN | Multizone All Ducted | 211641707 |  | HMSV-A-CB | RXTQ60TBVJU* | Ducted Indoor Units |  |  |  |  | 8.5 | 15.5 | 8.5 | FALSE | FALSE | FALSE | 57500 | 36400 | 2.65 | 45000 | 2.35
211661501 | 01/16/24 | Live | Daikin Comfort Technologies North America, INC. | DAIKIN | Multizone All Ducted | 211661501 |  | HMSV-A-CB | RXTQ48TBVJU* | Ducted Indoor Units |  |  |  |  | 7.9 | 14.6 | 8.3 | FALSE | FALSE | FALSE | 45500 | 30200 | 2.55 | 40000 | 2.2
211641706 | 01/16/24 | Live | Daikin Comfort Technologies North America, INC. | DAIKIN | Multizone All Ducted | 211641706 |  | HMSV-A-CB | RXTQ36TBVJU* | Ducted Indoor Units |  |  |  |  | 9.2 | 15.3 | 8.5 | FALSE | FALSE | FALSE | 34200 | 24600 | 2.55 | 27000 | 2.5
211641661 | 01/16/24 | Live | Daikin Comfort Technologies North America, INC. | DAIKIN | Multizone All Non-Ducted | 211641661 |  | HMSR-A-CB-O | RXTQ60TBVJU* | Non-Ducted Indoor Units |  |  |  |  | 9.8 | 20.5 | 9.5 | FALSE | FALSE | TRUE | 57500 | 37000 | 3.2 | 45600 | 2.65
211641660 | 01/16/24 | Live | Daikin Comfort Technologies North America, INC. | DAIKIN | Multizone All Non-Ducted | 211641660 |  | HMSR-A-CB-O | RXTQ48TBVJU* | Non-Ducted Indoor Units |  |  |  |  | 10.3 | 20 | 9.5 | FALSE | FALSE | TRUE | 45500 | 31000 | 3 | 41000 | 2.65
10445372 | 09/07/22 | Live | LG | LG | Multizone All Non-Ducted | 10445372 |  | HMSR-A-CB-O | LMU180HHV | Non-Ducted Indoor Units |  | 13.5 | 21 | 10 | 13.5 | 21 | 9.2 | TRUE | TRUE | FALSE | 18000 | 14700 | 2.5 | 23600 | 2.09
10445374 | 09/07/22 | Live | LG | LG | Multizone All Non-Ducted | 10445374 |  | HMSR-A-CB-O | LMU240HHV | Non-Ducted Indoor Units |  | 13.5 | 21 | 10.7 | 13.5 | 21 | 9.8 | TRUE | TRUE | TRUE | 24000 | 17400 | 2.8 | 28500 | 2.42
10445376 | 09/07/22 | Live | LG | LG | Multizone All Non-Ducted | 10445376 |  | HMSR-A-CB-O | LMU300HHV | Non-Ducted Indoor Units |  | 12.5 | 20 | 11 | 12.5 | 20 | 9.8 | TRUE | TRUE | TRUE | 28400 | 18900 | 2.8 | 31600 | 2.51
206716999 | 09/07/22 | Live | LG | LG | Multizone All Non-Ducted | 206716999 |  | HMSR-A-CB-O | LMU481HV | Non-Ducted Indoor Units |  | 12.8 | 20.8 | 10.5 | 12.8 | 20.8 | 9.5 | TRUE | FALSE | FALSE | 48000 | 33800 | 2.5 | 44770 | 2.47
206717007 | 03/17/23 | Live | LG | LG | Multizone All Non-Ducted | 206717007 |  | HMSR-A-CB-O | LMU361HHV | Non-Ducted Indoor Units |  | 14.5 | 22 | 11.5 | 14.5 | 22 | 11 | TRUE | TRUE | TRUE | 36000 | 29600 | 2.8 | 49600 | 2.63
206717000 | 04/27/22 | Live | LG | LG | Multizone All Non-Ducted | 206717000 |  | HMSR-A-CB-O | LMU541HV | Non-Ducted Indoor Units |  | 12.6 | 20.6 | 10 | 12.6 | 20.6 | 9.3 | TRUE | FALSE | FALSE | 50500 | 37200 | 2.47 | 45750 | 2.48
206717001 | 03/17/23 | Live | LG | LG | Multizone All Non-Ducted | 206717001 |  | HMSR-A-CB-O | LMU421HHV | Non-Ducted Indoor Units |  | 13.8 | 21.5 | 11.5 | 13.8 | 21.5 | 11 | TRUE | TRUE | TRUE | 42000 | 31600 | 2.72 | 53200 | 2.65
206717002 | 03/17/23 | Live | LG | LG | Multizone All Non-Ducted | 206717002 |  | HMSR-A-CB-O | LMU480HHV | Non-Ducted Indoor Units |  | 13.1 | 20.5 | 11 | 13.1 | 20.5 | 10.5 | TRUE | TRUE | TRUE | 48000 | 35000 | 2.63 | 56500 | 2.68
206717015 | 10/20/23 | Live | LG | LG | Multizone All Non-Ducted | 206717015 |  | HMSR-A-CB-O | LMU601HV | Non-Ducted Indoor Units |  | 11.3 | 20.5 | 11 | 11.3 | 20.5 | 10 | FALSE | FALSE | TRUE | 60000 | 42000 | 2.8 | 53560 | 2.78
208131886 | 11/30/22 | Live | LG | LG | Multizone All Non-Ducted | 208131886 |  | HMSR-A-CB-O | LMU243HV | Non-Ducted Indoor Units |  |  |  |  | 12.5 | 22.5 | 9.4 | TRUE | FALSE | FALSE | 24000 | 14900 | 2.93 | 21400 | 2.81
208131884 | 11/30/22 | Live | LG | LG | Multizone All Non-Ducted | 208131884 |  | HMSR-A-CB-O | LMU183HV | Non-Ducted Indoor Units |  |  |  |  | 13.5 | 22.5 | 9.6 | TRUE | FALSE | FALSE | 18000 | 13800 | 2.7 | 20200 | 2.6
208131888 | 11/30/22 | Live | LG | LG | Multizone All Non-Ducted | 208131888 |  | HMSR-A-CB-O | LMU303HV | Non-Ducted Indoor Units |  |  |  |  | 13 | 22 | 9.2 | TRUE | FALSE | FALSE | 30000 | 20000 | 2.73 | 27200 | 2.94
210529235 | 07/19/23 | Live | LG | LG | Multizone All Non-Ducted | 210529235 |  | HMSR-A-CB-O | LMU543HV | Non-Ducted Indoor Units |  |  |  |  | 12.6 | 20.6 | 9.3 | TRUE | FALSE | FALSE | 50500 | 37200 | 2.47 | 45750 | 2.48
208131890 | 11/30/22 | Live | LG | LG | Multizone All Non-Ducted | 208131890 |  | HMSR-A-CB-O | LMU363HV | Non-Ducted Indoor Units |  |  |  |  | 12.5 | 21.5 | 9 | TRUE | FALSE | FALSE | 32800 | 21000 | 2.7 | 28400 | 2.58
210529233 | 07/19/23 | Live | LG | LG | Multizone All Non-Ducted | 210529233 |  | HMSR-A-CB-O | LMU483HV | Non-Ducted Indoor Units |  |  |  |  | 12.8 | 20.8 | 9.5 | TRUE | FALSE | FALSE | 48000 | 33800 | 2.5 | 44770 | 2.47
213886037 | 01/10/24 | Live | Midea Electric Trading | SLIMAIR | Multizone Mix of Ducted and Non-Ducted | 213886037 |  | HMSV-A-CB | SHC5Z55VC2AG | Mixed Ducted and Non-Ducted Indoor Units |  | 10.5 | 19 | 11.15 | 10.5 | 19.6 | 9.1 | FALSE | FALSE | TRUE | 55000 | 35800 | 2.58 | 37000 | 2.17
213886052 | 01/10/24 | Live | Midea Electric Trading | SLIMAIR | Multizone Mix of Ducted and Non-Ducted | 213886052 |  | HMSV-A-CB | SHC5Z55VE2AG | Mixed Ducted and Non-Ducted Indoor Units |  | 10.5 | 19 | 10.9 | 10.5 | 19.4 | 9.4 | FALSE | FALSE | TRUE | 55000 | 35000 | 2.45 | 45000 | 2.06
213886035 | 01/10/24 | Live | Midea Electric Trading | SLIMAIR | Multizone All Non-Ducted | 213886035 |  | HMSR-A-CB-O | SHC5Z55VC2AG | Non-Ducted Indoor Units |  | 10.5 | 19 | 11.5 | 10.5 | 20.2 | 9.6 | FALSE | FALSE | TRUE | 55000 | 36400 | 2.56 | 37000 | 2.17
213886051 | 01/10/24 | Live | Midea Electric Trading | SLIMAIR | Multizone All Ducted | 213886051 |  | HMSV-A-CB | SHC5Z55VE2AG | Ducted Indoor Units |  | 10.5 | 19 | 11 | 10.5 | 18.8 | 9.3 | FALSE | FALSE | TRUE | 55000 | 35200 | 2.5 | 45000 | 2.06
213886050 | 01/10/24 | Live | Midea Electric Trading | SLIMAIR | Multizone All Non-Ducted | 213886050 |  | HMSR-A-CB-O | SHC5Z55VE2AG | Non-Ducted Indoor Units |  | 10.5 | 19 | 10.8 | 10.5 | 20 | 9.5 | FALSE | FALSE | TRUE | 55000 | 34800 | 2.4 | 45000 | 2.06
213886043 | 01/10/24 | Live | Midea Electric Trading | SLIMAIR | Multizone Mix of Ducted and Non-Ducted | 213886043 |  | HMSV-A-CB | SHC3Z27VE2AG | Mixed Ducted and Non-Ducted Indoor Units |  | 11.5 | 21 | 10.05 | 11.75 | 21.3 | 9.65 | FALSE | FALSE | TRUE | 28000 | 26200 | 2.3 | 27200 | 2.21
213886041 | 01/10/24 | Live | Midea Electric Trading | SLIMAIR | Multizone All Non-Ducted | 213886041 |  | HMSR-A-CB-O | SHC3Z27VE2AG | Non-Ducted Indoor Units |  | 11.5 | 22 | 10 | 11.8 | 22.6 | 9.8 | FALSE | FALSE | TRUE | 28000 | 25600 | 2.3 | 27200 | 2.21
213886049 | 01/10/24 | Live | Midea Electric Trading | SLIMAIR | Multizone Mix of Ducted and Non-Ducted | 213886049 |  | HMSV-A-CB | SHC5Z48VE2AG | Mixed Ducted and Non-Ducted Indoor Units |  | 11.2 | 20.6 | 11 | 11.35 | 21.05 | 9.45 | FALSE | FALSE | TRUE | 47500 | 37400 | 2.4 | 45000 | 2.2
213886042 | 01/10/24 | Live | Midea Electric Trading | SLIMAIR | Multizone All Ducted | 213886042 |  | HMSV-A-CB | SHC3Z27VE2AG | Ducted Indoor Units |  | 11.5 | 20 | 10.1 | 11.7 | 20 | 9.5 | FALSE | FALSE | TRUE | 28000 | 27000 | 2.3 | 27200 | 2.21
213886038 | 01/10/24 | Live | Midea Electric Trading | SLIMAIR | Multizone All Non-Ducted | 213886038 |  | HMSR-A-CB-O | SHC2Z18VE2AG | Non-Ducted Indoor Units |  | 12.5 | 20.5 | 9.7 | 12.5 | 20.5 | 9 | FALSE | FALSE | FALSE | 19000 | 13500 | 2.5 | 19000 | 2.23
8908617 | 09/07/22 | Live | Fujitsu General America, Inc. | FUJITSU | Multizone All Non-Ducted | 8908617 |  | HMSR-A-CB-O | AOU45RLXFZ | Mini-Splits |  | 10.5 | 19.7 | 10.3 | 10.5 | 20 | 9.2 | FALSE | FALSE | FALSE | 45000 | 28200 | 2.58 | 36407 | 2.02
212925410 | 07/11/23 | Live | Lennox Industries | ADP | Singlezone Ducted, Centrally Ducted | 212925410 |  | HRCU-A-C | A-VCD24SA-1 | Ducted Indoor Units | H,A,DG21924+TD |  |  |  | 10 | 16 | 8.8 | FALSE | FALSE | TRUE | 23000 | 19800 | 2.1 | 26400 | 2.14
212407348 | 05/02/23 | Live | Lennox Industries | ADP | Singlezone Ducted, Centrally Ducted | 212407348 |  | HRCU-A-CB | HMH72B361 | Ducted Indoor Units | F,PE*E32936 |  |  |  | 8.5 | 17 | 8.2 | FALSE | FALSE | FALSE | 34600 | 23600 | 2.1 | 24000 | 2.59
212407347 | 05/02/23 | Live | Lennox Industries | ADP | Singlezone Ducted, Centrally Ducted | 212407347 |  | HRCU-A-CB | HMH72B361 | Ducted Indoor Units | F,PE*CC3937 |  |  |  | 9 | 18 | 8.5 | FALSE | FALSE | FALSE | 36000 | 23600 | 2.1 | 24000 | 2.59
212608857 | 10/23/23 | Live | Lennox Industries | ADP | Singlezone Ducted, Centrally Ducted | 212608857 |  | HRCU-A-CB | HMH72B341 | Ducted Indoor Units | SM6937 |  |  |  | 10.5 | 18 | 8.7 | FALSE | FALSE | TRUE | 33000 | 23600 | 2.1 | 25000 | 2.58
213613874 | 11/08/23 | Live | Lennox Industries | ADP | Singlezone Ducted, Centrally Ducted | 213613874 |  | HRCU-A-C | DLCURAH24ABK | Ducted Indoor Units | H,GE31930+TD |  |  |  | 10.5 | 16 | 9.2 | FALSE | FALSE | TRUE | 24000 | 20000 | 2.1 | 23000 | 2.28
213613873 | 11/08/23 | Live | Lennox Industries | ADP | Singlezone Ducted, Centrally Ducted | 213613873 |  | HRCU-A-C | DLCURAH24ABK | Ducted Indoor Units | H,GE30924+TD |  |  |  | 10.5 | 16 | 9.1 | FALSE | FALSE | TRUE | 24000 | 20000 | 2.1 | 23000 | 2.28
213613897 | 11/08/23 | Live | Lennox Industries | ADP | Singlezone Ducted, Centrally Ducted | 213613897 |  | HRCU-A-C | DLCURAH24ABK | Ducted Indoor Units | H,GE21924+TD |  |  |  | 10 | 16 | 8.8 | FALSE | FALSE | TRUE | 23000 | 19800 | 2.1 | 23000 | 2.28
213613872 | 11/08/23 | Live | Lennox Industries | ADP | Singlezone Ducted, Centrally Ducted | 213613872 |  | HRCU-A-C | DLCURAH18ABK | Ducted Indoor Units | H,GE31930+TD |  |  |  | 11.7 | 16 | 9.2 | FALSE | FALSE | TRUE | 18000 | 13700 | 2.1 | 17400 | 2.42
213613871 | 11/08/23 | Live | Lennox Industries | ADP | Singlezone Ducted, Centrally Ducted | 213613871 |  | HRCU-A-C | DLCURAH18ABK | Ducted Indoor Units | H,GE30924+TD |  |  |  | 11.7 | 16 | 9.1 | FALSE | FALSE | TRUE | 18000 | 13700 | 2.1 | 17400 | 2.42
213613896 | 11/08/23 | Live | Lennox Industries | ADP | Singlezone Ducted, Centrally Ducted | 213613896 |  | HRCU-A-C | DLCURAH18ABK | Ducted Indoor Units | H,GE21924+TD |  |  |  | 11.5 | 16 | 8.85 | FALSE | FALSE | TRUE | 17700 | 13600 | 2.1 | 17400 | 2.42
213879382 | 01/02/24 | Live | GE Appliances, a Haier company | HOTPOINT | Singlezone Non-Ducted, Wall Placement | 213879382 |  | HRCU-A-CB-O | 1H24HN2DA** | Mini-Splits | HW24HN2DA** |  |  |  | 10.6 | 18 | 9.5 | TRUE | TRUE | TRUE | 24000 | 15600 | 2.5 | 16380 | 2.42
213879381 | 01/02/24 | Live | GE Appliances, a Haier company | HOTPOINT | Singlezone Non-Ducted, Wall Placement | 213879381 |  | HRCU-A-CB-O | 1H18HN2DA** | Mini-Splits | HW18HN2DA** |  |  |  | 12 | 18 | 9.5 | TRUE | TRUE | TRUE | 18000 | 12800 | 2.61 | 13440 | 2.52
213879380 | 01/02/24 | Live | GE Appliances, a Haier company | HOTPOINT | Singlezone Non-Ducted, Wall Placement | 213879380 |  | HRCU-A-CB-O | 1H12HN2DA** | Mini-Splits | HW12HN2DA** |  |  |  | 12 | 18 | 9.5 | TRUE | TRUE | TRUE | 12000 | 8400 | 2.8 | 8820 | 2.72
213879379 | 01/02/24 | Live | GE Appliances, a Haier company | HOTPOINT | Singlezone Non-Ducted, Wall Placement | 213879379 |  | HRCU-A-CB-O | 1H09HN2DA** | Mini-Splits | HW09HN2DA** |  |  |  | 12 | 18 | 9.5 | TRUE | TRUE | TRUE | 9000 | 6400 | 2.72 | 6720 | 2.63
213827156 | 12/21/23 | Live | Trane U.S. Inc. | AMERICAN STANDARD | Singlezone Ducted, Centrally Ducted | 213827156 |  | HRCU-A-CB | 4A6V7X48A1 | Ducted Indoor Units | 4PX*DD60BS3+P0V0C000M50SD+LRP |  |  |  | 12 | 17 | 8.5 | TRUE | FALSE | FALSE | 44500 | 35400 | 2.21 | 35200 | 2.19
213827155 | 12/21/23 | Live | Trane U.S. Inc. | TRANE | Singlezone Ducted, Centrally Ducted | 213827155 |  | HRCU-A-CB | 4TWV7X48A1 | Ducted Indoor Units | 4PX*DD60BS3+P0V0C000M50SD+LRP |  |  |  | 12 | 17 | 8.5 | TRUE | FALSE | FALSE | 44500 | 35400 | 2.21 | 35200 | 2.19
213827244 | 12/21/23 | Live | Trane U.S. Inc. | AMERICAN STANDARD | Singlezone Ducted, Centrally Ducted | 213827244 |  | HRCU-A-CB | 4A6V7X48A1 | Ducted Indoor Units | 4TXCD008DS3+P0V0C000M50SD+LRP |  |  |  | 12 | 17 | 8.5 | TRUE | FALSE | TRUE | 45000 | 36000 | 2.24 | 36300 | 2.22
213827243 | 12/21/23 | Live | Trane U.S. Inc. | TRANE | Singlezone Ducted, Centrally Ducted | 213827243 |  | HRCU-A-CB | 4TWV7X48A1 | Ducted Indoor Units | 4TXCD008DS3+P0V0C000M50SD+LRP |  |  |  | 12 | 17 | 8.5 | TRUE | FALSE | TRUE | 45000 | 36000 | 2.24 | 36300 | 2.22
213827166 | 12/21/23 | Live | Trane U.S. Inc. | AMERICAN STANDARD | Singlezone Ducted, Centrally Ducted | 213827166 |  | HRCU-A-CB | 4A6V7X48A1 | Ducted Indoor Units | 4PX*DU48BS3+P0V0C000M50SD+LRP |  |  |  | 12 | 17 | 8.5 | TRUE | FALSE | TRUE | 45000 | 36000 | 2.24 | 36300 | 2.22
213827165 | 12/21/23 | Live | Trane U.S. Inc. | TRANE | Singlezone Ducted, Centrally Ducted | 213827165 |  | HRCU-A-CB | 4TWV7X48A1 | Ducted Indoor Units | 4PX*DU48BS3+P0V0C000M50SD+LRP |  |  |  | 12 | 17 | 8.5 | TRUE | FALSE | TRUE | 45000 | 36000 | 2.24 | 36300 | 2.22
213827242 | 12/21/23 | Live | Trane U.S. Inc. | AMERICAN STANDARD | Singlezone Ducted, Centrally Ducted | 213827242 |  | HRCU-A-CB | 4A6V7X48A1 | Ducted Indoor Units | 4TXCD008DS3+P0V0D000M50SD+LRP |  |  |  | 12 | 17 | 8.5 | TRUE | FALSE | TRUE | 46000 | 37000 | 2.33 | 37300 | 2.32
213827241 | 12/21/23 | Live | Trane U.S. Inc. | TRANE | Singlezone Ducted, Centrally Ducted | 213827241 |  | HRCU-A-CB | 4TWV7X48A1 | Ducted Indoor Units | 4TXCD008DS3+P0V0D000M50SD+LRP |  |  |  | 12 | 17 | 8.5 | TRUE | FALSE | TRUE | 46000 | 37000 | 2.33 | 37300 | 2.32
213827172 | 12/21/23 | Live | Trane U.S. Inc. | AMERICAN STANDARD | Singlezone Ducted, Centrally Ducted | 213827172 |  | HRCU-A-CB | 4A6V7X48A1 | Ducted Indoor Units | 4PX*DU48BS3+P0V0D000M50SD+LRP |  |  |  | 12 | 17 | 8.5 | TRUE | FALSE | TRUE | 46000 | 37000 | 2.33 | 37300 | 2.32
213827171 | 12/21/23 | Live | Trane U.S. Inc. | TRANE | Singlezone Ducted, Centrally Ducted | 213827171 |  | HRCU-A-CB | 4TWV7X48A1 | Ducted Indoor Units | 4PX*DU48BS3+P0V0D000M50SD+LRP |  |  |  | 12 | 17 | 8.5 | TRUE | FALSE | TRUE | 46000 | 37000 | 2.33 | 37300 | 2.32
213827158 | 12/21/23 | Live | Trane U.S. Inc. | AMERICAN STANDARD | Singlezone Ducted, Centrally Ducted | 213827158 |  | HRCU-A-CB | 4A6V7X48A1 | Ducted Indoor Units | 4PX*DD60BS3+P0V0D000M50SD+LRP |  |  |  | 12 | 17 | 8.5 | TRUE | FALSE | TRUE | 46000 | 36400 | 2.29 | 36700 | 2.22
213827157 | 12/21/23 | Live | Trane U.S. Inc. | TRANE | Singlezone Ducted, Centrally Ducted | 213827157 |  | HRCU-A-CB | 4TWV7X48A1 | Ducted Indoor Units | 4PX*DD60BS3+P0V0D000M50SD+LRP |  |  |  | 12 | 17 | 8.5 | TRUE | FALSE | TRUE | 46000 | 36400 | 2.29 | 36700 | 2.22
213827248 | 12/21/23 | Live | Trane U.S. Inc. | AMERICAN STANDARD | Singlezone Ducted, Centrally Ducted | 213827248 |  | HRCU-A-CB | 4A6V7X48A1 | Ducted Indoor Units | 4TXCD010DS3+P0V0C000M50SD+LRP |  |  |  | 12 | 17 | 8.5 | TRUE | FALSE | TRUE | 45500 | 35400 | 2.26 | 35700 | 2.22
213827246 | 12/21/23 | Live | Trane U.S. Inc. | AMERICAN STANDARD | Singlezone Ducted, Centrally Ducted | 213827246 |  | HRCU-A-CB | 4A6V7X48A1 | Ducted Indoor Units | 4TXCD010DS3+P0V0D000M50SD+LRP |  |  |  | 12 | 17 | 8.5 | TRUE | FALSE | TRUE | 47000 | 36400 | 2.34 | 36700 | 2.32
213827247 | 12/21/23 | Live | Trane U.S. Inc. | TRANE | Singlezone Ducted, Centrally Ducted | 213827247 |  | HRCU-A-CB | 4TWV7X48A1 | Ducted Indoor Units | 4TXCD010DS3+P0V0C000M50SD+LRP |  |  |  | 12 | 17 | 8.5 | TRUE | FALSE | TRUE | 45500 | 35400 | 2.26 | 35700 | 2.22
213827245 | 12/21/23 | Live | Trane U.S. Inc. | TRANE | Singlezone Ducted, Centrally Ducted | 213827245 |  | HRCU-A-CB | 4TWV7X48A1 | Ducted Indoor Units | 4TXCD010DS3+P0V0D000M50SD+LRP |  |  |  | 12 | 17 | 8.5 | TRUE | FALSE | TRUE | 47000 | 36400 | 2.34 | 36700 | 2.32
213827180 | 12/21/23 | Live | Trane U.S. Inc. | AMERICAN STANDARD | Singlezone Ducted, Centrally Ducted | 213827180 |  | HRCU-A-CB | 4A6V7X48A1 | Ducted Indoor Units | 4PX*DU60BS3+P0V0C000M50SD+LRP |  |  |  | 12 | 17 | 8.5 | TRUE | FALSE | TRUE | 45500 | 35400 | 2.26 | 35700 | 2.22
213827178 | 12/21/23 | Live | Trane U.S. Inc. | AMERICAN STANDARD | Singlezone Ducted, Centrally Ducted | 213827178 |  | HRCU-A-CB | 4A6V7X48A1 | Ducted Indoor Units | 4PX*DU60BS3+P0V0D000M50SD+LRP |  |  |  | 12 | 17 | 8.5 | TRUE | FALSE | TRUE | 47000 | 36400 | 2.34 | 36700 | 2.32
213827179 | 12/21/23 | Live | Trane U.S. Inc. | TRANE | Singlezone Ducted, Centrally Ducted | 213827179 |  | HRCU-A-CB | 4TWV7X48A1 | Ducted Indoor Units | 4PX*DU60BS3+P0V0C000M50SD+LRP |  |  |  | 12 | 17 | 8.5 | TRUE | FALSE | TRUE | 45500 | 35400 | 2.26 | 35700 | 2.22
213827177 | 12/21/23 | Live | Trane U.S. Inc. | TRANE | Singlezone Ducted, Centrally Ducted | 213827177 |  | HRCU-A-CB | 4TWV7X48A1 | Ducted Indoor Units | 4PX*DU60BS3+P0V0D000M50SD+LRP |  |  |  | 12 | 17 | 8.5 | TRUE | FALSE | TRUE | 47000 | 36400 | 2.34 | 36700 | 2.32
213827291 | 12/21/23 | Live | Trane U.S. Inc. | AMERICAN STANDARD | Singlezone Ducted, Centrally Ducted | 213827291 |  | HRCU-A-CB | 4A6V7X48A1 | Ducted Indoor Units | 4PX*BU48BS3+P0V0B000M40SD+LRP |  |  |  | 11.5 | 17 | 8.5 | FALSE | FALSE | TRUE | 46000 | 37400 | 2.26 | 37700 | 2.22
213827290 | 12/21/23 | Live | Trane U.S. Inc. | TRANE | Singlezone Ducted, Centrally Ducted | 213827290 |  | HRCU-A-CB | 4TWV7X48A1 | Ducted Indoor Units | 4PX*BU48BS3+P0V0B000M40SD+LRP |  |  |  | 11.5 | 17 | 8.5 | FALSE | FALSE | TRUE | 46000 | 37400 | 2.26 | 37700 | 2.22
213827184 | 12/21/23 | Live | Trane U.S. Inc. | AMERICAN STANDARD | Singlezone Ducted, Centrally Ducted | 213827184 |  | HRCU-A-CB | 4A6V7X48A1 | Ducted Indoor Units | 4TXCB006DS3+P0V0B000M40SD+LRP |  |  |  | 11.5 | 17 | 8.5 | FALSE | FALSE | TRUE | 46000 | 37400 | 2.26 | 37700 | 2.22
213827183 | 12/21/23 | Live | Trane U.S. Inc. | TRANE | Singlezone Ducted, Centrally Ducted | 213827183 |  | HRCU-A-CB | 4TWV7X48A1 | Ducted Indoor Units | 4TXCB006DS3+P0V0B000M40SD+LRP |  |  |  | 11.5 | 17 | 8.5 | FALSE | FALSE | TRUE | 46000 | 37400 | 2.26 | 37700 | 2.22
213827214 | 12/21/23 | Live | Trane U.S. Inc. | AMERICAN STANDARD | Singlezone Ducted, Centrally Ducted | 213827214 |  | HRCU-A-CB | 4A6V7X48A1 | Ducted Indoor Units | 4TXCC005DS3+P0V0C000M50SD+LRP |  |  |  | 11.5 | 17 | 8.5 | FALSE | FALSE | TRUE | 44000 | 36800 | 2.19 | 36600 | 2.09
213827213 | 12/21/23 | Live | Trane U.S. Inc. | TRANE | Singlezone Ducted, Centrally Ducted | 213827213 |  | HRCU-A-CB | 4TWV7X48A1 | Ducted Indoor Units | 4TXCC005DS3+P0V0C000M50SD+LRP |  |  |  | 11.5 | 17 | 8.5 | FALSE | FALSE | TRUE | 44000 | 36800 | 2.19 | 36600 | 2.09
213827098 | 12/21/23 | Live | Trane U.S. Inc. | AMERICAN STANDARD | Singlezone Ducted, Centrally Ducted | 213827098 |  | HRCU-A-CB | 4A6V7X48A1 | Ducted Indoor Units | 4PX*CD60BS3+P0V0C000M50SD+LRP |  |  |  | 12 | 17 | 8.5 | TRUE | FALSE | TRUE | 47000 | 36600 | 2.24 | 36900 | 2.22
213827097 | 12/21/23 | Live | Trane U.S. Inc. | TRANE | Singlezone Ducted, Centrally Ducted | 213827097 |  | HRCU-A-CB | 4TWV7X48A1 | Ducted Indoor Units | 4PX*CD60BS3+P0V0C000M50SD+LRP |  |  |  | 12 | 17 | 8.5 | TRUE | FALSE | TRUE | 47000 | 36600 | 2.24 | 36900 | 2.22
213827232 | 12/21/23 | Live | Trane U.S. Inc. | AMERICAN STANDARD | Singlezone Ducted, Centrally Ducted | 213827232 |  | HRCU-A-CB | 4A6V7X48A1 | Ducted Indoor Units | 4TXCC009DS3+P0V0C000M50SD+LRP |  |  |  | 12 | 17 | 8.5 | TRUE | FALSE | TRUE | 47000 | 36600 | 2.32 | 36900 | 2.32
213827231 | 12/21/23 | Live | Trane U.S. Inc. | TRANE | Singlezone Ducted, Centrally Ducted | 213827231 |  | HRCU-A-CB | 4TWV7X48A1 | Ducted Indoor Units | 4TXCC009DS3+P0V0C000M50SD+LRP |  |  |  | 12 | 17 | 8.5 | TRUE | FALSE | TRUE | 47000 | 36600 | 2.32 | 36900 | 2.32
213827148 | 12/21/23 | Live | Trane U.S. Inc. | AMERICAN STANDARD | Singlezone Ducted, Centrally Ducted | 213827148 |  | HRCU-A-CB | 4A6V7X48A1 | Ducted Indoor Units | 4PX*CU60BS3+P0V0C000M50SD+LRP |  |  |  | 12 | 17 | 8.5 | TRUE | FALSE | TRUE | 47000 | 36600 | 2.33 | 36900 | 2.32
213827147 | 12/21/23 | Live | Trane U.S. Inc. | TRANE | Singlezone Ducted, Centrally Ducted | 213827147 |  | HRCU-A-CB | 4TWV7X48A1 | Ducted Indoor Units | 4PX*CU60BS3+P0V0C000M50SD+LRP |  |  |  | 12 | 17 | 8.5 | TRUE | FALSE | TRUE | 47000 | 36600 | 2.33 | 36900 | 2.32
213827222 | 12/21/23 | Live | Trane U.S. Inc. | AMERICAN STANDARD | Singlezone Ducted, Centrally Ducted | 213827222 |  | HRCU-A-CB | 4A6V7X48A1 | Ducted Indoor Units | 4TXCC007DS3+P0V0C000M50SD+LRP |  |  |  | 12 | 17 | 8.5 | TRUE | FALSE | TRUE | 46000 | 37200 | 2.3 | 37500 | 2.32
213827221 | 12/21/23 | Live | Trane U.S. Inc. | TRANE | Singlezone Ducted, Centrally Ducted | 213827221 |  | HRCU-A-CB | 4TWV7X48A1 | Ducted Indoor Units | 4TXCC007DS3+P0V0C000M50SD+LRP |  |  |  | 12 | 17 | 8.5 | TRUE | FALSE | TRUE | 46000 | 37200 | 2.3 | 37500 | 2.32
213827134 | 12/21/23 | Live | Trane U.S. Inc. | AMERICAN STANDARD | Singlezone Ducted, Centrally Ducted | 213827134 |  | HRCU-A-CB | 4A6V7X48A1 | Ducted Indoor Units | 4PX*CU48BS3+P0V0C000M50SD+LRP |  |  |  | 12 | 17 | 8.5 | TRUE | FALSE | TRUE | 46000 | 37200 | 2.3 | 37500 | 2.32
213827133 | 12/21/23 | Live | Trane U.S. Inc. | TRANE | Singlezone Ducted, Centrally Ducted | 213827133 |  | HRCU-A-CB | 4TWV7X48A1 | Ducted Indoor Units | 4PX*CU48BS3+P0V0C000M50SD+LRP |  |  |  | 12 | 17 | 8.5 | TRUE | FALSE | TRUE | 46000 | 37200 | 2.3 | 37500 | 2.32
213827126 | 12/21/23 | Live | Trane U.S. Inc. | AMERICAN STANDARD | Singlezone Ducted, Centrally Ducted | 213827126 |  | HRCU-A-CB | 4A6V7X48A1 | Ducted Indoor Units | 4PX*CU42BS3+P0V0C000M50SD+LRP |  |  |  | 12 | 17 | 8.5 | TRUE | FALSE | TRUE | 46000 | 37400 | 2.26 | 37700 | 2.22
213827125 | 12/21/23 | Live | Trane U.S. Inc. | TRANE | Singlezone Ducted, Centrally Ducted | 213827125 |  | HRCU-A-CB | 4TWV7X48A1 | Ducted Indoor Units | 4PX*CU42BS3+P0V0C000M50SD+LRP |  |  |  | 12 | 17 | 8.5 | TRUE | FALSE | TRUE | 46000 | 37400 | 2.26 | 37700 | 2.22
213826902 | 12/21/23 | Live | Trane U.S. Inc. | AMERICAN STANDARD | Singlezone Ducted, Centrally Ducted | 213826902 |  | HRCU-A-CB | 4A6V7X36A1 | Ducted Indoor Units | 4PX*BU36BS3+P0V0A000M30SD+LRP |  |  |  | 11.5 | 17 | 8 | FALSE | FALSE | FALSE | 32800 | 25000 | 2.09 | 24800 | 1.99
213826901 | 12/21/23 | Live | Trane U.S. Inc. | TRANE | Singlezone Ducted, Centrally Ducted | 213826901 |  | HRCU-A-CB | 4TWV7X36A1 | Ducted Indoor Units | 4PX*BU36BS3+P0V0A000M30SD+LRP |  |  |  | 11.5 | 17 | 8 | FALSE | FALSE | FALSE | 32800 | 25000 | 2.09 | 24800 | 1.99
213827050 | 12/21/23 | Live | Trane U.S. Inc. | AMERICAN STANDARD | Singlezone Ducted, Centrally Ducted | 213827050 |  | HRCU-A-CB | 4A6V7X36A1 | Ducted Indoor Units | 4TXCB006DS3+P0V0A000M30SD+LRP |  |  |  | 11.7 | 17 | 8.2 | TRUE | FALSE | FALSE | 34000 | 25400 | 2.16 | 25700 | 2.13
213827049 | 12/21/23 | Live | Trane U.S. Inc. | TRANE | Singlezone Ducted, Centrally Ducted | 213827049 |  | HRCU-A-CB | 4TWV7X36A1 | Ducted Indoor Units | 4TXCB006DS3+P0V0A000M30SD+LRP |  |  |  | 11.7 | 17 | 8.2 | TRUE | FALSE | FALSE | 34000 | 25400 | 2.16 | 25700 | 2.13
213826843 | 12/21/23 | Live | Trane U.S. Inc. | TRANE | Singlezone Ducted, Centrally Ducted | 213826843 |  | HRCU-A-CB | 4TWV7X24A1 | Ducted Indoor Units | 4TXCB003DS3+P0V0A000M30SD+LRP |  |  |  | 12 | 17 | 8 | TRUE | FALSE | FALSE | 23200 | 17300 | 2.17 | 17200 | 2.09
214066452 | 02/02/24 | Live | Rheem | FRIEDRICH | Singlezone Ducted, Centrally Ducted | 214066452 |  | HRCU-A-CB | RD17AZ36AJ3N | Ducted Indoor Units | FRH2TZ3621MTANA |  |  |  | 11.7 | 18 | 8.1 | TRUE | FALSE | TRUE | 34200 | 23200 | 2.7 | 23200 | 2.7
214066450 | 02/02/24 | Live | Rheem | FRIEDRICH | Singlezone Ducted, Centrally Ducted | 214066450 |  | HRCU-A-CB | RD17AZ36AJ3N | Ducted Indoor Units | FRH2TZ3621MTANN |  |  |  | 11.7 | 18 | 8.1 | TRUE | FALSE | TRUE | 34200 | 22800 | 2.77 | 22800 | 2.77
214066449 | 02/02/24 | Live | Rheem | RUSSELL | Singlezone Ducted, Centrally Ducted | 214066449 |  | HRCU-A-CB | RD17AZ36AJ3N | Ducted Indoor Units | SH2CZ3621MTANA |  |  |  | 11.7 | 18 | 8.1 | TRUE | FALSE | TRUE | 34200 | 23200 | 2.7 | 23200 | 2.7
214066448 | 02/02/24 | Live | Rheem | SURE | Singlezone Ducted, Centrally Ducted | 214066448 |  | HRCU-A-CB | RD17AZ36AJ3N | Ducted Indoor Units | SH2CZ3621MTANA |  |  |  | 11.7 | 18 | 8.1 | TRUE | FALSE | TRUE | 34200 | 23200 | 2.7 | 23200 | 2.7
214066447 | 02/02/24 | Live | Rheem | RUUD | Singlezone Ducted, Centrally Ducted | 214066447 |  | HRCU-A-CB | RD17AZ36AJ3N | Ducted Indoor Units | RH2TZ3621MTANN |  |  |  | 11.7 | 18 | 8.1 | TRUE | FALSE | TRUE | 34200 | 22800 | 2.77 | 22800 | 2.77
214066445 | 02/02/24 | Live | Rheem | RHEEM | Singlezone Ducted, Centrally Ducted | 214066445 |  | HRCU-A-CB | RD17AZ36AJ3N | Ducted Indoor Units | RH2TZ3621MTANN |  |  |  | 11.7 | 18 | 8.1 | TRUE | FALSE | TRUE | 34200 | 22800 | 2.77 | 22800 | 2.77
214066444 | 02/02/24 | Live | Rheem | RHEEM | Singlezone Ducted, Centrally Ducted | 214066444 |  | HRCU-A-CB | RD17AZ36AJ3N | Ducted Indoor Units | RH2TZ3621MTANA |  |  |  | 11.7 | 18 | 8.1 | TRUE | FALSE | TRUE | 34200 | 23200 | 2.7 | 23200 | 2.7
213826852 | 12/21/23 | Live | Trane U.S. Inc. | AMERICAN STANDARD | Singlezone Ducted, Centrally Ducted | 213826852 |  | HRCU-A-CB | 4A6V7X24A1 | Ducted Indoor Units | 4TXCB004DS3+P0V0A000M30SD+LRP |  |  |  | 12 | 17 | 8.2 | TRUE | FALSE | FALSE | 23200 | 16700 | 2.26 | 16600 | 2.19
213826851 | 12/21/23 | Live | Trane U.S. Inc. | TRANE | Singlezone Ducted, Centrally Ducted | 213826851 |  | HRCU-A-CB | 4TWV7X24A1 | Ducted Indoor Units | 4TXCB004DS3+P0V0A000M30SD+LRP |  |  |  | 12 | 17 | 8.2 | TRUE | FALSE | FALSE | 23200 | 16700 | 2.26 | 16600 | 2.19
214066443 | 02/02/24 | Live | Rheem | RUUD | Singlezone Ducted, Centrally Ducted | 214066443 |  | HRCU-A-CB | RD17AZ36AJ3N | Ducted Indoor Units | RH2TZ3621MTANA |  |  |  | 11.7 | 18 | 8.1 | TRUE | FALSE | TRUE | 34200 | 23200 | 2.7 | 23200 | 2.7
214066441 | 02/02/24 | Live | Rheem | SURE | Singlezone Ducted, Centrally Ducted | 214066441 |  | HRCU-A-CB | RD17AZ36AJ3N | Ducted Indoor Units | SH2CZ3621MTANN |  |  |  | 11.7 | 18 | 8.1 | TRUE | FALSE | TRUE | 34200 | 22800 | 2.77 | 22800 | 2.77
214066440 | 02/02/24 | Live | Rheem | RUSSELL | Singlezone Ducted, Centrally Ducted | 214066440 |  | HRCU-A-CB | RD17AZ36AJ3N | Ducted Indoor Units | SH2CZ3621MTANN |  |  |  | 11.7 | 18 | 8.1 | TRUE | FALSE | TRUE | 34200 | 22800 | 2.77 | 22800 | 2.77
214066439 | 02/02/24 | Live | Rheem | FRIEDRICH | Singlezone Ducted, Centrally Ducted | 214066439 |  | HRCU-A-CB | RD17AZ36AJ3N | Ducted Indoor Units | RH2TZ3621MTANN |  |  |  | 11.7 | 18 | 8.1 | TRUE | FALSE | TRUE | 34200 | 22800 | 2.77 | 22800 | 2.77
214100101 | 02/02/24 | Live | Rheem | RUUD | Singlezone Ducted, Centrally Ducted | 214100101 |  | HRCU-A-CB | RD17AZ60AJ3N | Ducted Indoor Units | RH3VZ4824STACN |  |  |  | 10 | 19 | 8.1 | FALSE | FALSE | FALSE | 55500 | 50000 | 2 | 50000 | 2
214100100 | 02/02/24 | Live | Rheem | RHEEM | Singlezone Ducted, Centrally Ducted | 214100100 |  | HRCU-A-CB | RD17AZ60AJ3N | Ducted Indoor Units | RH3VZ4824STACN |  |  |  | 10 | 19 | 8.1 | FALSE | FALSE | FALSE | 55500 | 50000 | 2 | 50000 | 2
214100083 | 02/02/24 | Live | Rheem | SURE | Singlezone Ducted, Centrally Ducted | 214100083 |  | HRCU-A-CB | RD17AZ24AJ3N | Ducted Indoor Units | RF2TZ2421STANS |  |  |  | 10 | 16 | 8.1 | FALSE | FALSE | TRUE | 22800 | 15200 | 2.61 | 15200 | 2.61
214100082 | 02/02/24 | Live | Rheem | RUSSELL | Singlezone Ducted, Centrally Ducted | 214100082 |  | HRCU-A-CB | RD17AZ24AJ3N | Ducted Indoor Units | RF2TZ2421STANS |  |  |  | 10 | 16 | 8.1 | FALSE | FALSE | TRUE | 22800 | 15200 | 2.61 | 15200 | 2.61
214100081 | 02/02/24 | Live | Rheem | FRIEDRICH | Singlezone Ducted, Centrally Ducted | 214100081 |  | HRCU-A-CB | RD17AZ24AJ3N | Ducted Indoor Units | RF2TZ2421STANS |  |  |  | 10 | 16 | 8.1 | FALSE | FALSE | TRUE | 22800 | 15200 | 2.61 | 15200 | 2.61
214100080 | 02/02/24 | Live | Rheem | FRIEDRICH | Singlezone Ducted, Centrally Ducted | 214100080 |  | HRCU-A-CB | RD17AZ24AJ3N | Ducted Indoor Units | FRB2TZ2417STANM |  |  |  | 10 | 15.2 | 8.1 | FALSE | FALSE | TRUE | 22600 | 15200 | 2.61 | 15200 | 2.61
214100079 | 02/02/24 | Live | Rheem | RUUD | Singlezone Ducted, Centrally Ducted | 214100079 |  | HRCU-A-CB | RD17AZ24AJ3N | Ducted Indoor Units | RF2TZ2421STANS |  |  |  | 10 | 16 | 8.1 | FALSE | FALSE | TRUE | 22800 | 15200 | 2.61 | 15200 | 2.61
214100078 | 02/02/24 | Live | Rheem | RHEEM | Singlezone Ducted, Centrally Ducted | 214100078 |  | HRCU-A-CB | RD17AZ24AJ3N | Ducted Indoor Units | RB2TZ2417STANM |  |  |  | 10 | 15.2 | 8.1 | FALSE | FALSE | TRUE | 22600 | 15200 | 2.61 | 15200 | 2.61
214100077 | 02/02/24 | Live | Rheem | RHEEM | Singlezone Ducted, Centrally Ducted | 214100077 |  | HRCU-A-CB | RD17AZ24AJ3N | Ducted Indoor Units | RF2TZ2421STANS |  |  |  | 10 | 16 | 8.1 | FALSE | FALSE | TRUE | 22800 | 15200 | 2.61 | 15200 | 2.61
214100076 | 02/02/24 | Live | Rheem | RUUD | Singlezone Ducted, Centrally Ducted | 214100076 |  | HRCU-A-CB | RD17AZ24AJ3N | Ducted Indoor Units | RB2TZ2417STANM |  |  |  | 10 | 15.2 | 8.1 | FALSE | FALSE | TRUE | 22600 | 15200 | 2.61 | 15200 | 2.61
214075933 | 02/02/24 | Live | Rheem | RHEEM | Singlezone Ducted, Centrally Ducted | 214075933 |  | HRCU-A-CB | RD17AZ48AJ3N | Ducted Indoor Units | RH2TZ6024STANN |  |  |  | 10 | 16 | 8.1 | FALSE | FALSE | TRUE | 45500 | 32600 | 2.8 | 32600 | 2.8
214075932 | 02/02/24 | Live | Rheem | FRIEDRICH | Singlezone Ducted, Centrally Ducted | 214075932 |  | HRCU-A-CB | RD17AZ48AJ3N | Ducted Indoor Units | FRH2TZ6024STANN |  |  |  | 10 | 16 | 8.1 | FALSE | FALSE | TRUE | 45500 | 32600 | 2.8 | 32600 | 2.8
211213977 | 05/10/23 | Live | CARRIER | PAYNE HEATING AND COOLING | Singlezone Ducted, Centrally Ducted | 211213977 |  | HRCU-A-CB | 38MURAQ30AB3* | Ducted Indoor Units | FV4CNF002L |  |  |  | 9 | 14.5 | 8.1 | FALSE | FALSE | FALSE | 30000 | 23600 | 2.46 | 23960 | 2.58
214075931 | 02/02/24 | Live | Rheem | SURE | Singlezone Ducted, Centrally Ducted | 214075931 |  | HRCU-A-CB | RD17AZ48AJ3N | Ducted Indoor Units | SH2CZ6024STANN |  |  |  | 10 | 16 | 8.1 | FALSE | FALSE | TRUE | 45500 | 32600 | 2.8 | 32600 | 2.8
214075930 | 02/02/24 | Live | Rheem | RUSSELL | Singlezone Ducted, Centrally Ducted | 214075930 |  | HRCU-A-CB | RD17AZ48AJ3N | Ducted Indoor Units | SH2CZ6024STANN |  |  |  | 10 | 16 | 8.1 | FALSE | FALSE | TRUE | 45500 | 32600 | 2.8 | 32600 | 2.8
211213976 | 05/10/23 | Live | CARRIER | PAYNE HEATING AND COOLING | Singlezone Ducted, Centrally Ducted | 211213976 |  | HRCU-A-CB | 38MURAQ30AB3* | Ducted Indoor Units | FV4CN(B,F)003L |  |  |  | 9 | 15.2 | 8.1 | FALSE | FALSE | FALSE | 30400 | 23400 | 2.44 | 23760 | 2.56
211213975 | 05/10/23 | Live | CARRIER | PAYNE HEATING AND COOLING | Singlezone Ducted, Centrally Ducted | 211213975 |  | HRCU-A-CB | 38MURAQ30AB3* | Ducted Indoor Units | FMA4X36**AL* |  |  |  | 9 | 15.5 | 8.5 | FALSE | FALSE | FALSE | 31200 | 23800 | 2.58 | 24160 | 2.71
214075929 | 02/02/24 | Live | Rheem | RUUD | Singlezone Ducted, Centrally Ducted | 214075929 |  | HRCU-A-CB | RD17AZ48AJ3N | Ducted Indoor Units | RH2TZ6024STANN |  |  |  | 10 | 16 | 8.1 | FALSE | FALSE | TRUE | 45500 | 32600 | 2.8 | 32600 | 2.8
214075928 | 02/02/24 | Live | Rheem | FRIEDRICH | Singlezone Ducted, Centrally Ducted | 214075928 |  | HRCU-A-CB | RD17AZ24AJ3N | Ducted Indoor Units | FRH2TZ3617STANN |  |  |  | 10 | 15.2 | 8.1 | TRUE | FALSE | TRUE | 22800 | 15300 | 2.61 | 15300 | 2.61
214075924 | 02/02/24 | Live | Rheem | RUUD | Singlezone Ducted, Centrally Ducted | 214075924 |  | HRCU-A-CB | RD17AZ24AJ3N | Ducted Indoor Units | RH2TZ3617STANN |  |  |  | 10 | 15.2 | 8.1 | TRUE | FALSE | TRUE | 22800 | 15300 | 2.61 | 15300 | 2.61
211213974 | 05/10/23 | Live | CARRIER | PAYNE HEATING AND COOLING | Singlezone Ducted, Centrally Ducted | 211213974 |  | HRCU-A-CB | 38MURAQ30AB3* | Ducted Indoor Units | FMA4X30**AL* |  |  |  | 9 | 15.5 | 8.5 | FALSE | FALSE | FALSE | 31200 | 23800 | 2.58 | 24160 | 2.71
214075921 | 02/02/24 | Live | Rheem | RHEEM | Singlezone Ducted, Centrally Ducted | 214075921 |  | HRCU-A-CB | RD17AZ24AJ3N | Ducted Indoor Units | RH2TZ3617STANN |  |  |  | 10 | 15.2 | 8.1 | TRUE | FALSE | TRUE | 22800 | 15300 | 2.61 | 15300 | 2.61
211213973 | 05/10/23 | Live | CARRIER | PAYNE HEATING AND COOLING | Singlezone Ducted, Centrally Ducted | 211213973 |  | HRCU-A-CB | 38MURAQ30AB3* | Ducted Indoor Units | FM(C,U)4Z36**AL* |  |  |  | 9 | 15.5 | 8.5 | FALSE | FALSE | FALSE | 30400 | 23600 | 2.52 | 23960 | 2.65
211213972 | 05/10/23 | Live | CARRIER | PAYNE HEATING AND COOLING | Singlezone Ducted, Centrally Ducted | 211213972 |  | HRCU-A-CB | 38MURAQ30AB3* | Ducted Indoor Units | FM(C,U)4Z30**AL* |  |  |  | 9 | 15.5 | 8.5 | FALSE | FALSE | FALSE | 30400 | 23600 | 2.52 | 23960 | 2.65
213785770 | 12/21/23 | Live | Midea Electric Trading | MITSUTOMO | Multizone Mix of Ducted and Non-Ducted | 213785770 |  | HMSV-A-CB | HO-MQ36-AC-Q | Mixed Ducted and Non-Ducted Indoor Units |  |  |  |  | 12 | 20.2 | 10.45 | FALSE | FALSE | TRUE | 36000 | 28600 | 2.35 | 36500 | 2.25
213785768 | 12/21/23 | Live | Midea Electric Trading | MITSUTOMO | Multizone All Non-Ducted | 213785768 |  | HMSV-A-CB | HO-MQ36-AC-Q | Non-Ducted Indoor Units |  |  |  |  | 12 | 21 | 10.9 | FALSE | FALSE | TRUE | 36000 | 27400 | 2.5 | 37000 | 2.31
213785769 | 12/21/23 | Live | Midea Electric Trading | MITSUTOMO | Multizone All Ducted | 213785769 |  | HMSV-A-CB | HO-MQ36-AC-Q | Ducted Indoor Units |  |  |  |  | 12 | 19.4 | 10 | FALSE | FALSE | TRUE | 36000 | 30000 | 2.2 | 36000 | 2.2
213785767 | 12/21/23 | Live | Midea Electric Trading | MITSUTOMO | Multizone Mix of Ducted and Non-Ducted | 213785767 |  | HMSV-A-CB | HO-MT28-AC-Q | Mixed Ducted and Non-Ducted Indoor Units |  |  |  |  | 11.8 | 19.75 | 9.8 | FALSE | FALSE | TRUE | 27000 | 22600 | 2.35 | 29900 | 2.19
213785766 | 12/21/23 | Live | Midea Electric Trading | MITSUTOMO | Multizone All Ducted | 213785766 |  | HMSV-A-CB | HO-MT28-AC-Q | Ducted Indoor Units |  |  |  |  | 11.8 | 19 | 10 | FALSE | FALSE | TRUE | 27000 | 23000 | 2.4 | 29000 | 2.18
213785765 | 12/21/23 | Live | Midea Electric Trading | MITSUTOMO | Multizone All Non-Ducted | 213785765 |  | HMSV-A-CB | HO-MT28-AC-Q | Non-Ducted Indoor Units |  |  |  |  | 11.8 | 20.5 | 9.6 | FALSE | FALSE | TRUE | 27000 | 22400 | 2.3 | 30800 | 2.2
213785764 | 12/21/23 | Live | Midea Electric Trading | MITSUTOMO | Singlezone Non-Ducted, Wall Placement | 213785764 |  | HRCU-A-CB-O | HO-SZ36-AB-Q | Mini-Splits | HW-SZ36-AB-Q |  |  |  | 11.7 | 20 | 10 | FALSE | FALSE | TRUE | 33000 | 27800 | 2.35 | 34000 | 2.4
213828450 | 12/21/23 | Live | Midea Electric Trading | E COLD | Multizone Mix of Ducted and Non-Ducted | 213828450 |  | HMSV-A-CB | ECOLD-C55-MS-G0001 | Mixed Ducted and Non-Ducted Indoor Units |  | 10.5 | 19 | 11.15 | 10.5 | 19.6 | 9.1 | FALSE | FALSE | TRUE | 55000 | 35800 | 2.58 | 37000 | 2.17
213867405 | 12/21/23 | Live | Midea Electric Trading | TRUST AIR CONDITIONERS | Multizone Mix of Ducted and Non-Ducted | 213867405 |  | HMSV-A-CB | M5H60H/O4S4P | Mixed Ducted and Non-Ducted Indoor Units |  | 10.5 | 20.25 | 10.8 | 10.5 | 20.4 | 9.4 | FALSE | FALSE | TRUE | 55000 | 34800 | 2.5 | 45000 | 2.06
213828448 | 12/21/23 | Live | Midea Electric Trading | E COLD | Multizone All Non-Ducted | 213828448 |  | HMSV-A-CB | ECOLD-C55-MS-G0001 | Non-Ducted Indoor Units |  | 10.5 | 19 | 11.5 | 10.5 | 20.2 | 9.6 | FALSE | FALSE | TRUE | 55000 | 36400 | 2.56 | 37000 | 2.17
213867404 | 12/21/23 | Live | Midea Electric Trading | TRUST AIR CONDITIONERS | Multizone All Ducted | 213867404 |  | HMSV-A-CB | M5H60H/O4S4P | Ducted Indoor Units |  | 10.5 | 19 | 11 | 10.5 | 18.8 | 9.3 | FALSE | FALSE | TRUE | 55000 | 35200 | 2.5 | 45000 | 2.06
213867403 | 12/21/23 | Live | Midea Electric Trading | TRUST AIR CONDITIONERS | Multizone All Non-Ducted | 213867403 |  | HMSV-A-CB | M5H60H/O4S4P | Non-Ducted Indoor Units |  | 10.5 | 21.5 | 10.6 | 10.5 | 22 | 9.5 | FALSE | FALSE | TRUE | 55000 | 34400 | 2.5 | 45000 | 2.06
213785762 | 12/21/23 | Live | Midea Electric Trading | MITSUTOMO | Singlezone Non-Ducted, Wall Placement | 213785762 |  | HRCU-A-CB-O | RO-SZ30-AB-Q | Mini-Splits | RW-SZ30-AC-Q | 12.2 | 21 | 10.5 | 12.2 | 21 | 8.7 | FALSE | FALSE | FALSE | 30000 | 20000 | 1.87 | 23000 | 2.1
213828447 | 12/21/23 | Live | Midea Electric Trading | E COLD | Multizone Mix of Ducted and Non-Ducted | 213828447 |  | HMSV-A-CB | ECOLD-C48-MS-G0001 | Mixed Ducted and Non-Ducted Indoor Units |  | 10.55 | 20.75 | 11 | 10.9 | 20.8 | 9.6 | FALSE | FALSE | TRUE | 48000 | 36000 | 2.6 | 37000 | 2.17
213867402 | 12/21/23 | Live | Midea Electric Trading | NG TRADE | Multizone Mix of Ducted and Non-Ducted | 213867402 |  | HMSV-A-CB | MOBMH480C | Mixed Ducted and Non-Ducted Indoor Units |  | 10.55 | 20.75 | 11 | 10.9 | 20.8 | 9.6 | FALSE | FALSE | TRUE | 48000 | 36000 | 2.6 | 37000 | 2.17
213828441 | 12/21/23 | Live | Midea Electric Trading | E COLD | Multizone Mix of Ducted and Non-Ducted | 213828441 |  | HMSV-A-CB | ECOLD-C27-MS-G0001 | Mixed Ducted and Non-Ducted Indoor Units |  | 11.6 | 21.75 | 10.2 | 11.95 | 22.25 | 9.2 | FALSE | FALSE | TRUE | 27400 | 21000 | 2.48 | 22600 | 2.25
213828442 | 12/21/23 | Live | Midea Electric Trading | E COLD | Multizone All Non-Ducted | 213828442 |  | HMSV-A-CB | ECOLD-C36-MS-G0001 | Non-Ducted Indoor Units |  | 10.5 | 21.8 | 11.5 | 10.6 | 23.1 | 9.6 | FALSE | FALSE | TRUE | 36000 | 26400 | 2.3 | 29600 | 2.09
213828439 | 12/21/23 | Live | Midea Electric Trading | E COLD | Multizone All Non-Ducted | 213828439 |  | HMSV-A-CB | ECOLD-C27-MS-G0001 | Non-Ducted Indoor Units |  | 12 | 22.5 | 10.2 | 12.2 | 23.5 | 9.2 | FALSE | FALSE | FALSE | 27000 | 20000 | 2.35 | 22600 | 2.25
213828440 | 12/21/23 | Live | Midea Electric Trading | E COLD | Multizone All Ducted | 213828440 |  | HMSV-A-CB | ECOLD-C27-MS-G0001 | Ducted Indoor Units |  | 11.2 | 21 | 10.2 | 11.7 | 21 | 9.2 | FALSE | FALSE | TRUE | 28000 | 22000 | 2.6 | 22600 | 2.25
213828445 | 12/21/23 | Live | Midea Electric Trading | E COLD | Multizone All Non-Ducted | 213828445 |  | HMSV-A-CB | ECOLD-C48-MS-G0001 | Non-Ducted Indoor Units |  | 11 | 21 | 10.5 | 11 | 21.1 | 9.5 | FALSE | FALSE | TRUE | 48000 | 36000 | 2.5 | 37000 | 2.17
213867400 | 12/21/23 | Live | Midea Electric Trading | NG TRADE | Multizone All Non-Ducted | 213867400 |  | HMSV-A-CB | MOBMH480C | Non-Ducted Indoor Units |  | 11 | 21 | 10.5 | 11 | 21.1 | 9.5 | FALSE | FALSE | TRUE | 48000 | 36000 | 2.5 | 37000 | 2.17
213867388 | 12/21/23 | Live | Midea Electric Trading | AC PRO.COM | Singlezone Ducted, Compact Ducted | 213867388 |  | HRCU-A-CB | AOE30U-48HFN1-MP0(GA) | Mini-Splits | ATI-48HWFN1-M | 9.2 | 17.4 | 10.3 | 8.5 | 15.1 | 9.3 | FALSE | FALSE | FALSE | 48000 | 34000 | 2.32 | 41000 | 2.32
213867386 | 12/21/23 | Live | Midea Electric Trading | AC PRO.COM | Singlezone Non-Ducted, Wall Placement | 213867386 |  | HRCU-A-CB-O | AOE30U-48HFN1-MP0(GA) | Mini-Splits | ACD1-48HRFN1-M(GA) | 9.5 | 17.8 | 11.5 | 9.5 | 18.5 | 9.8 | FALSE | FALSE | TRUE | 48000 | 30000 | 2.34 | 39000 | 2.05
213804890 | 12/21/23 | Live | Midea Electric Trading | MIDEA | Singlezone Ducted, Compact Ducted | 213804890 |  | HRCU-A-CB | MOE30U-60HFN1-M(GA)(X) | Mini-Splits | MHG-60HWFN1-MW | 10.6 | 19.2 | 10.2 | 10.3 | 17 | 8.4 | FALSE | FALSE | FALSE | 59000 | 34400 | 2.37 | 36000 | 2.29
213804889 | 12/21/23 | Live | Midea Electric Trading | MIDEA | Singlezone Non-Ducted, Floor Placement | 213804889 |  | HRCU-A-CB-O | MOE30U-60HFN1-M(GA)(X) | Mini-Splits | MUE-60HRFN1-MW | 9.8 | 18.7 | 10.5 | 9.8 | 19.8 | 9 | FALSE | FALSE | FALSE | 54000 | 35000 | 2.34 | 35200 | 1.98
213785808 | 12/21/23 | Live | Midea Electric Trading | MDV | Singlezone Non-Ducted, Wall Placement | 213785808 |  | HRCU-A-CB-O | MVX4-18HFN1AA | Mini-Splits | MVEP-18HFN1AA | 12.5 | 22.6 | 12 | 12.5 | 23.5 | 10.8 | FALSE | FALSE | TRUE | 18000 | 14900 | 2.48 | 15934 | 2.37
213785812 | 12/21/23 | Live | Midea Electric Trading | MIDEA | Singlezone Non-Ducted, Wall Placement | 213785812 |  | HRCU-A-CB-O | MOX4-18HFN1AA | Mini-Splits | MSEP-18HFN1AA | 12.5 | 22.6 | 12 | 12.5 | 23.5 | 10.8 | FALSE | FALSE | TRUE | 18000 | 14900 | 2.48 | 15934 | 2.37
213785826 | 12/21/23 | Live | Midea Electric Trading | KARDA | Singlezone Non-Ducted, Wall Placement | 213785826 |  | HRCU-A-CB-O | 3KARDA12SZO | Mini-Splits | 2KARDA12UVCS | 13 | 23 | 11.5 | 13 | 23.6 | 10 | TRUE | TRUE | TRUE | 12000 | 9600 | 2.56 | 12900 | 2.2
213785827 | 12/21/23 | Live | Midea Electric Trading | KARDA | Singlezone Non-Ducted, Ceiling Placement | 213785827 |  | HRCU-A-CB-O | 3KARDA12SZO | Mini-Splits | 2KARDA12UVC | 12.7 | 21.5 | 10.6 | 12.7 | 22.3 | 10.2 | TRUE | TRUE | TRUE | 12000 | 9900 | 2.55 | 14000 | 2.29
213785836 | 12/21/23 | Live | Midea Electric Trading | NUTECH | Singlezone Ducted, Centrally Ducted | 213785836 |  | HRCU-A-CB | NOX430-24HFN1-MR0 |  | NVBL-24HWFN1-MI3 |  |  |  | 10 | 16 | 8.5 | FALSE | FALSE | TRUE | 24000 | 21000 | 2.6 | 21000 | 2.6
213804886 | 12/21/23 | Live | Midea Electric Trading | INNOVAIR | Singlezone Ducted, Centrally Ducted | 213804886 |  | HRCU-A-CB | SEV24H2R19 |  | FEV24H2R19 |  |  |  | 10 | 16 | 8.5 | FALSE | FALSE | TRUE | 24000 | 21000 | 2.6 | 21000 | 2.6
213804885 | 12/21/23 | Live | Midea Electric Trading | INNOVAIR | Singlezone Ducted, Centrally Ducted | 213804885 |  | HRCU-A-CB | SEV18H2R19 |  | FEV18H2R19 |  |  |  | 10 | 16 | 8 | FALSE | FALSE | TRUE | 18000 | 12000 | 2.61 | 12000 | 2.59
213785834 | 12/21/23 | Live | Midea Electric Trading | NUTECH | Singlezone Ducted, Centrally Ducted | 213785834 |  | HRCU-A-CB | NOX330-18HFN1-MR0 |  | NVBL-18HWFN1-MH3 |  |  |  | 10 | 16 | 8 | FALSE | FALSE | TRUE | 18000 | 12000 | 2.61 | 12000 | 2.59
213804894 | 12/21/23 | Live | Midea Electric Trading | ICONIC AIR SOLUTION | Singlezone Ducted, Centrally Ducted | 213804894 |  | HRCU-A-CB | ICLZ36AK |  | IFLV36IK |  |  |  | 10 | 17 | 9.9 | FALSE | FALSE | TRUE | 36000 | 32800 | 2.42 | 43400 | 6.12
213804892 | 12/21/23 | Live | Midea Electric Trading | ICONIC AIR SOLUTION | Singlezone Ducted, Centrally Ducted | 213804892 |  | HRCU-A-CB | ICLZ24AK |  | IFLV24IK |  |  |  | 12 | 19 | 9.3 | FALSE | FALSE | TRUE | 24000 | 19200 | 2.61 | 26400 | 2.42
213804891 | 12/21/23 | Live | Midea Electric Trading | ICONIC AIR SOLUTION | Singlezone Ducted, Centrally Ducted | 213804891 |  | HRCU-A-CB | ICLZ18AK |  | IFLV18IK |  |  |  | 12.4 | 17 | 9.5 | FALSE | FALSE | TRUE | 18000 | 13500 | 2.6 | 21200 | 2.49
213804893 | 12/21/23 | Live | Midea Electric Trading | ICONIC AIR SOLUTION | Singlezone Ducted, Centrally Ducted | 213804893 |  | HRCU-A-CB | ICLZ30AK |  | IFLV30IK |  |  |  | 11.7 | 18.2 | 8.8 | FALSE | FALSE | TRUE | 28000 | 20000 | 2.3 | 27111 | 2.23
213785775 | 12/21/23 | Live | Midea Electric Trading | BLADEX | Singlezone Ducted, Centrally Ducted | 213785775 |  | HRCU-A-C | BX24-HP15ECO |  | BLCA-24A14AC-UNC |  |  |  | 10 | 15.4 | 9.2 | FALSE | FALSE | TRUE | 24000 | 22600 | 2.56 | 22600 | 2.56
213785774 | 12/21/23 | Live | Midea Electric Trading | BLADEX | Singlezone Ducted, Centrally Ducted | 213785774 |  | HRCU-A-C | BX24-HP15ECO |  | BLCA-24A14AC |  |  |  | 10 | 15.4 | 9.2 | FALSE | FALSE | TRUE | 24000 | 22600 | 2.56 | 22600 | 2.56
213785777 | 12/21/23 | Live | Midea Electric Trading | BLADEX | Singlezone Ducted, Centrally Ducted | 213785777 |  | HRCU-A-C | BX30-24HPHYHA |  | BLCA-24A14AC-UNC |  |  |  | 10.7 | 16.1 | 9.8 | FALSE | FALSE | TRUE | 24000 | 22400 | 2.42 | 25000 | 2.24
213785776 | 12/21/23 | Live | Midea Electric Trading | BLADEX | Singlezone Ducted, Centrally Ducted | 213785776 |  | HRCU-A-C | BX30-24HPHYHA |  | BLCA-24A14AC |  |  |  | 10.7 | 16.1 | 9.8 | FALSE | FALSE | TRUE | 24000 | 22400 | 2.42 | 25000 | 2.24
213785771 | 12/21/23 | Live | Midea Electric Trading | CUSTOM COMFORT | Singlezone Ducted, Centrally Ducted | 213785771 |  | HRCU-A-C | CCOXHA24V24HP |  | CCOACC24A |  |  |  | 10.7 | 16.1 | 9.8 | TRUE | TRUE | TRUE | 24000 | 22400 | 2.42 | 25000 | 2.24
213412083 | 12/21/23 | Live | Midea Electric Trading | ICONIC AIR SOLUTION | Singlezone Ducted, Centrally Ducted | 213412083 |  | HRCU-A-CB | ICLZ60AK |  | IFLA60IK | 9 | 16.4 | 10.5 | 8.8 | 15.3 | 9.4 | FALSE | FALSE | FALSE | 55000 | 42000 | 2.6 | 52500 | 2.3
213412072 | 12/21/23 | Live | Midea Electric Trading | ICONIC AIR SOLUTION | Singlezone Ducted, Centrally Ducted | 213412072 |  | HRCU-A-CB | ICLO60AK |  | IFLA60IK | 10.3 | 18 | 9.2 | 8.8 | 14.9 | 8.5 | FALSE | FALSE | FALSE | 57000 | 37000 | 2.4 | 39000 | 2.2
213412070 | 12/21/23 | Live | Midea Electric Trading | ICONIC AIR SOLUTION | Singlezone Ducted, Centrally Ducted | 213412070 |  | HRCU-A-CB | ICLO48AK |  | IFLA48IK | 9.3 | 17.3 | 10 | 8.8 | 15.8 | 9.4 | FALSE | FALSE | FALSE | 47000 | 37000 | 2.4 | 39000 | 2.2
213412069 | 12/21/23 | Live | Midea Electric Trading | ICONIC AIR SOLUTION | Singlezone Ducted, Centrally Ducted | 213412069 |  | HRCU-A-CB | ICLO36AK |  | IFLA36IK | 10.4 | 18 | 9.1 | 10.1 | 16.9 | 8.2 | FALSE | FALSE | FALSE | 36000 | 20400 | 2.48 | 22700 | 2.1
213412065 | 12/21/23 | Live | Midea Electric Trading | ICONIC AIR SOLUTION | Singlezone Ducted, Centrally Ducted | 213412065 |  | HRCU-A-CB | ICLO24AK |  | IFLA24IK | 11.3 | 19.4 | 11.3 | 10.5 | 17 | 9.2 | FALSE | FALSE | TRUE | 24000 | 21000 | 2.8 | 22000 | 2.8
213412064 | 12/21/23 | Live | Midea Electric Trading | ICONIC AIR SOLUTION | Singlezone Ducted, Centrally Ducted | 213412064 |  | HRCU-A-CB | ICLO18AK |  | IFLA18IK | 11.1 | 19 | 10.8 | 10.9 | 17 | 8.8 | FALSE | FALSE | TRUE | 18000 | 12000 | 2.71 | 12000 | 2.71
213867396 | 12/21/23 | Live | Midea Electric Trading | ZERO | Singlezone Ducted, Centrally Ducted | 213867396 |  | HRCU-A-CB | ZSOV-60HDM-US |  | ZAV-60HDM-US | 10 | 17 | 10.4 | 9.6 | 16 | 8.5 | FALSE | FALSE | FALSE | 57000 | 37800 | 2.48 | 37800 | 2.48
213867394 | 12/21/23 | Live | Midea Electric Trading | ZERO | Singlezone Ducted, Centrally Ducted | 213867394 |  | HRCU-A-CB | ZSOV-48HDM-US |  | ZAV-48HDM-US | 8.6 | 16.2 | 10.8 | 8.2 | 15.3 | 9.2 | FALSE | FALSE | FALSE | 48000 | 38000 | 2.1 | 39000 | 2.1
213867395 | 12/21/23 | Live | Midea Electric Trading | ZERO | Singlezone Ducted, Centrally Ducted | 213867395 |  | HRCU-A-CB | ZSOV-36HDM-US |  | ZAV-36HDM-US | 8.8 | 17 | 11.3 | 8.2 | 15.4 | 9 | FALSE | FALSE | FALSE | 36000 | 27000 | 2.54 | 27200 | 2.53
213867393 | 12/21/23 | Live | Midea Electric Trading | ZERO | Singlezone Ducted, Centrally Ducted | 213867393 |  | HRCU-A-CB | ZSOV-24HDM-US |  | ZAV-24HDM-US | 12.5 | 20 | 10 | 11.7 | 18 | 8.1 | TRUE | FALSE | TRUE | 24000 | 17000 | 2.98 | 18000 | 2.2
213412081 | 12/21/23 | Live | Midea Electric Trading | ICONIC AIR SOLUTION | Singlezone Ducted, Centrally Ducted | 213412081 |  | HRCU-A-CB | ICLZ48AK |  | IFLA48IK | 8.5 | 16 | 10 | 8.2 | 15.6 | 9.4 | FALSE | FALSE | FALSE | 47000 | 36000 | 2.36 | 48000 | 2.05
213412076 | 12/21/23 | Live | Midea Electric Trading | ICONIC AIR SOLUTION | Singlezone Ducted, Centrally Ducted | 213412076 |  | HRCU-A-CB | ICLZ24AK |  | IFLA24IK | 12.5 | 20 | 12 | 11.7 | 17.4 | 10 | FALSE | FALSE | TRUE | 24000 | 19200 | 2.5 | 26400 | 2.14
213412074 | 12/21/23 | Live | Midea Electric Trading | ICONIC AIR SOLUTION | Singlezone Ducted, Centrally Ducted | 213412074 |  | HRCU-A-CB | ICLZ18AK |  | IFLA18IK | 12.5 | 20 | 11 | 12.4 | 18 | 9.3 | FALSE | FALSE | TRUE | 18000 | 13500 | 2.6 | 21000 | 2.21
213804882 | 12/21/23 | Live | Midea Electric Trading | MULTI MFG | Singlezone Ducted, Centrally Ducted | 213804882 |  | HRCU-A-CB | HES-24HD-A |  | 24HSHP-C-M-A |  |  |  | 10 | 16 | 8.5 | FALSE | FALSE | TRUE | 24000 | 21000 | 2.6 | 21000 | 2.6
213879460 | 12/21/23 | Live | Midea Electric Trading | AC PRO.COM | Singlezone Ducted, Centrally Ducted | 213879460 |  | HRCU-A-CB | AOX430U-24HFN1-MR0 |  | AVBL-24HWFN1-MI3 |  |  |  | 10 | 16 | 8.5 | FALSE | FALSE | TRUE | 24000 | 21000 | 2.6 | 21000 | 2.6
213879459 | 12/21/23 | Live | Midea Electric Trading | AC PRO.COM | Singlezone Ducted, Centrally Ducted | 213879459 |  | HRCU-A-CB | AOX330U-18HFN1-MR0 |  | AVBL-18HWFN1-MH3 |  |  |  | 10 | 16 | 8 | FALSE | FALSE | TRUE | 18000 | 12000 | 2.61 | 12000 | 2.59
213804881 | 12/21/23 | Live | Midea Electric Trading | MULTI MFG | Singlezone Ducted, Centrally Ducted | 213804881 |  | HRCU-A-CB | HES-18HD-A |  | 18HSHP-C-M-A |  |  |  | 10 | 16 | 8 | FALSE | FALSE | TRUE | 18000 | 12000 | 2.61 | 12000 | 2.59
211016651 | 07/26/23 | Live | Mitsubishi Electric Trane | Mitsubishi Electric | Multizone All Ducted | 211016651 |  | HMSV-A-CB | PUMY-HP42NKMU2 | Ducted Indoor Units |  |  |  |  | 10.6 | 18 | 10 | FALSE | FALSE | FALSE | 42000 | 32000 | 2.5 | 48000 | 1.9
207615689 | 05/13/23 | Live | Fujitsu General America, Inc. | FUJITSU | Singlezone Non-Ducted, Wall Placement | 207615689 |  | HRCU-A-CB-O | AOUH12LMAS1 | Mini-Splits | ASUH12LMAS | 12.5 | 23 | 12.1 | 12.5 | 23 | 11.1 | TRUE | FALSE | TRUE | 12000 | 8800 | 3.03 | 12700 | 2.68
210191038 | 12/20/23 | Live | Fujitsu General America, Inc. | FUJITSU | Singlezone Non-Ducted, Wall Placement | 210191038 |  | HRCU-A-CB-O | AOUH12LMBS1 | Mini-Splits | ASUH12LMAS |  |  |  | 12.5 | 23 | 11.1 | TRUE | TRUE | TRUE | 12000 | 8500 | 2.93 | 12700 | 2.68
204344216 | 05/01/23 | Live | Hisense | Hisense | Multizone All Non-Ducted | 204344216 |  | HMSR-A-CB-O | AVW-48H3FH | Non-Ducted Indoor Units | AVC-12HJFA1 | 12.6 | 19 | 10.5 | 12.6 | 18.5 | 10 | FALSE | FALSE | TRUE | 48000 | 32000 | 2.7 | 44000 | 3.02
212925502 | 12/19/23 | Live | Mitsubishi Electric Trane | AMERICAN STANDARD / MITSUBISHI ELECTRIC | Multizone Mix of Ducted and Non-Ducted | 212925502 |  | HMSV-A-CB | NTXMMX36A142C** | Mixed Ducted and Non-Ducted Indoor Units |  |  |  |  | 9.05 | 17.6 | 9.15 | FALSE | FALSE | FALSE | 34400 | 22400 | 2.68 | 26300 | 2.21
212925509 | 12/19/23 | Live | Mitsubishi Electric Trane | TRANE / MITSUBISHI ELECTRIC | Multizone Mix of Ducted and Non-Ducted | 212925509 |  | HMSV-A-CB | NTXMMX36A142C** | Mixed Ducted and Non-Ducted Indoor Units |  |  |  |  | 9.05 | 17.6 | 9.15 | FALSE | FALSE | FALSE | 34400 | 22400 | 2.68 | 26300 | 2.21
212925501 | 12/19/23 | Live | Mitsubishi Electric Trane | AMERICAN STANDARD / MITSUBISHI ELECTRIC | Multizone Mix of Ducted and Non-Ducted | 212925501 |  | HMSV-A-CB | NTXMMX30A132C** | Mixed Ducted and Non-Ducted Indoor Units |  |  |  |  | 10.1 | 17.6 | 9.4 | FALSE | FALSE | TRUE | 27800 | 18200 | 2.84 | 21000 | 2.11
212925507 | 12/19/23 | Live | Mitsubishi Electric Trane | TRANE / MITSUBISHI ELECTRIC | Multizone Mix of Ducted and Non-Ducted | 212925507 |  | HMSV-A-CB | NTXMMX30A132C** | Mixed Ducted and Non-Ducted Indoor Units |  |  |  |  | 10.1 | 17.6 | 9.4 | FALSE | FALSE | TRUE | 27800 | 18200 | 2.84 | 21000 | 2.11
212925500 | 12/19/23 | Live | Mitsubishi Electric Trane | AMERICAN STANDARD / MITSUBISHI ELECTRIC | Multizone Mix of Ducted and Non-Ducted | 212925500 |  | HMSV-A-CB | NTXMMX24A132C** | Mixed Ducted and Non-Ducted Indoor Units |  |  |  |  | 12.4 | 18 | 9.3 | TRUE | FALSE | TRUE | 22800 | 14400 | 2.85 | 20300 | 2.04
212925505 | 12/19/23 | Live | Mitsubishi Electric Trane | TRANE / MITSUBISHI ELECTRIC | Multizone Mix of Ducted and Non-Ducted | 212925505 |  | HMSV-A-CB | NTXMMX24A132C** | Mixed Ducted and Non-Ducted Indoor Units |  |  |  |  | 12.4 | 18 | 9.3 | TRUE | FALSE | TRUE | 22800 | 14400 | 2.85 | 20300 | 2.04
212925503 | 12/19/23 | Live | Mitsubishi Electric Trane | TRANE / MITSUBISHI ELECTRIC | Multizone Mix of Ducted and Non-Ducted | 212925503 |  | HMSV-A-CB | NTXMMX20A122C** | Mixed Ducted and Non-Ducted Indoor Units |  |  |  |  | 11.35 | 18 | 9.4 | FALSE | FALSE | TRUE | 19000 | 13000 | 2.51 | 15000 | 2.47
212925477 | 12/19/23 | Live | Mitsubishi Electric Trane | MITSUBISHI ELECTRIC | Multizone Mix of Ducted and Non-Ducted | 212925477 |  | HMSV-A-CB | MXZ-4C36NA4-** | Mixed Ducted and Non-Ducted Indoor Units |  |  |  |  | 9.05 | 17.6 | 9.15 | FALSE | FALSE | FALSE | 34400 | 22400 | 2.68 | 26300 | 2.21
212925464 | 12/19/23 | Live | Mitsubishi Electric Trane | MITSUBISHI ELECTRIC | Multizone All Non-Ducted | 212925464 |  | HMSR-A-CB-O | MXZ-4C36NA4-** | Non-Ducted Indoor Units |  |  |  |  | 9.4 | 19.2 | 9.8 | FALSE | FALSE | TRUE | 35400 | 22400 | 2.89 | 26600 | 2.27
212925524 | 12/19/23 | Live | Mitsubishi Electric Trane | MITSUBISHI ELECTRIC | Multizone Mix of Ducted and Non-Ducted | 212925524 |  | HMSV-A-CB | MXZ-3C30NA4-** | Mixed Ducted and Non-Ducted Indoor Units |  |  |  |  | 10.1 | 17.6 | 9.4 | FALSE | FALSE | TRUE | 27800 | 18200 | 2.84 | 21000 | 2.11
212925883 | 12/19/23 | Live | Mitsubishi Electric Trane | MITSUBISHI ELECTRIC | Multizone Mix of Ducted and Non-Ducted | 212925883 |  | HMSV-A-CB | MXZ-3C24NA4-** | Mixed Ducted and Non-Ducted Indoor Units |  |  |  |  | 12.4 | 18 | 9.3 | TRUE | FALSE | TRUE | 22800 | 14400 | 2.85 | 20300 | 2.04
212927579 | 12/19/23 | Live | Mitsubishi Electric Trane | MITSUBISHI ELECTRIC | Multizone Mix of Ducted and Non-Ducted | 212927579 |  | HMSV-A-CB | MXZ-2C20NA4-** | Mixed Ducted and Non-Ducted Indoor Units |  |  |  |  | 11.35 | 18 | 9.4 | FALSE | FALSE | TRUE | 19000 | 13000 | 2.51 | 15000 | 2.47
207705540 | 12/20/23 | Live | Mitsubishi Electric Trane | Trane / Mitsubishi Electric | Singlezone Non-Ducted, Wall Placement | 207705540 |  | HRCU-A-CB-O | NTXSSH18A112** | Mini-Splits | NAXWST18B112** | 13.45 | 20.5 | 11.2 | 13.45 | 21.5 | 9.6 | TRUE | TRUE | TRUE | 18000 | 11700 | 2.79 | 22400 | 1.84
207705533 | 12/20/23 | Live | Mitsubishi Electric Trane | Trane / Mitsubishi Electric | Singlezone Non-Ducted, Wall Placement | 207705533 |  | HRCU-A-CB-O | NTXSSH18A112** | Mini-Splits | NTXWST18B112** | 13.45 | 20.5 | 11.2 | 13.45 | 21.5 | 9.6 | TRUE | TRUE | TRUE | 18000 | 11700 | 2.79 | 22400 | 1.84
207705527 | 12/20/23 | Live | Mitsubishi Electric Trane | Trane / Mitsubishi Electric | Singlezone Non-Ducted, Wall Placement | 207705527 |  | HRCU-A-CB-O | NTXSSH18A112* | Mini-Splits | MSZ-GS18NA*** | 13.45 | 20.5 | 11.2 | 13.45 | 21.5 | 9.6 | TRUE | TRUE | TRUE | 18000 | 11700 | 2.79 | 22400 | 1.84
207705502 | 12/20/23 | Live | Mitsubishi Electric Trane | American Standard / Mitsubishi Electric | Singlezone Non-Ducted, Wall Placement | 207705502 |  | HRCU-A-CB-O | MUZ-GS18NAHZ*** | Mini-Splits | NAXWST18B112** | 13.45 | 20.5 | 11.2 | 13.45 | 21.5 | 9.6 | TRUE | TRUE | TRUE | 18000 | 11700 | 2.79 | 22400 | 1.84
207705496 | 12/20/23 | Live | Mitsubishi Electric Trane | Trane / Mitsubishi Electric | Singlezone Non-Ducted, Wall Placement | 207705496 |  | HRCU-A-CB-O | MUZ-GS18NAHZ*** | Mini-Splits | NTXWST18B112** | 13.45 | 20.5 | 11.2 | 13.45 | 21.5 | 9.6 | TRUE | TRUE | TRUE | 18000 | 11700 | 2.79 | 22400 | 1.84
207679255 | 12/20/23 | Live | Mitsubishi Electric Trane | Mitsubishi Electric | Singlezone Non-Ducted, Wall Placement | 207679255 |  | HRCU-A-CB-O | MUZ-GS18NAHZ*** | Mini-Splits | MSZ-GS18NA*** | 13.45 | 20.5 | 11.2 | 13.45 | 21.5 | 9.6 | TRUE | TRUE | TRUE | 18000 | 11700 | 2.79 | 22400 | 1.84
211234516 | 07/19/23 | Live | LG | LG | Singlezone Ducted, Centrally Ducted | 211234516 |  | HRCU-A-CB | LUU480HV | Mini-Splits | LVN480HV |  |  |  | 9.7 | 16.5 | 9.3 | TRUE | TRUE | FALSE | 48000 | 30800 | 2.69 | 40000 | 2.17
211234515 | 07/19/23 | Live | LG | LG | Singlezone Ducted, Centrally Ducted | 211234515 |  | HRCU-A-CB | LUU420HV | Mini-Splits | LVN420HV |  |  |  | 10.75 | 17.2 | 9.35 | TRUE | TRUE | TRUE | 42000 | 29200 | 2.68 | 39000 | 2.29
212578847 | 12/08/23 | Live | LG | LG | Singlezone Ducted, Compact Ducted | 212578847 |  | HRCU-A-CB | LUU240HHV | Mini-Splits | LHN248HV1 |  |  |  | 11.8 | 16.75 | 9.4 | TRUE | TRUE | TRUE | 23000 | 17000 | 2.62 | 29500 | 2.16
212578842 | 12/08/23 | Live | LG | LG | Singlezone Ducted, Compact Ducted | 212578842 |  | HRCU-A-CB | LUU180HHV | Mini-Splits | LHN188HV1 |  |  |  | 12.3 | 17.5 | 9.2 | TRUE | TRUE | TRUE | 18000 | 11400 | 2.61 | 21700 | 2.07
212578843 | 12/08/23 | Live | LG | LG | Singlezone Ducted, Compact Ducted | 212578843 |  | HRCU-A-CB | LUU240HV | Mini-Splits | LHN248HV1 |  |  |  | 11.8 | 18.5 | 10.4 | TRUE | TRUE | TRUE | 23000 | 17500 | 2.64 | 27800 | 2.33
212578844 | 12/08/23 | Live | LG | LG | Singlezone Ducted, Compact Ducted | 212578844 |  | HRCU-A-CB | LUU180HV | Mini-Splits | LHN188HV1 |  |  |  | 12.6 | 17.8 | 9.9 | TRUE | TRUE | TRUE | 18000 | 12400 | 2.67 | 21300 | 2.22
212578845 | 12/08/23 | Live | LG | LG | Singlezone Ducted, Compact Ducted | 212578845 |  | HRCU-A-CB | LUU120HV | Mini-Splits | LHN128HV1 |  |  |  | 11.7 | 16 | 10.5 | TRUE | TRUE | TRUE | 12000 | 10400 | 2.8 | 13100 | 2.38
212578846 | 12/08/23 | Live | LG | LG | Singlezone Ducted, Compact Ducted | 212578846 |  | HRCU-A-CB | LUU090HV | Mini-Splits | LHN098HV1 |  |  |  | 11.8 | 16 | 10.4 | TRUE | TRUE | TRUE | 9000 | 9300 | 2.87 | 11700 | 2.2
8071548 | 08/26/19 | Live | Fujitsu General America, Inc. | FUJITSU | Multizone Mix of Ducted and Non-Ducted | 8071548 |  | HMSV-A-CB | AOU36RLXFZ1 | Mixed Ducted and Non-Ducted Indoor Units |  | 9.5 | 17 | 9.05 | 9.5 | 18 | 8.6 | FALSE | FALSE | FALSE | 35200 | 21400 | 2.7 | 32500 | 2.45
8071546 | 11/01/23 | Live | Fujitsu General America, Inc. | FUJITSU | Multizone All Ducted | 8071546 |  | HMSV-A-CB | AOU36RLXFZ1 | Ducted Indoor Units |  | 9 | 16 | 8.7 | 9 | 17 | 8.2 | FALSE | FALSE | FALSE | 35200 | 21400 | 2.62 | 32500 | 2.45
8071537 | 11/01/23 | Live | Fujitsu General America, Inc. | FUJITSU | Multizone All Non-Ducted | 8071537 |  | HMSV-A-CB | AOU36RLXFZ1 | Non-Ducted Indoor Units |  | 10 | 18 | 9.4 | 10 | 19 | 9 | FALSE | FALSE | FALSE | 35200 | 21400 | 2.8 | 32500 | 2.45
208447957 | 02/01/23 | Live | Midea Electric Trading | SLIMAIR | Multizone All Non-Ducted | 208447957 |  | HMSR-A-CB-O | SHC5Z48VC2AG | Non-Ducted Indoor Units |  | 11 | 21 | 10.5 | 11 | 21.1 | 9.5 | FALSE | FALSE | TRUE | 48000 | 36000 | 2.5 | 37000 | 2.17
208447951 | 01/27/23 | Live | Midea Electric Trading | SLIMAIR | Multizone All Non-Ducted | 208447951 |  | HMSR-A-CB-O | SHC3Z27VC2AG | Non-Ducted Indoor Units |  | 12 | 22.5 | 10.2 | 12.2 | 23.5 | 9.2 | TRUE | FALSE | FALSE | 27000 | 20000 | 2.35 | 22600 | 2.25
208447948 | 01/27/23 | Live | Midea Electric Trading | SLIMAIR | Multizone All Non-Ducted | 208447948 |  | HMSR-A-CB-O | SHC2Z18VC2AG | Non-Ducted Indoor Units |  | 12.5 | 21.5 | 10.6 | 12.5 | 21 | 10.2 | FALSE | FALSE | TRUE | 18000 | 14400 | 2.5 | 16000 | 2.23
208447954 | 02/01/23 | Live | Midea Electric Trading | SLIMAIR | Multizone All Non-Ducted | 208447954 |  | HMSR-A-CB-O | SHC4Z36VC2AG | Non-Ducted Indoor Units |  | 10.5 | 21.8 | 11.5 | 10.6 | 23.1 | 9.6 | FALSE | FALSE | TRUE | 36000 | 26400 | 2.3 | 29600 | 2.09
208497425 | 02/01/23 | Live | Midea Electric Trading | C&H | Multizone All Non-Ducted | 208497425 |  | HMSR-A-CB-O | CH-55MES-230VO | Non-Ducted Indoor Units |  | 10.5 | 20.5 | 10.8 | 10.5 | 21.3 | 9.1 | FALSE | FALSE | FALSE | 55000 | 34400 | 2.5 | 37000 | 2.17
208552828 | 01/27/23 | Live | Midea Electric Trading | MRCOOL | Multizone All Non-Ducted | 208552828 |  | HMSR-A-CB-O | MULTI2-18HP230B | Non-Ducted Indoor Units |  | 13.3 | 22.5 | 10.6 | 13.9 | 22.9 | 10.5 | TRUE | FALSE | TRUE | 18000 | 14300 | 2.49 | 16000 | 2.23
208497428 | 01/27/23 | Live | Midea Electric Trading | C&H | Multizone All Non-Ducted | 208497428 |  | HMSR-A-CB-O | CH-HPR55M-230VO | Non-Ducted Indoor Units |  | 10.5 | 21.5 | 10.6 | 10.5 | 22 | 9.5 | FALSE | FALSE | TRUE | 55000 | 34400 | 2.5 | 45000 | 2.06
208552834 | 01/27/23 | Live | Midea Electric Trading | MRCOOL | Multizone All Non-Ducted | 208552834 |  | HMSR-A-CB-O | MULTI3-27HP230B | Non-Ducted Indoor Units |  | 12.5 | 23.8 | 10.5 | 12.7 | 24.6 | 9.5 | TRUE | FALSE | TRUE | 28000 | 21000 | 2.5 | 22600 | 2.25
208552838 | 02/01/23 | Live | Midea Electric Trading | MRCOOL | Multizone All Non-Ducted | 208552838 |  | HMSR-A-CB-O | MULTI5-48HP230B | Non-Ducted Indoor Units |  | 12.5 | 22.4 | 11 | 12.5 | 23.4 | 8.7 | TRUE | FALSE | FALSE | 48000 | 34000 | 2.4 | 37000 | 2.17
208552972 | 02/01/23 | Live | Midea Electric Trading | MRCOOL | Multizone All Non-Ducted | 208552972 |  | HMSR-A-CB-O | DIY-MULTI5-48HP230C | Non-Ducted Indoor Units |  | 11 | 20.5 | 11 | 11 | 20.5 | 9.2 | FALSE | FALSE | FALSE | 48000 | 36000 | 2.58 | 37000 | 2.17
208552957 | 02/01/23 | Live | Midea Electric Trading | MRCOOL | Multizone All Non-Ducted | 208552957 |  | HMSR-A-CB-O | MULTI4-36HP230B | Non-Ducted Indoor Units |  | 11.5 | 23 | 11.3 | 11.7 | 23.9 | 9.5 | TRUE | FALSE | TRUE | 36000 | 26800 | 2.3 | 29600 | 2.09
208650619 | 02/01/23 | Live | Midea Electric Trading | BLUERIDGE | Multizone All Non-Ducted | 208650619 |  | HMSR-A-CB-O | BMM55C | Non-Ducted Indoor Units |  | 10.5 | 19 | 11.5 | 10.5 | 20.2 | 9.6 | FALSE | FALSE | TRUE | 55000 | 36400 | 2.56 | 37000 | 2.17
208650622 | 01/27/23 | Live | Midea Electric Trading | BLUERIDGE | Multizone All Non-Ducted | 208650622 |  | HMSR-A-CB-O | BMM55HHC | Non-Ducted Indoor Units |  | 10.5 | 19 | 10.8 | 10.5 | 20 | 9.5 | TRUE | TRUE | TRUE | 55000 | 34800 | 2.4 | 45000 | 2.06
208816892 | 01/27/23 | Live | Midea Electric Trading | SEA BREEZE+ | Multizone All Non-Ducted | 208816892 |  | HMSR-A-CB-O | HMZ18H424ZMO | Non-Ducted Indoor Units |  | 12.5 | 20.5 | 9.7 | 12.5 | 20.5 | 9 | FALSE | FALSE | FALSE | 19000 | 13500 | 2.5 | 19000 | 2.23
208816895 | 01/27/23 | Live | Midea Electric Trading | SEA BREEZE+ | Multizone All Non-Ducted | 208816895 |  | HMSR-A-CB-O | HMZ24H424ZMO | Non-Ducted Indoor Units |  | 12.6 | 23 | 11.2 | 12.8 | 23.7 | 10.8 | FALSE | FALSE | TRUE | 24000 | 24000 | 2.5 | 25000 | 2.04
209319641 | 01/27/23 | Live | Midea Electric Trading | ECO AIR | Multizone All Non-Ducted | 209319641 |  | HMSR-A-CB-O | M3OI-28HFN1-M | Non-Ducted Indoor Units |  | 12.5 | 22.5 | 11.3 | 12.5 | 23 | 10.6 | TRUE | TRUE | TRUE | 28000 | 26600 | 2.3 | 27200 | 2.21
209319638 | 01/27/23 | Live | Midea Electric Trading | ECO AIR | Multizone All Non-Ducted | 209319638 |  | HMSR-A-CB-O | M2OI-18HFN1-M | Non-Ducted Indoor Units |  | 12.5 | 22 | 10.2 | 12.5 | 22 | 9.8 | TRUE | TRUE | TRUE | 19000 | 15000 | 2.5 | 19000 | 2.23
209157104 | 04/27/23 | Live | Midea Electric Trading | ApooDr | Multizone All Non-Ducted | 209157104 |  | HMSR-A-CB-O | AM5OG-48HFN1 | Non-Ducted Indoor Units |  | 11 | 21 | 10.5 | 11 | 21.1 | 9.5 | FALSE | FALSE | TRUE | 48000 | 36000 | 2.5 | 37000 | 2.17
209319635 | 02/01/23 | Live | Midea Electric Trading | ECO AIR | Multizone All Non-Ducted | 209319635 |  | HMSR-A-CB-O | M5OA-55HFN1-M | Non-Ducted Indoor Units |  | 10.5 | 20.5 | 10.8 | 10.5 | 21.3 | 9.1 | FALSE | FALSE | FALSE | 55000 | 34400 | 2.5 | 37000 | 2.17
209157101 | 04/27/23 | Live | Midea Electric Trading | ApooDr | Multizone All Non-Ducted | 209157101 |  | HMSR-A-CB-O | AM4OG-36HFN1 | Non-Ducted Indoor Units |  | 10.5 | 21.8 | 11.5 | 10.6 | 23.1 | 9.6 | FALSE | FALSE | TRUE | 36000 | 26400 | 2.3 | 29600 | 2.09
209157095 | 04/27/23 | Live | Midea Electric Trading | ApooDr | Multizone All Non-Ducted | 209157095 |  | HMSR-A-CB-O | AM2OA-18HFN1 | Non-Ducted Indoor Units |  | 12.5 | 21.5 | 10.6 | 12.5 | 21 | 10.2 | FALSE | FALSE | TRUE | 18000 | 14400 | 2.5 | 16000 | 2.23
209157098 | 04/27/23 | Live | Midea Electric Trading | ApooDr | Multizone All Non-Ducted | 209157098 |  | HMSR-A-CB-O | AM3OJ-27HFN1 | Non-Ducted Indoor Units |  | 12 | 22.5 | 10.2 | 12.2 | 23.5 | 9.2 | FALSE | FALSE | FALSE | 27000 | 20000 | 2.35 | 22600 | 2.25
208816898 | 01/27/23 | Live | Midea Electric Trading | SEA BREEZE+ | Multizone All Non-Ducted | 208816898 |  | HMSR-A-CB-O | HMZ48H424ZMO | Non-Ducted Indoor Units |  | 10.5 | 19 | 10.8 | 10.5 | 20 | 9.5 | FALSE | FALSE | TRUE | 55000 | 34800 | 2.4 | 45000 | 2.06
209416884 | 01/27/23 | Live | Midea Electric Trading | NOVAIR | Multizone All Non-Ducted | 209416884 |  | HMSR-A-CB-O | LEA20MZ-2P-35SK-O | Non-Ducted Indoor Units |  | 12.5 | 20.5 | 9.7 | 12.5 | 20.5 | 9 | FALSE | FALSE | FALSE | 19000 | 13500 | 2.5 | 19000 | 2.23
209416881 | 01/27/23 | Live | Midea Electric Trading | NOVAIR | Multizone All Non-Ducted | 209416881 |  | HMSR-A-CB-O | LEA28MZ-3P-35SK-O | Non-Ducted Indoor Units |  | 11.5 | 22 | 10 | 11.8 | 22.6 | 9.8 | FALSE | FALSE | TRUE | 28000 | 25600 | 2.3 | 27200 | 2.21
209319650 | 01/27/23 | Live | Midea Electric Trading | ECO AIR | Multizone All Non-Ducted | 209319650 |  | HMSR-A-CB-O | M5OA-55HFN1-M-[X] | Non-Ducted Indoor Units |  | 10.5 | 21.5 | 10.6 | 10.5 | 22 | 9.5 | TRUE | TRUE | TRUE | 55000 | 34400 | 2.5 | 45000 | 2.06
209319647 | 01/27/23 | Live | Midea Electric Trading | ECO AIR | Multizone All Non-Ducted | 209319647 |  | HMSR-A-CB-O | M5OG-48HFN1-M-[X] | Non-Ducted Indoor Units |  | 11.6 | 21.5 | 11 | 11.7 | 21.8 | 9.8 | TRUE | TRUE | TRUE | 48000 | 36000 | 2.3 | 45000 | 2.2
208136319 | 01/27/23 | Live | Midea Electric Trading | MOOVAIR | Multizone All Non-Ducted | 208136319 |  | HMSR-A-CB-O | DMA55HOM25230X3 | Non-Ducted Indoor Units |  | 10.5 | 21.5 | 10.6 | 10.5 | 22 | 9.5 | TRUE | TRUE | TRUE | 55000 | 34400 | 2.5 | 45000 | 2.06
208136316 | 02/01/23 | Live | Midea Electric Trading | MOOVAIR | Multizone All Non-Ducted | 208136316 |  | HMSR-A-CB-O | DMA55HOM23230X2 | Non-Ducted Indoor Units |  | 10.5 | 20.5 | 10.8 | 10.5 | 21.3 | 9.1 | FALSE | FALSE | FALSE | 55000 | 34400 | 2.5 | 37000 | 2.17
208284485 | 01/27/23 | Live | Midea Electric Trading | TRUST AIR CONDITIONERS | Multizone All Non-Ducted | 208284485 |  | HMSR-A-CB-O | M2H18H/O4S4P | Non-Ducted Indoor Units |  | 12.5 | 22 | 10.2 | 12.5 | 22 | 9.8 | FALSE | FALSE | TRUE | 19000 | 15000 | 2.5 | 19000 | 2.23
208284482 | 02/01/23 | Live | Midea Electric Trading | TRUST AIR CONDITIONERS | Multizone All Non-Ducted | 208284482 |  | HMSR-A-CB-O | M5S48H/O4S4P | Non-Ducted Indoor Units |  | 12.5 | 22.4 | 11 | 12.5 | 23.4 | 8.7 | FALSE | FALSE | FALSE | 48000 | 34000 | 2.4 | 37000 | 2.17
208284479 | 02/01/23 | Live | Midea Electric Trading | TRUST AIR CONDITIONERS | Multizone All Non-Ducted | 208284479 |  | HMSR-A-CB-O | M4S36H/O4S4P | Non-Ducted Indoor Units |  | 11.5 | 23 | 11.3 | 11.7 | 23.9 | 9.5 | FALSE | FALSE | TRUE | 36000 | 26800 | 2.3 | 29600 | 2.09
208136324 | 01/27/23 | Live | Midea Electric Trading | DUCTLESSAIRE | Multizone All Non-Ducted | 208136324 |  | HMSR-A-CB-O | DA27-3Z-0* | Non-Ducted Indoor Units |  | 12 | 22.5 | 10.2 | 12.2 | 23.5 | 9.2 | FALSE | FALSE | FALSE | 27000 | 20000 | 2.35 | 22600 | 2.25
208284473 | 01/27/23 | Live | Midea Electric Trading | TRUST AIR CONDITIONERS | Multizone All Non-Ducted | 208284473 |  | HMSR-A-CB-O | M2S18H/O4S4P | Non-Ducted Indoor Units |  | 13.3 | 22.5 | 10.6 | 13.9 | 22.9 | 10.5 | FALSE | FALSE | TRUE | 18000 | 14300 | 2.49 | 16000 | 2.23
208284476 | 01/27/23 | Live | Midea Electric Trading | TRUST AIR CONDITIONERS | Multizone All Non-Ducted | 208284476 |  | HMSR-A-CB-O | M3S27H/O4S4P | Non-Ducted Indoor Units |  | 12.5 | 23.8 | 10.5 | 12.7 | 24.6 | 9.5 | FALSE | FALSE | TRUE | 28000 | 21000 | 2.5 | 22600 | 2.25
208284488 | 01/27/23 | Live | Midea Electric Trading | TRUST AIR CONDITIONERS | Multizone All Non-Ducted | 208284488 |  | HMSR-A-CB-O | M3H27H/O4S4P | Non-Ducted Indoor Units |  | 12.5 | 22.5 | 11.3 | 12.5 | 23 | 10.6 | FALSE | FALSE | TRUE | 28000 | 26600 | 2.3 | 27200 | 2.21
208284494 | 01/27/23 | Live | Midea Electric Trading | TRUST AIR CONDITIONERS | Multizone All Non-Ducted | 208284494 |  | HMSR-A-CB-O | M5H48H/O4S4P | Non-Ducted Indoor Units |  | 11.6 | 21.5 | 11 | 11.7 | 21.8 | 9.8 | FALSE | FALSE | TRUE | 48000 | 36000 | 2.3 | 45000 | 2.2
209864936 | 02/01/23 | Live | Midea Electric Trading | CTMORLEY | Multizone All Non-Ducted | 209864936 |  | HMSR-A-CB-O | MOU-5A55G-2 | Non-Ducted Indoor Units |  | 10.5 | 19 | 11.5 | 10.5 | 20.2 | 9.6 | FALSE | FALSE | TRUE | 55000 | 36400 | 2.56 | 37000 | 2.17
209862196 | 04/27/23 | Live | Midea Electric Trading | KLIMAIRE | Multizone All Non-Ducted | 209862196 |  | HMSR-A-CB-O | KMIR545-H219-2 | Non-Ducted Indoor Units |  | 11 | 21 | 10.5 | 11 | 21.1 | 9.5 | FALSE | FALSE | TRUE | 48000 | 36000 | 2.5 | 37000 | 2.17
209862297 | 02/01/23 | Live | Midea Electric Trading | DUCTLESSAIRE | Multizone All Non-Ducted | 209862297 |  | HMSR-A-CB-O | DA48-5Z-O | Non-Ducted Indoor Units |  | 11 | 21 | 10.5 | 11 | 21.1 | 9.5 | FALSE | FALSE | TRUE | 48000 | 36000 | 2.5 | 37000 | 2.17
209862193 | 04/27/23 | Live | Midea Electric Trading | KLIMAIRE | Multizone All Non-Ducted | 209862193 |  | HMSR-A-CB-O | KMIR436-H217-2 | Non-Ducted Indoor Units |  | 10.5 | 21.8 | 11.5 | 10.6 | 23.1 | 9.6 | FALSE | FALSE | TRUE | 36000 | 26400 | 2.3 | 29600 | 2.09
209862187 | 04/27/23 | Live | Midea Electric Trading | KLIMAIRE | Multizone All Non-Ducted | 209862187 |  | HMSR-A-CB-O | KMIR327-H217-2 | Non-Ducted Indoor Units |  | 12 | 22.5 | 10.2 | 12.2 | 23.5 | 9.2 | FALSE | FALSE | FALSE | 27000 | 20000 | 2.35 | 22600 | 2.25
209862181 | 04/27/23 | Live | Midea Electric Trading | KLIMAIRE | Multizone All Non-Ducted | 209862181 |  | HMSR-A-CB-O | KMIR218-H221-2 | Non-Ducted Indoor Units |  | 12.5 | 21.5 | 10.6 | 12.5 | 21 | 10.2 | FALSE | FALSE | TRUE | 18000 | 14400 | 2.5 | 16000 | 2.23
209843054 | 04/27/23 | Live | Midea Electric Trading | TGM | Multizone All Non-Ducted | 209843054 |  | HMSR-A-CB-O | MMRSHT48AS5 | Non-Ducted Indoor Units |  | 11 | 21 | 10.5 | 11 | 21.1 | 9.5 | FALSE | FALSE | TRUE | 48000 | 36000 | 2.5 | 37000 | 2.17
209843051 | 04/27/23 | Live | Midea Electric Trading | TGM | Multizone All Non-Ducted | 209843051 |  | HMSR-A-CB-O | MMRSHT36AS4 | Non-Ducted Indoor Units |  | 10.5 | 21.8 | 11.5 | 10.6 | 23.1 | 9.6 | FALSE | FALSE | TRUE | 36000 | 26400 | 2.3 | 29600 | 2.09
209843045 | 04/27/23 | Live | Midea Electric Trading | TGM | Multizone All Non-Ducted | 209843045 |  | HMSR-A-CB-O | MMRSHT18AS2 | Non-Ducted Indoor Units |  | 12.5 | 21.5 | 10.6 | 12.5 | 21 | 10.2 | TRUE | FALSE | TRUE | 18000 | 14400 | 2.5 | 16000 | 2.23
209843048 | 04/27/23 | Live | Midea Electric Trading | TGM | Multizone All Non-Ducted | 209843048 |  | HMSR-A-CB-O | MMRSHT27AS3 | Non-Ducted Indoor Units |  | 12 | 22.5 | 10.2 | 12.2 | 23.5 | 9.2 | FALSE | FALSE | FALSE | 27000 | 20000 | 2.35 | 22600 | 2.25
209843042 | 04/27/23 | Live | Midea Electric Trading | CLASSIC | Multizone All Non-Ducted | 209843042 |  | HMSR-A-CB-O | MMRSHC48AS5 | Non-Ducted Indoor Units |  | 11 | 21 | 10.5 | 11 | 21.1 | 9.5 | FALSE | FALSE | TRUE | 48000 | 36000 | 2.5 | 37000 | 2.17
209843036 | 04/27/23 | Live | Midea Electric Trading | CLASSIC | Multizone All Non-Ducted | 209843036 |  | HMSR-A-CB-O | MMRSHC27AS3 | Non-Ducted Indoor Units |  | 12 | 22.5 | 10.2 | 12.2 | 23.5 | 9.2 | FALSE | FALSE | FALSE | 27000 | 20000 | 2.35 | 22600 | 2.25
209843039 | 04/27/23 | Live | Midea Electric Trading | CLASSIC | Multizone All Non-Ducted | 209843039 |  | HMSR-A-CB-O | MMRSHC36AS4 | Non-Ducted Indoor Units |  | 10.5 | 21.8 | 11.5 | 10.6 | 23.1 | 9.6 | FALSE | FALSE | TRUE | 36000 | 26400 | 2.3 | 29600 | 2.09
209843033 | 04/27/23 | Live | Midea Electric Trading | CLASSIC | Multizone All Non-Ducted | 209843033 |  | HMSR-A-CB-O | MMRSHC18AS2 | Non-Ducted Indoor Units |  | 12.5 | 21.5 | 10.6 | 12.5 | 21 | 10.2 | TRUE | FALSE | TRUE | 18000 | 14400 | 2.5 | 16000 | 2.23
209549035 | 04/27/23 | Live | Midea Electric Trading | THERMOCORE SYSTEMS | Multizone All Non-Ducted | 209549035 |  | HMSR-A-CB-O | T423Q-H260-C | Non-Ducted Indoor Units |  | 10.5 | 20.5 | 10.8 | 10.5 | 21.3 | 9.1 | FALSE | FALSE | FALSE | 55000 | 34400 | 2.5 | 37000 | 2.17
209549032 | 04/27/23 | Live | Midea Electric Trading | THERMOCORE SYSTEMS | Multizone All Non-Ducted | 209549032 |  | HMSR-A-CB-O | T425D-H248-C | Non-Ducted Indoor Units |  | 12.5 | 22.4 | 11 | 12.5 | 23.4 | 8.7 | FALSE | FALSE | FALSE | 48000 | 34000 | 2.4 | 37000 | 2.17
209549026 | 04/27/23 | Live | Midea Electric Trading | THERMOCORE SYSTEMS | Multizone All Non-Ducted | 209549026 |  | HMSR-A-CB-O | T423D-H224-C | Non-Ducted Indoor Units |  | 13.1 | 24.1 | 11 | 13.4 | 24.6 | 10 | FALSE | FALSE | TRUE | 24000 | 20400 | 2.5 | 22600 | 2.25
209549029 | 04/27/23 | Live | Midea Electric Trading | THERMOCORE SYSTEMS | Multizone All Non-Ducted | 209549029 |  | HMSR-A-CB-O | T424D-H236-C | Non-Ducted Indoor Units |  | 11.5 | 23 | 11.3 | 11.7 | 23.9 | 9.5 | FALSE | FALSE | TRUE | 36000 | 26800 | 2.3 | 29600 | 2.09
210568211 | 05/10/23 | Live | Midea Electric Trading | Durastar | Multizone All Non-Ducted | 210568211 |  | HMSR-A-CB-O | DRA2H18M1A | Non-Ducted Indoor Units |  | 12.5 | 20.5 | 9.7 | 12.5 | 20.5 | 9 | TRUE | TRUE | FALSE | 19000 | 13500 | 2.5 | 19000 | 2.23
210568214 | 05/10/23 | Live | Midea Electric Trading | Durastar | Multizone All Non-Ducted | 210568214 |  | HMSR-A-CB-O | DRA3H28M1A | Non-Ducted Indoor Units |  | 11.5 | 22 | 10 | 11.8 | 22.6 | 9.8 | TRUE | TRUE | TRUE | 28000 | 25600 | 2.3 | 27200 | 2.21
210568208 | 05/10/23 | Live | Midea Electric Trading | Durastar | Multizone All Non-Ducted | 210568208 |  | HMSR-A-CB-O | DRA5U55M1B | Non-Ducted Indoor Units |  | 10.5 | 19 | 11.5 | 10.5 | 20.2 | 9.6 | FALSE | FALSE | TRUE | 55000 | 36400 | 2.56 | 37000 | 2.17
210474680 | 04/27/23 | Live | Midea Electric Trading | AIRDACH | Multizone All Non-Ducted | 210474680 |  | HMSR-A-CB-O | AMSH4800VM1-D | Non-Ducted Indoor Units |  | 11 | 21 | 10.5 | 11 | 21.1 | 9.5 | FALSE | FALSE | TRUE | 48000 | 36000 | 2.5 | 37000 | 2.17
210343320 | 02/01/23 | Live | Midea Electric Trading | AC PRO.COM | Multizone All Non-Ducted | 210343320 |  | HMSR-A-CB-O | A5OA-55HFN1-M | Non-Ducted Indoor Units |  | 10.5 | 19 | 11.5 | 10.5 | 20.2 | 9.6 | FALSE | FALSE | TRUE | 55000 | 36400 | 2.56 | 37000 | 2.17
210474677 | 04/27/23 | Live | Midea Electric Trading | AIRDACH | Multizone All Non-Ducted | 210474677 |  | HMSR-A-CB-O | AMSH3600VM1-D | Non-Ducted Indoor Units |  | 10.5 | 21.8 | 11.5 | 10.6 | 23.1 | 9.6 | FALSE | FALSE | TRUE | 36000 | 26400 | 2.3 | 29600 | 2.09
210474674 | 04/27/23 | Live | Midea Electric Trading | AIRDACH | Multizone All Non-Ducted | 210474674 |  | HMSR-A-CB-O | AMSH2700VM1-D | Non-Ducted Indoor Units |  | 12 | 22.5 | 10.2 | 12.2 | 23.5 | 9.2 | FALSE | FALSE | FALSE | 27000 | 20000 | 2.35 | 22600 | 2.25
210474671 | 04/27/23 | Live | Midea Electric Trading | AIRDACH | Multizone All Non-Ducted | 210474671 |  | HMSR-A-CB-O | AMSH1800VM1-D | Non-Ducted Indoor Units |  | 12.5 | 21.5 | 10.6 | 12.5 | 21 | 10.2 | FALSE | FALSE | TRUE | 18000 | 14400 | 2.5 | 16000 | 2.23
210288143 | 01/27/23 | Live | Midea Electric Trading | CTMORLEY | Multizone All Non-Ducted | 210288143 |  | HMSR-A-CB-O | MOU-3A27H-2 | Non-Ducted Indoor Units |  | 11.5 | 22 | 10 | 11.8 | 22.6 | 9.8 | FALSE | FALSE | TRUE | 28000 | 25600 | 2.3 | 27200 | 2.21
210288140 | 01/27/23 | Live | Midea Electric Trading | CTMORLEY | Multizone All Non-Ducted | 210288140 |  | HMSR-A-CB-O | MOU-2A18H-2 | Non-Ducted Indoor Units |  | 12.5 | 20.5 | 9.7 | 12.5 | 20.5 | 9 | FALSE | FALSE | FALSE | 19000 | 13500 | 2.5 | 19000 | 2.23
210288137 | 02/01/23 | Live | Midea Electric Trading | CTMORLEY | Multizone All Non-Ducted | 210288137 |  | HMSR-A-CB-O | MOU-5A48G-2 | Non-Ducted Indoor Units |  | 11 | 21 | 10.5 | 11 | 21.1 | 9.5 | FALSE | FALSE | TRUE | 48000 | 36000 | 2.5 | 37000 | 2.17
210288134 | 02/01/23 | Live | Midea Electric Trading | CTMORLEY | Multizone All Non-Ducted | 210288134 |  | HMSR-A-CB-O | MOU-4A36G-2 | Non-Ducted Indoor Units |  | 10.5 | 21.8 | 11.5 | 10.6 | 23.1 | 9.6 | FALSE | FALSE | TRUE | 36000 | 26400 | 2.3 | 29600 | 2.09
210288131 | 01/27/23 | Live | Midea Electric Trading | CTMORLEY | Multizone All Non-Ducted | 210288131 |  | HMSR-A-CB-O | MOU-3A27G-2 | Non-Ducted Indoor Units |  | 12 | 22.5 | 10.2 | 12.2 | 23.5 | 9.2 | FALSE | FALSE | FALSE | 27000 | 20000 | 2.35 | 22600 | 2.25
210288128 | 01/27/23 | Live | Midea Electric Trading | CTMORLEY | Multizone All Non-Ducted | 210288128 |  | HMSR-A-CB-O | MOU-2A18G-2 | Non-Ducted Indoor Units |  | 12.5 | 21.5 | 10.6 | 12.5 | 21 | 10.2 | FALSE | FALSE | TRUE | 18000 | 14400 | 2.5 | 16000 | 2.23
209948158 | 04/27/23 | Live | Midea Electric Trading | SUNCHILLERS | Multizone All Non-Ducted | 209948158 |  | HMSR-A-CB-O | M36ODU-ULTP | Non-Ducted Indoor Units |  | 10.5 | 21.8 | 11.5 | 10.6 | 23.1 | 9.6 | FALSE | FALSE | TRUE | 36000 | 26400 | 2.3 | 29600 | 2.09
209864939 | 01/27/23 | Live | Midea Electric Trading | CTMORLEY | Multizone All Non-Ducted | 209864939 |  | HMSR-A-CB-O | MOU-5A55H-2 | Non-Ducted Indoor Units |  | 10.5 | 19 | 10.8 | 10.5 | 20 | 9.5 | FALSE | FALSE | TRUE | 55000 | 34800 | 2.4 | 45000 | 2.06
208136310 | 02/01/23 | Live | Midea Electric Trading | ELIOS | Multizone All Non-Ducted | 208136310 |  | HMSR-A-CB-O | DEA55HOM23230X2 | Non-Ducted Indoor Units |  | 10.5 | 20.5 | 10.8 | 10.5 | 21.3 | 9.1 | FALSE | FALSE | FALSE | 55000 | 34400 | 2.5 | 37000 | 2.17
208132547 | 10/27/22 | Live | Midea Electric Trading | MDV | Multizone All Non-Ducted | 208132547 |  | HMSR-A-CB-O | M5OA-55HFN1-M* | Non-Ducted Indoor Units |  | 10.5 | 19 | 11.5 | 10.5 | 20.2 | 9.6 | FALSE | FALSE | TRUE | 55000 | 36400 | 2.56 | 37000 | 2.17
208132551 | 07/30/23 | Live | Midea Electric Trading | MDV | Multizone All Non-Ducted | 208132551 |  | HMSR-A-CB-O | M5OF-48HFN1-MQ1 | Non-Ducted Indoor Units |  | 11 | 20.5 | 11 | 11 | 20.5 | 9.2 | FALSE | FALSE | FALSE | 48000 | 36000 | 2.58 | 37000 | 2.17
208136313 | 01/27/23 | Live | Midea Electric Trading | ELIOS | Multizone All Non-Ducted | 208136313 |  | HMSR-A-CB-O | DEA55HOM25230X3 | Non-Ducted Indoor Units |  | 10.5 | 21.5 | 10.6 | 10.5 | 22 | 9.5 | TRUE | TRUE | TRUE | 55000 | 34400 | 2.5 | 45000 | 2.06
210655375 | 04/27/23 | Live | Midea Electric Trading | Relief Sciences | Multizone All Non-Ducted | 210655375 |  | HMSR-A-CB-O | LANG24OD25-2 | Non-Ducted Indoor Units |  | 12.5 | 21.5 | 10.6 | 12.5 | 21 | 10.2 | FALSE | FALSE | TRUE | 18000 | 14400 | 2.5 | 16000 | 2.23
210655381 | 04/27/23 | Live | Midea Electric Trading | Relief Sciences | Multizone All Non-Ducted | 210655381 |  | HMSR-A-CB-O | LANG36OD25-3 | Non-Ducted Indoor Units |  | 10.5 | 21.8 | 11.5 | 10.6 | 23.1 | 9.6 | FALSE | FALSE | TRUE | 36000 | 26400 | 2.3 | 29600 | 2.09
210799616 | 01/27/23 | Live | Midea Electric Trading | COOPER&HUNTER | Multizone All Non-Ducted | 210799616 |  | HMSR-A-CB-O | CH-18MES-230VO | Non-Ducted Indoor Units |  | 13.3 | 22.5 | 10.6 | 13.9 | 22.9 | 10.5 | TRUE | FALSE | TRUE | 18000 | 14300 | 2.49 | 16000 | 2.23
210605819 | 01/27/23 | Live | Midea Electric Trading | CONFORTO | Multizone All Non-Ducted | 210605819 |  | HMSR-A-CB-O | MHMZ548DA | Non-Ducted Indoor Units |  | 11.6 | 21.5 | 11 | 11.7 | 21.8 | 9.8 | TRUE | TRUE | TRUE | 48000 | 36000 | 2.3 | 45000 | 2.2
210655378 | 04/27/23 | Live | Midea Electric Trading | Relief Sciences | Multizone All Non-Ducted | 210655378 |  | HMSR-A-CB-O | LANG27OD25-3 | Non-Ducted Indoor Units |  | 12 | 22.5 | 10.2 | 12.2 | 23.5 | 9.2 | FALSE | FALSE | FALSE | 27000 | 20000 | 2.35 | 22600 | 2.25
210605810 | 01/27/23 | Live | Midea Electric Trading | CONFORTO | Multizone All Non-Ducted | 210605810 |  | HMSR-A-CB-O | MHMZ218DA | Non-Ducted Indoor Units |  | 12.5 | 22 | 10.2 | 12.5 | 22 | 9.8 | FALSE | FALSE | TRUE | 19000 | 15000 | 2.5 | 19000 | 2.23
210605813 | 01/27/23 | Live | Midea Electric Trading | CONFORTO | Multizone All Non-Ducted | 210605813 |  | HMSR-A-CB-O | MHMZ327DA | Non-Ducted Indoor Units |  | 12.5 | 22.5 | 11.3 | 12.5 | 23 | 10.6 | TRUE | TRUE | TRUE | 28000 | 26600 | 2.3 | 27200 | 2.21
210586154 | 01/27/23 | Live | Midea Electric Trading | ECO AC | Multizone All Non-Ducted | 210586154 |  | HMSR-A-CB-O | EMH-3O27BBH | Non-Ducted Indoor Units |  | 11.5 | 22 | 10 | 11.8 | 22.6 | 9.8 | TRUE | TRUE | TRUE | 28000 | 25600 | 2.3 | 27200 | 2.21
210568223 | 05/10/23 | Live | Midea Electric Trading | Durastar | Multizone All Non-Ducted | 210568223 |  | HMSR-A-CB-O | DRA5H55M1A | Non-Ducted Indoor Units |  | 10.5 | 19 | 10.8 | 10.5 | 20 | 9.5 | TRUE | TRUE | TRUE | 55000 | 34800 | 2.4 | 45000 | 2.06
210586151 | 01/27/23 | Live | Midea Electric Trading | ECO AC | Multizone All Non-Ducted | 210586151 |  | HMSR-A-CB-O | EMH-2O18BBH | Non-Ducted Indoor Units |  | 12.5 | 20.5 | 9.7 | 12.5 | 20.5 | 9 | TRUE | TRUE | FALSE | 19000 | 13500 | 2.5 | 19000 | 2.23
210799625 | 02/01/23 | Live | Midea Electric Trading | COOPER&HUNTER | Multizone All Non-Ducted | 210799625 |  | HMSR-A-CB-O | CH-48MES-230VO | Non-Ducted Indoor Units |  | 12.5 | 22.4 | 11 | 12.5 | 23.4 | 8.7 | TRUE | FALSE | FALSE | 48000 | 34000 | 2.4 | 37000 | 2.17
210799622 | 02/01/23 | Live | Midea Electric Trading | COOPER&HUNTER | Multizone All Non-Ducted | 210799622 |  | HMSR-A-CB-O | CH-36MES-230VO | Non-Ducted Indoor Units |  | 11.5 | 23 | 11.3 | 11.7 | 23.9 | 9.5 | TRUE | FALSE | TRUE | 36000 | 26800 | 2.3 | 29600 | 2.09
210799628 | 01/27/23 | Live | Midea Electric Trading | COOPER&HUNTER | Multizone All Non-Ducted | 210799628 |  | HMSR-A-CB-O | CH-HPR19M-230VO | Non-Ducted Indoor Units |  | 12.5 | 22 | 10.2 | 12.5 | 22 | 9.8 | TRUE | TRUE | TRUE | 19000 | 15000 | 2.5 | 19000 | 2.23
210799631 | 01/27/23 | Live | Midea Electric Trading | COOPER&HUNTER | Multizone All Non-Ducted | 210799631 |  | HMSR-A-CB-O | CH-HPR28M-230VO | Non-Ducted Indoor Units |  | 12.5 | 22.5 | 11.3 | 12.5 | 23 | 10.6 | TRUE | TRUE | TRUE | 28000 | 26600 | 2.3 | 27200 | 2.21
210799619 | 01/27/23 | Live | Midea Electric Trading | COOPER&HUNTER | Multizone All Non-Ducted | 210799619 |  | HMSR-A-CB-O | CH-28MES-230VO | Non-Ducted Indoor Units |  | 12.5 | 23.8 | 10.5 | 12.7 | 24.6 | 9.5 | TRUE | FALSE | TRUE | 28000 | 21000 | 2.5 | 22600 | 2.25
208132545 | 10/27/22 | Live | Midea Electric Trading | MDV | Multizone All Non-Ducted | 208132545 |  | HMSR-A-CB-O | M5OA-55HFN1-M | Non-Ducted Indoor Units |  | 10.5 | 20.5 | 10.8 | 10.5 | 21.3 | 9.1 | FALSE | FALSE | FALSE | 55000 | 34400 | 2.5 | 37000 | 2.17
208132543 | 10/27/22 | Live | Midea Electric Trading | MDV | Multizone All Non-Ducted | 208132543 |  | HMSR-A-CB-O | M5OA-55HFN1-M-[X]* | Non-Ducted Indoor Units |  | 10.5 | 19 | 10.8 | 10.5 | 20 | 9.5 | TRUE | TRUE | TRUE | 55000 | 34800 | 2.4 | 45000 | 2.06
210857277 | 01/27/23 | Live | Midea Electric Trading | DIAMONDAIR | Multizone All Non-Ducted | 210857277 |  | HMSR-A-CB-O | DF18M2Z2 | Non-Ducted Indoor Units |  | 12.5 | 21.5 | 10.6 | 12.5 | 21 | 10.2 | FALSE | FALSE | TRUE | 18000 | 14400 | 2.5 | 16000 | 2.23
210799636 | 01/27/23 | Live | Midea Electric Trading | COOPER&HUNTER | Multizone All Non-Ducted | 210799636 |  | HMSR-A-CB-O | CH-HPR48M-230VO | Non-Ducted Indoor Units |  | 11.6 | 21.5 | 11 | 11.7 | 21.8 | 9.8 | TRUE | TRUE | TRUE | 48000 | 36000 | 2.3 | 45000 | 2.2
208132541 | 10/27/22 | Live | Midea Electric Trading | MDV | Multizone All Non-Ducted | 208132541 |  | HMSR-A-CB-O | M5OA-55HFN1-M-[X] | Non-Ducted Indoor Units |  | 10.5 | 21.5 | 10.6 | 10.5 | 22 | 9.5 | TRUE | TRUE | TRUE | 55000 | 34400 | 2.5 | 45000 | 2.06
210799644 | 01/27/23 | Live | Midea Electric Trading | COOPER&HUNTER | Multizone All Non-Ducted | 210799644 |  | HMSR-A-CB-O | CH-HPR55M-230VO | Non-Ducted Indoor Units |  | 10.5 | 21.5 | 10.6 | 10.5 | 22 | 9.5 | FALSE | FALSE | TRUE | 55000 | 34400 | 2.5 | 45000 | 2.06
210799641 | 02/01/23 | Live | Midea Electric Trading | COOPER&HUNTER | Multizone All Non-Ducted | 210799641 |  | HMSR-A-CB-O | CH-55MES-230VO | Non-Ducted Indoor Units |  | 10.5 | 20.5 | 10.8 | 10.5 | 21.3 | 9.1 | FALSE | FALSE | FALSE | 55000 | 34400 | 2.5 | 37000 | 2.17
210857380 | 01/27/23 | Live | Midea Electric Trading | ACIQ | Multizone All Non-Ducted | 210857380 |  | HMSR-A-CB-O | ACIQ-55Z-HH-M5B | Non-Ducted Indoor Units |  | 10.5 | 21.5 | 10.6 | 10.5 | 22 | 9.5 | TRUE | TRUE | TRUE | 55000 | 34400 | 2.5 | 45000 | 2.06
210857374 | 02/01/23 | Live | Midea Electric Trading | 1HVAC | Multizone All Non-Ducted | 210857374 |  | HMSR-A-CB-O | ES-48Z-M5B | Non-Ducted Indoor Units |  | 12.5 | 22.4 | 11 | 12.5 | 23.4 | 8.7 | TRUE | FALSE | FALSE | 48000 | 34000 | 2.4 | 37000 | 2.17
210857377 | 02/01/23 | Live | Midea Electric Trading | 1HVAC | Multizone All Non-Ducted | 210857377 |  | HMSR-A-CB-O | ES-55Z-M5B | Non-Ducted Indoor Units |  | 10.5 | 20.5 | 10.8 | 10.5 | 21.3 | 9.1 | FALSE | FALSE | FALSE | 55000 | 34400 | 2.5 | 37000 | 2.17
210857365 | 01/27/23 | Live | Midea Electric Trading | 1HVAC | Multizone All Non-Ducted | 210857365 |  | HMSR-A-CB-O | ES-18Z-M2B | Non-Ducted Indoor Units |  | 13.3 | 22.5 | 10.6 | 13.9 | 22.9 | 10.5 | TRUE | FALSE | TRUE | 18000 | 14300 | 2.49 | 16000 | 2.23
210857371 | 02/01/23 | Live | Midea Electric Trading | 1HVAC | Multizone All Non-Ducted | 210857371 |  | HMSR-A-CB-O | ES-36Z-M4B | Non-Ducted Indoor Units |  | 11.5 | 23 | 11.3 | 11.7 | 23.9 | 9.5 | TRUE | FALSE | TRUE | 36000 | 26800 | 2.3 | 29600 | 2.09
210857343 | 01/05/23 | Live | Midea Electric Trading | DIYCOOL | Singlezone Ducted, Compact Ducted | 210857343 |  | HRCU-A-CB | ACIQ-60ZPL-HP230B | Mini-Splits | ACIQ-60CD-HH-MB | 9.4 | 18 | 11 | 9.4 | 15.8 | 9.5 | TRUE | TRUE | FALSE | 55000 | 40000 | 2.46 | 54000 | 2.2
210857368 | 01/27/23 | Live | Midea Electric Trading | 1HVAC | Multizone All Non-Ducted | 210857368 |  | HMSR-A-CB-O | ES-27Z-M3B | Non-Ducted Indoor Units |  | 12.5 | 23.8 | 10.5 | 12.7 | 24.6 | 9.5 | TRUE | FALSE | TRUE | 28000 | 21000 | 2.5 | 22600 | 2.25
210857303 | 01/05/23 | Live | Midea Electric Trading | 1HVAC | Singlezone Ducted, Compact Ducted | 210857303 |  | HRCU-A-CB | ACIQ-60ZPL-HP230B | Mini-Splits | ACIQ-60CD-HH-MB | 9.4 | 18 | 11 | 9.4 | 15.8 | 9.5 | TRUE | TRUE | FALSE | 55000 | 40000 | 2.46 | 54000 | 2.2
210857362 | 01/27/23 | Live | Midea Electric Trading | 1HVAC | Multizone All Non-Ducted | 210857362 |  | HMSR-A-CB-O | ACIQ-55Z-HH-M5B | Non-Ducted Indoor Units |  | 10.5 | 21.5 | 10.6 | 10.5 | 22 | 9.5 | TRUE | TRUE | TRUE | 55000 | 34400 | 2.5 | 45000 | 2.06
210857323 | 01/05/23 | Live | Midea Electric Trading | ACIQ | Singlezone Ducted, Compact Ducted | 210857323 |  | HRCU-A-CB | ACIQ-60ZPL-HP230B | Mini-Splits | ACIQ-60CD-HH-MB | 9.4 | 18 | 11 | 9.4 | 15.8 | 9.5 | TRUE | TRUE | FALSE | 55000 | 40000 | 2.46 | 54000 | 2.2
208128288 | 02/01/23 | Live | Midea Electric Trading | SEA BREEZE+ | Multizone All Non-Ducted | 208128288 |  | HMSR-A-CB-O | MZ36H424ZMO | Non-Ducted Indoor Units |  | 10.5 | 21.8 | 11.5 | 10.6 | 23.1 | 9.6 | FALSE | FALSE | TRUE | 36000 | 26400 | 2.3 | 29600 | 2.09
210857286 | 02/01/23 | Live | Midea Electric Trading | DIAMONDAIR | Multizone All Non-Ducted | 210857286 |  | HMSR-A-CB-O | DF55M2Z5 | Non-Ducted Indoor Units |  | 10.5 | 19 | 11.5 | 10.5 | 20.2 | 9.6 | FALSE | FALSE | TRUE | 55000 | 36400 | 2.56 | 37000 | 2.17
210857283 | 02/01/23 | Live | Midea Electric Trading | DIAMONDAIR | Multizone All Non-Ducted | 210857283 |  | HMSR-A-CB-O | DF36M2Z4 | Non-Ducted Indoor Units |  | 10.5 | 21.8 | 11.5 | 10.6 | 23.1 | 9.6 | FALSE | FALSE | TRUE | 36000 | 26400 | 2.3 | 29600 | 2.09
208128285 | 10/27/22 | Live | Midea Electric Trading | SEA BREEZE+ | Multizone All Non-Ducted | 208128285 |  | HMSR-A-CB-O | MZ27H424ZMO | Non-Ducted Indoor Units |  | 12.5 | 23 | 10.2 |  |  |  | FALSE | FALSE | TRUE | 24000 | 13764 | 2.92 | 18544 | 2.07
208128294 | 01/27/23 | Live | Midea Electric Trading | SEA BREEZE+ | Multizone All Non-Ducted | 208128294 |  | HMSR-A-CB-O | HMZ28H424ZMO | Non-Ducted Indoor Units |  | 11.5 | 22 | 10 | 11.8 | 22.6 | 9.8 | FALSE | FALSE | TRUE | 28000 | 25600 | 2.3 | 27200 | 2.21
208128291 | 02/01/23 | Live | Midea Electric Trading | SEA BREEZE+ | Multizone All Non-Ducted | 208128291 |  | HMSR-A-CB-O | MZ48H424ZMO | Non-Ducted Indoor Units |  | 11 | 21 | 10.5 | 11 | 21.1 | 9.5 | FALSE | FALSE | TRUE | 48000 | 36000 | 2.5 | 37000 | 2.17
210857280 | 01/27/23 | Live | Midea Electric Trading | DIAMONDAIR | Multizone All Non-Ducted | 210857280 |  | HMSR-A-CB-O | DF30M2Z3 | Non-Ducted Indoor Units |  | 12 | 22.5 | 10.2 | 12.2 | 23.5 | 9.2 | FALSE | FALSE | FALSE | 27000 | 20000 | 2.35 | 22600 | 2.25
210191033 | 01/05/23 | Live | Midea Electric Trading | CTMorley | Singlezone Ducted, Compact Ducted | 210191033 |  | HRCU-A-CB | MOU-A55LH-2 | Mini-Splits | MIU-A60LD-2 | 9.4 | 18 | 11 | 9.4 | 15.8 | 9.5 | FALSE | FALSE | FALSE | 55000 | 40000 | 2.46 | 54000 | 2.2
210857404 | 01/27/23 | Live | Midea Electric Trading | DIYCOOL | Multizone All Non-Ducted | 210857404 |  | HMSR-A-CB-O | ES-27Z-M3B | Non-Ducted Indoor Units |  | 12.5 | 23.8 | 10.5 | 12.7 | 24.6 | 9.5 | TRUE | FALSE | TRUE | 28000 | 21000 | 2.5 | 22600 | 2.25
210857401 | 01/27/23 | Live | Midea Electric Trading | DIYCOOL | Multizone All Non-Ducted | 210857401 |  | HMSR-A-CB-O | ES-18Z-M2B | Non-Ducted Indoor Units |  | 13.3 | 22.5 | 10.6 | 13.9 | 22.9 | 10.5 | TRUE | FALSE | TRUE | 18000 | 14300 | 2.49 | 16000 | 2.23
210857398 | 01/27/23 | Live | Midea Electric Trading | DIYCOOL | Multizone All Non-Ducted | 210857398 |  | HMSR-A-CB-O | ACIQ-55Z-HH-M5B | Non-Ducted Indoor Units |  | 10.5 | 21.5 | 10.6 | 10.5 | 22 | 9.5 | TRUE | TRUE | TRUE | 55000 | 34400 | 2.5 | 45000 | 2.06
210857395 | 02/01/23 | Live | Midea Electric Trading | ACIQ | Multizone All Non-Ducted | 210857395 |  | HMSR-A-CB-O | ES-55Z-M5B | Non-Ducted Indoor Units |  | 10.5 | 20.5 | 10.8 | 10.5 | 21.3 | 9.1 | FALSE | FALSE | FALSE | 55000 | 34400 | 2.5 | 37000 | 2.17
208121914 | 02/01/23 | Live | Midea Electric Trading | ALSETRIA | Multizone All Non-Ducted | 208121914 |  | HMSR-A-CB-O | M5OG-48HFN1-M | Non-Ducted Indoor Units |  | 12.5 | 22.4 | 11 | 12.5 | 23.4 | 8.7 | TRUE | FALSE | FALSE | 48000 | 34000 | 2.4 | 37000 | 2.17
208121935 | 01/27/23 | Live | Midea Electric Trading | EMI | Multizone All Non-Ducted | 208121935 |  | HMSR-A-CB-O | MHMZ327DA | Non-Ducted Indoor Units |  | 12.5 | 22.5 | 11.3 | 12.5 | 23 | 10.6 | TRUE | TRUE | TRUE | 28000 | 26600 | 2.3 | 27200 | 2.21
208121932 | 01/27/23 | Live | Midea Electric Trading | EMI | Multizone All Non-Ducted | 208121932 |  | HMSR-A-CB-O | MHMZ218DA | Non-Ducted Indoor Units |  | 12.5 | 22 | 10.2 | 12.5 | 22 | 9.8 | FALSE | FALSE | TRUE | 19000 | 15000 | 2.5 | 19000 | 2.23
208121941 | 01/27/23 | Live | Midea Electric Trading | EMI | Multizone All Non-Ducted | 208121941 |  | HMSR-A-CB-O | MHMZ548DA | Non-Ducted Indoor Units |  | 11.6 | 21.5 | 11 | 11.7 | 21.8 | 9.8 | TRUE | TRUE | TRUE | 48000 | 36000 | 2.3 | 45000 | 2.2
208121964 | 01/27/23 | Live | Midea Electric Trading | PIONEER | Multizone All Non-Ducted | 208121964 |  | HMSR-A-CB-O | YN030GMFI22M3E | Non-Ducted Indoor Units |  | 12 | 22.5 | 10.2 | 12.2 | 23.5 | 9.2 | TRUE | FALSE | FALSE | 27000 | 20000 | 2.35 | 22600 | 2.25
208121970 | 02/01/23 | Live | Midea Electric Trading | PIONEER | Multizone All Non-Ducted | 208121970 |  | HMSR-A-CB-O | YN050GMFI22M5E | Non-Ducted Indoor Units |  | 11 | 21 | 10.5 | 11 | 21.1 | 9.5 | FALSE | FALSE | TRUE | 48000 | 36000 | 2.5 | 37000 | 2.17
208121961 | 01/27/23 | Live | Midea Electric Trading | PIONEER | Multizone All Non-Ducted | 208121961 |  | HMSR-A-CB-O | YN020GMFI22M2E | Non-Ducted Indoor Units |  | 12.5 | 21.5 | 10.6 | 12.5 | 21 | 10.2 | TRUE | FALSE | TRUE | 18000 | 14400 | 2.5 | 16000 | 2.23
210857392 | 02/01/23 | Live | Midea Electric Trading | ACIQ | Multizone All Non-Ducted | 210857392 |  | HMSR-A-CB-O | ES-48Z-M5B | Non-Ducted Indoor Units |  | 12.5 | 22.4 | 11 | 12.5 | 23.4 | 8.7 | TRUE | FALSE | FALSE | 48000 | 34000 | 2.4 | 37000 | 2.17
208128282 | 01/27/23 | Live | Midea Electric Trading | SEA BREEZE+ | Multizone All Non-Ducted | 208128282 |  | HMSR-A-CB-O | MZ18H424ZMO | Non-Ducted Indoor Units |  | 12.5 | 21.5 | 10.6 | 12.5 | 21 | 10.2 | FALSE | FALSE | TRUE | 18000 | 14400 | 2.5 | 16000 | 2.23
210857383 | 01/27/23 | Live | Midea Electric Trading | ACIQ | Multizone All Non-Ducted | 210857383 |  | HMSR-A-CB-O | ES-18Z-M2B | Non-Ducted Indoor Units |  | 13.3 | 22.5 | 10.6 | 13.9 | 22.9 | 10.5 | TRUE | FALSE | TRUE | 18000 | 14300 | 2.49 | 16000 | 2.23
208121967 | 02/01/23 | Live | Midea Electric Trading | PIONEER | Multizone All Non-Ducted | 208121967 |  | HMSR-A-CB-O | YN040GMFI22M4E | Non-Ducted Indoor Units |  | 10.5 | 21.8 | 11.5 | 10.6 | 23.1 | 9.6 | FALSE | FALSE | TRUE | 36000 | 26400 | 2.3 | 29600 | 2.09
210857386 | 01/27/23 | Live | Midea Electric Trading | ACIQ | Multizone All Non-Ducted | 210857386 |  | HMSR-A-CB-O | ES-27Z-M3B | Non-Ducted Indoor Units |  | 12.5 | 23.8 | 10.5 | 12.7 | 24.6 | 9.5 | TRUE | FALSE | TRUE | 28000 | 21000 | 2.5 | 22600 | 2.25
210857389 | 02/01/23 | Live | Midea Electric Trading | ACIQ | Multizone All Non-Ducted | 210857389 |  | HMSR-A-CB-O | ES-36Z-M4B | Non-Ducted Indoor Units |  | 11.5 | 23 | 11.3 | 11.7 | 23.9 | 9.5 | TRUE | FALSE | TRUE | 36000 | 26800 | 2.3 | 29600 | 2.09
208119672 | 01/27/23 | Live | Midea Electric Trading | AIRLUX | Multizone All Non-Ducted | 208119672 |  | HMSR-A-CB-O | AM2M18O/2022 | Non-Ducted Indoor Units |  | 12.5 | 21.5 | 10.6 | 12.5 | 21 | 10.2 | FALSE | FALSE | TRUE | 18000 | 14400 | 2.5 | 16000 | 2.23
208119675 | 01/27/23 | Live | Midea Electric Trading | AIRLUX | Multizone All Non-Ducted | 208119675 |  | HMSR-A-CB-O | AM3M27O/2022 | Non-Ducted Indoor Units |  | 12 | 22.5 | 10.2 | 12.2 | 23.5 | 9.2 | FALSE | FALSE | FALSE | 27000 | 20000 | 2.35 | 22600 | 2.25
208119678 | 02/01/23 | Live | Midea Electric Trading | AIRLUX | Multizone All Non-Ducted | 208119678 |  | HMSR-A-CB-O | AM4M36O/2022 | Non-Ducted Indoor Units |  | 10.5 | 21.8 | 11.5 | 10.6 | 23.1 | 9.6 | FALSE | FALSE | TRUE | 36000 | 26400 | 2.3 | 29600 | 2.09
208121868 | 01/27/23 | Live | Midea Electric Trading | ECO-AIR | Multizone All Non-Ducted | 208121868 |  | HMSR-A-CB-O | M2OA-18HFN1-M | Non-Ducted Indoor Units |  | 13.3 | 22.5 | 10.6 | 13.9 | 22.9 | 10.5 | TRUE | FALSE | TRUE | 18000 | 14300 | 2.49 | 16000 | 2.23
208121874 | 02/01/23 | Live | Midea Electric Trading | ECO-AIR | Multizone All Non-Ducted | 208121874 |  | HMSR-A-CB-O | M4OG-36HFN1-M | Non-Ducted Indoor Units |  | 11.5 | 23 | 11.3 | 11.7 | 23.9 | 9.5 | TRUE | FALSE | TRUE | 36000 | 26800 | 2.3 | 29600 | 2.09
208121871 | 01/27/23 | Live | Midea Electric Trading | ECO-AIR | Multizone All Non-Ducted | 208121871 |  | HMSR-A-CB-O | M3OJ-27HFN1-M | Non-Ducted Indoor Units |  | 12.5 | 23.8 | 10.5 | 12.7 | 24.6 | 9.5 | TRUE | FALSE | TRUE | 28000 | 21000 | 2.5 | 22600 | 2.25
208121877 | 02/01/23 | Live | Midea Electric Trading | ECO-AIR | Multizone All Non-Ducted | 208121877 |  | HMSR-A-CB-O | M5OG-48HFN1-M | Non-Ducted Indoor Units |  | 12.5 | 22.4 | 11 | 12.5 | 23.4 | 8.7 | TRUE | FALSE | FALSE | 48000 | 34000 | 2.4 | 37000 | 2.17
208121905 | 01/27/23 | Live | Midea Electric Trading | ALSETRIA | Multizone All Non-Ducted | 208121905 |  | HMSR-A-CB-O | M2OA-18HFN1-M | Non-Ducted Indoor Units |  | 13.3 | 22.5 | 10.6 | 13.9 | 22.9 | 10.5 | TRUE | FALSE | TRUE | 18000 | 14300 | 2.49 | 16000 | 2.23
208121908 | 01/27/23 | Live | Midea Electric Trading | ALSETRIA | Multizone All Non-Ducted | 208121908 |  | HMSR-A-CB-O | M3OJ-27HFN1-M | Non-Ducted Indoor Units |  | 12.5 | 23.8 | 10.5 | 12.7 | 24.6 | 9.5 | TRUE | FALSE | TRUE | 28000 | 21000 | 2.5 | 22600 | 2.25
208121911 | 02/01/23 | Live | Midea Electric Trading | ALSETRIA | Multizone All Non-Ducted | 208121911 |  | HMSR-A-CB-O | M4OG-36HFN1-M | Non-Ducted Indoor Units |  | 11.5 | 23 | 11.3 | 11.7 | 23.9 | 9.5 | TRUE | FALSE | TRUE | 36000 | 26800 | 2.3 | 29600 | 2.09
211253532 | 02/01/23 | Live | Midea Electric Trading | PERFECTAIRE | Multizone All Non-Ducted | 211253532 |  | HMSR-A-CB-O | 3PAMS55-HH-MZO5 | Non-Ducted Indoor Units |  | 10.5 | 19 | 10.8 | 10.5 | 20 | 9.5 | TRUE | TRUE | TRUE | 55000 | 34800 | 2.4 | 45000 | 2.06
210857407 | 02/01/23 | Live | Midea Electric Trading | DIYCOOL | Multizone All Non-Ducted | 210857407 |  | HMSR-A-CB-O | ES-36Z-M4B | Non-Ducted Indoor Units |  | 11.5 | 23 | 11.3 | 11.7 | 23.9 | 9.5 | TRUE | FALSE | TRUE | 36000 | 26800 | 2.3 | 29600 | 2.09
210857410 | 02/01/23 | Live | Midea Electric Trading | DIYCOOL | Multizone All Non-Ducted | 210857410 |  | HMSR-A-CB-O | ES-48Z-M5B | Non-Ducted Indoor Units |  | 12.5 | 22.4 | 11 | 12.5 | 23.4 | 8.7 | TRUE | FALSE | FALSE | 48000 | 34000 | 2.4 | 37000 | 2.17
210857413 | 02/01/23 | Live | Midea Electric Trading | DIYCOOL | Multizone All Non-Ducted | 210857413 |  | HMSR-A-CB-O | ES-55Z-M5B | Non-Ducted Indoor Units |  | 10.5 | 20.5 | 10.8 | 10.5 | 21.3 | 9.1 | FALSE | FALSE | FALSE | 55000 | 34400 | 2.5 | 37000 | 2.17
207862051 | 04/27/23 | Live | Midea Electric Trading | MIRAGE | Multizone All Non-Ducted | 207862051 |  | HMSR-A-CB-O | OVMH181B | Non-Ducted Indoor Units |  | 12.5 | 21.5 | 10.6 | 12.5 | 21 | 10.2 | FALSE | FALSE | TRUE | 18000 | 14400 | 2.5 | 16000 | 2.23
207862054 | 04/27/23 | Live | Midea Electric Trading | MIRAGE | Multizone All Non-Ducted | 207862054 |  | HMSR-A-CB-O | OVMH271B | Non-Ducted Indoor Units |  | 12 | 22.5 | 10.2 | 12.2 | 23.5 | 9.2 | FALSE | FALSE | FALSE | 27000 | 20000 | 2.35 | 22600 | 2.25
207862057 | 04/27/23 | Live | Midea Electric Trading | MIRAGE | Multizone All Non-Ducted | 207862057 |  | HMSR-A-CB-O | OVMH361B | Non-Ducted Indoor Units |  | 10.5 | 21.8 | 11.5 | 10.6 | 23.1 | 9.6 | FALSE | FALSE | TRUE | 36000 | 26400 | 2.3 | 29600 | 2.09
207862060 | 04/27/23 | Live | Midea Electric Trading | MIRAGE | Multizone All Non-Ducted | 207862060 |  | HMSR-A-CB-O | OVMH481B | Non-Ducted Indoor Units |  | 11 | 21 | 10.5 | 11 | 21.1 | 9.5 | FALSE | FALSE | TRUE | 48000 | 36000 | 2.5 | 37000 | 2.17
207862086 | 01/27/23 | Live | Midea Electric Trading | BREEZE33 | Multizone All Non-Ducted | 207862086 |  | HMSR-A-CB-O | BZ33-HP182Z2-G2-P | Non-Ducted Indoor Units |  | 13.3 | 22.5 | 10.6 | 13.9 | 22.9 | 10.5 | TRUE | FALSE | TRUE | 18000 | 14300 | 2.49 | 16000 | 2.23
207862089 | 01/27/23 | Live | Midea Electric Trading | BREEZE33 | Multizone All Non-Ducted | 207862089 |  | HMSR-A-CB-O | BZ33-HP273Z2-G2-P | Non-Ducted Indoor Units |  | 12.5 | 23.8 | 10.5 | 12.7 | 24.6 | 9.5 | TRUE | FALSE | TRUE | 28000 | 21000 | 2.5 | 22600 | 2.25
207862095 | 02/01/23 | Live | Midea Electric Trading | BREEZE33 | Multizone All Non-Ducted | 207862095 |  | HMSR-A-CB-O | BZ33-HP485Z2-G2-P | Non-Ducted Indoor Units |  | 12.5 | 22.4 | 11 | 12.5 | 23.4 | 8.7 | TRUE | FALSE | FALSE | 48000 | 34000 | 2.4 | 37000 | 2.17
207862092 | 02/01/23 | Live | Midea Electric Trading | BREEZE33 | Multizone All Non-Ducted | 207862092 |  | HMSR-A-CB-O | BZ33-HP364Z2-G2-P | Non-Ducted Indoor Units |  | 11.5 | 23 | 11.3 | 11.7 | 23.9 | 9.5 | TRUE | FALSE | TRUE | 36000 | 26800 | 2.3 | 29600 | 2.09
211213867 | 05/10/23 | Live | CARRIER | PAYNE HEATING AND COOLING | Singlezone Ducted, Centrally Ducted | 211213867 |  | HRCU-A-CB | 38MURAQ30AB3* | Ducted Indoor Units | FJ4DN*B30L* |  |  |  | 9 | 14.5 | 9 | FALSE | FALSE | FALSE | 30600 | 23400 | 2.46 | 23760 | 2.58
211201016 | 05/10/23 | Live | CARRIER | BRYANT HEATING AND COOLING SYSTEMS | Singlezone Ducted, Centrally Ducted | 211201016 |  | HRCU-A-CB | 38MURAQ30AB3* | Ducted Indoor Units | FV4CNF002L |  |  |  | 9 | 14.5 | 8.1 | FALSE | FALSE | FALSE | 30000 | 23600 | 2.46 | 23960 | 2.58
211201015 | 05/10/23 | Live | CARRIER | BRYANT HEATING AND COOLING SYSTEMS | Singlezone Ducted, Centrally Ducted | 211201015 |  | HRCU-A-CB | 38MURAQ30AB3* | Ducted Indoor Units | FV4CN(B,F)003L |  |  |  | 9 | 15.2 | 8.1 | FALSE | FALSE | FALSE | 30400 | 23400 | 2.44 | 23760 | 2.56
211201013 | 05/10/23 | Live | CARRIER | BRYANT HEATING AND COOLING SYSTEMS | Singlezone Ducted, Centrally Ducted | 211201013 |  | HRCU-A-CB | 38MURAQ30AB3* | Ducted Indoor Units | FMA4X36**AL* |  |  |  | 9 | 15.5 | 8.5 | FALSE | FALSE | FALSE | 31200 | 23800 | 2.58 | 24160 | 2.71
211201012 | 05/10/23 | Live | CARRIER | BRYANT HEATING AND COOLING SYSTEMS | Singlezone Ducted, Centrally Ducted | 211201012 |  | HRCU-A-CB | 38MURAQ30AB3* | Ducted Indoor Units | FMA4X30**AL* |  |  |  | 9 | 15.5 | 8.5 | FALSE | FALSE | FALSE | 31200 | 23800 | 2.58 | 24160 | 2.71
211201010 | 05/10/23 | Live | CARRIER | BRYANT HEATING AND COOLING SYSTEMS | Singlezone Ducted, Centrally Ducted | 211201010 |  | HRCU-A-CB | 38MURAQ30AB3* | Ducted Indoor Units | FM(C,U)4Z36**AL* |  |  |  | 9 | 15.5 | 8.5 | FALSE | FALSE | FALSE | 30400 | 23600 | 2.52 | 23960 | 2.65
211201009 | 05/10/23 | Live | CARRIER | BRYANT HEATING AND COOLING SYSTEMS | Singlezone Ducted, Centrally Ducted | 211201009 |  | HRCU-A-CB | 38MURAQ30AB3* | Ducted Indoor Units | FM(C,U)4Z30**AL* |  |  |  | 9 | 15.5 | 8.5 | FALSE | FALSE | FALSE | 30400 | 23600 | 2.52 | 23960 | 2.65
211194296 | 05/10/23 | Live | CARRIER | CARRIER | Singlezone Ducted, Centrally Ducted | 211194296 |  | HRCU-A-CB | 38MURAQ30AB3* | Ducted Indoor Units | FV4CNF002L |  |  |  | 9 | 14.5 | 8.1 | FALSE | FALSE | FALSE | 30000 | 23600 | 2.46 | 23960 | 2.58
211194295 | 05/10/23 | Live | CARRIER | CARRIER | Singlezone Ducted, Centrally Ducted | 211194295 |  | HRCU-A-CB | 38MURAQ30AB3* | Ducted Indoor Units | FV4CN(B,F)003L |  |  |  | 9 | 15.2 | 8.1 | FALSE | FALSE | FALSE | 30400 | 23400 | 2.44 | 23760 | 2.56
211194294 | 05/10/23 | Live | CARRIER | CARRIER | Singlezone Ducted, Centrally Ducted | 211194294 |  | HRCU-A-CB | 38MURAQ30AB3* | Ducted Indoor Units | FMA4X36**AL* |  |  |  | 9 | 15.5 | 8.5 | FALSE | FALSE | FALSE | 31200 | 23800 | 2.58 | 24160 | 2.71
211194293 | 05/10/23 | Live | CARRIER | CARRIER | Singlezone Ducted, Centrally Ducted | 211194293 |  | HRCU-A-CB | 38MURAQ30AB3* | Ducted Indoor Units | FMA4X30**AL* |  |  |  | 9 | 15.5 | 8.5 | FALSE | FALSE | FALSE | 31200 | 23800 | 2.58 | 24160 | 2.71
211194292 | 05/10/23 | Live | CARRIER | CARRIER | Singlezone Ducted, Centrally Ducted | 211194292 |  | HRCU-A-CB | 38MURAQ30AB3* | Ducted Indoor Units | FM(C,U)4Z36**AL* |  |  |  | 9 | 15.5 | 8.5 | FALSE | FALSE | FALSE | 30400 | 23600 | 2.52 | 23960 | 2.65
211194291 | 05/10/23 | Live | CARRIER | CARRIER | Singlezone Ducted, Centrally Ducted | 211194291 |  | HRCU-A-CB | 38MURAQ30AB3* | Ducted Indoor Units | FM(C,U)4Z30**AL* |  |  |  | 9 | 15.5 | 8.5 | FALSE | FALSE | FALSE | 30400 | 23600 | 2.52 | 23960 | 2.65
211184349 | 05/10/23 | Live | CARRIER | BRYANT HEATING AND COOLING SYSTEMS | Singlezone Ducted, Centrally Ducted | 211184349 |  | HRCU-A-CB | 38MURAQ30AB3* | Ducted Indoor Units | FJ4DN*B30L* |  |  |  | 9 | 14.5 | 9 | FALSE | FALSE | FALSE | 30600 | 23400 | 2.46 | 23760 | 2.58
211184348 | 05/10/23 | Live | CARRIER | CARRIER | Singlezone Ducted, Centrally Ducted | 211184348 |  | HRCU-A-CB | 38MURAQ30AB3* | Ducted Indoor Units | FJ4DN*B30L* |  |  |  | 9 | 14.5 | 9 | FALSE | FALSE | FALSE | 30600 | 23400 | 2.46 | 23760 | 2.58
212521246 | 10/18/23 | Live | Bathica | WABBAN | Singlezone Ducted, Centrally Ducted | 212521246 |  | HRCU-A-C | BB60-48WADU | Mini-Splits | TCAT60H/NaA |  |  |  | 9.5 | 15.2 | 8.5 | FALSE | FALSE | FALSE | 50500 | 35200 | 2.1 | 36900 | 2.08
212521245 | 10/18/23 | Live | Bathica | WABBAN | Singlezone Ducted, Centrally Ducted | 212521245 |  | HRCU-A-C | BB60-48WADU | Mini-Splits | TCAT48H/NaA |  |  |  | 10 | 15.2 | 8.5 | FALSE | FALSE | TRUE | 47000 | 31200 | 2.1 | 32700 | 2.08
212521244 | 10/18/23 | Live | Bathica | WABBAN | Singlezone Ducted, Centrally Ducted | 212521244 |  | HRCU-A-C | BB36-24WADU | Mini-Splits | TCAT36F/NaA |  |  |  | 9.5 | 15.2 | 8.5 | FALSE | FALSE | FALSE | 32000 | 22000 | 2 | 23100 | 1.99
212521243 | 10/18/23 | Live | Bathica | WABBAN | Singlezone Ducted, Centrally Ducted | 212521243 |  | HRCU-A-C | BB36-24WADU | Mini-Splits | TCAT24F/NaA |  |  |  | 11 | 15.2 | 8.5 | FALSE | FALSE | TRUE | 23000 | 15000 | 2.1 | 17600 | 2.08
212390908 | 05/11/23 | Live | CARRIER | GRANDAIRE | Singlezone Ducted, Centrally Ducted | 212390908 |  | HRCU-A-CB | WDLCURAH36ABK | Ducted Indoor Units | WBHL364*B* |  |  |  | 9.5 | 15 | 8 | FALSE | FALSE | FALSE | 36200 | 29400 | 2.34 | 29730 | 2.45
212390907 | 05/11/23 | Live | CARRIER | TEMPSTAR | Singlezone Ducted, Centrally Ducted | 212390907 |  | HRCU-A-CB | DLCURAH36ABK | Ducted Indoor Units | FJMA4*36L*B* |  |  |  | 9.5 | 15 | 8 | FALSE | FALSE | FALSE | 36200 | 29400 | 2.34 | 29730 | 2.45
212390906 | 05/11/23 | Live | CARRIER | SMART COMFORT | Singlezone Ducted, Centrally Ducted | 212390906 |  | HRCU-A-CB | DLCURAH36ABK | Ducted Indoor Units | FJMA4*36L*B* |  |  |  | 9.5 | 15 | 8 | FALSE | FALSE | FALSE | 36200 | 29400 | 2.34 | 29730 | 2.45
212390905 | 05/11/23 | Live | CARRIER | KEEPRITE | Singlezone Ducted, Centrally Ducted | 212390905 |  | HRCU-A-CB | DLCURAH36ABK | Ducted Indoor Units | FJMA4*36L*B* |  |  |  | 9.5 | 15 | 8 | FALSE | FALSE | FALSE | 36200 | 29400 | 2.34 | 29730 | 2.45
212390904 | 05/11/23 | Live | CARRIER | HEIL | Singlezone Ducted, Centrally Ducted | 212390904 |  | HRCU-A-CB | DLCURAH36ABK | Ducted Indoor Units | FJMA4*36L*B* |  |  |  | 9.5 | 15 | 8 | FALSE | FALSE | FALSE | 36200 | 29400 | 2.34 | 29730 | 2.45
212390903 | 05/11/23 | Live | CARRIER | DAY & NIGHT | Singlezone Ducted, Centrally Ducted | 212390903 |  | HRCU-A-CB | DLCURAH36ABK | Ducted Indoor Units | FJMA4*36L*B* |  |  |  | 9.5 | 15 | 8 | FALSE | FALSE | FALSE | 36200 | 29400 | 2.34 | 29730 | 2.45
212390902 | 05/11/23 | Live | CARRIER | COMFORTMAKER | Singlezone Ducted, Centrally Ducted | 212390902 |  | HRCU-A-CB | DLCURAH36ABK | Ducted Indoor Units | FJMA4*36L*B* |  |  |  | 9.5 | 15 | 8 | FALSE | FALSE | FALSE | 36200 | 29400 | 2.34 | 29730 | 2.45
212390901 | 05/11/23 | Live | CARRIER | ARCOAIRE | Singlezone Ducted, Centrally Ducted | 212390901 |  | HRCU-A-CB | DLCURAH36ABK | Ducted Indoor Units | FJMA4*36L*B* |  |  |  | 9.5 | 15 | 8 | FALSE | FALSE | FALSE | 36200 | 29400 | 2.34 | 29730 | 2.45
212390900 | 05/11/23 | Live | CARRIER | AIRQUEST | Singlezone Ducted, Centrally Ducted | 212390900 |  | HRCU-A-CB | DLCURAH36ABK | Ducted Indoor Units | FJMA4*36L*B* |  |  |  | 9.5 | 15 | 8 | FALSE | FALSE | FALSE | 36200 | 29400 | 2.34 | 29730 | 2.45
212384860 | 05/11/23 | Live | CARRIER | TEMPSTAR | Singlezone Ducted, Centrally Ducted | 212384860 |  | HRCU-A-CB | DLCURAH36ABK | Ducted Indoor Units | FVM4X36***L |  |  |  | 10 | 16.5 | 8 | FALSE | FALSE | FALSE | 35200 | 29400 | 2.24 | 29730 | 2.34
212384859 | 05/11/23 | Live | CARRIER | SMART COMFORT | Singlezone Ducted, Centrally Ducted | 212384859 |  | HRCU-A-CB | DLCURAH36ABK | Ducted Indoor Units | FVM4X36***L |  |  |  | 10 | 16.5 | 8 | FALSE | FALSE | FALSE | 35200 | 29400 | 2.24 | 29730 | 2.34
212384858 | 05/11/23 | Live | CARRIER | KEEPRITE | Singlezone Ducted, Centrally Ducted | 212384858 |  | HRCU-A-CB | DLCURAH36ABK | Ducted Indoor Units | FVM4X36***L |  |  |  | 10 | 16.5 | 8 | FALSE | FALSE | FALSE | 35200 | 29400 | 2.24 | 29730 | 2.34
207196958 | 04/07/23 | Live | Bathica | WABBAN | Singlezone Ducted, Centrally Ducted | 207196958 |  | HRCU-A-CB | BB36-24WADU | Mini-Splits | BBD36-24AH2ADU | 10 | 18 | 10 | 10 | 16 | 9 | FALSE | FALSE | TRUE | 34000 | 24000 | 2.31 | 24000 | 2.31
212384857 | 05/11/23 | Live | CARRIER | HEIL | Singlezone Ducted, Centrally Ducted | 212384857 |  | HRCU-A-CB | DLCURAH36ABK | Ducted Indoor Units | FVM4X36***L |  |  |  | 10 | 16.5 | 8 | FALSE | FALSE | FALSE | 35200 | 29400 | 2.24 | 29730 | 2.34
212384856 | 05/11/23 | Live | CARRIER | DAY & NIGHT | Singlezone Ducted, Centrally Ducted | 212384856 |  | HRCU-A-CB | DLCURAH36ABK | Ducted Indoor Units | FVM4X36***L |  |  |  | 10 | 16.5 | 8 | FALSE | FALSE | FALSE | 35200 | 29400 | 2.24 | 29730 | 2.34
212384855 | 05/11/23 | Live | CARRIER | COMFORTMAKER | Singlezone Ducted, Centrally Ducted | 212384855 |  | HRCU-A-CB | DLCURAH36ABK | Ducted Indoor Units | FVM4X36***L |  |  |  | 10 | 16.5 | 8 | FALSE | FALSE | FALSE | 35200 | 29400 | 2.24 | 29730 | 2.34
212384854 | 05/11/23 | Live | CARRIER | ARCOAIRE | Singlezone Ducted, Centrally Ducted | 212384854 |  | HRCU-A-CB | DLCURAH36ABK | Ducted Indoor Units | FVM4X36***L |  |  |  | 10 | 16.5 | 8 | FALSE | FALSE | FALSE | 35200 | 29400 | 2.24 | 29730 | 2.34
212384853 | 05/11/23 | Live | CARRIER | AIRQUEST | Singlezone Ducted, Centrally Ducted | 212384853 |  | HRCU-A-CB | DLCURAH36ABK | Ducted Indoor Units | FVM4X36***L |  |  |  | 10 | 16.5 | 8 | FALSE | FALSE | FALSE | 35200 | 29400 | 2.24 | 29730 | 2.34
207196961 | 04/07/23 | Live | Bathica | WABBAN | Singlezone Ducted, Centrally Ducted | 207196961 |  | HRCU-A-CB | BB36-24WADU | Mini-Splits | BBD24-24AH2ADU | 12.5 | 20 | 10.5 | 12 | 17 | 9 | FALSE | FALSE | TRUE | 24000 | 16000 | 2.31 | 16000 | 2.31
212384852 | 05/11/23 | Live | CARRIER | PAYNE HEATING AND COOLING | Singlezone Ducted, Centrally Ducted | 212384852 |  | HRCU-A-CB | 38MURAQ36AB3* | Ducted Indoor Units | FV4CN(B,F)003L |  |  |  | 10 | 16.5 | 8 | FALSE | FALSE | FALSE | 35200 | 29400 | 2.24 | 29730 | 2.34
212384851 | 05/11/23 | Live | CARRIER | BRYANT HEATING AND COOLING SYSTEMS | Singlezone Ducted, Centrally Ducted | 212384851 |  | HRCU-A-CB | 38MURAQ36AB3* | Ducted Indoor Units | FV4CN(B,F)003L |  |  |  | 10 | 16.5 | 8 | FALSE | FALSE | FALSE | 35200 | 29400 | 2.24 | 29730 | 2.34
212384850 | 05/11/23 | Live | CARRIER | CARRIER | Singlezone Ducted, Centrally Ducted | 212384850 |  | HRCU-A-CB | 38MURAQ36AB3* | Ducted Indoor Units | FV4CN(B,F)003L |  |  |  | 10 | 16.5 | 8 | FALSE | FALSE | FALSE | 35200 | 29400 | 2.24 | 29730 | 2.34
212384849 | 05/11/23 | Live | CARRIER | GRANDAIRE | Singlezone Ducted, Centrally Ducted | 212384849 |  | HRCU-A-CB | WDLCURAH36ABK | Ducted Indoor Units | FM(C,U)4X36**AL* |  |  |  | 9.5 | 15 | 8 | FALSE | FALSE | FALSE | 34600 | 29800 | 2.24 | 30130 | 2.34
211765319 | 10/18/23 | Live | Bathica | WABBAN | Singlezone Ducted, Centrally Ducted | 211765319 |  | HRCU-A-CB | BBD60W2DDU | Mini-Splits | BBD60AH2DDU |  |  |  | 10 | 15.2 | 7.8 | FALSE | FALSE | FALSE | 54000 | 30000 | 2.2 | 30000 | 2.2
212384848 | 05/11/23 | Live | CARRIER | TEMPSTAR | Singlezone Ducted, Centrally Ducted | 212384848 |  | HRCU-A-CB | DLCURAH36ABK | Ducted Indoor Units | FM(C,U)4X36**AL* |  |  |  | 9.5 | 15 | 8 | FALSE | FALSE | FALSE | 34600 | 29800 | 2.24 | 30130 | 2.34
212384847 | 05/11/23 | Live | CARRIER | SMART COMFORT | Singlezone Ducted, Centrally Ducted | 212384847 |  | HRCU-A-CB | DLCURAH36ABK | Ducted Indoor Units | FM(C,U)4X36**AL* |  |  |  | 9.5 | 15 | 8 | FALSE | FALSE | FALSE | 34600 | 29800 | 2.24 | 30130 | 2.34
212384846 | 05/11/23 | Live | CARRIER | KEEPRITE | Singlezone Ducted, Centrally Ducted | 212384846 |  | HRCU-A-CB | DLCURAH36ABK | Ducted Indoor Units | FM(C,U)4X36**AL* |  |  |  | 9.5 | 15 | 8 | FALSE | FALSE | FALSE | 34600 | 29800 | 2.24 | 30130 | 2.34
212384845 | 05/11/23 | Live | CARRIER | HEIL | Singlezone Ducted, Centrally Ducted | 212384845 |  | HRCU-A-CB | DLCURAH36ABK | Ducted Indoor Units | FM(C,U)4X36**AL* |  |  |  | 9.5 | 15 | 8 | FALSE | FALSE | FALSE | 34600 | 29800 | 2.24 | 30130 | 2.34
212384844 | 05/11/23 | Live | CARRIER | DAY & NIGHT | Singlezone Ducted, Centrally Ducted | 212384844 |  | HRCU-A-CB | DLCURAH36ABK | Ducted Indoor Units | FM(C,U)4X36**AL* |  |  |  | 9.5 | 15 | 8 | FALSE | FALSE | FALSE | 34600 | 29800 | 2.24 | 30130 | 2.34
212384843 | 05/11/23 | Live | CARRIER | COMFORTMAKER | Singlezone Ducted, Centrally Ducted | 212384843 |  | HRCU-A-CB | DLCURAH36ABK | Ducted Indoor Units | FM(C,U)4X36**AL* |  |  |  | 9.5 | 15 | 8 | FALSE | FALSE | FALSE | 34600 | 29800 | 2.24 | 30130 | 2.34
212384842 | 05/11/23 | Live | CARRIER | ARCOAIRE | Singlezone Ducted, Centrally Ducted | 212384842 |  | HRCU-A-CB | DLCURAH36ABK | Ducted Indoor Units | FM(C,U)4X36**AL* |  |  |  | 9.5 | 15 | 8 | FALSE | FALSE | FALSE | 34600 | 29800 | 2.24 | 30130 | 2.34
211765318 | 10/18/23 | Live | Bathica | WABBAN | Singlezone Ducted, Centrally Ducted | 211765318 |  | HRCU-A-CB | BBD48W2DDU | Mini-Splits | BBD48AH2DDU |  |  |  | 8.6 | 15 | 7.7 | FALSE | FALSE | FALSE | 46000 | 26000 | 2.1 | 26000 | 2.1
212384841 | 05/11/23 | Live | CARRIER | AIRQUEST | Singlezone Ducted, Centrally Ducted | 212384841 |  | HRCU-A-CB | DLCURAH36ABK | Ducted Indoor Units | FM(C,U)4X36**AL* |  |  |  | 9.5 | 15 | 8 | FALSE | FALSE | FALSE | 34600 | 29800 | 2.24 | 30130 | 2.34
212384840 | 05/11/23 | Live | CARRIER | PAYNE HEATING AND COOLING | Singlezone Ducted, Centrally Ducted | 212384840 |  | HRCU-A-CB | 38MURAQ36AB3* | Ducted Indoor Units | FM(C,U)4X36**AL* |  |  |  | 9.5 | 15 | 8 | FALSE | FALSE | FALSE | 34600 | 29800 | 2.24 | 30130 | 2.34
211765317 | 10/18/23 | Live | Bathica | WABBAN | Singlezone Ducted, Centrally Ducted | 211765317 |  | HRCU-A-CB | BBD42W2DDU | Mini-Splits | BBD42AH2DDU |  |  |  | 9 | 15.5 | 7.8 | FALSE | FALSE | FALSE | 40000 | 25000 | 2.3 | 25000 | 2.3
211765316 | 10/18/23 | Live | Bathica | WABBAN | Singlezone Ducted, Centrally Ducted | 211765316 |  | HRCU-A-CB | BBD36W2DDU | Mini-Splits | BBD36AH2DDU |  |  |  | 10 | 15.5 | 7.7 | FALSE | FALSE | FALSE | 34000 | 19000 | 2.1 | 19000 | 2.1
212384839 | 05/11/23 | Live | CARRIER | BRYANT HEATING AND COOLING SYSTEMS | Singlezone Ducted, Centrally Ducted | 212384839 |  | HRCU-A-CB | 38MURAQ36AB3* | Ducted Indoor Units | FM(C,U)4X36**AL* |  |  |  | 9.5 | 15 | 8 | FALSE | FALSE | FALSE | 34600 | 29800 | 2.24 | 30130 | 2.34
212384838 | 05/11/23 | Live | CARRIER | CARRIER | Singlezone Ducted, Centrally Ducted | 212384838 |  | HRCU-A-CB | 38MURAQ36AB3* | Ducted Indoor Units | FM(C,U)4X36**AL* |  |  |  | 9.5 | 15 | 8 | FALSE | FALSE | FALSE | 34600 | 29800 | 2.24 | 30130 | 2.34
212384837 | 05/11/23 | Live | CARRIER | GRANDAIRE | Singlezone Ducted, Centrally Ducted | 212384837 |  | HRCU-A-CB | WDLCURAH36ABK | Ducted Indoor Units | WBHL424*C* |  |  |  | 10 | 16 | 8.1 | FALSE | FALSE | TRUE | 37000 | 29200 | 2.4 | 29530 | 2.51
212384836 | 05/11/23 | Live | CARRIER | TEMPSTAR | Singlezone Ducted, Centrally Ducted | 212384836 |  | HRCU-A-CB | DLCURAH36ABK | Ducted Indoor Units | FJMA4*42L*C* |  |  |  | 10 | 16 | 8.1 | FALSE | FALSE | TRUE | 37000 | 29200 | 2.4 | 29530 | 2.51
212384835 | 05/11/23 | Live | CARRIER | SMART COMFORT | Singlezone Ducted, Centrally Ducted | 212384835 |  | HRCU-A-CB | DLCURAH36ABK | Ducted Indoor Units | FJMA4*42L*C* |  |  |  | 10 | 16 | 8.1 | FALSE | FALSE | TRUE | 37000 | 29200 | 2.4 | 29530 | 2.51
212384834 | 05/11/23 | Live | CARRIER | KEEPRITE | Singlezone Ducted, Centrally Ducted | 212384834 |  | HRCU-A-CB | DLCURAH36ABK | Ducted Indoor Units | FJMA4*42L*C* |  |  |  | 10 | 16 | 8.1 | FALSE | FALSE | TRUE | 37000 | 29200 | 2.4 | 29530 | 2.51
212384833 | 05/11/23 | Live | CARRIER | HEIL | Singlezone Ducted, Centrally Ducted | 212384833 |  | HRCU-A-CB | DLCURAH36ABK | Ducted Indoor Units | FJMA4*42L*C* |  |  |  | 10 | 16 | 8.1 | FALSE | FALSE | TRUE | 37000 | 29200 | 2.4 | 29530 | 2.51
212384832 | 05/11/23 | Live | CARRIER | DAY & NIGHT | Singlezone Ducted, Centrally Ducted | 212384832 |  | HRCU-A-CB | DLCURAH36ABK | Ducted Indoor Units | FJMA4*42L*C* |  |  |  | 10 | 16 | 8.1 | FALSE | FALSE | TRUE | 37000 | 29200 | 2.4 | 29530 | 2.51
211765315 | 10/18/23 | Live | Bathica | WABBAN | Singlezone Ducted, Centrally Ducted | 211765315 |  | HRCU-A-CB | BBD30W2DDU | Mini-Splits | BBD30AH2DDU |  |  |  | 10 | 15.2 | 7.8 | FALSE | FALSE | FALSE | 28600 | 18600 | 2 | 18600 | 2
212384831 | 05/11/23 | Live | CARRIER | COMFORTMAKER | Singlezone Ducted, Centrally Ducted | 212384831 |  | HRCU-A-CB | DLCURAH36ABK | Ducted Indoor Units | FJMA4*42L*C* |  |  |  | 10 | 16 | 8.1 | FALSE | FALSE | TRUE | 37000 | 29200 | 2.4 | 29530 | 2.51
212384830 | 05/11/23 | Live | CARRIER | ARCOAIRE | Singlezone Ducted, Centrally Ducted | 212384830 |  | HRCU-A-CB | DLCURAH36ABK | Ducted Indoor Units | FJMA4*42L*C* |  |  |  | 10 | 16 | 8.1 | FALSE | FALSE | TRUE | 37000 | 29200 | 2.4 | 29530 | 2.51
211765314 | 10/18/23 | Live | Bathica | WABBAN | Singlezone Ducted, Centrally Ducted | 211765314 |  | HRCU-A-CB | BBD24W2DDU | Mini-Splits | BBD24AH2DDU |  |  |  | 10.5 | 15.5 | 7.8 | FALSE | FALSE | FALSE | 23000 | 14600 | 2.3 | 14600 | 2.3
212384829 | 05/11/23 | Live | CARRIER | AIRQUEST | Singlezone Ducted, Centrally Ducted | 212384829 |  | HRCU-A-CB | DLCURAH36ABK | Ducted Indoor Units | FJMA4*42L*C* |  |  |  | 10 | 16 | 8.1 | FALSE | FALSE | TRUE | 37000 | 29200 | 2.4 | 29530 | 2.51
212384828 | 05/11/23 | Live | CARRIER | PAYNE HEATING AND COOLING | Singlezone Ducted, Centrally Ducted | 212384828 |  | HRCU-A-CB | 38MURAQ36AB3* | Ducted Indoor Units | PF4MN*C42L* |  |  |  | 10 | 16 | 8.1 | FALSE | FALSE | TRUE | 37000 | 29200 | 2.4 | 29530 | 2.51
212384827 | 05/11/23 | Live | CARRIER | PAYNE HEATING AND COOLING | Singlezone Ducted, Centrally Ducted | 212384827 |  | HRCU-A-CB | 38MURAQ36AB3* | Ducted Indoor Units | FJ4DN*C42L* |  |  |  | 10 | 16 | 8.1 | FALSE | FALSE | TRUE | 37000 | 29200 | 2.4 | 29530 | 2.51
212384826 | 05/11/23 | Live | CARRIER | BRYANT HEATING AND COOLING SYSTEMS | Singlezone Ducted, Centrally Ducted | 212384826 |  | HRCU-A-CB | 38MURAQ36AB3* | Ducted Indoor Units | PF4MN*C42L* |  |  |  | 10 | 16 | 8.1 | FALSE | FALSE | TRUE | 37000 | 29200 | 2.4 | 29530 | 2.51
212384825 | 05/11/23 | Live | CARRIER | BRYANT HEATING AND COOLING SYSTEMS | Singlezone Ducted, Centrally Ducted | 212384825 |  | HRCU-A-CB | 38MURAQ36AB3* | Ducted Indoor Units | FJ4DN*C42L* |  |  |  | 10 | 16 | 8.1 | FALSE | FALSE | TRUE | 37000 | 29200 | 2.4 | 29530 | 2.51
212384824 | 05/11/23 | Live | CARRIER | CARRIER | Singlezone Ducted, Centrally Ducted | 212384824 |  | HRCU-A-CB | 38MURAQ36AB3* | Ducted Indoor Units | PF4MN*C42L* |  |  |  | 10 | 16 | 8.1 | FALSE | FALSE | TRUE | 37000 | 29200 | 2.4 | 29530 | 2.51
212384823 | 05/11/23 | Live | CARRIER | CARRIER | Singlezone Ducted, Centrally Ducted | 212384823 |  | HRCU-A-CB | 38MURAQ36AB3* | Ducted Indoor Units | FJ4DN*C42L* |  |  |  | 10 | 16 | 8.1 | FALSE | FALSE | TRUE | 37000 | 29200 | 2.4 | 29530 | 2.51
211164251 | 04/07/23 | Live | Bathica | WABBAN | Singlezone Non-Ducted, Wall Placement | 211164251 |  | HRCU-A-CB-O | BB09HXCA5AO | Mini-Splits | BB09HXCA5AI | 11.3 | 19.5 | 9.8 | 11.3 | 19.5 | 8.6 | FALSE | FALSE | FALSE | 9100 | 6000 | 2.71 | 9400 | 2.12
211177535 | 04/07/23 | Live | Bathica | WABBAN | Singlezone Non-Ducted, Wall Placement | 211177535 |  | HRCU-A-CB-O | BB24HXCA5DO | Mini-Splits | BB24HXCA5DI | 11.6 | 18 | 10 | 11.6 | 18 | 8.5 | FALSE | FALSE | FALSE | 22000 | 13900 | 2.48 | 18760 | 2.37
211164222 | 04/07/23 | Live | Bathica | WABBAN | Singlezone Non-Ducted, Wall Placement | 211164222 |  | HRCU-A-CB-O | BB09HXCA5DO | Mini-Splits | BB09HXCA5DI | 11.3 | 19.5 | 10 | 11.3 | 19.5 | 8.8 | FALSE | FALSE | FALSE | 9100 | 6000 | 2.71 | 9000 | 2.11
213319281 | 10/18/23 | Live | Bathica | WABBAN | Singlezone Non-Ducted, Wall Placement | 213319281 |  | HRCU-A-CB-O | BB24HXP2A1DO | Mini-Splits | BBM24HBKDI | 11.9 | 19 | 10 | 11.9 | 21 | 9.5 | FALSE | FALSE | TRUE | 22000 | 15000 | 2.75 | 19000 | 2.13
213319280 | 10/18/23 | Live | Bathica | WABBAN | Singlezone Ducted, Compact Ducted | 213319280 |  | HRCU-A-CB | BB24HXP2A1DO | Mini-Splits | BBM24HSFDI | 12.7 | 20 | 10 | 12.7 | 20 | 9 | FALSE | FALSE | TRUE | 22000 | 14900 | 2.73 | 19200 | 2.19
213319282 | 10/18/23 | Live | Bathica | WABBAN | Singlezone Non-Ducted, Wall Placement | 213319282 |  | HRCU-A-CB-O | BB24HXP2A1DO | Mini-Splits | BBM24HBTDI | 12 | 20 | 10 | 12 | 20 | 9 | FALSE | FALSE | FALSE | 22000 | 15000 | 2.54 | 19400 | 2.14
213319274 | 10/18/23 | Live | Bathica | WABBAN | Singlezone Ducted, Compact Ducted | 213319274 |  | HRCU-A-CB | BB12HXP2A1DO | Mini-Splits | BBM12HSFDI | 12.5 | 20 | 10.5 | 11.8 | 20 | 8.5 | FALSE | FALSE | TRUE | 12000 | 6900 | 2.5 | 10900 | 2.25
213319275 | 10/18/23 | Live | Bathica | WABBAN | Singlezone Non-Ducted, Wall Placement | 213319275 |  | HRCU-A-CB-O | BB12HXP2A1DO | Mini-Splits | BBM12HBKDI | 12.5 | 24 | 10.5 | 12.5 | 24 | 8.5 | FALSE | FALSE | FALSE | 12000 | 6900 | 2.5 | 10900 | 2.25
213319276 | 10/18/23 | Live | Bathica | WABBAN | Singlezone Non-Ducted, Ceiling Placement | 213319276 |  | HRCU-A-CB-O | BB12HXP2A1DO | Mini-Splits | BBM12HBTDI | 11.5 | 18.5 | 10.5 | 11.5 | 18.5 | 8.5 | FALSE | FALSE | FALSE | 12000 | 7200 | 2.51 | 10900 | 2.25
213319272 | 10/18/23 | Live | Bathica | WABBAN | Singlezone Ducted, Compact Ducted | 213319272 |  | HRCU-A-CB | BB09HXP2A1DO | Mini-Splits | BBM09HSFDI | 13.45 | 21 | 10.2 | 13.45 | 21 | 9 | FALSE | FALSE | TRUE | 9100 | 6300 | 2.6 | 9900 | 2.27
213319273 | 10/18/23 | Live | Bathica | WABBAN | Singlezone Non-Ducted, Ceiling Placement | 213319273 |  | HRCU-A-CB-O | BB09HXP2A1DO | Mini-Splits | BBM09HBTDI | 13 | 19.2 | 10.5 | 13 | 19 | 9.5 | FALSE | FALSE | TRUE | 9100 | 6100 | 2.71 | 12300 | 2.21
213319277 | 10/18/23 | Live | Bathica | WABBAN | Singlezone Ducted, Compact Ducted | 213319277 |  | HRCU-A-CB-O | BB18HXP2A1DO | Mini-Splits | BBM18HSFDI |  |  |  | 12.5 | 20 | 8 | FALSE | FALSE | TRUE | 18000 | 10500 | 2.5 | 16500 | 2.44
213319278 | 10/18/23 | Live | Bathica | WABBAN | Singlezone Non-Ducted, Wall Placement | 213319278 |  | HRCU-A-CB-O | BB18HXP2A1DO | Mini-Splits | BBM18HBKDI |  |  |  | 10.05 | 19 | 8.5 | FALSE | FALSE | FALSE | 18000 | 11000 | 2.5 | 15800 | 2
211717279 | 04/07/23 | Live | Bathica | WABBAN | Singlezone Non-Ducted, Wall Placement | 211717279 |  | HRCU-A-CB-O | BB36HXQ2B2DO | Mini-Splits | BB36HXQ2B2DI | 10.5 | 20 | 9 | 10.5 | 20 | 8.5 | FALSE | FALSE | FALSE | 33600 | 22000 | 2.6 | 28000 | 2.03
211717278 | 04/07/23 | Live | Bathica | WABBAN | Singlezone Non-Ducted, Wall Placement | 211717278 |  | HRCU-A-CB-O | BB30HXQ2B2DO | Mini-Splits | BB30HXQ2B2DI | 11.25 | 19 | 10 | 11.25 | 20 | 8.5 | FALSE | FALSE | FALSE | 30000 | 17500 | 2.47 | 27000 | 2.08
213361582 | 11/10/23 | Live | CARRIER | BRYANT HEATING AND COOLING SYSTEMS | Singlezone Ducted, Centrally Ducted | 213361582 |  | HRCU-A-CB | 284ANV024*0**B* |  | FE4BNXB24L*+UI |  |  |  | 13.5 | 20.5 | 10 | TRUE | FALSE | TRUE | 23400 | 25000 | 2.54 | 25000 | 2.54
213361580 | 11/10/23 | Live | CARRIER | BRYANT HEATING AND COOLING SYSTEMS | Singlezone Ducted, Centrally Ducted | 213361580 |  | HRCU-A-CB | 284ANV024*0**B* |  | FE4BN(B,X)C36L*+UI |  |  |  | 13.5 | 21 | 10.5 | TRUE | FALSE | TRUE | 23400 | 24800 | 2.52 | 24800 | 2.52
213361593 | 11/10/23 | Live | CARRIER | CARRIER | Singlezone Ducted, Centrally Ducted | 213361593 |  | HRCU-A-CB | 25VNA460A*031* |  | FE4BNBD60L*+UI |  |  |  | 13 | 20.5 | 9 | TRUE | FALSE | TRUE | 58000 | 49500 | 2.64 | 49500 | 2.64
213353766 | 10/27/23 | Live | CARRIER | TEMPSTAR | Singlezone Ducted, Centrally Ducted | 213353766 |  | HRCU-A-CB | DLCURAH24AAK | Ducted Indoor Units | F5MA4*30L*B* |  |  |  | 9.5 | 16 | 9 | FALSE | FALSE | FALSE | 24800 | 20200 | 2.54 | 20590 | 2.67
213353765 | 10/27/23 | Live | CARRIER | SMART COMFORT | Singlezone Ducted, Centrally Ducted | 213353765 |  | HRCU-A-CB | DLCURAH24AAK | Ducted Indoor Units | F5MA4*30L*B* |  |  |  | 9.5 | 16 | 9 | FALSE | FALSE | FALSE | 24800 | 20200 | 2.54 | 20590 | 2.67
213353764 | 10/27/23 | Live | CARRIER | KEEPRITE | Singlezone Ducted, Centrally Ducted | 213353764 |  | HRCU-A-CB | DLCURAH24AAK | Ducted Indoor Units | F5MA4*30L*B* |  |  |  | 9.5 | 16 | 9 | FALSE | FALSE | FALSE | 24800 | 20200 | 2.54 | 20590 | 2.67
213353763 | 10/27/23 | Live | CARRIER | HEIL | Singlezone Ducted, Centrally Ducted | 213353763 |  | HRCU-A-CB | DLCURAH24AAK | Ducted Indoor Units | F5MA4*30L*B* |  |  |  | 9.5 | 16 | 9 | FALSE | FALSE | FALSE | 24800 | 20200 | 2.54 | 20590 | 2.67
213353762 | 10/27/23 | Live | CARRIER | DAY & NIGHT | Singlezone Ducted, Centrally Ducted | 213353762 |  | HRCU-A-CB | DLCURAH24AAK | Ducted Indoor Units | F5MA4*30L*B* |  |  |  | 9.5 | 16 | 9 | FALSE | FALSE | FALSE | 24800 | 20200 | 2.54 | 20590 | 2.67
213353761 | 10/27/23 | Live | CARRIER | COMFORTMAKER | Singlezone Ducted, Centrally Ducted | 213353761 |  | HRCU-A-CB | DLCURAH24AAK | Ducted Indoor Units | F5MA4*30L*B* |  |  |  | 9.5 | 16 | 9 | FALSE | FALSE | FALSE | 24800 | 20200 | 2.54 | 20590 | 2.67
213353760 | 10/27/23 | Live | CARRIER | ARCOAIRE | Singlezone Ducted, Centrally Ducted | 213353760 |  | HRCU-A-CB | DLCURAH24AAK | Ducted Indoor Units | F5MA4*30L*B* |  |  |  | 9.5 | 16 | 9 | FALSE | FALSE | FALSE | 24800 | 20200 | 2.54 | 20590 | 2.67
213353759 | 10/27/23 | Live | CARRIER | AIRQUEST | Singlezone Ducted, Centrally Ducted | 213353759 |  | HRCU-A-CB | DLCURAH24AAK | Ducted Indoor Units | F5MA4*30L*B* |  |  |  | 9.5 | 16 | 9 | FALSE | FALSE | FALSE | 24800 | 20200 | 2.54 | 20590 | 2.67
213353758 | 10/27/23 | Live | CARRIER | BRYANT HEATING AND COOLING SYSTEMS | Singlezone Ducted, Centrally Ducted | 213353758 |  | HRCU-A-CB | 38MURAQ24AA3* | Ducted Indoor Units | F54AA*B30L* |  |  |  | 9.5 | 16 | 9 | FALSE | FALSE | FALSE | 24800 | 20200 | 2.54 | 20590 | 2.67
213353757 | 10/27/23 | Live | CARRIER | CARRIER | Singlezone Ducted, Centrally Ducted | 213353757 |  | HRCU-A-CB | 38MURAQ24AA3* | Ducted Indoor Units | F54AA*B30L* |  |  |  | 9.5 | 16 | 9 | FALSE | FALSE | FALSE | 24800 | 20200 | 2.54 | 20590 | 2.67
213353756 | 10/27/23 | Live | CARRIER | TEMPSTAR | Singlezone Ducted, Centrally Ducted | 213353756 |  | HRCU-A-CB | DLCURAH24AAK | Ducted Indoor Units | F5MA4*24L*B* |  |  |  | 9.5 | 16 | 9 | FALSE | FALSE | FALSE | 24400 | 20400 | 2.52 | 20790 | 2.65
213353755 | 10/27/23 | Live | CARRIER | SMART COMFORT | Singlezone Ducted, Centrally Ducted | 213353755 |  | HRCU-A-CB | DLCURAH24AAK | Ducted Indoor Units | F5MA4*24L*B* |  |  |  | 9.5 | 16 | 9 | FALSE | FALSE | FALSE | 24400 | 20400 | 2.52 | 20790 | 2.65
213353754 | 10/27/23 | Live | CARRIER | KEEPRITE | Singlezone Ducted, Centrally Ducted | 213353754 |  | HRCU-A-CB | DLCURAH24AAK | Ducted Indoor Units | F5MA4*24L*B* |  |  |  | 9.5 | 16 | 9 | FALSE | FALSE | FALSE | 24400 | 20400 | 2.52 | 20790 | 2.65
213353753 | 10/27/23 | Live | CARRIER | HEIL | Singlezone Ducted, Centrally Ducted | 213353753 |  | HRCU-A-CB | DLCURAH24AAK | Ducted Indoor Units | F5MA4*24L*B* |  |  |  | 9.5 | 16 | 9 | FALSE | FALSE | FALSE | 24400 | 20400 | 2.52 | 20790 | 2.65
213353752 | 10/27/23 | Live | CARRIER | DAY & NIGHT | Singlezone Ducted, Centrally Ducted | 213353752 |  | HRCU-A-CB | DLCURAH24AAK | Ducted Indoor Units | F5MA4*24L*B* |  |  |  | 9.5 | 16 | 9 | FALSE | FALSE | FALSE | 24400 | 20400 | 2.52 | 20790 | 2.65
213353751 | 10/27/23 | Live | CARRIER | COMFORTMAKER | Singlezone Ducted, Centrally Ducted | 213353751 |  | HRCU-A-CB | DLCURAH24AAK | Ducted Indoor Units | F5MA4*24L*B* |  |  |  | 9.5 | 16 | 9 | FALSE | FALSE | FALSE | 24400 | 20400 | 2.52 | 20790 | 2.65
213353750 | 10/27/23 | Live | CARRIER | ARCOAIRE | Singlezone Ducted, Centrally Ducted | 213353750 |  | HRCU-A-CB | DLCURAH24AAK | Ducted Indoor Units | F5MA4*24L*B* |  |  |  | 9.5 | 16 | 9 | FALSE | FALSE | FALSE | 24400 | 20400 | 2.52 | 20790 | 2.65
213353749 | 10/27/23 | Live | CARRIER | AIRQUEST | Singlezone Ducted, Centrally Ducted | 213353749 |  | HRCU-A-CB | DLCURAH24AAK | Ducted Indoor Units | F5MA4*24L*B* |  |  |  | 9.5 | 16 | 9 | FALSE | FALSE | FALSE | 24400 | 20400 | 2.52 | 20790 | 2.65
213353748 | 10/27/23 | Live | CARRIER | BRYANT HEATING AND COOLING SYSTEMS | Singlezone Ducted, Centrally Ducted | 213353748 |  | HRCU-A-CB | 38MURAQ24AA3* | Ducted Indoor Units | F54AA*B24L* |  |  |  | 9.5 | 16 | 9 | FALSE | FALSE | FALSE | 24400 | 20400 | 2.52 | 20790 | 2.65
213353747 | 10/27/23 | Live | CARRIER | CARRIER | Singlezone Ducted, Centrally Ducted | 213353747 |  | HRCU-A-CB | 38MURAQ24AA3* | Ducted Indoor Units | F54AA*B24L* |  |  |  | 9.5 | 16 | 9 | FALSE | FALSE | FALSE | 24400 | 20400 | 2.52 | 20790 | 2.65
213249267 | 10/27/23 | Live | CARRIER | TEMPSTAR | Singlezone Ducted, Centrally Ducted | 213249267 |  | HRCU-A-CB | DLCURAH24AAK | Ducted Indoor Units | FEVA0024**+NAVA43601CK |  |  |  | 9.5 | 16 | 9 | FALSE | FALSE | FALSE | 24200 | 20000 | 2.48 | 20380 | 2.61
213249266 | 10/27/23 | Live | CARRIER | SMART COMFORT | Singlezone Ducted, Centrally Ducted | 213249266 |  | HRCU-A-CB | DLCURAH24AAK | Ducted Indoor Units | FEVA0024**+NAVA43601CK |  |  |  | 9.5 | 16 | 9 | FALSE | FALSE | FALSE | 24200 | 20000 | 2.48 | 20380 | 2.61
213249265 | 10/27/23 | Live | CARRIER | KEEPRITE | Singlezone Ducted, Centrally Ducted | 213249265 |  | HRCU-A-CB | DLCURAH24AAK | Ducted Indoor Units | FEVA0024**+NAVA43601CK |  |  |  | 9.5 | 16 | 9 | FALSE | FALSE | FALSE | 24200 | 20000 | 2.48 | 20380 | 2.61
213249264 | 10/27/23 | Live | CARRIER | HEIL | Singlezone Ducted, Centrally Ducted | 213249264 |  | HRCU-A-CB | DLCURAH24AAK | Ducted Indoor Units | FEVA0024**+NAVA43601CK |  |  |  | 9.5 | 16 | 9 | FALSE | FALSE | FALSE | 24200 | 20000 | 2.48 | 20380 | 2.61
213249263 | 10/27/23 | Live | CARRIER | DAY & NIGHT | Singlezone Ducted, Centrally Ducted | 213249263 |  | HRCU-A-CB | DLCURAH24AAK | Ducted Indoor Units | FEVA0024**+NAVA43601CK |  |  |  | 9.5 | 16 | 9 | FALSE | FALSE | FALSE | 24200 | 20000 | 2.48 | 20380 | 2.61
213249262 | 10/27/23 | Live | CARRIER | COMFORTMAKER | Singlezone Ducted, Centrally Ducted | 213249262 |  | HRCU-A-CB | DLCURAH24AAK | Ducted Indoor Units | FEVA0024**+NAVA43601CK |  |  |  | 9.5 | 16 | 9 | FALSE | FALSE | FALSE | 24200 | 20000 | 2.48 | 20380 | 2.61
213249261 | 10/27/23 | Live | CARRIER | ARCOAIRE | Singlezone Ducted, Centrally Ducted | 213249261 |  | HRCU-A-CB | DLCURAH24AAK | Ducted Indoor Units | FEVA0024**+NAVA43601CK |  |  |  | 9.5 | 16 | 9 | FALSE | FALSE | FALSE | 24200 | 20000 | 2.48 | 20380 | 2.61
213249260 | 10/27/23 | Live | CARRIER | AIRQUEST | Singlezone Ducted, Centrally Ducted | 213249260 |  | HRCU-A-CB | DLCURAH24AAK | Ducted Indoor Units | FEVA0024**+NAVA43601CK |  |  |  | 9.5 | 16 | 9 | FALSE | FALSE | FALSE | 24200 | 20000 | 2.48 | 20380 | 2.61
213249259 | 10/27/23 | Live | CARRIER | PAYNE HEATING AND COOLING | Singlezone Ducted, Centrally Ducted | 213249259 |  | HRCU-A-CB | 38MURAQ24AA3* | Ducted Indoor Units | FEVA0024**+NAVA43601CK |  |  |  | 9.5 | 16 | 9 | FALSE | FALSE | FALSE | 24200 | 20000 | 2.48 | 20380 | 2.61
214391153 | 03/25/24 | Live | Midea Electric Trading | BREEZE33 | Singlezone Ducted, Centrally Ducted | 214391153 |  | HRCU-A-C | BZ33-INV30OUT2-J |  | BZ33-MSC36C-J | 10.7 | 14.2 | 9.5 | 10.5 | 15.5 | 9.7 | TRUE | TRUE | TRUE | 30000 | 22600 | 2.62 | 26000 | 2.28
214391154 | 03/25/24 | Live | Midea Electric Trading | BREEZE33 | Singlezone Ducted, Centrally Ducted | 214391154 |  | HRCU-A-C | BZ33-INV60OUT2-J |  | BZ33-MSC60D-J |  |  |  | 8.6 | 14.5 | 8.6 | FALSE | FALSE | FALSE | 53000 | 37000 | 2.26 | 38000 | 2.26
214389568 | 03/25/24 | Live | Midea Electric Trading | BREEZE33 | Singlezone Ducted, Centrally Ducted | 214389568 |  | HRCU-A-CB | BZ33-INV24OUT2-J |  | BZ33-WMAHU24-J |  |  |  | 11.7 | 17.5 | 10.5 | TRUE | TRUE | TRUE | 24000 | 20000 | 2.7 | 31500 | 2.72
214391155 | 03/25/24 | Live | Midea Electric Trading | BREEZE33 | Singlezone Ducted, Centrally Ducted | 214391155 |  | HRCU-A-CB | BZ33-INV30OUT2-J |  | BZ33-WMAHU30-J |  |  |  | 10 | 16.9 | 9 | TRUE | TRUE | FALSE | 30000 | 19600 | 2.4 | 30000 | 2
214389567 | 03/25/24 | Live | Midea Electric Trading | BREEZE33 | Singlezone Ducted, Centrally Ducted | 214389567 |  | HRCU-A-CB | BZ33-INV18OUT2-J |  | BZ33-WMAHU18-J |  |  |  | 12.1 | 19.3 | 10.8 | TRUE | TRUE | TRUE | 18000 | 15800 | 2.82 | 22000 | 2.45
213249258 | 10/27/23 | Live | CARRIER | BRYANT HEATING AND COOLING SYSTEMS | Singlezone Ducted, Centrally Ducted | 213249258 |  | HRCU-A-CB | 38MURAQ24AA3* | Ducted Indoor Units | FEVA0024**+NAVA43601CK |  |  |  | 9.5 | 16 | 9 | FALSE | FALSE | FALSE | 24200 | 20000 | 2.48 | 20380 | 2.61
214391158 | 03/25/24 | Live | Midea Electric Trading | CUSTOM COMFORT | Singlezone Ducted, Centrally Ducted | 214391158 |  | HRCU-A-C | CCOXHA24V60HP |  | CCOACC60D |  |  |  | 8.6 | 14.5 | 8.6 | FALSE | FALSE | FALSE | 53000 | 37000 | 2.26 | 38000 | 2.26
214391156 | 03/25/24 | Live | Midea Electric Trading | BREEZE33 | Singlezone Ducted, Centrally Ducted | 214391156 |  | HRCU-A-CB | BZ33-INV36OUT2-J |  | BZ33-WMAHU36-J |  |  |  | 10.2 | 17.6 | 9.2 | TRUE | TRUE | FALSE | 36000 | 28600 | 2.24 | 41000 | 2
214377745 | 03/25/24 | Live | Midea Electric Trading | ICONIC AIR SOLUTION | Singlezone Ducted, Centrally Ducted | 214377745 |  | HRCU-A-CB | ICLO18AK |  | IFLV18IK |  |  |  | 10 | 16 | 8 | FALSE | FALSE | TRUE | 18000 | 12000 | 2.61 | 12000 | 2.59
214377747 | 03/25/24 | Live | Midea Electric Trading | ICONIC AIR SOLUTION | Singlezone Ducted, Centrally Ducted | 214377747 |  | HRCU-A-CB | ICLO30AK |  | IFLV30IK |  |  |  | 10 | 16.5 | 8.2 | FALSE | FALSE | FALSE | 30000 | 18000 | 2.2 | 20500 | 2.14
214377748 | 03/25/24 | Live | Midea Electric Trading | ICONIC AIR SOLUTION | Singlezone Ducted, Centrally Ducted | 214377748 |  | HRCU-A-CB | ICLO36AK |  | IFLV36IK |  |  |  | 9.5 | 16 | 8 | FALSE | FALSE | FALSE | 36000 | 19000 | 2.1 | 23200 | 2.02
214377746 | 03/25/24 | Live | Midea Electric Trading | ICONIC AIR SOLUTION | Singlezone Ducted, Centrally Ducted | 214377746 |  | HRCU-A-CB | ICLO24AK |  | IFLV24IK |  |  |  | 10 | 16 | 8.5 | FALSE | FALSE | TRUE | 24000 | 21000 | 2.6 | 21000 | 2.6
213249257 | 10/27/23 | Live | CARRIER | CARRIER | Singlezone Ducted, Centrally Ducted | 213249257 |  | HRCU-A-CB | 38MURAQ24AA3* | Ducted Indoor Units | FEVA0024**+NAVA43601CK |  |  |  | 9.5 | 16 | 9 | FALSE | FALSE | FALSE | 24200 | 20000 | 2.48 | 20380 | 2.61
214377755 | 03/25/24 | Live | Midea Electric Trading | COMFORT-AIRE | Singlezone Non-Ducted, Wall Placement | 214377755 |  | HRCU-A-CB-O | A-VMH33SV-1 | Mini-Splits | B-VMH33SV-1 |  |  |  | 12 | 19.5 | 10 | TRUE | TRUE | TRUE | 33000 | 28800 | 2.5 | 33600 | 2.39
214415105 | 03/25/24 | Live | Midea Electric Trading | CENTURY | Singlezone Non-Ducted, Wall Placement | 214415105 |  | HRCU-A-CB-O | A-VMH33SV-1 | Mini-Splits | B-VMH33SV-1 |  |  |  | 12 | 19.5 | 10 | TRUE | TRUE | TRUE | 33000 | 28800 | 2.5 | 33600 | 2.39
214415107 | 03/25/24 | Live | Midea Electric Trading | CENTURY | Multizone All Non-Ducted | 214415107 |  | HMSR-A-CB-O | A-VMH36QV-1A | Non-Ducted Indoor Units |  |  |  |  | 12.5 | 22.4 | 10.9 | TRUE | TRUE | TRUE | 36000 | 27400 | 2.4 | 37000 | 2.31
214377756 | 03/25/24 | Live | Midea Electric Trading | COMFORT-AIRE | Multizone All Non-Ducted | 214377756 |  | HMSR-A-CB-O | A-VMH36QV-1A | Non-Ducted Indoor Units |  |  |  |  | 12.5 | 22.4 | 10.9 | TRUE | TRUE | TRUE | 36000 | 27400 | 2.4 | 37000 | 2.31
214377757 | 03/25/24 | Live | Midea Electric Trading | COMFORT-AIRE | Multizone All Ducted | 214377757 |  | HMSV-A-CB | A-VMH36QV-1A | Ducted Indoor Units |  |  |  |  | 12 | 19.4 | 10 | TRUE | TRUE | TRUE | 36000 | 30000 | 2.2 | 36000 | 2.2
214415109 | 03/25/24 | Live | Midea Electric Trading | CENTURY | Multizone All Ducted | 214415109 |  | HMSV-A-CB | A-VMH36QV-1A | Ducted Indoor Units |  |  |  |  | 12 | 19.4 | 10 | TRUE | TRUE | TRUE | 36000 | 30000 | 2.2 | 36000 | 2.2
214415110 | 03/25/24 | Live | Midea Electric Trading | CENTURY | Multizone Mix of Ducted and Non-Ducted | 214415110 |  | HMSV-A-CB | A-VMH36QV-1A | Mixed Ducted and Non-Ducted Indoor Units |  |  |  |  | 12.25 | 20.9 | 10.45 | TRUE | TRUE | TRUE | 36000 | 28600 | 2.3 | 36500 | 2.25
214377758 | 03/25/24 | Live | Midea Electric Trading | COMFORT-AIRE | Multizone Mix of Ducted and Non-Ducted | 214377758 |  | HMSV-A-CB | A-VMH36QV-1A | Mixed Ducted and Non-Ducted Indoor Units |  |  |  |  | 12.25 | 20.9 | 10.45 | TRUE | TRUE | TRUE | 36000 | 28600 | 2.3 | 36500 | 2.25
214383434 | 03/25/24 | Live | Midea Electric Trading | FRANKLIN | Singlezone Non-Ducted, Wall Placement | 214383434 |  | HRCU-A-CB-O | MSH123F25MCAA | Mini-Splits | MSH123F25AXAA | 14 | 25.5 | 13 | 14 | 25.5 | 10.4 | FALSE | FALSE | TRUE | 12000 | 10000 | 2.4 | 13112 | 2.11
214383435 | 03/25/24 | Live | Midea Electric Trading | FRANKLIN | Singlezone Non-Ducted, Wall Placement | 214383435 |  | HRCU-A-CB-O | MSH183F25MCAA | Mini-Splits | MSH183F25AXAA | 12.5 | 21.5 | 13 | 12.5 | 21.5 | 11.3 | FALSE | FALSE | TRUE | 18000 | 15000 | 2.35 | 19200 | 1.99
214383436 | 03/25/24 | Live | Midea Electric Trading | FRANKLIN | Singlezone Non-Ducted, Wall Placement | 214383436 |  | HRCU-A-CB-O | MSH243F25MCAA | Mini-Splits | MSH243F25AXAA | 13 | 21.5 | 12 | 13 | 21.5 | 11.4 | FALSE | FALSE | TRUE | 24000 | 21200 | 2.88 | 24485 | 1.98
214383448 | 03/25/24 | Live | Midea Electric Trading | FRANKLIN | Multizone All Non-Ducted | 214383448 |  | HMSR-A-CB-O | MST483F25MHAA | Non-Ducted Indoor Units |  | 11.6 | 21.5 | 11 | 11.7 | 21.8 | 9.8 | FALSE | FALSE | TRUE | 48000 | 36000 | 2.3 | 45000 | 2.2
214383439 | 03/25/24 | Live | Midea Electric Trading | FRANKLIN | Multizone All Non-Ducted | 214383439 |  | HMSR-A-CB-O | MST183F25MHAA | Non-Ducted Indoor Units |  | 12.5 | 22 | 10.2 | 12.5 | 22 | 9.8 | FALSE | FALSE | TRUE | 19000 | 15000 | 2.5 | 19000 | 2.23
214383437 | 03/25/24 | Live | Midea Electric Trading | FRANKLIN | Singlezone Non-Ducted, Wall Placement | 214383437 |  | HRCU-A-CB-O | MSH303F25MCAA | Mini-Splits | MSH303F25AXAA | 11.5 | 20.1 | 10.8 | 11.5 | 20.1 | 9 | FALSE | FALSE | FALSE | 30000 | 19000 | 2.3 | 21100 | 1.68
214383442 | 03/25/24 | Live | Midea Electric Trading | FRANKLIN | Multizone All Non-Ducted | 214383442 |  | HMSR-A-CB-O | MST273F25MHAA | Non-Ducted Indoor Units |  |  |  |  | 12.2 | 21.8 | 10 | FALSE | FALSE | TRUE | 27000 | 23000 | 2.4 | 31800 | 2.22
214383443 | 03/25/24 | Live | Midea Electric Trading | FRANKLIN | Multizone All Ducted | 214383443 |  | HMSV-A-CB | MST273F25MHAA | Ducted Indoor Units |  |  |  |  | 11.8 | 19 | 10 | FALSE | FALSE | TRUE | 27000 | 23000 | 2.4 | 29000 | 2.18
214383444 | 03/25/24 | Live | Midea Electric Trading | FRANKLIN | Multizone Mix of Ducted and Non-Ducted | 214383444 |  | HMSV-A-CB | MST273F25MHAA | Mixed Ducted and Non-Ducted Indoor Units |  |  |  |  | 12 | 20.4 | 10 | FALSE | FALSE | TRUE | 27000 | 23000 | 2.4 | 30400 | 2.2
214383445 | 03/25/24 | Live | Midea Electric Trading | FRANKLIN | Multizone All Non-Ducted | 214383445 |  | HMSR-A-CB-O | MST363F25MHAA | Non-Ducted Indoor Units |  |  |  |  | 12.5 | 22.4 | 10.9 | FALSE | FALSE | TRUE | 36000 | 27400 | 2.4 | 37000 | 2.31
214383446 | 03/25/24 | Live | Midea Electric Trading | FRANKLIN | Multizone All Ducted | 214383446 |  | HMSV-A-CB | MST363F25MHAA | Ducted Indoor Units |  |  |  |  | 12 | 19.4 | 10 | FALSE | FALSE | TRUE | 36000 | 30000 | 2.2 | 36000 | 2.2
214383447 | 03/25/24 | Live | Midea Electric Trading | FRANKLIN | Multizone Mix of Ducted and Non-Ducted | 214383447 |  | HMSV-A-CB | MST363F25MHAA | Mixed Ducted and Non-Ducted Indoor Units |  |  |  |  | 12.25 | 20.9 | 10.45 | FALSE | FALSE | TRUE | 36000 | 28600 | 2.3 | 36500 | 2.25
213927673 | 03/25/24 | Live | Midea Electric Trading | CIAC | Singlezone Non-Ducted, Ceiling Placement | 213927673 |  | HRCU-A-CB-O | CM43BX009-H3N2H | Mini-Splits | CK43BX009-C3N1H | 13 | 20 | 10.5 | 13 | 20 | 10 | FALSE | FALSE | TRUE | 9000 | 7500 | 2.44 | 9400 | 2.19
213927674 | 03/25/24 | Live | Midea Electric Trading | CIAC | Singlezone Non-Ducted, Ceiling Placement | 213927674 |  | HRCU-A-CB-O | CM43BX012-H3N2H | Mini-Splits | CK43BX012-C3N1H | 14 | 22 | 10.6 | 14 | 22.7 | 10 | FALSE | FALSE | TRUE | 12000 | 8900 | 2.75 | 9300 | 2.39
213927680 | 03/25/24 | Live | Midea Electric Trading | CIAC | Singlezone Non-Ducted, Floor Placement | 213927680 |  | HRCU-A-CB-O | CM43BX024-H3N2H | Mini-Splits | CF43BX024-M3N1H | 12.5 | 20 | 11.2 | 12.5 | 21.2 | 10.3 | FALSE | FALSE | TRUE | 24000 | 16000 | 2.3 | 17600 | 2.16
213927684 | 03/25/24 | Live | Midea Electric Trading | CIAC | Singlezone Ducted, Compact Ducted | 213927684 |  | HRCU-A-CB | CM43BX009-H3N2H | Mini-Splits | CC43BX009-E3N1H | 13.5 | 21 | 11.5 | 12.5 | 19.2 | 10.2 | FALSE | FALSE | TRUE | 9000 | 7700 | 2.59 | 10200 | 2.41
213927685 | 03/25/24 | Live | Midea Electric Trading | CIAC | Singlezone Ducted, Compact Ducted | 213927685 |  | HRCU-A-CB | CM43BX012-H3N2H | Mini-Splits | CC43BX012-E3N1H | 12.5 | 21.5 | 11.5 | 11.7 | 19 | 10.3 | FALSE | FALSE | TRUE | 11500 | 9300 | 2.78 | 10100 | 2.39
213927681 | 03/25/24 | Live | Midea Electric Trading | CIAC | Singlezone Non-Ducted, Wall Placement | 213927681 |  | HRCU-A-CB-O | CM43BX036-H3N2H | Mini-Splits | CF43BX036-M3N1H | 8 | 17 | 10 | 8.5 | 19 | 9 | FALSE | FALSE | FALSE | 36000 | 23000 | 2.2 | 25000 | 2.11
213927677 | 03/25/24 | Live | Midea Electric Trading | CIAC | Singlezone Non-Ducted, Wall Placement | 213927677 |  | HRCU-A-CB-O | CM43BX036-H3N2H | Mini-Splits | CK43BX036-C3N2H | 9 | 18.2 | 10.6 | 9.4 | 19.2 | 8.8 | FALSE | FALSE | FALSE | 36000 | 23000 | 2.45 | 26000 | 2.13
213927688 | 03/25/24 | Live | Midea Electric Trading | CIAC | Singlezone Ducted, Compact Ducted | 213927688 |  | HRCU-A-CB | CM43BX036-H3N2H | Mini-Splits | CC43BX036-E3N1H | 9 | 16.7 | 11.5 | 8.8 | 15.8 | 8.8 | FALSE | FALSE | FALSE | 36000 | 25000 | 2.49 | 26000 | 2.22
213927678 | 03/25/24 | Live | Midea Electric Trading | CIAC | Singlezone Non-Ducted, Wall Placement | 213927678 |  | HRCU-A-CB-O | CM43BX048-H3N2H | Mini-Splits | CK43BX048-C3N2H | 9.5 | 17.8 | 11.5 | 9.5 | 18.5 | 9.8 | FALSE | FALSE | TRUE | 48000 | 30000 | 2.34 | 39000 | 2.05
213927689 | 03/25/24 | Live | Midea Electric Trading | CIAC | Singlezone Ducted, Compact Ducted | 213927689 |  | HRCU-A-CB | CM43BX048-H3N2H | Mini-Splits | CC43BX048-E3N1H | 9.2 | 17.4 | 10.3 | 8.5 | 15.1 | 9.3 | FALSE | FALSE | FALSE | 48000 | 34000 | 2.32 | 41000 | 2.32
213927676 | 03/25/24 | Live | Midea Electric Trading | CIAC | Singlezone Non-Ducted, Wall Placement | 213927676 |  | HRCU-A-CB-O | CM43BX024-H3N2H | Mini-Splits | CK43BX024-C3N2H | 12.5 | 20.7 | 10.5 | 12.5 | 21.5 | 9.7 | FALSE | FALSE | TRUE | 24000 | 19000 | 2.6 | 20800 | 2.36
213927679 | 03/25/24 | Live | Midea Electric Trading | CIAC | Singlezone Non-Ducted, Floor Placement | 213927679 |  | HRCU-A-CB-O | CM43BX018-H3N2H | Mini-Splits | CF43BX018-M3N1H | 12.5 | 21.5 | 10.5 | 12.5 | 23 | 10 | FALSE | FALSE | TRUE | 18000 | 12800 | 2.52 | 14200 | 2.29
213927686 | 03/25/24 | Live | Midea Electric Trading | CIAC | Singlezone Ducted, Compact Ducted | 213927686 |  | HRCU-A-CB | CM43BX018-H3N2H | Mini-Splits | CC43BX018-E3N1H | 12.5 | 20.5 | 11 | 12.5 | 20 | 10.6 | FALSE | FALSE | TRUE | 17000 | 12600 | 2.66 | 14100 | 2.4
213927683 | 03/25/24 | Live | Midea Electric Trading | CIAC | Singlezone Non-Ducted, Floor Placement | 213927683 |  | HRCU-A-CB-O | CM43BX060-H3N2H | Mini-Splits | CF43BX060-M3N1H | 9.8 | 18.7 | 10.5 | 9.8 | 19.8 | 9 | FALSE | FALSE | FALSE | 54000 | 35000 | 2.34 | 35200 | 1.98
213927690 | 03/25/24 | Live | Midea Electric Trading | CIAC | Singlezone Ducted, Compact Ducted | 213927690 |  | HRCU-A-CB | CM43BX060-H3N2H | Mini-Splits | CC43BX060-E3N1H | 10.6 | 19.2 | 10.2 | 10.3 | 17 | 8.4 | FALSE | FALSE | FALSE | 59000 | 34400 | 2.37 | 36000 | 2.29
214389544 | 03/25/24 | Live | Midea Electric Trading | ICONIC AIR SOLUTION | Singlezone Non-Ducted, Ceiling Placement | 214389544 |  | HRCU-A-CB-O | ICOO09AK | Mini-Splits | IFOC09IK | 13 | 20 | 10.5 | 13 | 20 | 10 | FALSE | FALSE | TRUE | 9000 | 7500 | 2.44 | 9400 | 2.19
214389545 | 03/25/24 | Live | Midea Electric Trading | ICONIC AIR SOLUTION | Singlezone Non-Ducted, Ceiling Placement | 214389545 |  | HRCU-A-CB-O | ICOO12AK | Mini-Splits | IFOC12IK | 14 | 22 | 10.6 | 14 | 22.7 | 10 | FALSE | FALSE | TRUE | 12000 | 8900 | 2.75 | 9300 | 2.39
214377767 | 03/25/24 | Live | Midea Electric Trading | KEPLER | Singlezone Ducted, Compact Ducted | 214377767 |  | HRCU-A-CB | ODUMOX330-09HFN1MY5W | Mini-Splits | IDUMTIU-09HWFN1-M | 14 | 23 | 12 | 13.2 | 20.2 | 12 | TRUE | TRUE | TRUE | 9000 | 10100 | 2.41 | 11600 | 1.9
214377772 | 03/25/24 | Live | Midea Electric Trading | KEPLER | Singlezone Non-Ducted, Ceiling Placement | 214377772 |  | HRCU-A-CB-O | ODUMOX330-12HFN1MW5W | Mini-Splits | IDUCCA3U-12HRFN1-M(C) | 12.7 | 21.5 | 10.6 | 12.7 | 22.3 | 10.2 | TRUE | TRUE | TRUE | 12000 | 9900 | 2.55 | 14000 | 2.29
214377769 | 03/25/24 | Live | Midea Electric Trading | KEPLER | Singlezone Ducted, Compact Ducted | 214377769 |  | HRCU-A-CB | ODUMOX430-17HFN1MT0W | Mini-Splits | IDUMTIU-18HWFN1-M | 12.5 | 19.6 | 11 | 11.7 | 18 | 9.5 | TRUE | TRUE | TRUE | 17000 | 15000 | 2.27 | 19000 | 2.02
214377797 | 03/25/24 | Live | Midea Electric Trading | NG TRADE | Singlezone Non-Ducted, Wall Placement | 214377797 |  | HRCU-A-CB-O | OMEGA120E | Mini-Splits | IMEGA120E | 12.5 | 22 | 11.5 | 12.5 | 22.7 | 10.4 | TRUE | FALSE | TRUE | 12000 | 8900 | 2.75 | 9018 | 2.4
214389495 | 03/25/24 | Live | Midea Electric Trading | ICONIC AIR SOLUTION | Singlezone Non-Ducted, Wall Placement | 214389495 |  | HRCU-A-CB-O | ICOO12AJ | Mini-Splits | IFOH12IJ | 12.5 | 22 | 11.5 | 12.5 | 22.7 | 10.4 | FALSE | FALSE | TRUE | 12000 | 8900 | 2.75 | 9018 | 2.4
214389497 | 03/25/24 | Live | Midea Electric Trading | ICONIC AIR SOLUTION | Singlezone Non-Ducted, Wall Placement | 214389497 |  | HRCU-A-CB-O | ICOO12AK | Mini-Splits | IFOH12IK | 13 | 22.2 | 11 | 13 | 23.1 | 10.8 | FALSE | FALSE | TRUE | 12000 | 10000 | 2.69 | 9843 | 2.33
214389499 | 03/25/24 | Live | Midea Electric Trading | ICONIC AIR SOLUTION | Singlezone Non-Ducted, Wall Placement | 214389499 |  | HRCU-A-CB-O | ICOO24AK | Mini-Splits | IFOH24IK | 13 | 21 | 10 | 13 | 21 | 8.5 | FALSE | FALSE | FALSE | 24000 | 17400 | 2.28 | 23471 | 2.29
214421460 | 03/25/24 | Live | Midea Electric Trading | WELLS | Singlezone Non-Ducted, Wall Placement | 214421460 |  | HRCU-A-CB-O | WSB-09HFBO | Mini-Splits | WSB-09HFBI | 12.5 | 21.5 | 10.3 | 12.5 | 21.5 | 9.1 | TRUE | TRUE | FALSE | 9000 | 6300 | 2.4 | 7973 | 1.88
214421461 | 03/25/24 | Live | Midea Electric Trading | WELLS | Singlezone Non-Ducted, Wall Placement | 214421461 |  | HRCU-A-CB-O | WSB-12HFBO | Mini-Splits | WSB-12HFBI | 10.3 | 20 | 10.8 | 10.3 | 20.8 | 8.7 | FALSE | FALSE | FALSE | 12000 | 7800 | 2.31 | 8200 | 1.35
214421462 | 03/25/24 | Live | Midea Electric Trading | WELLS | Singlezone Non-Ducted, Wall Placement | 214421462 |  | HRCU-A-CB-O | WSB-09HFMO | Mini-Splits | WSB-09HFMI | 12.6 | 21.5 | 10 | 12.6 | 21.7 | 9.4 | TRUE | TRUE | FALSE | 9000 | 6000 | 2.51 | 8065 | 2.17
214421463 | 03/25/24 | Live | Midea Electric Trading | WELLS | Singlezone Non-Ducted, Wall Placement | 214421463 |  | HRCU-A-CB-O | WSB-12HFMO | Mini-Splits | WSB-12HFMI | 10.8 | 20.5 | 10.7 | 10.8 | 21.4 | 9.2 | FALSE | FALSE | FALSE | 12000 | 7000 | 2.5 | 9300 | 2
214421464 | 03/25/24 | Live | Midea Electric Trading | WELLS | Singlezone Non-Ducted, Wall Placement | 214421464 |  | HRCU-A-CB-O | WSB-18HFMO | Mini-Splits | WSB-18HFMI | 11 | 19.5 | 10 | 11 | 19.5 | 8.7 | FALSE | FALSE | FALSE | 18000 | 11400 | 2.57 | 14370 | 2.49
214421465 | 03/25/24 | Live | Midea Electric Trading | WELLS | Singlezone Non-Ducted, Wall Placement | 214421465 |  | HRCU-A-CB-O | WSB-24HFMO | Mini-Splits | WSB-24HFMI | 9.5 | 18.5 | 10.2 | 9.5 | 18.5 | 8.6 | FALSE | FALSE | FALSE | 24000 | 16500 | 2.38 | 19257 | 2.11
214432060 | 03/25/24 | Live | Midea Electric Trading | MULTI MFG | Multizone All Non-Ducted | 214432060 |  | HMSR-A-CB-O | 28MPC3-HH-A | Non-Ducted Indoor Units |  | 12.5 | 22.5 | 11.3 | 12.5 | 23 | 10.6 | FALSE | FALSE | TRUE | 28000 | 26600 | 2.3 | 27200 | 2.21
214432061 | 03/25/24 | Live | Midea Electric Trading | MULTI MFG | Multizone All Ducted | 214432061 |  | HMSV-A-CB | 28MPC3-HH-A | Ducted Indoor Units |  | 11.5 | 20 | 10.1 | 11.7 | 20 | 9.5 | FALSE | FALSE | TRUE | 28000 | 27000 | 2.3 | 27200 | 2.21
214377788 | 03/25/24 | Live | Midea Electric Trading | KEPLER | Multizone All Non-Ducted | 214377788 |  | HMSR-A-CB-O | ODUM5OG-48HFN1-M-[X] | Non-Ducted Indoor Units |  | 11.6 | 21.5 | 11 | 11.7 | 21.8 | 9.8 | TRUE | TRUE | TRUE | 48000 | 36000 | 2.3 | 45000 | 2.2
214377776 | 03/25/24 | Live | Midea Electric Trading | KEPLER | Multizone All Non-Ducted | 214377776 |  | HMSR-A-CB-O | ODUM2OI-18HFN1-M | Non-Ducted Indoor Units |  | 12.5 | 22 | 10.2 | 12.5 | 22 | 9.8 | TRUE | TRUE | TRUE | 19000 | 15000 | 2.5 | 19000 | 2.23
214432062 | 03/25/24 | Live | Midea Electric Trading | MULTI MFG | Multizone Mix of Ducted and Non-Ducted | 214432062 |  | HMSV-A-CB | 28MPC3-HH-A | Mixed Ducted and Non-Ducted Indoor Units |  | 12 | 21.25 | 10.7 | 12.1 | 21.5 | 10.05 | FALSE | FALSE | TRUE | 28000 | 26800 | 2.3 | 27200 | 2.21
214389496 | 03/25/24 | Live | Midea Electric Trading | ICONIC AIR SOLUTION | Singlezone Non-Ducted, Wall Placement | 214389496 |  | HRCU-A-CB-O | ICOO09AK | Mini-Splits | IFOH09IK | 14.7 | 24 | 12.7 | 14.7 | 24 | 11.6 | FALSE | FALSE | TRUE | 9000 | 8100 | 2.7 | 9543 | 2.48
214389548 | 03/25/24 | Live | Midea Electric Trading | ICONIC AIR SOLUTION | Singlezone Non-Ducted, Wall Placement | 214389548 |  | HRCU-A-CB-O | ICOO36AK | Mini-Splits | IFOC36IK | 9 | 18.2 | 10.6 | 9.4 | 19.2 | 8.8 | FALSE | FALSE | FALSE | 36000 | 23000 | 2.45 | 26000 | 2.13
214389550 | 03/25/24 | Live | Midea Electric Trading | ICONIC AIR SOLUTION | Singlezone Ducted, Compact Ducted | 214389550 |  | HRCU-A-CB | ICOO36AK | Mini-Splits | IFOD36IK | 9 | 16.7 | 11.5 | 8.8 | 15.8 | 8.8 | FALSE | FALSE | FALSE | 36000 | 25000 | 2.49 | 26000 | 2.22
214377794 | 03/25/24 | Live | Midea Electric Trading | BLADEX | Singlezone Ducted, Compact Ducted | 214377794 |  | HRCU-A-CB | BCUC30-36ODU2024GA | Mini-Splits | BDI-36HWFN1 | 9 | 16.7 | 11.5 | 8.8 | 15.8 | 8.8 | FALSE | FALSE | FALSE | 36000 | 25000 | 2.49 | 26000 | 2.22
214389549 | 03/25/24 | Live | Midea Electric Trading | ICONIC AIR SOLUTION | Singlezone Non-Ducted, Wall Placement | 214389549 |  | HRCU-A-CB-O | ICOO48AK | Mini-Splits | IFOC48IK | 9.5 | 17.8 | 11.5 | 9.5 | 18.5 | 9.8 | FALSE | FALSE | TRUE | 48000 | 30000 | 2.34 | 39000 | 2.05
214389551 | 03/25/24 | Live | Midea Electric Trading | ICONIC AIR SOLUTION | Singlezone Ducted, Compact Ducted | 214389551 |  | HRCU-A-CB | ICOO48AK | Mini-Splits | IFOD48IK | 9.2 | 17.4 | 10.3 | 8.5 | 15.1 | 9.3 | FALSE | FALSE | FALSE | 48000 | 34000 | 2.32 | 41000 | 2.32
214377795 | 03/25/24 | Live | Midea Electric Trading | BLADEX | Singlezone Ducted, Compact Ducted | 214377795 |  | HRCU-A-CB | BCUC30-48ODU2024GA | Mini-Splits | BDI-48HWFN1 | 9.2 | 17.4 | 10.3 | 8.5 | 15.1 | 9.3 | FALSE | FALSE | FALSE | 48000 | 34000 | 2.32 | 41000 | 2.32
214389547 | 03/25/24 | Live | Midea Electric Trading | ICONIC AIR SOLUTION | Singlezone Non-Ducted, Wall Placement | 214389547 |  | HRCU-A-CB-O | ICOO24AK | Mini-Splits | IFOC24IK | 12.5 | 20.7 | 10.5 | 12.5 | 21.5 | 9.7 | FALSE | FALSE | TRUE | 24000 | 19000 | 2.6 | 20800 | 2.36
214377774 | 03/25/24 | Live | Midea Electric Trading | KEPLER | Singlezone Non-Ducted, Wall Placement | 214377774 |  | HRCU-A-CB-O | ODUMOD30-24HFN1MU0W | Mini-Splits | IDUMCD1-24HRFN1-MT0W(GA) | 11 | 20.2 | 11.6 | 11 | 20.5 | 11.5 | FALSE | FALSE | TRUE | 24000 | 21000 | 2.64 | 24000 | 2.17
214432056 | 03/25/24 | Live | Midea Electric Trading | MULTI MFG | Singlezone Non-Ducted, Wall Placement | 214432056 |  | HRCU-A-CB-O | MSH-24HD-A | Mini-Splits | 24CCHP0-C-M-A | 11 | 20.2 | 11.6 | 11 | 20.5 | 11.5 | FALSE | FALSE | TRUE | 24000 | 21000 | 2.64 | 24000 | 2.17
214377759 | 03/25/24 | Live | Midea Electric Trading | KEPLER | Singlezone Non-Ducted, Wall Placement | 214377759 |  | HRCU-A-CB-O | ODUMOX230-09HFN1-BS5W | Mini-Splits | IDUMSABA-09HRFN1-BT5W | 12.5 | 20.5 | 10 | 12.5 | 21.5 | 9 | TRUE | FALSE | FALSE | 9000 | 6800 | 2.46 | 8044 | 2.12
214389485 | 03/25/24 | Live | Midea Electric Trading | ICONIC AIR SOLUTION | Singlezone Non-Ducted, Wall Placement | 214389485 |  | HRCU-A-CB-O | ICAO09AJ | Mini-Splits | IFAH09IJ | 12.5 | 20.5 | 10 | 12.5 | 21.5 | 9 | FALSE | FALSE | FALSE | 9000 | 6800 | 2.46 | 8044 | 2.12
214377761 | 03/25/24 | Live | Midea Electric Trading | KEPLER | Singlezone Non-Ducted, Wall Placement | 214377761 |  | HRCU-A-CB-O | ODUMOX230-09HFN1-MT0W | Mini-Splits | IDUMSABA-09HRFN1-MU5W | 12.6 | 21.5 | 10 | 12.6 | 21.7 | 9.1 | TRUE | FALSE | FALSE | 9000 | 6900 | 2.53 | 7500 | 2.02
214389487 | 03/25/24 | Live | Midea Electric Trading | ICONIC AIR SOLUTION | Singlezone Non-Ducted, Wall Placement | 214389487 |  | HRCU-A-CB-O | ICAO09AK | Mini-Splits | IFAH09IK | 12.6 | 21.5 | 10 | 12.6 | 21.7 | 9.1 | FALSE | FALSE | FALSE | 9000 | 6900 | 2.53 | 7500 | 2.02
214377763 | 03/25/24 | Live | Midea Electric Trading | KEPLER | Singlezone Non-Ducted, Wall Placement | 214377763 |  | HRCU-A-CB-O | ODUMOX330-18HFN1-MS0W | Mini-Splits | IDUMSABD-18HRFN1-MS1W | 10.5 | 19 | 10 | 10.5 | 19 | 8.7 | FALSE | FALSE | FALSE | 18000 | 11500 | 2.57 | 14370 | 2.49
214389489 | 03/25/24 | Live | Midea Electric Trading | ICONIC AIR SOLUTION | Singlezone Non-Ducted, Wall Placement | 214389489 |  | HRCU-A-CB-O | ICAO18AK | Mini-Splits | IFAH18IK | 10.5 | 19 | 10 | 10.5 | 19 | 8.7 | FALSE | FALSE | FALSE | 18000 | 11500 | 2.57 | 14370 | 2.49
214389498 | 03/25/24 | Live | Midea Electric Trading | ICONIC AIR SOLUTION | Singlezone Non-Ducted, Wall Placement | 214389498 |  | HRCU-A-CB-O | ICOO18AK | Mini-Splits | IFOH18IK | 13.5 | 24 | 11.6 | 13.5 | 24 | 10.5 | FALSE | FALSE | TRUE | 18000 | 14100 | 2.65 | 16238 | 2.49
214389500 | 03/25/24 | Live | Midea Electric Trading | ICONIC AIR SOLUTION | Multizone All Non-Ducted | 214389500 |  | HMSR-A-CB-O | ICMO18BK | Non-Ducted Indoor Units |  | 12.5 | 21.5 | 10.6 | 12.5 | 21 | 10.2 | FALSE | FALSE | TRUE | 18000 | 14400 | 2.5 | 16000 | 2.23
214389515 | 03/25/24 | Live | Midea Electric Trading | ICONIC AIR SOLUTION | Multizone All Non-Ducted | 214389515 |  | HMSR-A-CB-O | ICM48EK | Non-Ducted Indoor Units |  | 11 | 21 | 10.5 | 11 | 21.1 | 9.5 | FALSE | FALSE | TRUE | 48000 | 36000 | 2.5 | 37000 | 2.17
214389521 | 03/25/24 | Live | Midea Electric Trading | ICONIC AIR SOLUTION | Multizone All Non-Ducted | 214389521 |  | HMSR-A-CB-O | ICMZ18BK | Non-Ducted Indoor Units |  | 12.5 | 20.5 | 9.7 | 12.5 | 20.5 | 9 | FALSE | FALSE | FALSE | 19000 | 13500 | 2.5 | 19000 | 2.23
214389501 | 03/25/24 | Live | Midea Electric Trading | ICONIC AIR SOLUTION | Multizone All Ducted | 214389501 |  | HMSV-A-CB | ICMO18BK | Ducted Indoor Units |  | 12 | 19 | 10.8 | 12 | 19 | 9.8 | FALSE | FALSE | TRUE | 18000 | 14800 | 2.49 | 16000 | 2.23
214389502 | 03/25/24 | Live | Midea Electric Trading | ICONIC AIR SOLUTION | Multizone Mix of Ducted and Non-Ducted | 214389502 |  | HMSV-A-CB | ICMO18BK | Mixed Ducted and Non-Ducted Indoor Units |  | 12.25 | 20.25 | 10.7 | 12.25 | 20 | 10 | FALSE | FALSE | TRUE | 18000 | 14600 | 2.5 | 16000 | 2.23
214389504 | 03/25/24 | Live | Midea Electric Trading | ICONIC AIR SOLUTION | Multizone All Ducted | 214389504 |  | HMSV-A-CB | ICMO24CK | Ducted Indoor Units |  | 11.2 | 21 | 10.2 | 11.7 | 21 | 9.2 | FALSE | FALSE | TRUE | 28000 | 22000 | 2.6 | 22600 | 2.25
214389507 | 03/25/24 | Live | Midea Electric Trading | ICONIC AIR SOLUTION | Multizone All Ducted | 214389507 |  | HMSV-A-CB | ICMO27CK | Ducted Indoor Units |  | 11.2 | 21 | 10.2 | 11.7 | 21 | 9.2 | FALSE | FALSE | TRUE | 28000 | 22000 | 2.6 | 22600 | 2.25
214389528 | 03/25/24 | Live | Midea Electric Trading | ICONIC AIR SOLUTION | Multizone All Ducted | 214389528 |  | HMSV-A-CB | ICMZ27CK | Ducted Indoor Units |  | 11.5 | 20 | 10.1 | 11.7 | 20 | 9.5 | FALSE | FALSE | TRUE | 28000 | 27000 | 2.3 | 27200 | 2.21
214389535 | 03/25/24 | Live | Midea Electric Trading | ICONIC AIR SOLUTION | Multizone Mix of Ducted and Non-Ducted | 214389535 |  | HMSV-A-CB | ICMZ48EK | Mixed Ducted and Non-Ducted Indoor Units |  | 11.2 | 20.6 | 11 | 11.35 | 21.05 | 9.45 | FALSE | FALSE | TRUE | 47500 | 37400 | 2.4 | 45000 | 2.2
214389506 | 03/25/24 | Live | Midea Electric Trading | ICONIC AIR SOLUTION | Multizone All Non-Ducted | 214389506 |  | HMSR-A-CB-O | ICMO27CK | Non-Ducted Indoor Units |  | 12 | 22.5 | 10.2 | 12.2 | 23.5 | 9.2 | FALSE | FALSE | FALSE | 27000 | 20000 | 2.35 | 22600 | 2.25
214389503 | 03/25/24 | Live | Midea Electric Trading | ICONIC AIR SOLUTION | Multizone All Non-Ducted | 214389503 |  | HMSR-A-CB-O | ICMO24CK | Non-Ducted Indoor Units |  | 12 | 22.5 | 10.2 | 12.2 | 23.5 | 9.2 | FALSE | FALSE | FALSE | 27000 | 20000 | 2.35 | 22600 | 2.25
214389512 | 03/25/24 | Live | Midea Electric Trading | ICONIC AIR SOLUTION | Multizone All Non-Ducted | 214389512 |  | HMSR-A-CB-O | ICM36DK | Non-Ducted Indoor Units |  | 10.5 | 21.8 | 11.5 | 10.6 | 23.1 | 9.6 | FALSE | FALSE | TRUE | 36000 | 26400 | 2.3 | 29600 | 2.09
214389508 | 03/25/24 | Live | Midea Electric Trading | ICONIC AIR SOLUTION | Multizone Mix of Ducted and Non-Ducted | 214389508 |  | HMSV-A-CB | ICMO27CK | Mixed Ducted and Non-Ducted Indoor Units |  | 11.6 | 21.75 | 10.2 | 11.95 | 22.25 | 9.2 | FALSE | FALSE | TRUE | 27400 | 21000 | 2.48 | 22600 | 2.25
214389505 | 03/25/24 | Live | Midea Electric Trading | ICONIC AIR SOLUTION | Multizone Mix of Ducted and Non-Ducted | 214389505 |  | HMSV-A-CB | ICMO24CK | Mixed Ducted and Non-Ducted Indoor Units |  | 11.6 | 21.75 | 10.2 | 11.95 | 22.25 | 9.2 | FALSE | FALSE | TRUE | 27400 | 21000 | 2.48 | 22600 | 2.25
214389527 | 03/25/24 | Live | Midea Electric Trading | ICONIC AIR SOLUTION | Multizone All Non-Ducted | 214389527 |  | HMSR-A-CB-O | ICMZ27CK | Non-Ducted Indoor Units |  | 11.5 | 22 | 10 | 11.8 | 22.6 | 9.8 | FALSE | FALSE | TRUE | 28000 | 25600 | 2.3 | 27200 | 2.21
214389529 | 03/25/24 | Live | Midea Electric Trading | ICONIC AIR SOLUTION | Multizone Mix of Ducted and Non-Ducted | 214389529 |  | HMSV-A-CB | ICMZ27CK | Mixed Ducted and Non-Ducted Indoor Units |  | 11.5 | 21 | 10.05 | 11.75 | 21.3 | 9.65 | FALSE | FALSE | TRUE | 28000 | 26200 | 2.3 | 27200 | 2.21
214389517 | 03/25/24 | Live | Midea Electric Trading | ICONIC AIR SOLUTION | Multizone Mix of Ducted and Non-Ducted | 214389517 |  | HMSV-A-CB | ICM48EK | Mixed Ducted and Non-Ducted Indoor Units |  | 10.55 | 20.75 | 11 | 10.9 | 20.8 | 9.6 | FALSE | FALSE | TRUE | 48000 | 36000 | 2.6 | 37000 | 2.17
214389552 | 03/25/24 | Live | Midea Electric Trading | ICONIC AIR SOLUTION | Singlezone Ducted, Compact Ducted | 214389552 |  | HRCU-A-CB | ICOO60AK | Mini-Splits | IFOD60IK | 10.6 | 19.2 | 10.2 | 10.3 | 17 | 8.4 | FALSE | FALSE | FALSE | 59000 | 34400 | 2.37 | 36000 | 2.29
214377791 | 03/25/24 | Live | Midea Electric Trading | KEPLER | Multizone All Non-Ducted | 214377791 |  | HMSR-A-CB-O | ODUM5OA-55HFN1-M-[X] | Non-Ducted Indoor Units |  | 10.5 | 21.5 | 10.6 | 10.5 | 22 | 9.5 | TRUE | TRUE | TRUE | 55000 | 34400 | 2.5 | 45000 | 2.06
214432063 | 03/25/24 | Live | Midea Electric Trading | MULTI MFG | Multizone All Non-Ducted | 214432063 |  | HMSR-A-CB-O | 55MPC5-HH-A | Non-Ducted Indoor Units |  | 10.5 | 21.5 | 10.6 | 10.5 | 22 | 9.5 | FALSE | FALSE | TRUE | 55000 | 34400 | 2.5 | 45000 | 2.06
214432064 | 03/25/24 | Live | Midea Electric Trading | MULTI MFG | Multizone All Ducted | 214432064 |  | HMSV-A-CB | 55MPC5-HH-A | Ducted Indoor Units |  | 10.5 | 19 | 11 | 10.5 | 18.8 | 9.3 | FALSE | FALSE | TRUE | 55000 | 35200 | 2.5 | 45000 | 2.06
214377792 | 03/25/24 | Live | Midea Electric Trading | KEPLER | Multizone All Ducted | 214377792 |  | HMSV-A-CB | ODUM5OA-55HFN1-M-[X] | Ducted Indoor Units |  | 10.5 | 19 | 11 | 10.5 | 18.8 | 9.3 | TRUE | TRUE | TRUE | 55000 | 35200 | 2.5 | 45000 | 2.06
214389536 | 03/25/24 | Live | Midea Electric Trading | ICONIC AIR SOLUTION | Multizone All Non-Ducted | 214389536 |  | HMSR-A-CB-O | ICMZ60EK | Non-Ducted Indoor Units |  | 10.5 | 19 | 10.8 | 10.5 | 20 | 9.5 | FALSE | FALSE | TRUE | 55000 | 34800 | 2.4 | 45000 | 2.06
214389537 | 03/25/24 | Live | Midea Electric Trading | ICONIC AIR SOLUTION | Multizone All Ducted | 214389537 |  | HMSV-A-CB | ICMZ60EK | Ducted Indoor Units |  | 10.5 | 19 | 11 | 10.5 | 18.8 | 9.3 | FALSE | FALSE | TRUE | 55000 | 35200 | 2.5 | 45000 | 2.06
214389518 | 03/25/24 | Live | Midea Electric Trading | ICONIC AIR SOLUTION | Multizone All Non-Ducted | 214389518 |  | HMSR-A-CB-O | ICM60EK | Non-Ducted Indoor Units |  | 10.5 | 19 | 11.5 | 10.5 | 20.2 | 9.6 | FALSE | FALSE | TRUE | 55000 | 36400 | 2.56 | 37000 | 2.17
214377793 | 03/25/24 | Live | Midea Electric Trading | KEPLER | Multizone Mix of Ducted and Non-Ducted | 214377793 |  | HMSV-A-CB | ODUM5OA-55HFN1-M-[X] | Mixed Ducted and Non-Ducted Indoor Units |  | 10.5 | 20.25 | 10.8 | 10.5 | 20.4 | 9.4 | TRUE | TRUE | TRUE | 55000 | 34800 | 2.5 | 45000 | 2.06
214432065 | 03/25/24 | Live | Midea Electric Trading | MULTI MFG | Multizone Mix of Ducted and Non-Ducted | 214432065 |  | HMSV-A-CB | 55MPC5-HH-A | Mixed Ducted and Non-Ducted Indoor Units |  | 10.5 | 20.25 | 10.8 | 10.5 | 20.4 | 9.4 | FALSE | FALSE | TRUE | 55000 | 34800 | 2.5 | 45000 | 2.06
214389538 | 03/25/24 | Live | Midea Electric Trading | ICONIC AIR SOLUTION | Multizone Mix of Ducted and Non-Ducted | 214389538 |  | HMSV-A-CB | ICMZ60EK | Mixed Ducted and Non-Ducted Indoor Units |  | 10.5 | 19 | 10.9 | 10.5 | 19.4 | 9.4 | FALSE | FALSE | TRUE | 55000 | 35000 | 2.45 | 45000 | 2.06
214389520 | 03/25/24 | Live | Midea Electric Trading | ICONIC AIR SOLUTION | Multizone Mix of Ducted and Non-Ducted | 214389520 |  | HMSV-A-CB | ICM60EK | Mixed Ducted and Non-Ducted Indoor Units |  | 10.5 | 19 | 11.15 | 10.5 | 19.6 | 9.1 | FALSE | FALSE | TRUE | 55000 | 35800 | 2.58 | 37000 | 2.17
214377775 | 03/25/24 | Live | Midea Electric Trading | KEPLER | Singlezone Non-Ducted, Wall Placement | 214377775 |  | HRCU-A-CB-O | ODUMOX330-12HFN1MW5W | Mini-Splits | IDUMFA2U-12HRFN1-MW5W | 13.3 | 23 | 11.8 | 13.3 | 24.2 | 10.7 | TRUE | TRUE | TRUE | 12000 | 10200 | 2.72 | 12800 | 2.33
214432054 | 03/25/24 | Live | Midea Electric Trading | MULTI MFG | Singlezone Non-Ducted, Ceiling Placement | 214432054 |  | HRCU-A-CB-O | MSH-09HD-A | Mini-Splits | 9MMNC0-HP-A | 13 | 23 | 13.6 | 13 | 24 | 12.4 | FALSE | FALSE | TRUE | 9000 | 9800 | 2.35 | 11400 | 1.83
214432055 | 03/25/24 | Live | Midea Electric Trading | MULTI MFG | Singlezone Non-Ducted, Ceiling Placement | 214432055 |  | HRCU-A-CB-O | MSH-18HD-A | Mini-Splits | 18MMNC0-HP-A | 12.5 | 19.8 | 11.8 | 12.5 | 19.8 | 11.2 | FALSE | FALSE | TRUE | 16700 | 14500 | 2.4 | 18800 | 2.04
214377796 | 03/25/24 | Live | Midea Electric Trading | BLADEX | Singlezone Ducted, Compact Ducted | 214377796 |  | HRCU-A-CB | BCUC30-55ODU2024GA-X | Mini-Splits | BDI-60HWFN1 | 9.4 | 18 | 11 | 9.4 | 15.8 | 9.5 | FALSE | FALSE | FALSE | 55000 | 40000 | 2.46 | 54000 | 2.2
214389558 | 03/25/24 | Live | Midea Electric Trading | ICONIC AIR SOLUTION | Singlezone Ducted, Compact Ducted | 214389558 |  | HRCU-A-CB | ICOO48AK | Mini-Splits | IFOV48IK | 8.8 | 15.2 | 9.7 | 8.8 | 15.2 | 9.7 | FALSE | FALSE | FALSE | 48000 | 35000 | 2.36 | 40000 | 2.14
214389553 | 03/25/24 | Live | Midea Electric Trading | ICONIC AIR SOLUTION | Singlezone Ducted, Compact Ducted | 214389553 |  | HRCU-A-CB | ICOZ09AK | Mini-Splits | IFOV09IK | 13.6 | 20.5 | 10 | 13.6 | 20.5 | 10 | FALSE | FALSE | TRUE | 9000 | 8600 | 2.29 | 12000 | 2.24
214389554 | 03/25/24 | Live | Midea Electric Trading | ICONIC AIR SOLUTION | Singlezone Ducted, Compact Ducted | 214389554 |  | HRCU-A-CB | ICOZ12AK | Mini-Splits | IFOV12IK | 12 | 20 | 9.5 | 12 | 20 | 9.5 | FALSE | FALSE | TRUE | 12000 | 9700 | 2.58 | 12200 | 2.22
214421473 | 03/25/24 | Live | Midea Electric Trading | WELLS | Singlezone Non-Ducted, Wall Placement | 214421473 |  | HRCU-A-CB-O | WSA-33HFMO | Mini-Splits | WSA-33HFMI |  |  |  | 11.7 | 20 | 10 | TRUE | TRUE | TRUE | 33000 | 27800 | 2.35 | 34000 | 2.4
214377779 | 03/25/24 | Live | Midea Electric Trading | KEPLER | Multizone All Non-Ducted | 214377779 |  | HMSR-A-CB-O | ODUM3OK-27HFN1-M | Non-Ducted Indoor Units |  |  |  |  | 12.2 | 21.8 | 10 | TRUE | TRUE | TRUE | 27000 | 23000 | 2.4 | 31800 | 2.22
214377780 | 03/25/24 | Live | Midea Electric Trading | KEPLER | Multizone All Ducted | 214377780 |  | HMSV-A-CB | ODUM3OK-27HFN1-M | Ducted Indoor Units |  |  |  |  | 11.8 | 19 | 10 | TRUE | TRUE | TRUE | 27000 | 23000 | 2.4 | 29000 | 2.18
214377781 | 03/25/24 | Live | Midea Electric Trading | KEPLER | Multizone Mix of Ducted and Non-Ducted | 214377781 |  | HMSV-A-CB | ODUM3OK-27HFN1-M | Mixed Ducted and Non-Ducted Indoor Units |  |  |  |  | 12 | 20.4 | 10 | TRUE | TRUE | TRUE | 27000 | 23000 | 2.4 | 30400 | 2.2
214377785 | 03/25/24 | Live | Midea Electric Trading | KEPLER | Multizone All Non-Ducted | 214377785 |  | HMSR-A-CB-O | ODUM4OX630-36HFN1-M1X | Non-Ducted Indoor Units |  |  |  |  | 12.5 | 22.4 | 10.9 | TRUE | TRUE | TRUE | 36000 | 27400 | 2.4 | 37000 | 2.31
214377786 | 03/25/24 | Live | Midea Electric Trading | KEPLER | Multizone All Ducted | 214377786 |  | HMSV-A-CB | ODUM4OX630-36HFN1-M1X | Ducted Indoor Units |  |  |  |  | 12 | 19.4 | 10 | TRUE | TRUE | TRUE | 36000 | 30000 | 2.2 | 36000 | 2.2
214377787 | 03/25/24 | Live | Midea Electric Trading | KEPLER | Multizone Mix of Ducted and Non-Ducted | 214377787 |  | HMSV-A-CB | ODUM4OX630-36HFN1-M1X | Mixed Ducted and Non-Ducted Indoor Units |  |  |  |  | 12.25 | 20.9 | 10.45 | TRUE | TRUE | TRUE | 36000 | 28600 | 2.3 | 36500 | 2.25
209423516 | 09/14/22 | Live | RBL A/C INC. | SHARP | Singlezone Non-Ducted, Wall Placement | 209423516 |  | HRCU-A-CB-O | AE-X12ZHU | Mini-Splits | AY-XP12ZHU |  |  |  | 16 | 25 | 11 | TRUE | TRUE | FALSE | 12000 | 18900 | 2.22 | 18900 | 2.22
213238803 | 09/28/23 | Live | RBL A/C INC. | SHARP | Singlezone Non-Ducted, Wall Placement | 213238803 |  | HRCU-A-CB-O | AE-X12ZHU1 | Mini-Splits | AY-XP12ZHU1 |  |  |  | 16 | 25 | 11 | TRUE | TRUE | TRUE | 12000 | 18900 | 2.22 | 18900 | 2.22
213194987 | 09/28/23 | Live | RBL A/C INC. | SHARP | Singlezone Non-Ducted, Wall Placement | 213194987 |  | HRCU-A-CB-O | AE-X12ZU1 | Mini-Splits | AY-XP12ZU1 |  |  |  | 12.5 | 22 | 11 | TRUE | TRUE | TRUE | 12000 | 14500 | 2.44 | 14500 | 2.44
208286574 | 01/23/23 | Live | INNOVAIR | INNOVAIR | Singlezone Non-Ducted, Wall Placement | 208286574 |  | HRCU-A-CB-O | WIN12H7H51(O) | Mini-Splits | WIN12H7H51(I) | 12.5 | 23 | 11 | 12.7 | 23.5 | 9.5 | TRUE | TRUE | TRUE | 12000 | 6800 | 2.73 | 12000 | 2.51
214075183 | 02/02/24 | Live | Rheem | RUUD | Singlezone Ducted, Centrally Ducted | 214075183 |  | HRCU-A-CB | RD17AZ60AJ3N | Ducted Indoor Units | RH2TZ6024STANN |  |  |  | 10 | 16 | 8.1 | FALSE | FALSE | TRUE | 55500 | 36200 | 2.6 | 36200 | 2.6
214075179 | 02/02/24 | Live | Rheem | RHEEM | Singlezone Ducted, Centrally Ducted | 214075179 |  | HRCU-A-CB | RD17AZ60AJ3N | Ducted Indoor Units | RH2TZ6024STANN |  |  |  | 10 | 16 | 8.1 | FALSE | FALSE | TRUE | 55500 | 36200 | 2.6 | 36200 | 2.6
214075171 | 02/02/24 | Live | Rheem | FRIEDRICH | Singlezone Ducted, Centrally Ducted | 214075171 |  | HRCU-A-CB | RD17AZ60AJ3N | Ducted Indoor Units | FRH2TZ6024STANN |  |  |  | 10 | 16 | 8.1 | FALSE | FALSE | TRUE | 55500 | 36200 | 2.6 | 36200 | 2.6
214056591 | 02/02/24 | Live | Midea Electric Trading | BLADEX | Singlezone Ducted, Centrally Ducted | 214056591 |  | HRCU-A-C | BX24-HP15ECO |  | BLCA-24HWAC1 |  |  |  | 10 | 15.4 | 9.2 | FALSE | FALSE | TRUE | 22000 | 22600 | 2.56 | 22600 | 2.56
214056592 | 02/02/24 | Live | Midea Electric Trading | BLADEX | Singlezone Ducted, Centrally Ducted | 214056592 |  | HRCU-A-C | BX24-HP15ECO |  | BLCA-24HWAC1-UNC |  |  |  | 10 | 15.4 | 9.2 | FALSE | FALSE | TRUE | 22000 | 22600 | 2.56 | 22600 | 2.56
213239134 | 09/28/23 | Live | RBL A/C INC. | SHARP | Singlezone Non-Ducted, Wall Placement | 213239134 |  | HRCU-A-CB-O | AE-X15ZU1 | Mini-Splits | AY-XP15ZU1 |  |  |  | 13.4 | 24 | 11 | TRUE | TRUE | TRUE | 15000 | 18100 | 2.21 | 18100 | 2.21
213353883 | 11/02/23 | Live | CARRIER | CARRIER | Singlezone Ducted, Centrally Ducted | 213353883 |  | HRCU-A-CB | 38MURAQ60AB3* | Ducted Indoor Units | F54AA*D60L* |  |  |  | 8.5 | 14.5 | 8.1 | FALSE | FALSE | FALSE | 55500 | 37800 | 2.32 | 37800 | 2.32
213353884 | 11/02/23 | Live | CARRIER | BRYANT HEATING AND COOLING SYSTEMS | Singlezone Ducted, Centrally Ducted | 213353884 |  | HRCU-A-CB | 38MURAQ60AB3* | Ducted Indoor Units | F54AA*D60L* |  |  |  | 8.5 | 14.5 | 8.1 | FALSE | FALSE | FALSE | 55500 | 37800 | 2.32 | 37800 | 2.32
213607809 | 11/02/23 | Live | CARRIER | CARRIER | Singlezone Ducted, Centrally Ducted | 213607809 |  | HRCU-A-CB | 38MURAQ60AB3* | Ducted Indoor Units | FT4BNBD60L* |  |  |  | 8.5 | 15.2 | 8.1 | FALSE | FALSE | FALSE | 55000 | 37400 | 2.32 | 37400 | 2.32
213607810 | 11/02/23 | Live | CARRIER | CARRIER | Singlezone Ducted, Centrally Ducted | 213607810 |  | HRCU-A-CB | 38MURAQ60AB3* | Ducted Indoor Units | FG4ANBD60L* |  |  |  | 8.5 | 15.2 | 8.1 | FALSE | FALSE | FALSE | 55000 | 37400 | 2.32 | 37400 | 2.32
213607811 | 11/02/23 | Live | CARRIER | BRYANT HEATING AND COOLING SYSTEMS | Singlezone Ducted, Centrally Ducted | 213607811 |  | HRCU-A-CB | 38MURAQ60AB3* | Ducted Indoor Units | FT4BNBD60L* |  |  |  | 8.5 | 15.2 | 8.1 | FALSE | FALSE | FALSE | 55000 | 37400 | 2.32 | 37400 | 2.32
213607812 | 11/02/23 | Live | CARRIER | BRYANT HEATING AND COOLING SYSTEMS | Singlezone Ducted, Centrally Ducted | 213607812 |  | HRCU-A-CB | 38MURAQ60AB3* | Ducted Indoor Units | FG4ANBD60L* |  |  |  | 8.5 | 15.2 | 8.1 | FALSE | FALSE | FALSE | 55000 | 37400 | 2.32 | 37400 | 2.32
213607813 | 11/02/23 | Live | CARRIER | BRYANT HEATING AND COOLING SYSTEMS | Singlezone Ducted, Centrally Ducted | 213607813 |  | HRCU-A-CB | 38MURAQ60AB3* | Ducted Indoor Units | PF4TNBD60L* |  |  |  | 8.5 | 15.2 | 8.1 | FALSE | FALSE | FALSE | 55000 | 37400 | 2.32 | 37400 | 2.32
213607814 | 11/02/23 | Live | CARRIER | PAYNE HEATING AND COOLING | Singlezone Ducted, Centrally Ducted | 213607814 |  | HRCU-A-CB | 38MURAQ60AB3* | Ducted Indoor Units | PF4TNBD60L* |  |  |  | 8.5 | 15.2 | 8.1 | FALSE | FALSE | FALSE | 55000 | 37400 | 2.32 | 37400 | 2.32
213353885 | 11/02/23 | Live | CARRIER | AIRQUEST | Singlezone Ducted, Centrally Ducted | 213353885 |  | HRCU-A-CB | DLCURAH60ABK | Ducted Indoor Units | F5MA4*60L*D* |  |  |  | 8.5 | 14.5 | 8.1 | FALSE | FALSE | FALSE | 55500 | 37800 | 2.32 | 37800 | 2.32
213353886 | 11/02/23 | Live | CARRIER | ARCOAIRE | Singlezone Ducted, Centrally Ducted | 213353886 |  | HRCU-A-CB | DLCURAH60ABK | Ducted Indoor Units | F5MA4*60L*D* |  |  |  | 8.5 | 14.5 | 8.1 | FALSE | FALSE | FALSE | 55500 | 37800 | 2.32 | 37800 | 2.32
213353887 | 11/02/23 | Live | CARRIER | COMFORTMAKER | Singlezone Ducted, Centrally Ducted | 213353887 |  | HRCU-A-CB | DLCURAH60ABK | Ducted Indoor Units | F5MA4*60L*D* |  |  |  | 8.5 | 14.5 | 8.1 | FALSE | FALSE | FALSE | 55500 | 37800 | 2.32 | 37800 | 2.32
213353888 | 11/02/23 | Live | CARRIER | DAY & NIGHT | Singlezone Ducted, Centrally Ducted | 213353888 |  | HRCU-A-CB | DLCURAH60ABK | Ducted Indoor Units | F5MA4*60L*D* |  |  |  | 8.5 | 14.5 | 8.1 | FALSE | FALSE | FALSE | 55500 | 37800 | 2.32 | 37800 | 2.32
213353889 | 11/02/23 | Live | CARRIER | HEIL | Singlezone Ducted, Centrally Ducted | 213353889 |  | HRCU-A-CB | DLCURAH60ABK | Ducted Indoor Units | F5MA4*60L*D* |  |  |  | 8.5 | 14.5 | 8.1 | FALSE | FALSE | FALSE | 55500 | 37800 | 2.32 | 37800 | 2.32
213353890 | 11/02/23 | Live | CARRIER | KEEPRITE | Singlezone Ducted, Centrally Ducted | 213353890 |  | HRCU-A-CB | DLCURAH60ABK | Ducted Indoor Units | F5MA4*60L*D* |  |  |  | 8.5 | 14.5 | 8.1 | FALSE | FALSE | FALSE | 55500 | 37800 | 2.32 | 37800 | 2.32
213353891 | 11/02/23 | Live | CARRIER | SMART COMFORT | Singlezone Ducted, Centrally Ducted | 213353891 |  | HRCU-A-CB | DLCURAH60ABK | Ducted Indoor Units | F5MA4*60L*D* |  |  |  | 8.5 | 14.5 | 8.1 | FALSE | FALSE | FALSE | 55500 | 37800 | 2.32 | 37800 | 2.32
213353892 | 11/02/23 | Live | CARRIER | TEMPSTAR | Singlezone Ducted, Centrally Ducted | 213353892 |  | HRCU-A-CB | DLCURAH60ABK | Ducted Indoor Units | F5MA4*60L*D* |  |  |  | 8.5 | 14.5 | 8.1 | FALSE | FALSE | FALSE | 55500 | 37800 | 2.32 | 37800 | 2.32
213607815 | 11/02/23 | Live | CARRIER | AIRQUEST | Singlezone Ducted, Centrally Ducted | 213607815 |  | HRCU-A-CB | DLCURAH60ABK | Ducted Indoor Units | FTMA4B60L0D* |  |  |  | 8.5 | 15.2 | 8.1 | FALSE | FALSE | FALSE | 55000 | 37400 | 2.32 | 37400 | 2.32
213607816 | 11/02/23 | Live | CARRIER | ARCOAIRE | Singlezone Ducted, Centrally Ducted | 213607816 |  | HRCU-A-CB | DLCURAH60ABK | Ducted Indoor Units | FTMA4B60L0D* |  |  |  | 8.5 | 15.2 | 8.1 | FALSE | FALSE | FALSE | 55000 | 37400 | 2.32 | 37400 | 2.32
213607817 | 11/02/23 | Live | CARRIER | COMFORTMAKER | Singlezone Ducted, Centrally Ducted | 213607817 |  | HRCU-A-CB | DLCURAH60ABK | Ducted Indoor Units | FTMA4B60L0D* |  |  |  | 8.5 | 15.2 | 8.1 | FALSE | FALSE | FALSE | 55000 | 37400 | 2.32 | 37400 | 2.32
213607818 | 11/02/23 | Live | CARRIER | DAY & NIGHT | Singlezone Ducted, Centrally Ducted | 213607818 |  | HRCU-A-CB | DLCURAH60ABK | Ducted Indoor Units | FTMA4B60L0D* |  |  |  | 8.5 | 15.2 | 8.1 | FALSE | FALSE | FALSE | 55000 | 37400 | 2.32 | 37400 | 2.32
213607819 | 11/02/23 | Live | CARRIER | HEIL | Singlezone Ducted, Centrally Ducted | 213607819 |  | HRCU-A-CB | DLCURAH60ABK | Ducted Indoor Units | FTMA4B60L0D* |  |  |  | 8.5 | 15.2 | 8.1 | FALSE | FALSE | FALSE | 55000 | 37400 | 2.32 | 37400 | 2.32
213607820 | 11/02/23 | Live | CARRIER | KEEPRITE | Singlezone Ducted, Centrally Ducted | 213607820 |  | HRCU-A-CB | DLCURAH60ABK | Ducted Indoor Units | FTMA4B60L0D* |  |  |  | 8.5 | 15.2 | 8.1 | FALSE | FALSE | FALSE | 55000 | 37400 | 2.32 | 37400 | 2.32
213607821 | 11/02/23 | Live | CARRIER | SMART COMFORT | Singlezone Ducted, Centrally Ducted | 213607821 |  | HRCU-A-CB | DLCURAH60ABK | Ducted Indoor Units | FTMA4B60L0D* |  |  |  | 8.5 | 15.2 | 8.1 | FALSE | FALSE | FALSE | 55000 | 37400 | 2.32 | 37400 | 2.32
213607822 | 11/02/23 | Live | CARRIER | TEMPSTAR | Singlezone Ducted, Centrally Ducted | 213607822 |  | HRCU-A-CB | DLCURAH60ABK | Ducted Indoor Units | FTMA4B60L0D* |  |  |  | 8.5 | 15.2 | 8.1 | FALSE | FALSE | FALSE | 55000 | 37400 | 2.32 | 37400 | 2.32
213607912 | 11/02/23 | Live | CARRIER | GRANDAIRE | Singlezone Ducted, Centrally Ducted | 213607912 |  | HRCU-A-CB | WDLCURAH60ABK | Ducted Indoor Units | WBGL604BD |  |  |  | 8.5 | 15.2 | 8.1 | FALSE | FALSE | FALSE | 55000 | 37400 | 2.32 | 37400 | 2.32
214311494 | 03/05/24 | Live | Lennox Industries | ADP | Singlezone Ducted, Centrally Ducted | 214311494 |  | HRCU-A-C | TZPLV182PA | Ducted Indoor Units | H,RG21924+TD |  |  |  | 11.5 | 16 | 8.85 | FALSE | FALSE | TRUE | 17700 | 13600 | 2.1 | 21000 | 2.21
214311501 | 03/05/24 | Live | Lennox Industries | ADP | Singlezone Ducted, Centrally Ducted | 214311501 |  | HRCU-A-C | TZPLV242PA | Ducted Indoor Units | H,RE21924+TD |  |  |  | 10 | 16 | 8.8 | FALSE | FALSE | TRUE | 23000 | 19800 | 2.1 | 26400 | 2.14
214311495 | 03/05/24 | Live | Lennox Industries | ADP | Singlezone Ducted, Centrally Ducted | 214311495 |  | HRCU-A-C | TZPLV242PA | Ducted Indoor Units | H,RG21924+TD |  |  |  | 10 | 16 | 8.8 | FALSE | FALSE | TRUE | 23000 | 19800 | 2.1 | 26400 | 2.14
214311496 | 03/05/24 | Live | Lennox Industries | ADP | Singlezone Ducted, Centrally Ducted | 214311496 |  | HRCU-A-C | TZPLV302PA | Ducted Indoor Units | H,RE31930+TD |  |  |  | 10 | 15.2 | 9.05 | FALSE | FALSE | TRUE | 28600 | 21400 | 2.1 | 28600 | 2.1
214311497 | 03/05/24 | Live | Lennox Industries | ADP | Singlezone Ducted, Centrally Ducted | 214311497 |  | HRCU-A-C | TZPLV302PA | Ducted Indoor Units | H,RE32936+TD |  |  |  | 10 | 15.2 | 9.2 | FALSE | FALSE | TRUE | 29000 | 21600 | 2.1 | 28600 | 2.1
214311498 | 03/05/24 | Live | Lennox Industries | ADP | Singlezone Ducted, Centrally Ducted | 214311498 |  | HRCU-A-C | TZPLV362PA | Ducted Indoor Units | H,RE32936+TD |  |  |  | 9.5 | 15.2 | 8.2 | FALSE | FALSE | FALSE | 34800 | 26400 | 2.1 | 47000 | 1.9
214311499 | 03/05/24 | Live | Lennox Industries | ADP | Singlezone Ducted, Centrally Ducted | 214311499 |  | HRCU-A-C | TZPLV362PA | Ducted Indoor Units | H,RG33936+TD |  |  |  | 9.5 | 15.2 | 8.35 | FALSE | FALSE | FALSE | 35400 | 26400 | 2.1 | 47000 | 1.9
214311500 | 03/05/24 | Live | Lennox Industries | ADP | Singlezone Ducted, Centrally Ducted | 214311500 |  | HRCU-A-C | TZPLV362PA | Ducted Indoor Units | H,RG8J936+TD |  |  |  | 9.5 | 15.2 | 8.45 | FALSE | FALSE | FALSE | 35600 | 26400 | 2.1 | 47000 | 1.9
214233329 | 03/07/24 | Live | Rheem | FRIEDRICH | Singlezone Ducted, Centrally Ducted | 214233329 |  | HRCU-A-CB | RD17AZ36AJ3N | Ducted Indoor Units | FRH3VZ4821STACN |  |  |  | 11.7 | 18 | 8.1 | TRUE | TRUE | TRUE | 34200 | 31200 | 3.79 | 23000 | 2.8
214233328 | 03/07/24 | Live | Rheem | RUSSELL | Singlezone Ducted, Centrally Ducted | 214233328 |  | HRCU-A-CB | RD17AZ36AJ3N | Ducted Indoor Units | SH3VZ4821STACN |  |  |  | 11.7 | 18 | 8.1 | TRUE | TRUE | TRUE | 34200 | 31200 | 3.79 | 23200 | 2.82
214233327 | 03/07/24 | Live | Rheem | SURE | Singlezone Ducted, Centrally Ducted | 214233327 |  | HRCU-A-CB | RD17AZ36AJ3N | Ducted Indoor Units | SH3VZ4821STACN |  |  |  | 11.7 | 18 | 8.1 | TRUE | TRUE | TRUE | 34200 | 31200 | 3.79 | 23200 | 2.82
214233326 | 03/07/24 | Live | Rheem | RUUD | Singlezone Ducted, Centrally Ducted | 214233326 |  | HRCU-A-CB | RD17AZ36AJ3N | Ducted Indoor Units | RH3VZ4821STACN |  |  |  | 11.7 | 18 | 8.1 | TRUE | TRUE | TRUE | 34200 | 31200 | 3.79 | 23000 | 2.8
214233325 | 03/07/24 | Live | Rheem | RHEEM | Singlezone Ducted, Centrally Ducted | 214233325 |  | HRCU-A-CB | RD17AZ36AJ3N | Ducted Indoor Units | RH3VZ4821STACN |  |  |  | 11.7 | 18 | 8.1 | TRUE | TRUE | TRUE | 34200 | 31200 | 3.79 | 23000 | 2.8
214097946 | 03/07/24 | Live | Rheem | RUUD | Singlezone Ducted, Centrally Ducted | 214097946 |  | HRCU-A-CB | RD17AZ48AJ3N | Ducted Indoor Units | RH3VZ6024STACN |  |  |  | 11.7 | 17 | 8.1 | TRUE | TRUE | TRUE | 45500 | 43000 | 3.76 | 32000 | 2.8
214097945 | 03/07/24 | Live | Rheem | RHEEM | Singlezone Ducted, Centrally Ducted | 214097945 |  | HRCU-A-CB | RD17AZ48AJ3N | Ducted Indoor Units | RH3VZ6024STACN |  |  |  | 11.7 | 17 | 8.1 | TRUE | TRUE | TRUE | 45500 | 43000 | 3.76 | 32000 | 2.8
214097944 | 03/07/24 | Live | Rheem | FRIEDRICH | Singlezone Ducted, Centrally Ducted | 214097944 |  | HRCU-A-CB | RD17AZ48AJ3N | Ducted Indoor Units | FRH3VZ6024STACN |  |  |  | 11.7 | 17 | 8.1 | TRUE | TRUE | TRUE | 45500 | 43000 | 3.76 | 32000 | 2.8
214097886 | 03/07/24 | Live | Rheem | RUUD | Singlezone Ducted, Centrally Ducted | 214097886 |  | HRCU-A-CB | RD17AZ60AJ3N | Ducted Indoor Units | RH3VZ6024STACN |  |  |  | 10 | 19 | 8.1 | FALSE | FALSE | TRUE | 55500 | 50000 | 3.61 | 36000 | 2.6
214097885 | 03/07/24 | Live | Rheem | FRIEDRICH | Singlezone Ducted, Centrally Ducted | 214097885 |  | HRCU-A-CB | RD17AZ60AJ3N | Ducted Indoor Units | FRH3VZ6024STACN |  |  |  | 10 | 19 | 8.1 | FALSE | FALSE | TRUE | 55500 | 50000 | 3.61 | 36000 | 2.6
214097884 | 03/07/24 | Live | Rheem | RHEEM | Singlezone Ducted, Centrally Ducted | 214097884 |  | HRCU-A-CB | RD17AZ60AJ3N | Ducted Indoor Units | RH3VZ6024STACN |  |  |  | 10 | 19 | 8.1 | FALSE | FALSE | TRUE | 55500 | 50000 | 3.61 | 36000 | 2.6
214095455 | 03/07/24 | Live | Rheem | RHEEM | Singlezone Ducted, Centrally Ducted | 214095455 |  | HRCU-A-CB | RD17AZ24AJ3N | Ducted Indoor Units | RH3VZ3617STACN |  |  |  | 10 | 19 | 8.1 | FALSE | FALSE | TRUE | 22600 | 18700 | 3.22 | 15100 | 2.6
214095454 | 03/07/24 | Live | Rheem | RUUD | Singlezone Ducted, Centrally Ducted | 214095454 |  | HRCU-A-CB | RD17AZ24AJ3N | Ducted Indoor Units | RH3VZ3617STACN |  |  |  | 10 | 19 | 8.1 | FALSE | FALSE | TRUE | 22600 | 18700 | 3.22 | 15100 | 2.6
214095453 | 03/07/24 | Live | Rheem | FRIEDRICH | Singlezone Ducted, Centrally Ducted | 214095453 |  | HRCU-A-CB | RD17AZ24AJ3N | Ducted Indoor Units | FRH3VZ3617STACN |  |  |  | 10 | 19 | 8.1 | TRUE | TRUE | TRUE | 22600 | 18700 | 3.22 | 15100 | 2.6
214075927 | 02/02/24 | Live | Rheem | RHEEM | Singlezone Ducted, Centrally Ducted | 214075927 |  | HRCU-A-CB | RD17AZ24AJ3N | Ducted Indoor Units | RH2VZ3617STANN |  |  |  | 10 | 17 | 8.1 | TRUE | FALSE | TRUE | 22800 | 15100 | 2.6 | 15100 | 2.6
214075926 | 02/02/24 | Live | Rheem | FRIEDRICH | Singlezone Ducted, Centrally Ducted | 214075926 |  | HRCU-A-CB | RD17AZ24AJ3N | Ducted Indoor Units | FRH2VZ3617STANN |  |  |  | 10 | 17 | 8.1 | TRUE | FALSE | TRUE | 22800 | 15100 | 2.6 | 15100 | 2.6
214075925 | 02/02/24 | Live | Rheem | RUUD | Singlezone Ducted, Centrally Ducted | 214075925 |  | HRCU-A-CB | RD17AZ24AJ3N | Ducted Indoor Units | RH2VZ3617STANN |  |  |  | 10 | 17 | 8.1 | TRUE | FALSE | TRUE | 22800 | 15100 | 2.6 | 15100 | 2.6
214075923 | 02/02/24 | Live | Rheem | RUSSELL | Singlezone Ducted, Centrally Ducted | 214075923 |  | HRCU-A-CB | RD17AZ24AJ3N | Ducted Indoor Units | SH2VZ3617STANN |  |  |  | 10 | 17 | 8.1 | TRUE | FALSE | TRUE | 22800 | 15100 | 2.6 | 15100 | 2.6
214075922 | 02/02/24 | Live | Rheem | SURE | Singlezone Ducted, Centrally Ducted | 214075922 |  | HRCU-A-CB | RD17AZ24AJ3N | Ducted Indoor Units | SH2VZ3617STANN |  |  |  | 10 | 17 | 8.1 | TRUE | FALSE | TRUE | 22800 | 15100 | 2.6 | 15100 | 2.6
214075182 | 02/02/24 | Live | Rheem | RUSSELL | Singlezone Ducted, Centrally Ducted | 214075182 |  | HRCU-A-CB | RD17AZ60AJ3N | Ducted Indoor Units | SH2VZ6024STANN |  |  |  | 10 | 16 | 8.1 | FALSE | FALSE | TRUE | 55500 | 36000 | 2.6 | 36000 | 2.6
214075181 | 02/02/24 | Live | Rheem | SURE | Singlezone Ducted, Centrally Ducted | 214075181 |  | HRCU-A-CB | RD17AZ60AJ3N | Ducted Indoor Units | SH2VZ6024STANN |  |  |  | 10 | 16 | 8.1 | FALSE | FALSE | TRUE | 55500 | 36000 | 2.6 | 36000 | 2.6
214075174 | 02/02/24 | Live | Rheem | RUUD | Singlezone Ducted, Centrally Ducted | 214075174 |  | HRCU-A-CB | RD17AZ60AJ3N | Ducted Indoor Units | RH2VZ6024STANN |  |  |  | 10 | 16 | 8.1 | FALSE | FALSE | TRUE | 55500 | 36000 | 2.6 | 36000 | 2.6
214075172 | 02/02/24 | Live | Rheem | RHEEM | Singlezone Ducted, Centrally Ducted | 214075172 |  | HRCU-A-CB | RD17AZ60AJ3N | Ducted Indoor Units | RH2VZ6024STANN |  |  |  | 10 | 16 | 8.1 | FALSE | FALSE | TRUE | 55500 | 36000 | 2.6 | 36000 | 2.6
214075170 | 02/02/24 | Live | Rheem | FRIEDRICH | Singlezone Ducted, Centrally Ducted | 214075170 |  | HRCU-A-CB | RD17AZ60AJ3N | Ducted Indoor Units | FRH2VZ6024STANN |  |  |  | 10 | 16 | 8.1 | FALSE | FALSE | TRUE | 55500 | 36000 | 2.6 | 36000 | 2.6
214066465 | 02/02/24 | Live | Rheem | RHEEM | Singlezone Ducted, Centrally Ducted | 214066465 |  | HRCU-A-CB | RD17AZ36AJ3N | Ducted Indoor Units | RH2VZ3621MTANN |  |  |  | 12 | 19 | 8.5 | TRUE | FALSE | TRUE | 34200 | 23200 | 2.82 | 23000 | 2.8
214066463 | 02/02/24 | Live | Rheem | RUSSELL | Singlezone Ducted, Centrally Ducted | 214066463 |  | HRCU-A-CB | RD17AZ36AJ3N | Ducted Indoor Units | SH2VZ3621MTANA |  |  |  | 12 | 19 | 8.5 | TRUE | FALSE | TRUE | 34200 | 23400 | 2.8 | 23400 | 2.8
214066462 | 02/02/24 | Live | Rheem | SURE | Singlezone Ducted, Centrally Ducted | 214066462 |  | HRCU-A-CB | RD17AZ36AJ3N | Ducted Indoor Units | SH2VZ3621MTANA |  |  |  | 12 | 19 | 8.5 | TRUE | FALSE | TRUE | 34200 | 23400 | 2.8 | 23400 | 2.8
214066461 | 02/02/24 | Live | Rheem | RUUD | Singlezone Ducted, Centrally Ducted | 214066461 |  | HRCU-A-CB | RD17AZ36AJ3N | Ducted Indoor Units | RH2VZ3621MTANA |  |  |  | 12 | 19 | 8.5 | TRUE | FALSE | TRUE | 34200 | 23400 | 2.8 | 23400 | 2.8
214066459 | 02/02/24 | Live | Rheem | FRIEDRICH | Singlezone Ducted, Centrally Ducted | 214066459 |  | HRCU-A-CB | RD17AZ36AJ3N | Ducted Indoor Units | FRH2VZ3621MTANA |  |  |  | 12 | 19 | 8.5 | TRUE | FALSE | TRUE | 34200 | 23400 | 2.8 | 23400 | 2.8
214066458 | 02/02/24 | Live | Rheem | SURE | Singlezone Ducted, Centrally Ducted | 214066458 |  | HRCU-A-CB | RD17AZ36AJ3N | Ducted Indoor Units | SH2VZ3621MTANN |  |  |  | 12 | 19 | 8.5 | TRUE | FALSE | TRUE | 34200 | 23200 | 2.82 | 23000 | 2.8
214066457 | 02/02/24 | Live | Rheem | RUUD | Singlezone Ducted, Centrally Ducted | 214066457 |  | HRCU-A-CB | RD17AZ36AJ3N | Ducted Indoor Units | RH2VZ3621MTANN |  |  |  | 12 | 19 | 8.5 | TRUE | FALSE | TRUE | 34200 | 23200 | 2.82 | 23000 | 2.8
214066455 | 02/02/24 | Live | Rheem | RHEEM | Singlezone Ducted, Centrally Ducted | 214066455 |  | HRCU-A-CB | RD17AZ36AJ3N | Ducted Indoor Units | RH2VZ3621MTANA |  |  |  | 12 | 19 | 8.5 | TRUE | FALSE | TRUE | 34200 | 23400 | 2.8 | 23400 | 2.8
214066454 | 02/02/24 | Live | Rheem | FRIEDRICH | Singlezone Ducted, Centrally Ducted | 214066454 |  | HRCU-A-CB | RD17AZ36AJ3N | Ducted Indoor Units | FRH2VZ3621MTANN |  |  |  | 12 | 19 | 8.5 | TRUE | FALSE | TRUE | 34200 | 23200 | 2.82 | 23000 | 2.8
214066453 | 02/02/24 | Live | Rheem | RUSSELL | Singlezone Ducted, Centrally Ducted | 214066453 |  | HRCU-A-CB | RD17AZ36AJ3N | Ducted Indoor Units | SH2VZ3621MTANN |  |  |  | 12 | 19 | 8.5 | TRUE | FALSE | TRUE | 34200 | 23200 | 2.82 | 23000 | 2.8
211756514 | 03/07/24 | Live | CARRIER | LPS LEGACY | Singlezone Non-Ducted, Wall Placement | 211756514 |  | HRCU-A-CB-O | DLCSRBH12AAJ | Mini-Splits | DLFSHCH12XAJ | 13 | 23 | 11.6 | 13 | 23.5 | 10 | TRUE | FALSE | TRUE | 12000 | 8400 | 2.8 | 9250 | 2.56
208447620 | 03/07/24 | Live | CARRIER | ARCOAIRE | Singlezone Non-Ducted, Wall Placement | 208447620 |  | HRCU-A-CB-O | DLCSRBH12AAJ | Mini-Splits | DLFSHCH12XAJ | 13 | 23 | 11.6 | 13 | 23.5 | 10 | TRUE | FALSE | TRUE | 12000 | 8400 | 2.8 | 9250 | 2.56
208447628 | 03/07/24 | Live | CARRIER | COMFORTMAKER | Singlezone Non-Ducted, Wall Placement | 208447628 |  | HRCU-A-CB-O | DLCSRBH12AAJ | Mini-Splits | DLFSHCH12XAJ | 13 | 23 | 11.6 | 13 | 23.5 | 10 | TRUE | FALSE | TRUE | 12000 | 8400 | 2.8 | 9250 | 2.56
208447636 | 03/07/24 | Live | CARRIER | DAY & NIGHT | Singlezone Non-Ducted, Wall Placement | 208447636 |  | HRCU-A-CB-O | DLCSRBH12AAJ | Mini-Splits | DLFSHCH12XAJ | 13 | 23 | 11.6 | 13 | 23.5 | 10 | TRUE | FALSE | TRUE | 12000 | 8400 | 2.8 | 9250 | 2.56
208447644 | 03/07/24 | Live | CARRIER | HEIL | Singlezone Non-Ducted, Wall Placement | 208447644 |  | HRCU-A-CB-O | DLCSRBH12AAJ | Mini-Splits | DLFSHCH12XAJ | 13 | 23 | 11.6 | 13 | 23.5 | 10 | TRUE | FALSE | TRUE | 12000 | 8400 | 2.8 | 9250 | 2.56
208447652 | 03/07/24 | Live | CARRIER | KEEPRITE | Singlezone Non-Ducted, Wall Placement | 208447652 |  | HRCU-A-CB-O | DLCSRBH12AAJ | Mini-Splits | DLFSHCH12XAJ | 13 | 23 | 11.6 | 13 | 23.5 | 10 | TRUE | FALSE | TRUE | 12000 | 8400 | 2.8 | 9250 | 2.56
208447660 | 03/07/24 | Live | CARRIER | KENMORE | Singlezone Non-Ducted, Wall Placement | 208447660 |  | HRCU-A-CB-O | DLCSRBH12AAJ | Mini-Splits | DLFSHCH12XAJ | 13 | 23 | 11.6 | 13 | 23.5 | 10 | TRUE | FALSE | TRUE | 12000 | 8400 | 2.8 | 9250 | 2.56
208447668 | 03/07/24 | Live | CARRIER | MIDEA | Singlezone Non-Ducted, Wall Placement | 208447668 |  | HRCU-A-CB-O | DLCSRBH12AAJ | Mini-Splits | DLFSHCH12XAJ | 13 | 23 | 11.6 | 13 | 23.5 | 10 | TRUE | FALSE | TRUE | 12000 | 8400 | 2.8 | 9250 | 2.56
208447676 | 03/07/24 | Live | CARRIER | TEMPSTAR | Singlezone Non-Ducted, Wall Placement | 208447676 |  | HRCU-A-CB-O | DLCSRBH12AAJ | Mini-Splits | DLFSHCH12XAJ | 13 | 23 | 11.6 | 13 | 23.5 | 10 | TRUE | FALSE | TRUE | 12000 | 8400 | 2.8 | 9250 | 2.56
208447684 | 03/07/24 | Live | CARRIER | SMART COMFORT | Singlezone Non-Ducted, Wall Placement | 208447684 |  | HRCU-A-CB-O | DLCSRBH12AAJ | Mini-Splits | DLFSHCH12XAJ | 13 | 23 | 11.6 | 13 | 23.5 | 10 | TRUE | FALSE | TRUE | 12000 | 8400 | 2.8 | 9250 | 2.56
208447692 | 03/07/24 | Live | CARRIER | AIRQUEST | Singlezone Non-Ducted, Wall Placement | 208447692 |  | HRCU-A-CB-O | DLCSRBH12AAJ | Mini-Splits | DLFSHCH12XAJ | 13 | 23 | 11.6 | 13 | 23.5 | 10 | TRUE | FALSE | TRUE | 12000 | 8400 | 2.8 | 9250 | 2.56
208447622 | 03/07/24 | Live | CARRIER | COMFORTMAKER | Singlezone Non-Ducted, Wall Placement | 208447622 |  | HRCU-A-CB-O | DLCSRBH12AAK | Mini-Splits | DLFSHCH12XAK | 14 | 25.5 | 13 | 14 | 25.5 | 10.4 | TRUE | TRUE | TRUE | 12000 | 10000 | 2.4 | 13112 | 2.11
208447630 | 03/07/24 | Live | CARRIER | DAY & NIGHT | Singlezone Non-Ducted, Wall Placement | 208447630 |  | HRCU-A-CB-O | DLCSRBH12AAK | Mini-Splits | DLFSHCH12XAK | 14 | 25.5 | 13 | 14 | 25.5 | 10.4 | TRUE | TRUE | TRUE | 12000 | 10000 | 2.4 | 13112 | 2.11
208447638 | 03/07/24 | Live | CARRIER | HEIL | Singlezone Non-Ducted, Wall Placement | 208447638 |  | HRCU-A-CB-O | DLCSRBH12AAK | Mini-Splits | DLFSHCH12XAK | 14 | 25.5 | 13 | 14 | 25.5 | 10.4 | TRUE | TRUE | TRUE | 12000 | 10000 | 2.4 | 13112 | 2.11
208447646 | 03/07/24 | Live | CARRIER | KEEPRITE | Singlezone Non-Ducted, Wall Placement | 208447646 |  | HRCU-A-CB-O | DLCSRBH12AAK | Mini-Splits | DLFSHCH12XAK | 14 | 25.5 | 13 | 14 | 25.5 | 10.4 | TRUE | TRUE | TRUE | 12000 | 10000 | 2.4 | 13112 | 2.11
208447614 | 03/07/24 | Live | CARRIER | ARCOAIRE | Singlezone Non-Ducted, Wall Placement | 208447614 |  | HRCU-A-CB-O | DLCSRBH12AAK | Mini-Splits | DLFSHCH12XAK | 14 | 25.5 | 13 | 14 | 25.5 | 10.4 | TRUE | TRUE | TRUE | 12000 | 10000 | 2.4 | 13112 | 2.11
208447654 | 03/07/24 | Live | CARRIER | KENMORE | Singlezone Non-Ducted, Wall Placement | 208447654 |  | HRCU-A-CB-O | DLCSRBH12AAK | Mini-Splits | DLFSHCH12XAK | 14 | 25.5 | 13 | 14 | 25.5 | 10.4 | TRUE | TRUE | TRUE | 12000 | 10000 | 2.4 | 13112 | 2.11
208447662 | 03/07/24 | Live | CARRIER | MIDEA | Singlezone Non-Ducted, Wall Placement | 208447662 |  | HRCU-A-CB-O | DLCSRBH12AAK | Mini-Splits | DLFSHCH12XAK | 14 | 25.5 | 13 | 14 | 25.5 | 10.4 | TRUE | TRUE | TRUE | 12000 | 10000 | 2.4 | 13112 | 2.11
208447670 | 03/07/24 | Live | CARRIER | TEMPSTAR | Singlezone Non-Ducted, Wall Placement | 208447670 |  | HRCU-A-CB-O | DLCSRBH12AAK | Mini-Splits | DLFSHCH12XAK | 14 | 25.5 | 13 | 14 | 25.5 | 10.4 | TRUE | TRUE | TRUE | 12000 | 10000 | 2.4 | 13112 | 2.11
208447678 | 03/07/24 | Live | CARRIER | SMART COMFORT | Singlezone Non-Ducted, Wall Placement | 208447678 |  | HRCU-A-CB-O | DLCSRBH12AAK | Mini-Splits | DLFSHCH12XAK | 14 | 25.5 | 13 | 14 | 25.5 | 10.4 | TRUE | TRUE | TRUE | 12000 | 10000 | 2.4 | 13112 | 2.11
208447686 | 03/07/24 | Live | CARRIER | AIRQUEST | Singlezone Non-Ducted, Wall Placement | 208447686 |  | HRCU-A-CB-O | DLCSRBH12AAK | Mini-Splits | DLFSHCH12XAK | 14 | 25.5 | 13 | 14 | 25.5 | 10.4 | TRUE | TRUE | TRUE | 12000 | 10000 | 2.4 | 13112 | 2.11
208447619 | 03/07/24 | Live | CARRIER | ARCOAIRE | Singlezone Non-Ducted, Wall Placement | 208447619 |  | HRCU-A-CB-O | DLCSRBH18AAK | Mini-Splits | DLFSHCH18XAK | 12.5 | 21.5 | 13 | 12.5 | 21.5 | 11.3 | TRUE | TRUE | TRUE | 18000 | 15000 | 2.35 | 19200 | 1.99
208447627 | 03/07/24 | Live | CARRIER | COMFORTMAKER | Singlezone Non-Ducted, Wall Placement | 208447627 |  | HRCU-A-CB-O | DLCSRBH18AAK | Mini-Splits | DLFSHCH18XAK | 12.5 | 21.5 | 13 | 12.5 | 21.5 | 11.3 | TRUE | TRUE | TRUE | 18000 | 15000 | 2.35 | 19200 | 1.99
208447635 | 03/07/24 | Live | CARRIER | DAY & NIGHT | Singlezone Non-Ducted, Wall Placement | 208447635 |  | HRCU-A-CB-O | DLCSRBH18AAK | Mini-Splits | DLFSHCH18XAK | 12.5 | 21.5 | 13 | 12.5 | 21.5 | 11.3 | TRUE | TRUE | TRUE | 18000 | 15000 | 2.35 | 19200 | 1.99
208447643 | 03/07/24 | Live | CARRIER | HEIL | Singlezone Non-Ducted, Wall Placement | 208447643 |  | HRCU-A-CB-O | DLCSRBH18AAK | Mini-Splits | DLFSHCH18XAK | 12.5 | 21.5 | 13 | 12.5 | 21.5 | 11.3 | TRUE | TRUE | TRUE | 18000 | 15000 | 2.35 | 19200 | 1.99
208447651 | 03/07/24 | Live | CARRIER | KEEPRITE | Singlezone Non-Ducted, Wall Placement | 208447651 |  | HRCU-A-CB-O | DLCSRBH18AAK | Mini-Splits | DLFSHCH18XAK | 12.5 | 21.5 | 13 | 12.5 | 21.5 | 11.3 | TRUE | TRUE | TRUE | 18000 | 15000 | 2.35 | 19200 | 1.99
208447659 | 03/07/24 | Live | CARRIER | KENMORE | Singlezone Non-Ducted, Wall Placement | 208447659 |  | HRCU-A-CB-O | DLCSRBH18AAK | Mini-Splits | DLFSHCH18XAK | 12.5 | 21.5 | 13 | 12.5 | 21.5 | 11.3 | TRUE | TRUE | TRUE | 18000 | 15000 | 2.35 | 19200 | 1.99
208447667 | 03/07/24 | Live | CARRIER | MIDEA | Singlezone Non-Ducted, Wall Placement | 208447667 |  | HRCU-A-CB-O | DLCSRBH18AAK | Mini-Splits | DLFSHCH18XAK | 12.5 | 21.5 | 13 | 12.5 | 21.5 | 11.3 | TRUE | TRUE | TRUE | 18000 | 15000 | 2.35 | 19200 | 1.99
208447683 | 03/07/24 | Live | CARRIER | SMART COMFORT | Singlezone Non-Ducted, Wall Placement | 208447683 |  | HRCU-A-CB-O | DLCSRBH18AAK | Mini-Splits | DLFSHCH18XAK | 12.5 | 21.5 | 13 | 12.5 | 21.5 | 11.3 | TRUE | TRUE | TRUE | 18000 | 15000 | 2.35 | 19200 | 1.99
208447691 | 03/07/24 | Live | CARRIER | AIRQUEST | Singlezone Non-Ducted, Wall Placement | 208447691 |  | HRCU-A-CB-O | DLCSRBH18AAK | Mini-Splits | DLFSHCH18XAK | 12.5 | 21.5 | 13 | 12.5 | 21.5 | 11.3 | TRUE | TRUE | TRUE | 18000 | 15000 | 2.35 | 19200 | 1.99
208447675 | 03/07/24 | Live | CARRIER | TEMPSTAR | Singlezone Non-Ducted, Wall Placement | 208447675 |  | HRCU-A-CB-O | DLCSRBH18AAK | Mini-Splits | DLFSHCH18XAK | 12.5 | 21.5 | 13 | 12.5 | 21.5 | 11.3 | TRUE | TRUE | TRUE | 18000 | 15000 | 2.35 | 19200 | 1.99
208447687 | 03/07/24 | Live | CARRIER | AIRQUEST | Singlezone Non-Ducted, Wall Placement | 208447687 |  | HRCU-A-CB-O | DLCSRBH24AAK | Mini-Splits | DLFSHCH24XAK | 13 | 21.5 | 12 | 13 | 21.5 | 11.4 | TRUE | TRUE | TRUE | 24000 | 21200 | 2.88 | 24485 | 1.98
208447679 | 03/07/24 | Live | CARRIER | SMART COMFORT | Singlezone Non-Ducted, Wall Placement | 208447679 |  | HRCU-A-CB-O | DLCSRBH24AAK | Mini-Splits | DLFSHCH24XAK | 13 | 21.5 | 12 | 13 | 21.5 | 11.4 | TRUE | TRUE | TRUE | 24000 | 21200 | 2.88 | 24485 | 1.98
208447671 | 03/07/24 | Live | CARRIER | TEMPSTAR | Singlezone Non-Ducted, Wall Placement | 208447671 |  | HRCU-A-CB-O | DLCSRBH24AAK | Mini-Splits | DLFSHCH24XAK | 13 | 21.5 | 12 | 13 | 21.5 | 11.4 | TRUE | TRUE | TRUE | 24000 | 21200 | 2.88 | 24485 | 1.98
208447663 | 03/07/24 | Live | CARRIER | MIDEA | Singlezone Non-Ducted, Wall Placement | 208447663 |  | HRCU-A-CB-O | DLCSRBH24AAK | Mini-Splits | DLFSHCH24XAK | 13 | 21.5 | 12 | 13 | 21.5 | 11.4 | TRUE | TRUE | TRUE | 24000 | 21200 | 2.88 | 24485 | 1.98
208447655 | 03/07/24 | Live | CARRIER | KENMORE | Singlezone Non-Ducted, Wall Placement | 208447655 |  | HRCU-A-CB-O | DLCSRBH24AAK | Mini-Splits | DLFSHCH24XAK | 13 | 21.5 | 12 | 13 | 21.5 | 11.4 | TRUE | TRUE | TRUE | 24000 | 21200 | 2.88 | 24485 | 1.98
208447647 | 03/07/24 | Live | CARRIER | KEEPRITE | Singlezone Non-Ducted, Wall Placement | 208447647 |  | HRCU-A-CB-O | DLCSRBH24AAK | Mini-Splits | DLFSHCH24XAK | 13 | 21.5 | 12 | 13 | 21.5 | 11.4 | TRUE | TRUE | TRUE | 24000 | 21200 | 2.88 | 24485 | 1.98
208447639 | 03/07/24 | Live | CARRIER | HEIL | Singlezone Non-Ducted, Wall Placement | 208447639 |  | HRCU-A-CB-O | DLCSRBH24AAK | Mini-Splits | DLFSHCH24XAK | 13 | 21.5 | 12 | 13 | 21.5 | 11.4 | TRUE | TRUE | TRUE | 24000 | 21200 | 2.88 | 24485 | 1.98
208447631 | 03/07/24 | Live | CARRIER | DAY & NIGHT | Singlezone Non-Ducted, Wall Placement | 208447631 |  | HRCU-A-CB-O | DLCSRBH24AAK | Mini-Splits | DLFSHCH24XAK | 13 | 21.5 | 12 | 13 | 21.5 | 11.4 | TRUE | TRUE | TRUE | 24000 | 21200 | 2.88 | 24485 | 1.98
208447623 | 03/07/24 | Live | CARRIER | COMFORTMAKER | Singlezone Non-Ducted, Wall Placement | 208447623 |  | HRCU-A-CB-O | DLCSRBH24AAK | Mini-Splits | DLFSHCH24XAK | 13 | 21.5 | 12 | 13 | 21.5 | 11.4 | TRUE | TRUE | TRUE | 24000 | 21200 | 2.88 | 24485 | 1.98
208447615 | 03/07/24 | Live | CARRIER | ARCOAIRE | Singlezone Non-Ducted, Wall Placement | 208447615 |  | HRCU-A-CB-O | DLCSRBH24AAK | Mini-Splits | DLFSHCH24XAK | 13 | 21.5 | 12 | 13 | 21.5 | 11.4 | TRUE | TRUE | TRUE | 24000 | 21200 | 2.88 | 24485 | 1.98
208447621 | 03/07/24 | Live | CARRIER | ARCOAIRE | Singlezone Non-Ducted, Wall Placement | 208447621 |  | HRCU-A-CB-O | DLCSRBH06AAK | Mini-Splits | DLFSHCH06XAK | 15.8 | 26.5 | 14 | 15.8 | 26.5 | 13.6 | TRUE | TRUE | TRUE | 6000 | 8500 | 2.9 | 10041 | 2.45
208447629 | 03/07/24 | Live | CARRIER | COMFORTMAKER | Singlezone Non-Ducted, Wall Placement | 208447629 |  | HRCU-A-CB-O | DLCSRBH06AAK | Mini-Splits | DLFSHCH06XAK | 15.8 | 26.5 | 14 | 15.8 | 26.5 | 13.6 | TRUE | TRUE | TRUE | 6000 | 8500 | 2.9 | 10041 | 2.45
208447637 | 03/07/24 | Live | CARRIER | DAY & NIGHT | Singlezone Non-Ducted, Wall Placement | 208447637 |  | HRCU-A-CB-O | DLCSRBH06AAK | Mini-Splits | DLFSHCH06XAK | 15.8 | 26.5 | 14 | 15.8 | 26.5 | 13.6 | TRUE | TRUE | TRUE | 6000 | 8500 | 2.9 | 10041 | 2.45
208447645 | 03/07/24 | Live | CARRIER | HEIL | Singlezone Non-Ducted, Wall Placement | 208447645 |  | HRCU-A-CB-O | DLCSRBH06AAK | Mini-Splits | DLFSHCH06XAK | 15.8 | 26.5 | 14 | 15.8 | 26.5 | 13.6 | TRUE | TRUE | TRUE | 6000 | 8500 | 2.9 | 10041 | 2.45
208447693 | 03/07/24 | Live | CARRIER | AIRQUEST | Singlezone Non-Ducted, Wall Placement | 208447693 |  | HRCU-A-CB-O | DLCSRBH06AAK | Mini-Splits | DLFSHCH06XAK | 15.8 | 26.5 | 14 | 15.8 | 26.5 | 13.6 | TRUE | TRUE | TRUE | 6000 | 8500 | 2.9 | 10041 | 2.45
208447685 | 03/07/24 | Live | CARRIER | SMART COMFORT | Singlezone Non-Ducted, Wall Placement | 208447685 |  | HRCU-A-CB-O | DLCSRBH06AAK | Mini-Splits | DLFSHCH06XAK | 15.8 | 26.5 | 14 | 15.8 | 26.5 | 13.6 | TRUE | TRUE | TRUE | 6000 | 8500 | 2.9 | 10041 | 2.45
208447653 | 03/07/24 | Live | CARRIER | KEEPRITE | Singlezone Non-Ducted, Wall Placement | 208447653 |  | HRCU-A-CB-O | DLCSRBH06AAK | Mini-Splits | DLFSHCH06XAK | 15.8 | 26.5 | 14 | 15.8 | 26.5 | 13.6 | TRUE | TRUE | TRUE | 6000 | 8500 | 2.9 | 10041 | 2.45
208447661 | 03/07/24 | Live | CARRIER | KENMORE | Singlezone Non-Ducted, Wall Placement | 208447661 |  | HRCU-A-CB-O | DLCSRBH06AAK | Mini-Splits | DLFSHCH06XAK | 15.8 | 26.5 | 14 | 15.8 | 26.5 | 13.6 | TRUE | TRUE | TRUE | 6000 | 8500 | 2.9 | 10041 | 2.45
208447669 | 03/07/24 | Live | CARRIER | MIDEA | Singlezone Non-Ducted, Wall Placement | 208447669 |  | HRCU-A-CB-O | DLCSRBH06AAK | Mini-Splits | DLFSHCH06XAK | 15.8 | 26.5 | 14 | 15.8 | 26.5 | 13.6 | TRUE | TRUE | TRUE | 6000 | 8500 | 2.9 | 10041 | 2.45
208447677 | 03/07/24 | Live | CARRIER | TEMPSTAR | Singlezone Non-Ducted, Wall Placement | 208447677 |  | HRCU-A-CB-O | DLCSRBH06AAK | Mini-Splits | DLFSHCH06XAK | 15.8 | 26.5 | 14 | 15.8 | 26.5 | 13.6 | TRUE | TRUE | TRUE | 6000 | 8500 | 2.9 | 10041 | 2.45
207683386 | 03/07/24 | Live | CARRIER | AIRQUEST | Singlezone Non-Ducted, Wall Placement | 207683386 |  | HRCU-A-CB-O | DLCLRCH36AAK | Mini-Splits | DLFLFAH36XAK | 8 | 17 | 10 | 8.5 | 19 | 9 | FALSE | FALSE | FALSE | 36000 | 23000 | 2.2 | 25000 | 2.11
207683365 | 03/07/24 | Live | CARRIER | MIDEA | Singlezone Non-Ducted, Wall Placement | 207683365 |  | HRCU-A-CB-O | DLCLRCH36AAK | Mini-Splits | DLFLFAH36XAK | 8 | 17 | 10 | 8.5 | 19 | 9 | FALSE | FALSE | FALSE | 36000 | 23000 | 2.2 | 25000 | 2.11
207683372 | 03/07/24 | Live | CARRIER | TEMPSTAR | Singlezone Non-Ducted, Wall Placement | 207683372 |  | HRCU-A-CB-O | DLCLRCH36AAK | Mini-Splits | DLFLFAH36XAK | 8 | 17 | 10 | 8.5 | 19 | 9 | FALSE | FALSE | FALSE | 36000 | 23000 | 2.2 | 25000 | 2.11
207683379 | 03/07/24 | Live | CARRIER | SMART COMFORT | Singlezone Non-Ducted, Wall Placement | 207683379 |  | HRCU-A-CB-O | DLCLRCH36AAK | Mini-Splits | DLFLFAH36XAK | 8 | 17 | 10 | 8.5 | 19 | 9 | FALSE | FALSE | FALSE | 36000 | 23000 | 2.2 | 25000 | 2.11
207683323 | 03/07/24 | Live | CARRIER | ARCOAIRE | Singlezone Non-Ducted, Wall Placement | 207683323 |  | HRCU-A-CB-O | DLCLRCH36AAK | Mini-Splits | DLFLFAH36XAK | 8 | 17 | 10 | 8.5 | 19 | 9 | FALSE | FALSE | FALSE | 36000 | 23000 | 2.2 | 25000 | 2.11
207683330 | 03/07/24 | Live | CARRIER | COMFORTMAKER | Singlezone Non-Ducted, Wall Placement | 207683330 |  | HRCU-A-CB-O | DLCLRCH36AAK | Mini-Splits | DLFLFAH36XAK | 8 | 17 | 10 | 8.5 | 19 | 9 | FALSE | FALSE | FALSE | 36000 | 23000 | 2.2 | 25000 | 2.11
207683337 | 03/07/24 | Live | CARRIER | DAY & NIGHT | Singlezone Non-Ducted, Wall Placement | 207683337 |  | HRCU-A-CB-O | DLCLRCH36AAK | Mini-Splits | DLFLFAH36XAK | 8 | 17 | 10 | 8.5 | 19 | 9 | FALSE | FALSE | FALSE | 36000 | 23000 | 2.2 | 25000 | 2.11
207683344 | 03/07/24 | Live | CARRIER | HEIL | Singlezone Non-Ducted, Wall Placement | 207683344 |  | HRCU-A-CB-O | DLCLRCH36AAK | Mini-Splits | DLFLFAH36XAK | 8 | 17 | 10 | 8.5 | 19 | 9 | FALSE | FALSE | FALSE | 36000 | 23000 | 2.2 | 25000 | 2.11
207683351 | 03/07/24 | Live | CARRIER | KEEPRITE | Singlezone Non-Ducted, Wall Placement | 207683351 |  | HRCU-A-CB-O | DLCLRCH36AAK | Mini-Splits | DLFLFAH36XAK | 8 | 17 | 10 | 8.5 | 19 | 9 | FALSE | FALSE | FALSE | 36000 | 23000 | 2.2 | 25000 | 2.11
207683358 | 03/07/24 | Live | CARRIER | KENMORE | Singlezone Non-Ducted, Wall Placement | 207683358 |  | HRCU-A-CB-O | DLCLRCH36AAK | Mini-Splits | DLFLFAH36XAK | 8 | 17 | 10 | 8.5 | 19 | 9 | FALSE | FALSE | FALSE | 36000 | 23000 | 2.2 | 25000 | 2.11
211756473 | 03/07/24 | Live | CARRIER | LPS LEGACY | Singlezone Non-Ducted, Wall Placement | 211756473 |  | HRCU-A-CB-O | DLCLRCH36AAK | Mini-Splits | DLFLFAH36XAK | 8 | 17 | 10 | 8.5 | 19 | 9 | FALSE | FALSE | FALSE | 36000 | 23000 | 2.2 | 25000 | 2.11
211756471 | 03/07/24 | Live | CARRIER | LPS LEGACY | Singlezone Non-Ducted, Wall Placement | 211756471 |  | HRCU-A-CB-O | DLCLRCH36AAK | Mini-Splits | DLFLCBH36XAK | 9 | 18.2 | 10.6 | 9.4 | 19.2 | 8.8 | FALSE | FALSE | FALSE | 36000 | 23000 | 2.45 | 26000 | 2.13
207683356 | 03/07/24 | Live | CARRIER | KENMORE | Singlezone Non-Ducted, Wall Placement | 207683356 |  | HRCU-A-CB-O | DLCLRCH36AAK | Mini-Splits | DLFLCBH36XAK | 9 | 18.2 | 10.6 | 9.4 | 19.2 | 8.8 | FALSE | FALSE | FALSE | 36000 | 23000 | 2.45 | 26000 | 2.13
207683363 | 03/07/24 | Live | CARRIER | MIDEA | Singlezone Non-Ducted, Wall Placement | 207683363 |  | HRCU-A-CB-O | DLCLRCH36AAK | Mini-Splits | DLFLCBH36XAK | 9 | 18.2 | 10.6 | 9.4 | 19.2 | 8.8 | FALSE | FALSE | FALSE | 36000 | 23000 | 2.45 | 26000 | 2.13
207683349 | 03/07/24 | Live | CARRIER | KEEPRITE | Singlezone Non-Ducted, Wall Placement | 207683349 |  | HRCU-A-CB-O | DLCLRCH36AAK | Mini-Splits | DLFLCBH36XAK | 9 | 18.2 | 10.6 | 9.4 | 19.2 | 8.8 | FALSE | FALSE | FALSE | 36000 | 23000 | 2.45 | 26000 | 2.13
207683342 | 03/07/24 | Live | CARRIER | HEIL | Singlezone Non-Ducted, Wall Placement | 207683342 |  | HRCU-A-CB-O | DLCLRCH36AAK | Mini-Splits | DLFLCBH36XAK | 9 | 18.2 | 10.6 | 9.4 | 19.2 | 8.8 | FALSE | FALSE | FALSE | 36000 | 23000 | 2.45 | 26000 | 2.13
207683328 | 03/07/24 | Live | CARRIER | COMFORTMAKER | Singlezone Non-Ducted, Wall Placement | 207683328 |  | HRCU-A-CB-O | DLCLRCH36AAK | Mini-Splits | DLFLCBH36XAK | 9 | 18.2 | 10.6 | 9.4 | 19.2 | 8.8 | FALSE | FALSE | FALSE | 36000 | 23000 | 2.45 | 26000 | 2.13
207683335 | 03/07/24 | Live | CARRIER | DAY & NIGHT | Singlezone Non-Ducted, Wall Placement | 207683335 |  | HRCU-A-CB-O | DLCLRCH36AAK | Mini-Splits | DLFLCBH36XAK | 9 | 18.2 | 10.6 | 9.4 | 19.2 | 8.8 | FALSE | FALSE | FALSE | 36000 | 23000 | 2.45 | 26000 | 2.13
207683321 | 03/07/24 | Live | CARRIER | ARCOAIRE | Singlezone Non-Ducted, Wall Placement | 207683321 |  | HRCU-A-CB-O | DLCLRCH36AAK | Mini-Splits | DLFLCBH36XAK | 9 | 18.2 | 10.6 | 9.4 | 19.2 | 8.8 | FALSE | FALSE | FALSE | 36000 | 23000 | 2.45 | 26000 | 2.13
207683377 | 03/07/24 | Live | CARRIER | SMART COMFORT | Singlezone Non-Ducted, Wall Placement | 207683377 |  | HRCU-A-CB-O | DLCLRCH36AAK | Mini-Splits | DLFLCBH36XAK | 9 | 18.2 | 10.6 | 9.4 | 19.2 | 8.8 | FALSE | FALSE | FALSE | 36000 | 23000 | 2.45 | 26000 | 2.13
207683370 | 03/07/24 | Live | CARRIER | TEMPSTAR | Singlezone Non-Ducted, Wall Placement | 207683370 |  | HRCU-A-CB-O | DLCLRCH36AAK | Mini-Splits | DLFLCBH36XAK | 9 | 18.2 | 10.6 | 9.4 | 19.2 | 8.8 | FALSE | FALSE | FALSE | 36000 | 23000 | 2.45 | 26000 | 2.13
207683384 | 03/07/24 | Live | CARRIER | AIRQUEST | Singlezone Non-Ducted, Wall Placement | 207683384 |  | HRCU-A-CB-O | DLCLRCH36AAK | Mini-Splits | DLFLCBH36XAK | 9 | 18.2 | 10.6 | 9.4 | 19.2 | 8.8 | FALSE | FALSE | FALSE | 36000 | 23000 | 2.45 | 26000 | 2.13
207683385 | 03/07/24 | Live | CARRIER | AIRQUEST | Singlezone Ducted, Compact Ducted | 207683385 |  | HRCU-A-CB | DLCLRCH36AAK | Mini-Splits | DLFLDAH36XAK | 9 | 16.7 | 11.5 | 8.8 | 15.8 | 8.8 | FALSE | FALSE | FALSE | 36000 | 25000 | 2.49 | 26000 | 2.22
207683371 | 03/07/24 | Live | CARRIER | TEMPSTAR | Singlezone Ducted, Compact Ducted | 207683371 |  | HRCU-A-CB | DLCLRCH36AAK | Mini-Splits | DLFLDAH36XAK | 9 | 16.7 | 11.5 | 8.8 | 15.8 | 8.8 | FALSE | FALSE | FALSE | 36000 | 25000 | 2.49 | 26000 | 2.22
207683378 | 03/07/24 | Live | CARRIER | SMART COMFORT | Singlezone Ducted, Compact Ducted | 207683378 |  | HRCU-A-CB | DLCLRCH36AAK | Mini-Splits | DLFLDAH36XAK | 9 | 16.7 | 11.5 | 8.8 | 15.8 | 8.8 | FALSE | FALSE | FALSE | 36000 | 25000 | 2.49 | 26000 | 2.22
207683322 | 03/07/24 | Live | CARRIER | ARCOAIRE | Singlezone Ducted, Compact Ducted | 207683322 |  | HRCU-A-CB | DLCLRCH36AAK | Mini-Splits | DLFLDAH36XAK | 9 | 16.7 | 11.5 | 8.8 | 15.8 | 8.8 | FALSE | FALSE | FALSE | 36000 | 25000 | 2.49 | 26000 | 2.22
207683336 | 03/07/24 | Live | CARRIER | DAY & NIGHT | Singlezone Ducted, Compact Ducted | 207683336 |  | HRCU-A-CB | DLCLRCH36AAK | Mini-Splits | DLFLDAH36XAK | 9 | 16.7 | 11.5 | 8.8 | 15.8 | 8.8 | FALSE | FALSE | FALSE | 36000 | 25000 | 2.49 | 26000 | 2.22
207683329 | 03/07/24 | Live | CARRIER | COMFORTMAKER | Singlezone Ducted, Compact Ducted | 207683329 |  | HRCU-A-CB | DLCLRCH36AAK | Mini-Splits | DLFLDAH36XAK | 9 | 16.7 | 11.5 | 8.8 | 15.8 | 8.8 | FALSE | FALSE | FALSE | 36000 | 25000 | 2.49 | 26000 | 2.22
207683343 | 03/07/24 | Live | CARRIER | HEIL | Singlezone Ducted, Compact Ducted | 207683343 |  | HRCU-A-CB | DLCLRCH36AAK | Mini-Splits | DLFLDAH36XAK | 9 | 16.7 | 11.5 | 8.8 | 15.8 | 8.8 | FALSE | FALSE | FALSE | 36000 | 25000 | 2.49 | 26000 | 2.22
207683350 | 03/07/24 | Live | CARRIER | KEEPRITE | Singlezone Ducted, Compact Ducted | 207683350 |  | HRCU-A-CB | DLCLRCH36AAK | Mini-Splits | DLFLDAH36XAK | 9 | 16.7 | 11.5 | 8.8 | 15.8 | 8.8 | FALSE | FALSE | FALSE | 36000 | 25000 | 2.49 | 26000 | 2.22
207683364 | 03/07/24 | Live | CARRIER | MIDEA | Singlezone Ducted, Compact Ducted | 207683364 |  | HRCU-A-CB | DLCLRCH36AAK | Mini-Splits | DLFLDAH36XAK | 9 | 16.7 | 11.5 | 8.8 | 15.8 | 8.8 | FALSE | FALSE | FALSE | 36000 | 25000 | 2.49 | 26000 | 2.22
207683357 | 03/07/24 | Live | CARRIER | KENMORE | Singlezone Ducted, Compact Ducted | 207683357 |  | HRCU-A-CB | DLCLRCH36AAK | Mini-Splits | DLFLDAH36XAK | 9 | 16.7 | 11.5 | 8.8 | 15.8 | 8.8 | FALSE | FALSE | FALSE | 36000 | 25000 | 2.49 | 26000 | 2.22
211756472 | 03/07/24 | Live | CARRIER | LPS LEGACY | Singlezone Ducted, Compact Ducted | 211756472 |  | HRCU-A-CB | DLCLRCH36AAK | Mini-Splits | DLFLDAH36XAK | 9 | 16.7 | 11.5 | 8.8 | 15.8 | 8.8 | FALSE | FALSE | FALSE | 36000 | 25000 | 2.49 | 26000 | 2.22
207683361 | 03/07/24 | Live | CARRIER | KENMORE | Singlezone Non-Ducted, Wall Placement | 207683361 |  | HRCU-A-CB-O | DLCLRCH48AAK | Mini-Splits | DLFLFAH48XAK | 9.3 | 18 | 11 | 9.3 | 18.9 | 10 | TRUE | TRUE | TRUE | 48000 | 29000 | 2.37 | 36000 | 2.26
207683347 | 03/07/24 | Live | CARRIER | HEIL | Singlezone Non-Ducted, Wall Placement | 207683347 |  | HRCU-A-CB-O | DLCLRCH48AAK | Mini-Splits | DLFLFAH48XAK | 9.3 | 18 | 11 | 9.3 | 18.9 | 10 | TRUE | TRUE | TRUE | 48000 | 29000 | 2.37 | 36000 | 2.26
207683354 | 03/07/24 | Live | CARRIER | KEEPRITE | Singlezone Non-Ducted, Wall Placement | 207683354 |  | HRCU-A-CB-O | DLCLRCH48AAK | Mini-Splits | DLFLFAH48XAK | 9.3 | 18 | 11 | 9.3 | 18.9 | 10 | TRUE | TRUE | TRUE | 48000 | 29000 | 2.37 | 36000 | 2.26
207683340 | 03/07/24 | Live | CARRIER | DAY & NIGHT | Singlezone Non-Ducted, Wall Placement | 207683340 |  | HRCU-A-CB-O | DLCLRCH48AAK | Mini-Splits | DLFLFAH48XAK | 9.3 | 18 | 11 | 9.3 | 18.9 | 10 | TRUE | TRUE | TRUE | 48000 | 29000 | 2.37 | 36000 | 2.26
207683333 | 03/07/24 | Live | CARRIER | COMFORTMAKER | Singlezone Non-Ducted, Wall Placement | 207683333 |  | HRCU-A-CB-O | DLCLRCH48AAK | Mini-Splits | DLFLFAH48XAK | 9.3 | 18 | 11 | 9.3 | 18.9 | 10 | TRUE | TRUE | TRUE | 48000 | 29000 | 2.37 | 36000 | 2.26
207683326 | 03/07/24 | Live | CARRIER | ARCOAIRE | Singlezone Non-Ducted, Wall Placement | 207683326 |  | HRCU-A-CB-O | DLCLRCH48AAK | Mini-Splits | DLFLFAH48XAK | 9.3 | 18 | 11 | 9.3 | 18.9 | 10 | TRUE | TRUE | TRUE | 48000 | 29000 | 2.37 | 36000 | 2.26
207683375 | 03/07/24 | Live | CARRIER | TEMPSTAR | Singlezone Non-Ducted, Wall Placement | 207683375 |  | HRCU-A-CB-O | DLCLRCH48AAK | Mini-Splits | DLFLFAH48XAK | 9.3 | 18 | 11 | 9.3 | 18.9 | 10 | TRUE | TRUE | TRUE | 48000 | 29000 | 2.37 | 36000 | 2.26
207683382 | 03/07/24 | Live | CARRIER | SMART COMFORT | Singlezone Non-Ducted, Wall Placement | 207683382 |  | HRCU-A-CB-O | DLCLRCH48AAK | Mini-Splits | DLFLFAH48XAK | 9.3 | 18 | 11 | 9.3 | 18.9 | 10 | TRUE | TRUE | TRUE | 48000 | 29000 | 2.37 | 36000 | 2.26
207683368 | 03/07/24 | Live | CARRIER | MIDEA | Singlezone Non-Ducted, Wall Placement | 207683368 |  | HRCU-A-CB-O | DLCLRCH48AAK | Mini-Splits | DLFLFAH48XAK | 9.3 | 18 | 11 | 9.3 | 18.9 | 10 | TRUE | TRUE | TRUE | 48000 | 29000 | 2.37 | 36000 | 2.26
207683389 | 03/07/24 | Live | CARRIER | AIRQUEST | Singlezone Non-Ducted, Wall Placement | 207683389 |  | HRCU-A-CB-O | DLCLRCH48AAK | Mini-Splits | DLFLFAH48XAK | 9.3 | 18 | 11 | 9.3 | 18.9 | 10 | TRUE | TRUE | TRUE | 48000 | 29000 | 2.37 | 36000 | 2.26
207683387 | 03/07/24 | Live | CARRIER | AIRQUEST | Singlezone Non-Ducted, Wall Placement | 207683387 |  | HRCU-A-CB-O | DLCLRCH48AAK | Mini-Splits | DLFLCBH48XAK | 9.5 | 17.8 | 11.5 | 9.5 | 18.5 | 9.8 | FALSE | FALSE | TRUE | 48000 | 30000 | 2.34 | 39000 | 2.05
207683366 | 03/07/24 | Live | CARRIER | MIDEA | Singlezone Non-Ducted, Wall Placement | 207683366 |  | HRCU-A-CB-O | DLCLRCH48AAK | Mini-Splits | DLFLCBH48XAK | 9.5 | 17.8 | 11.5 | 9.5 | 18.5 | 9.8 | FALSE | FALSE | TRUE | 48000 | 30000 | 2.34 | 39000 | 2.05
207683373 | 03/07/24 | Live | CARRIER | TEMPSTAR | Singlezone Non-Ducted, Wall Placement | 207683373 |  | HRCU-A-CB-O | DLCLRCH48AAK | Mini-Splits | DLFLCBH48XAK | 9.5 | 17.8 | 11.5 | 9.5 | 18.5 | 9.8 | FALSE | FALSE | TRUE | 48000 | 30000 | 2.34 | 39000 | 2.05
207683380 | 03/07/24 | Live | CARRIER | SMART COMFORT | Singlezone Non-Ducted, Wall Placement | 207683380 |  | HRCU-A-CB-O | DLCLRCH48AAK | Mini-Splits | DLFLCBH48XAK | 9.5 | 17.8 | 11.5 | 9.5 | 18.5 | 9.8 | FALSE | FALSE | TRUE | 48000 | 30000 | 2.34 | 39000 | 2.05
207683324 | 03/07/24 | Live | CARRIER | ARCOAIRE | Singlezone Non-Ducted, Wall Placement | 207683324 |  | HRCU-A-CB-O | DLCLRCH48AAK | Mini-Splits | DLFLCBH48XAK | 9.5 | 17.8 | 11.5 | 9.5 | 18.5 | 9.8 | FALSE | FALSE | TRUE | 48000 | 30000 | 2.34 | 39000 | 2.05
207683331 | 03/07/24 | Live | CARRIER | COMFORTMAKER | Singlezone Non-Ducted, Wall Placement | 207683331 |  | HRCU-A-CB-O | DLCLRCH48AAK | Mini-Splits | DLFLCBH48XAK | 9.5 | 17.8 | 11.5 | 9.5 | 18.5 | 9.8 | FALSE | FALSE | TRUE | 48000 | 30000 | 2.34 | 39000 | 2.05
207683338 | 03/07/24 | Live | CARRIER | DAY & NIGHT | Singlezone Non-Ducted, Wall Placement | 207683338 |  | HRCU-A-CB-O | DLCLRCH48AAK | Mini-Splits | DLFLCBH48XAK | 9.5 | 17.8 | 11.5 | 9.5 | 18.5 | 9.8 | FALSE | FALSE | TRUE | 48000 | 30000 | 2.34 | 39000 | 2.05
207683345 | 03/07/24 | Live | CARRIER | HEIL | Singlezone Non-Ducted, Wall Placement | 207683345 |  | HRCU-A-CB-O | DLCLRCH48AAK | Mini-Splits | DLFLCBH48XAK | 9.5 | 17.8 | 11.5 | 9.5 | 18.5 | 9.8 | FALSE | FALSE | TRUE | 48000 | 30000 | 2.34 | 39000 | 2.05
207683352 | 03/07/24 | Live | CARRIER | KEEPRITE | Singlezone Non-Ducted, Wall Placement | 207683352 |  | HRCU-A-CB-O | DLCLRCH48AAK | Mini-Splits | DLFLCBH48XAK | 9.5 | 17.8 | 11.5 | 9.5 | 18.5 | 9.8 | FALSE | FALSE | TRUE | 48000 | 30000 | 2.34 | 39000 | 2.05
207683359 | 03/07/24 | Live | CARRIER | KENMORE | Singlezone Non-Ducted, Wall Placement | 207683359 |  | HRCU-A-CB-O | DLCLRCH48AAK | Mini-Splits | DLFLCBH48XAK | 9.5 | 17.8 | 11.5 | 9.5 | 18.5 | 9.8 | FALSE | FALSE | TRUE | 48000 | 30000 | 2.34 | 39000 | 2.05
207683360 | 03/07/24 | Live | CARRIER | KENMORE | Singlezone Ducted, Compact Ducted | 207683360 |  | HRCU-A-CB | DLCLRCH48AAK | Mini-Splits | DLFLDAH48XAK | 9.2 | 17.4 | 10.3 | 8.5 | 15.1 | 9.3 | FALSE | FALSE | FALSE | 48000 | 34000 | 2.32 | 41000 | 2.32
207683353 | 03/07/24 | Live | CARRIER | KEEPRITE | Singlezone Ducted, Compact Ducted | 207683353 |  | HRCU-A-CB | DLCLRCH48AAK | Mini-Splits | DLFLDAH48XAK | 9.2 | 17.4 | 10.3 | 8.5 | 15.1 | 9.3 | FALSE | FALSE | FALSE | 48000 | 34000 | 2.32 | 41000 | 2.32
207683346 | 03/07/24 | Live | CARRIER | HEIL | Singlezone Ducted, Compact Ducted | 207683346 |  | HRCU-A-CB | DLCLRCH48AAK | Mini-Splits | DLFLDAH48XAK | 9.2 | 17.4 | 10.3 | 8.5 | 15.1 | 9.3 | FALSE | FALSE | FALSE | 48000 | 34000 | 2.32 | 41000 | 2.32
207683339 | 03/07/24 | Live | CARRIER | DAY & NIGHT | Singlezone Ducted, Compact Ducted | 207683339 |  | HRCU-A-CB | DLCLRCH48AAK | Mini-Splits | DLFLDAH48XAK | 9.2 | 17.4 | 10.3 | 8.5 | 15.1 | 9.3 | FALSE | FALSE | FALSE | 48000 | 34000 | 2.32 | 41000 | 2.32
207683332 | 03/07/24 | Live | CARRIER | COMFORTMAKER | Singlezone Ducted, Compact Ducted | 207683332 |  | HRCU-A-CB | DLCLRCH48AAK | Mini-Splits | DLFLDAH48XAK | 9.2 | 17.4 | 10.3 | 8.5 | 15.1 | 9.3 | FALSE | FALSE | FALSE | 48000 | 34000 | 2.32 | 41000 | 2.32
207683325 | 03/07/24 | Live | CARRIER | ARCOAIRE | Singlezone Ducted, Compact Ducted | 207683325 |  | HRCU-A-CB | DLCLRCH48AAK | Mini-Splits | DLFLDAH48XAK | 9.2 | 17.4 | 10.3 | 8.5 | 15.1 | 9.3 | FALSE | FALSE | FALSE | 48000 | 34000 | 2.32 | 41000 | 2.32
207683381 | 03/07/24 | Live | CARRIER | SMART COMFORT | Singlezone Ducted, Compact Ducted | 207683381 |  | HRCU-A-CB | DLCLRCH48AAK | Mini-Splits | DLFLDAH48XAK | 9.2 | 17.4 | 10.3 | 8.5 | 15.1 | 9.3 | FALSE | FALSE | FALSE | 48000 | 34000 | 2.32 | 41000 | 2.32
207683374 | 03/07/24 | Live | CARRIER | TEMPSTAR | Singlezone Ducted, Compact Ducted | 207683374 |  | HRCU-A-CB | DLCLRCH48AAK | Mini-Splits | DLFLDAH48XAK | 9.2 | 17.4 | 10.3 | 8.5 | 15.1 | 9.3 | FALSE | FALSE | FALSE | 48000 | 34000 | 2.32 | 41000 | 2.32
207683367 | 03/07/24 | Live | CARRIER | MIDEA | Singlezone Ducted, Compact Ducted | 207683367 |  | HRCU-A-CB | DLCLRCH48AAK | Mini-Splits | DLFLDAH48XAK | 9.2 | 17.4 | 10.3 | 8.5 | 15.1 | 9.3 | FALSE | FALSE | FALSE | 48000 | 34000 | 2.32 | 41000 | 2.32
207683388 | 03/07/24 | Live | CARRIER | AIRQUEST | Singlezone Ducted, Compact Ducted | 207683388 |  | HRCU-A-CB | DLCLRCH48AAK | Mini-Splits | DLFLDAH48XAK | 9.2 | 17.4 | 10.3 | 8.5 | 15.1 | 9.3 | FALSE | FALSE | FALSE | 48000 | 34000 | 2.32 | 41000 | 2.32
211756474 | 03/07/24 | Live | CARRIER | LPS LEGACY | Singlezone Ducted, Compact Ducted | 211756474 |  | HRCU-A-CB | DLCLRCH48AAK | Mini-Splits | DLFLDAH48XAK | 9.2 | 17.4 | 10.3 | 8.5 | 15.1 | 9.3 | FALSE | FALSE | FALSE | 48000 | 34000 | 2.32 | 41000 | 2.32
207683390 | 03/07/24 | Live | CARRIER | AIRQUEST | Singlezone Non-Ducted, Wall Placement | 207683390 |  | HRCU-A-CB-O | DLCSRBH24AAK | Mini-Splits | DLFSCBH24XAK | 11 | 20.2 | 11.6 | 11 | 20.5 | 11.5 | FALSE | FALSE | TRUE | 24000 | 21000 | 2.64 | 24000 | 2.17
207683369 | 03/07/24 | Live | CARRIER | MIDEA | Singlezone Non-Ducted, Wall Placement | 207683369 |  | HRCU-A-CB-O | DLCSRBH24AAK | Mini-Splits | DLFSCBH24XAK | 11 | 20.2 | 11.6 | 11 | 20.5 | 11.5 | FALSE | FALSE | TRUE | 24000 | 21000 | 2.64 | 24000 | 2.17
207683383 | 03/07/24 | Live | CARRIER | SMART COMFORT | Singlezone Non-Ducted, Wall Placement | 207683383 |  | HRCU-A-CB-O | DLCSRBH24AAK | Mini-Splits | DLFSCBH24XAK | 11 | 20.2 | 11.6 | 11 | 20.5 | 11.5 | FALSE | FALSE | TRUE | 24000 | 21000 | 2.64 | 24000 | 2.17
207683376 | 03/07/24 | Live | CARRIER | TEMPSTAR | Singlezone Non-Ducted, Wall Placement | 207683376 |  | HRCU-A-CB-O | DLCSRBH24AAK | Mini-Splits | DLFSCBH24XAK | 11 | 20.2 | 11.6 | 11 | 20.5 | 11.5 | FALSE | FALSE | TRUE | 24000 | 21000 | 2.64 | 24000 | 2.17
207683327 | 03/07/24 | Live | CARRIER | ARCOAIRE | Singlezone Non-Ducted, Wall Placement | 207683327 |  | HRCU-A-CB-O | DLCSRBH24AAK | Mini-Splits | DLFSCBH24XAK | 11 | 20.2 | 11.6 | 11 | 20.5 | 11.5 | FALSE | FALSE | TRUE | 24000 | 21000 | 2.64 | 24000 | 2.17
207683334 | 03/07/24 | Live | CARRIER | COMFORTMAKER | Singlezone Non-Ducted, Wall Placement | 207683334 |  | HRCU-A-CB-O | DLCSRBH24AAK | Mini-Splits | DLFSCBH24XAK | 11 | 20.2 | 11.6 | 11 | 20.5 | 11.5 | FALSE | FALSE | TRUE | 24000 | 21000 | 2.64 | 24000 | 2.17
207683341 | 03/07/24 | Live | CARRIER | DAY & NIGHT | Singlezone Non-Ducted, Wall Placement | 207683341 |  | HRCU-A-CB-O | DLCSRBH24AAK | Mini-Splits | DLFSCBH24XAK | 11 | 20.2 | 11.6 | 11 | 20.5 | 11.5 | FALSE | FALSE | TRUE | 24000 | 21000 | 2.64 | 24000 | 2.17
207683355 | 03/07/24 | Live | CARRIER | KEEPRITE | Singlezone Non-Ducted, Wall Placement | 207683355 |  | HRCU-A-CB-O | DLCSRBH24AAK | Mini-Splits | DLFSCBH24XAK | 11 | 20.2 | 11.6 | 11 | 20.5 | 11.5 | FALSE | FALSE | TRUE | 24000 | 21000 | 2.64 | 24000 | 2.17
207683348 | 03/07/24 | Live | CARRIER | HEIL | Singlezone Non-Ducted, Wall Placement | 207683348 |  | HRCU-A-CB-O | DLCSRBH24AAK | Mini-Splits | DLFSCBH24XAK | 11 | 20.2 | 11.6 | 11 | 20.5 | 11.5 | FALSE | FALSE | TRUE | 24000 | 21000 | 2.64 | 24000 | 2.17
207683362 | 03/07/24 | Live | CARRIER | KENMORE | Singlezone Non-Ducted, Wall Placement | 207683362 |  | HRCU-A-CB-O | DLCSRBH24AAK | Mini-Splits | DLFSCBH24XAK | 11 | 20.2 | 11.6 | 11 | 20.5 | 11.5 | FALSE | FALSE | TRUE | 24000 | 21000 | 2.64 | 24000 | 2.17
207826650 | 03/07/24 | Live | CARRIER | MIDEA | Singlezone Non-Ducted, Wall Placement | 207826650 |  | HRCU-A-CB-O | DLCPRBH18AAK | Mini-Splits | DLFPHBH18XAK | 14.5 | 28.2 | 13.7 | 15.3 | 26.3 | 15.5 | TRUE | TRUE | TRUE | 18000 | 20200 | 2.89 | 24485 | 1.98
211756492 | 03/07/24 | Live | CARRIER | LPS LEGACY | Singlezone Non-Ducted, Wall Placement | 211756492 |  | HRCU-A-CB-O | DLCSRBH30AAK | Mini-Splits | DLFSHCH30XAK | 11.5 | 20.1 | 10.8 | 11.5 | 20.1 | 9 | FALSE | FALSE | FALSE | 30000 | 19000 | 2.3 | 21100 | 1.68
208447682 | 03/07/24 | Live | CARRIER | SMART COMFORT | Singlezone Non-Ducted, Wall Placement | 208447682 |  | HRCU-A-CB-O | DLCSRBH30AAK | Mini-Splits | DLFSHCH30XAK | 11.5 | 20.1 | 10.8 | 11.5 | 20.1 | 9 | FALSE | FALSE | FALSE | 30000 | 19000 | 2.3 | 21100 | 1.68
208447690 | 03/07/24 | Live | CARRIER | AIRQUEST | Singlezone Non-Ducted, Wall Placement | 208447690 |  | HRCU-A-CB-O | DLCSRBH30AAK | Mini-Splits | DLFSHCH30XAK | 11.5 | 20.1 | 10.8 | 11.5 | 20.1 | 9 | FALSE | FALSE | FALSE | 30000 | 19000 | 2.3 | 21100 | 1.68
208447674 | 03/07/24 | Live | CARRIER | TEMPSTAR | Singlezone Non-Ducted, Wall Placement | 208447674 |  | HRCU-A-CB-O | DLCSRBH30AAK | Mini-Splits | DLFSHCH30XAK | 11.5 | 20.1 | 10.8 | 11.5 | 20.1 | 9 | FALSE | FALSE | FALSE | 30000 | 19000 | 2.3 | 21100 | 1.68
208447666 | 03/07/24 | Live | CARRIER | MIDEA | Singlezone Non-Ducted, Wall Placement | 208447666 |  | HRCU-A-CB-O | DLCSRBH30AAK | Mini-Splits | DLFSHCH30XAK | 11.5 | 20.1 | 10.8 | 11.5 | 20.1 | 9 | FALSE | FALSE | FALSE | 30000 | 19000 | 2.3 | 21100 | 1.68
208447658 | 03/07/24 | Live | CARRIER | KENMORE | Singlezone Non-Ducted, Wall Placement | 208447658 |  | HRCU-A-CB-O | DLCSRBH30AAK | Mini-Splits | DLFSHCH30XAK | 11.5 | 20.1 | 10.8 | 11.5 | 20.1 | 9 | FALSE | FALSE | FALSE | 30000 | 19000 | 2.3 | 21100 | 1.68
208447650 | 03/07/24 | Live | CARRIER | KEEPRITE | Singlezone Non-Ducted, Wall Placement | 208447650 |  | HRCU-A-CB-O | DLCSRBH30AAK | Mini-Splits | DLFSHCH30XAK | 11.5 | 20.1 | 10.8 | 11.5 | 20.1 | 9 | FALSE | FALSE | FALSE | 30000 | 19000 | 2.3 | 21100 | 1.68
208447642 | 03/07/24 | Live | CARRIER | HEIL | Singlezone Non-Ducted, Wall Placement | 208447642 |  | HRCU-A-CB-O | DLCSRBH30AAK | Mini-Splits | DLFSHCH30XAK | 11.5 | 20.1 | 10.8 | 11.5 | 20.1 | 9 | FALSE | FALSE | FALSE | 30000 | 19000 | 2.3 | 21100 | 1.68
208447634 | 03/07/24 | Live | CARRIER | DAY & NIGHT | Singlezone Non-Ducted, Wall Placement | 208447634 |  | HRCU-A-CB-O | DLCSRBH30AAK | Mini-Splits | DLFSHCH30XAK | 11.5 | 20.1 | 10.8 | 11.5 | 20.1 | 9 | FALSE | FALSE | FALSE | 30000 | 19000 | 2.3 | 21100 | 1.68
208447626 | 03/07/24 | Live | CARRIER | COMFORTMAKER | Singlezone Non-Ducted, Wall Placement | 208447626 |  | HRCU-A-CB-O | DLCSRBH30AAK | Mini-Splits | DLFSHCH30XAK | 11.5 | 20.1 | 10.8 | 11.5 | 20.1 | 9 | FALSE | FALSE | FALSE | 30000 | 19000 | 2.3 | 21100 | 1.68
208447618 | 03/07/24 | Live | CARRIER | ARCOAIRE | Singlezone Non-Ducted, Wall Placement | 208447618 |  | HRCU-A-CB-O | DLCSRBH30AAK | Mini-Splits | DLFSHCH30XAK | 11.5 | 20.1 | 10.8 | 11.5 | 20.1 | 9 | FALSE | FALSE | FALSE | 30000 | 19000 | 2.3 | 21100 | 1.68
208101302 | 03/07/24 | Live | CARRIER | AIRQUEST | Singlezone Non-Ducted, Floor Placement | 208101302 |  | HRCU-A-CB-O | DLCLRCH58AAK | Mini-Splits | DLFLFAH58XAK | 9.8 | 18.7 | 10.5 | 9.8 | 19.8 | 9 | FALSE | FALSE | FALSE | 54000 | 35000 | 2.34 | 35200 | 1.98
208101300 | 03/07/24 | Live | CARRIER | SMART COMFORT | Singlezone Non-Ducted, Floor Placement | 208101300 |  | HRCU-A-CB-O | DLCLRCH58AAK | Mini-Splits | DLFLFAH58XAK | 9.8 | 18.7 | 10.5 | 9.8 | 19.8 | 9 | FALSE | FALSE | FALSE | 54000 | 35000 | 2.34 | 35200 | 1.98
208101296 | 03/07/24 | Live | CARRIER | MIDEA | Singlezone Non-Ducted, Floor Placement | 208101296 |  | HRCU-A-CB-O | DLCLRCH58AAK | Mini-Splits | DLFLFAH58XAK | 9.8 | 18.7 | 10.5 | 9.8 | 19.8 | 9 | FALSE | FALSE | FALSE | 54000 | 35000 | 2.34 | 35200 | 1.98
208101298 | 03/07/24 | Live | CARRIER | TEMPSTAR | Singlezone Non-Ducted, Floor Placement | 208101298 |  | HRCU-A-CB-O | DLCLRCH58AAK | Mini-Splits | DLFLFAH58XAK | 9.8 | 18.7 | 10.5 | 9.8 | 19.8 | 9 | FALSE | FALSE | FALSE | 54000 | 35000 | 2.34 | 35200 | 1.98
208101284 | 03/07/24 | Live | CARRIER | ARCOAIRE | Singlezone Non-Ducted, Floor Placement | 208101284 |  | HRCU-A-CB-O | DLCLRCH58AAK | Mini-Splits | DLFLFAH58XAK | 9.8 | 18.7 | 10.5 | 9.8 | 19.8 | 9 | FALSE | FALSE | FALSE | 54000 | 35000 | 2.34 | 35200 | 1.98
208101286 | 03/07/24 | Live | CARRIER | COMFORTMAKER | Singlezone Non-Ducted, Floor Placement | 208101286 |  | HRCU-A-CB-O | DLCLRCH58AAK | Mini-Splits | DLFLFAH58XAK | 9.8 | 18.7 | 10.5 | 9.8 | 19.8 | 9 | FALSE | FALSE | FALSE | 54000 | 35000 | 2.34 | 35200 | 1.98
208101288 | 03/07/24 | Live | CARRIER | DAY & NIGHT | Singlezone Non-Ducted, Floor Placement | 208101288 |  | HRCU-A-CB-O | DLCLRCH58AAK | Mini-Splits | DLFLFAH58XAK | 9.8 | 18.7 | 10.5 | 9.8 | 19.8 | 9 | FALSE | FALSE | FALSE | 54000 | 35000 | 2.34 | 35200 | 1.98
208101290 | 03/07/24 | Live | CARRIER | HEIL | Singlezone Non-Ducted, Floor Placement | 208101290 |  | HRCU-A-CB-O | DLCLRCH58AAK | Mini-Splits | DLFLFAH58XAK | 9.8 | 18.7 | 10.5 | 9.8 | 19.8 | 9 | FALSE | FALSE | FALSE | 54000 | 35000 | 2.34 | 35200 | 1.98
208101292 | 03/07/24 | Live | CARRIER | KEEPRITE | Singlezone Non-Ducted, Floor Placement | 208101292 |  | HRCU-A-CB-O | DLCLRCH58AAK | Mini-Splits | DLFLFAH58XAK | 9.8 | 18.7 | 10.5 | 9.8 | 19.8 | 9 | FALSE | FALSE | FALSE | 54000 | 35000 | 2.34 | 35200 | 1.98
208101294 | 03/07/24 | Live | CARRIER | KENMORE | Singlezone Non-Ducted, Floor Placement | 208101294 |  | HRCU-A-CB-O | DLCLRCH58AAK | Mini-Splits | DLFLFAH58XAK | 9.8 | 18.7 | 10.5 | 9.8 | 19.8 | 9 | FALSE | FALSE | FALSE | 54000 | 35000 | 2.34 | 35200 | 1.98
211756496 | 03/07/24 | Live | CARRIER | LPS LEGACY | Singlezone Non-Ducted, Floor Placement | 211756496 |  | HRCU-A-CB-O | DLCLRCH58AAK | Mini-Splits | DLFLFAH58XAK | 9.8 | 18.7 | 10.5 | 9.8 | 19.8 | 9 | FALSE | FALSE | FALSE | 54000 | 35000 | 2.34 | 35200 | 1.98
211756477 | 03/07/24 | Live | CARRIER | LPS LEGACY | Singlezone Ducted, Compact Ducted | 211756477 |  | HRCU-A-CB | DLCLRCH58AAK | Mini-Splits | DLFLDAH58XHK | 10.6 | 19.2 | 10.2 | 10.3 | 17 | 8.4 | FALSE | FALSE | FALSE | 59000 | 34400 | 2.37 | 36000 | 2.29
211132726 | 03/07/24 | Live | CARRIER | KEEPRITE | Singlezone Ducted, Compact Ducted | 211132726 |  | HRCU-A-CB | DLCLRCH58AAK | Mini-Splits | DLFLDAH58XHK | 10.6 | 19.2 | 10.2 | 10.3 | 17 | 8.4 | FALSE | FALSE | FALSE | 59000 | 34400 | 2.37 | 36000 | 2.29
211132730 | 03/07/24 | Live | CARRIER | KENMORE | Singlezone Ducted, Compact Ducted | 211132730 |  | HRCU-A-CB | DLCLRCH58AAK | Mini-Splits | DLFLDAH58XHK | 10.6 | 19.2 | 10.2 | 10.3 | 17 | 8.4 | FALSE | FALSE | FALSE | 59000 | 34400 | 2.37 | 36000 | 2.29
211132734 | 03/07/24 | Live | CARRIER | MIDEA | Singlezone Ducted, Compact Ducted | 211132734 |  | HRCU-A-CB | DLCLRCH58AAK | Mini-Splits | DLFLDAH58XHK | 10.6 | 19.2 | 10.2 | 10.3 | 17 | 8.4 | FALSE | FALSE | FALSE | 59000 | 34400 | 2.37 | 36000 | 2.29
211132738 | 03/07/24 | Live | CARRIER | TEMPSTAR | Singlezone Ducted, Compact Ducted | 211132738 |  | HRCU-A-CB | DLCLRCH58AAK | Mini-Splits | DLFLDAH58XHK | 10.6 | 19.2 | 10.2 | 10.3 | 17 | 8.4 | FALSE | FALSE | FALSE | 59000 | 34400 | 2.37 | 36000 | 2.29
211132746 | 03/07/24 | Live | CARRIER | AIRQUEST | Singlezone Ducted, Compact Ducted | 211132746 |  | HRCU-A-CB | DLCLRCH58AAK | Mini-Splits | DLFLDAH58XHK | 10.6 | 19.2 | 10.2 | 10.3 | 17 | 8.4 | FALSE | FALSE | FALSE | 59000 | 34400 | 2.37 | 36000 | 2.29
211132742 | 03/07/24 | Live | CARRIER | SMART COMFORT | Singlezone Ducted, Compact Ducted | 211132742 |  | HRCU-A-CB | DLCLRCH58AAK | Mini-Splits | DLFLDAH58XHK | 10.6 | 19.2 | 10.2 | 10.3 | 17 | 8.4 | FALSE | FALSE | FALSE | 59000 | 34400 | 2.37 | 36000 | 2.29
211132710 | 03/07/24 | Live | CARRIER | ARCOAIRE | Singlezone Ducted, Compact Ducted | 211132710 |  | HRCU-A-CB | DLCLRCH58AAK | Mini-Splits | DLFLDAH58XHK | 10.6 | 19.2 | 10.2 | 10.3 | 17 | 8.4 | FALSE | FALSE | FALSE | 59000 | 34400 | 2.37 | 36000 | 2.29
211132714 | 03/07/24 | Live | CARRIER | COMFORTMAKER | Singlezone Ducted, Compact Ducted | 211132714 |  | HRCU-A-CB | DLCLRCH58AAK | Mini-Splits | DLFLDAH58XHK | 10.6 | 19.2 | 10.2 | 10.3 | 17 | 8.4 | FALSE | FALSE | FALSE | 59000 | 34400 | 2.37 | 36000 | 2.29
211132718 | 03/07/24 | Live | CARRIER | DAY & NIGHT | Singlezone Ducted, Compact Ducted | 211132718 |  | HRCU-A-CB | DLCLRCH58AAK | Mini-Splits | DLFLDAH58XHK | 10.6 | 19.2 | 10.2 | 10.3 | 17 | 8.4 | FALSE | FALSE | FALSE | 59000 | 34400 | 2.37 | 36000 | 2.29
211132722 | 03/07/24 | Live | CARRIER | HEIL | Singlezone Ducted, Compact Ducted | 211132722 |  | HRCU-A-CB | DLCLRCH58AAK | Mini-Splits | DLFLDAH58XHK | 10.6 | 19.2 | 10.2 | 10.3 | 17 | 8.4 | FALSE | FALSE | FALSE | 59000 | 34400 | 2.37 | 36000 | 2.29
209948191 | 03/07/24 | Live | CARRIER | ARCOAIRE | Singlezone Non-Ducted, Wall Placement | 209948191 |  | HRCU-A-CB-O | DLCSRBH12AAK | Mini-Splits | DLFSFBH12XAK | 13.3 | 23 | 11.8 | 13.3 | 24.2 | 10.7 | TRUE | TRUE | TRUE | 12000 | 10200 | 2.72 | 12800 | 2.33
209948192 | 03/07/24 | Live | CARRIER | COMFORTMAKER | Singlezone Non-Ducted, Wall Placement | 209948192 |  | HRCU-A-CB-O | DLCSRBH12AAK | Mini-Splits | DLFSFBH12XAK | 13.3 | 23 | 11.8 | 13.3 | 24.2 | 10.7 | TRUE | TRUE | TRUE | 12000 | 10200 | 2.72 | 12800 | 2.33
209948193 | 03/07/24 | Live | CARRIER | DAY & NIGHT | Singlezone Non-Ducted, Wall Placement | 209948193 |  | HRCU-A-CB-O | DLCSRBH12AAK | Mini-Splits | DLFSFBH12XAK | 13.3 | 23 | 11.8 | 13.3 | 24.2 | 10.7 | TRUE | TRUE | TRUE | 12000 | 10200 | 2.72 | 12800 | 2.33
209948194 | 03/07/24 | Live | CARRIER | HEIL | Singlezone Non-Ducted, Wall Placement | 209948194 |  | HRCU-A-CB-O | DLCSRBH12AAK | Mini-Splits | DLFSFBH12XAK | 13.3 | 23 | 11.8 | 13.3 | 24.2 | 10.7 | TRUE | TRUE | TRUE | 12000 | 10200 | 2.72 | 12800 | 2.33
209948195 | 03/07/24 | Live | CARRIER | KEEPRITE | Singlezone Non-Ducted, Wall Placement | 209948195 |  | HRCU-A-CB-O | DLCSRBH12AAK | Mini-Splits | DLFSFBH12XAK | 13.3 | 23 | 11.8 | 13.3 | 24.2 | 10.7 | TRUE | TRUE | TRUE | 12000 | 10200 | 2.72 | 12800 | 2.33
209948196 | 03/07/24 | Live | CARRIER | KENMORE | Singlezone Non-Ducted, Wall Placement | 209948196 |  | HRCU-A-CB-O | DLCSRBH12AAK | Mini-Splits | DLFSFBH12XAK | 13.3 | 23 | 11.8 | 13.3 | 24.2 | 10.7 | TRUE | TRUE | TRUE | 12000 | 10200 | 2.72 | 12800 | 2.33
209948197 | 03/07/24 | Live | CARRIER | MIDEA | Singlezone Non-Ducted, Wall Placement | 209948197 |  | HRCU-A-CB-O | DLCSRBH12AAK | Mini-Splits | DLFSFBH12XAK | 13.3 | 23 | 11.8 | 13.3 | 24.2 | 10.7 | TRUE | TRUE | TRUE | 12000 | 10200 | 2.72 | 12800 | 2.33
209948198 | 03/07/24 | Live | CARRIER | TEMPSTAR | Singlezone Non-Ducted, Wall Placement | 209948198 |  | HRCU-A-CB-O | DLCSRBH12AAK | Mini-Splits | DLFSFBH12XAK | 13.3 | 23 | 11.8 | 13.3 | 24.2 | 10.7 | TRUE | TRUE | TRUE | 12000 | 10200 | 2.72 | 12800 | 2.33
209948199 | 03/07/24 | Live | CARRIER | SMART COMFORT | Singlezone Non-Ducted, Wall Placement | 209948199 |  | HRCU-A-CB-O | DLCSRBH12AAK | Mini-Splits | DLFSFBH12XAK | 13.3 | 23 | 11.8 | 13.3 | 24.2 | 10.7 | TRUE | TRUE | TRUE | 12000 | 10200 | 2.72 | 12800 | 2.33
209948200 | 03/07/24 | Live | CARRIER | AIRQUEST | Singlezone Non-Ducted, Wall Placement | 209948200 |  | HRCU-A-CB-O | DLCSRBH12AAK | Mini-Splits | DLFSFBH12XAK | 13.3 | 23 | 11.8 | 13.3 | 24.2 | 10.7 | TRUE | TRUE | TRUE | 12000 | 10200 | 2.72 | 12800 | 2.33
211132735 | 03/07/24 | Live | CARRIER | MIDEA | Singlezone Ducted, Compact Ducted | 211132735 |  | HRCU-A-CB | DLCLRCH48AAK | Mini-Splits | DLFLDAH48XHK | 8.8 | 15.2 | 9.7 | 8.8 | 15.2 | 9.7 | TRUE | TRUE | FALSE | 48000 | 35000 | 2.36 | 40000 | 2.14
211132731 | 03/07/24 | Live | CARRIER | KENMORE | Singlezone Ducted, Compact Ducted | 211132731 |  | HRCU-A-CB | DLCLRCH48AAK | Mini-Splits | DLFLDAH48XHK | 8.8 | 15.2 | 9.7 | 8.8 | 15.2 | 9.7 | TRUE | TRUE | FALSE | 48000 | 35000 | 2.36 | 40000 | 2.14
211132727 | 03/07/24 | Live | CARRIER | KEEPRITE | Singlezone Ducted, Compact Ducted | 211132727 |  | HRCU-A-CB | DLCLRCH48AAK | Mini-Splits | DLFLDAH48XHK | 8.8 | 15.2 | 9.7 | 8.8 | 15.2 | 9.7 | TRUE | TRUE | FALSE | 48000 | 35000 | 2.36 | 40000 | 2.14
211132739 | 03/07/24 | Live | CARRIER | TEMPSTAR | Singlezone Ducted, Compact Ducted | 211132739 |  | HRCU-A-CB | DLCLRCH48AAK | Mini-Splits | DLFLDAH48XHK | 8.8 | 15.2 | 9.7 | 8.8 | 15.2 | 9.7 | TRUE | TRUE | FALSE | 48000 | 35000 | 2.36 | 40000 | 2.14
211132747 | 03/07/24 | Live | CARRIER | AIRQUEST | Singlezone Ducted, Compact Ducted | 211132747 |  | HRCU-A-CB | DLCLRCH48AAK | Mini-Splits | DLFLDAH48XHK | 8.8 | 15.2 | 9.7 | 8.8 | 15.2 | 9.7 | TRUE | TRUE | FALSE | 48000 | 35000 | 2.36 | 40000 | 2.14
211132743 | 03/07/24 | Live | CARRIER | SMART COMFORT | Singlezone Ducted, Compact Ducted | 211132743 |  | HRCU-A-CB | DLCLRCH48AAK | Mini-Splits | DLFLDAH48XHK | 8.8 | 15.2 | 9.7 | 8.8 | 15.2 | 9.7 | TRUE | TRUE | FALSE | 48000 | 35000 | 2.36 | 40000 | 2.14
211132715 | 03/07/24 | Live | CARRIER | COMFORTMAKER | Singlezone Ducted, Compact Ducted | 211132715 |  | HRCU-A-CB | DLCLRCH48AAK | Mini-Splits | DLFLDAH48XHK | 8.8 | 15.2 | 9.7 | 8.8 | 15.2 | 9.7 | TRUE | TRUE | FALSE | 48000 | 35000 | 2.36 | 40000 | 2.14
211132711 | 03/07/24 | Live | CARRIER | ARCOAIRE | Singlezone Ducted, Compact Ducted | 211132711 |  | HRCU-A-CB | DLCLRCH48AAK | Mini-Splits | DLFLDAH48XHK | 8.8 | 15.2 | 9.7 | 8.8 | 15.2 | 9.7 | TRUE | TRUE | FALSE | 48000 | 35000 | 2.36 | 40000 | 2.14
211132719 | 03/07/24 | Live | CARRIER | DAY & NIGHT | Singlezone Ducted, Compact Ducted | 211132719 |  | HRCU-A-CB | DLCLRCH48AAK | Mini-Splits | DLFLDAH48XHK | 8.8 | 15.2 | 9.7 | 8.8 | 15.2 | 9.7 | TRUE | TRUE | FALSE | 48000 | 35000 | 2.36 | 40000 | 2.14
211132723 | 03/07/24 | Live | CARRIER | HEIL | Singlezone Ducted, Compact Ducted | 211132723 |  | HRCU-A-CB | DLCLRCH48AAK | Mini-Splits | DLFLDAH48XHK | 8.8 | 15.2 | 9.7 | 8.8 | 15.2 | 9.7 | TRUE | TRUE | FALSE | 48000 | 35000 | 2.36 | 40000 | 2.14
211132707 | 03/07/24 | Live | CARRIER | AIRQUEST | Singlezone Ducted, Compact Ducted | 211132707 |  | HRCU-A-CB | DLCSRBH09AAK | Mini-Splits | DLFSDAH09XHK | 13.6 | 20.5 | 10 | 13.6 | 20.5 | 10 | TRUE | TRUE | TRUE | 9000 | 8600 | 2.29 | 12000 | 2.24
211132683 | 03/07/24 | Live | CARRIER | COMFORTMAKER | Singlezone Ducted, Compact Ducted | 211132683 |  | HRCU-A-CB | DLCSRBH09AAK | Mini-Splits | DLFSDAH09XHK | 13.6 | 20.5 | 10 | 13.6 | 20.5 | 10 | TRUE | TRUE | TRUE | 9000 | 8600 | 2.29 | 12000 | 2.24
211132686 | 03/07/24 | Live | CARRIER | DAY & NIGHT | Singlezone Ducted, Compact Ducted | 211132686 |  | HRCU-A-CB | DLCSRBH09AAK | Mini-Splits | DLFSDAH09XHK | 13.6 | 20.5 | 10 | 13.6 | 20.5 | 10 | TRUE | TRUE | TRUE | 9000 | 8600 | 2.29 | 12000 | 2.24
211132689 | 03/07/24 | Live | CARRIER | HEIL | Singlezone Ducted, Compact Ducted | 211132689 |  | HRCU-A-CB | DLCSRBH09AAK | Mini-Splits | DLFSDAH09XHK | 13.6 | 20.5 | 10 | 13.6 | 20.5 | 10 | TRUE | TRUE | TRUE | 9000 | 8600 | 2.29 | 12000 | 2.24
211132692 | 03/07/24 | Live | CARRIER | KEEPRITE | Singlezone Ducted, Compact Ducted | 211132692 |  | HRCU-A-CB | DLCSRBH09AAK | Mini-Splits | DLFSDAH09XHK | 13.6 | 20.5 | 10 | 13.6 | 20.5 | 10 | TRUE | TRUE | TRUE | 9000 | 8600 | 2.29 | 12000 | 2.24
211132695 | 03/07/24 | Live | CARRIER | KENMORE | Singlezone Ducted, Compact Ducted | 211132695 |  | HRCU-A-CB | DLCSRBH09AAK | Mini-Splits | DLFSDAH09XHK | 13.6 | 20.5 | 10 | 13.6 | 20.5 | 10 | TRUE | TRUE | TRUE | 9000 | 8600 | 2.29 | 12000 | 2.24
211132698 | 03/07/24 | Live | CARRIER | MIDEA | Singlezone Ducted, Compact Ducted | 211132698 |  | HRCU-A-CB | DLCSRBH09AAK | Mini-Splits | DLFSDAH09XHK | 13.6 | 20.5 | 10 | 13.6 | 20.5 | 10 | TRUE | TRUE | TRUE | 9000 | 8600 | 2.29 | 12000 | 2.24
211132701 | 03/07/24 | Live | CARRIER | TEMPSTAR | Singlezone Ducted, Compact Ducted | 211132701 |  | HRCU-A-CB | DLCSRBH09AAK | Mini-Splits | DLFSDAH09XHK | 13.6 | 20.5 | 10 | 13.6 | 20.5 | 10 | TRUE | TRUE | TRUE | 9000 | 8600 | 2.29 | 12000 | 2.24
211132704 | 03/07/24 | Live | CARRIER | SMART COMFORT | Singlezone Ducted, Compact Ducted | 211132704 |  | HRCU-A-CB | DLCSRBH09AAK | Mini-Splits | DLFSDAH09XHK | 13.6 | 20.5 | 10 | 13.6 | 20.5 | 10 | TRUE | TRUE | TRUE | 9000 | 8600 | 2.29 | 12000 | 2.24
211132680 | 03/07/24 | Live | CARRIER | ARCOAIRE | Singlezone Ducted, Compact Ducted | 211132680 |  | HRCU-A-CB | DLCSRBH09AAK | Mini-Splits | DLFSDAH09XHK | 13.6 | 20.5 | 10 | 13.6 | 20.5 | 10 | TRUE | TRUE | TRUE | 9000 | 8600 | 2.29 | 12000 | 2.24
211132681 | 03/07/24 | Live | CARRIER | ARCOAIRE | Singlezone Ducted, Compact Ducted | 211132681 |  | HRCU-A-CB | DLCSRBH12AAK | Mini-Splits | DLFSDAH12XHK | 12 | 20 | 9.5 | 12 | 20 | 9.5 | TRUE | TRUE | TRUE | 12000 | 9700 | 2.58 | 12200 | 2.22
211132705 | 03/07/24 | Live | CARRIER | SMART COMFORT | Singlezone Ducted, Compact Ducted | 211132705 |  | HRCU-A-CB | DLCSRBH12AAK | Mini-Splits | DLFSDAH12XHK | 12 | 20 | 9.5 | 12 | 20 | 9.5 | TRUE | TRUE | TRUE | 12000 | 9700 | 2.58 | 12200 | 2.22
211132702 | 03/07/24 | Live | CARRIER | TEMPSTAR | Singlezone Ducted, Compact Ducted | 211132702 |  | HRCU-A-CB | DLCSRBH12AAK | Mini-Splits | DLFSDAH12XHK | 12 | 20 | 9.5 | 12 | 20 | 9.5 | TRUE | TRUE | TRUE | 12000 | 9700 | 2.58 | 12200 | 2.22
211132699 | 03/07/24 | Live | CARRIER | MIDEA | Singlezone Ducted, Compact Ducted | 211132699 |  | HRCU-A-CB | DLCSRBH12AAK | Mini-Splits | DLFSDAH12XHK | 12 | 20 | 9.5 | 12 | 20 | 9.5 | TRUE | TRUE | TRUE | 12000 | 9700 | 2.58 | 12200 | 2.22
211132696 | 03/07/24 | Live | CARRIER | KENMORE | Singlezone Ducted, Compact Ducted | 211132696 |  | HRCU-A-CB | DLCSRBH12AAK | Mini-Splits | DLFSDAH12XHK | 12 | 20 | 9.5 | 12 | 20 | 9.5 | TRUE | TRUE | TRUE | 12000 | 9700 | 2.58 | 12200 | 2.22
211132693 | 03/07/24 | Live | CARRIER | KEEPRITE | Singlezone Ducted, Compact Ducted | 211132693 |  | HRCU-A-CB | DLCSRBH12AAK | Mini-Splits | DLFSDAH12XHK | 12 | 20 | 9.5 | 12 | 20 | 9.5 | TRUE | TRUE | TRUE | 12000 | 9700 | 2.58 | 12200 | 2.22
211132690 | 03/07/24 | Live | CARRIER | HEIL | Singlezone Ducted, Compact Ducted | 211132690 |  | HRCU-A-CB | DLCSRBH12AAK | Mini-Splits | DLFSDAH12XHK | 12 | 20 | 9.5 | 12 | 20 | 9.5 | TRUE | TRUE | TRUE | 12000 | 9700 | 2.58 | 12200 | 2.22
211132687 | 03/07/24 | Live | CARRIER | DAY & NIGHT | Singlezone Ducted, Compact Ducted | 211132687 |  | HRCU-A-CB | DLCSRBH12AAK | Mini-Splits | DLFSDAH12XHK | 12 | 20 | 9.5 | 12 | 20 | 9.5 | TRUE | TRUE | TRUE | 12000 | 9700 | 2.58 | 12200 | 2.22
211132684 | 03/07/24 | Live | CARRIER | COMFORTMAKER | Singlezone Ducted, Compact Ducted | 211132684 |  | HRCU-A-CB | DLCSRBH12AAK | Mini-Splits | DLFSDAH12XHK | 12 | 20 | 9.5 | 12 | 20 | 9.5 | TRUE | TRUE | TRUE | 12000 | 9700 | 2.58 | 12200 | 2.22
211132708 | 03/07/24 | Live | CARRIER | AIRQUEST | Singlezone Ducted, Compact Ducted | 211132708 |  | HRCU-A-CB | DLCSRBH12AAK | Mini-Splits | DLFSDAH12XHK | 12 | 20 | 9.5 | 12 | 20 | 9.5 | TRUE | TRUE | TRUE | 12000 | 9700 | 2.58 | 12200 | 2.22
210857461 | 03/07/24 | Live | CARRIER | AIRQUEST | Singlezone Non-Ducted, Ceiling Placement | 210857461 |  | HRCU-A-CB-O | DLCSRBH09AAK | Mini-Splits | DLFSOAH09XAK | 13 | 23 | 13.6 | 13 | 24 | 12.4 | TRUE | TRUE | TRUE | 9000 | 9800 | 2.35 | 11400 | 1.83
210857441 | 03/07/24 | Live | CARRIER | KEEPRITE | Singlezone Non-Ducted, Ceiling Placement | 210857441 |  | HRCU-A-CB-O | DLCSRBH09AAK | Mini-Splits | DLFSOAH09XAK | 13 | 23 | 13.6 | 13 | 24 | 12.4 | TRUE | TRUE | TRUE | 9000 | 9800 | 2.35 | 11400 | 1.83
210857445 | 03/07/24 | Live | CARRIER | KENMORE | Singlezone Non-Ducted, Ceiling Placement | 210857445 |  | HRCU-A-CB-O | DLCSRBH09AAK | Mini-Splits | DLFSOAH09XAK | 13 | 23 | 13.6 | 13 | 24 | 12.4 | TRUE | TRUE | TRUE | 9000 | 9800 | 2.35 | 11400 | 1.83
210857449 | 03/07/24 | Live | CARRIER | MIDEA | Singlezone Non-Ducted, Ceiling Placement | 210857449 |  | HRCU-A-CB-O | DLCSRBH09AAK | Mini-Splits | DLFSOAH09XAK | 13 | 23 | 13.6 | 13 | 24 | 12.4 | TRUE | TRUE | TRUE | 9000 | 9800 | 2.35 | 11400 | 1.83
210857453 | 03/07/24 | Live | CARRIER | TEMPSTAR | Singlezone Non-Ducted, Ceiling Placement | 210857453 |  | HRCU-A-CB-O | DLCSRBH09AAK | Mini-Splits | DLFSOAH09XAK | 13 | 23 | 13.6 | 13 | 24 | 12.4 | TRUE | TRUE | TRUE | 9000 | 9800 | 2.35 | 11400 | 1.83
210857457 | 03/07/24 | Live | CARRIER | SMART COMFORT | Singlezone Non-Ducted, Ceiling Placement | 210857457 |  | HRCU-A-CB-O | DLCSRBH09AAK | Mini-Splits | DLFSOAH09XAK | 13 | 23 | 13.6 | 13 | 24 | 12.4 | TRUE | TRUE | TRUE | 9000 | 9800 | 2.35 | 11400 | 1.83
210857425 | 03/07/24 | Live | CARRIER | ARCOAIRE | Singlezone Non-Ducted, Ceiling Placement | 210857425 |  | HRCU-A-CB-O | DLCSRBH09AAK | Mini-Splits | DLFSOAH09XAK | 13 | 23 | 13.6 | 13 | 24 | 12.4 | TRUE | TRUE | TRUE | 9000 | 9800 | 2.35 | 11400 | 1.83
210857429 | 03/07/24 | Live | CARRIER | COMFORTMAKER | Singlezone Non-Ducted, Ceiling Placement | 210857429 |  | HRCU-A-CB-O | DLCSRBH09AAK | Mini-Splits | DLFSOAH09XAK | 13 | 23 | 13.6 | 13 | 24 | 12.4 | TRUE | TRUE | TRUE | 9000 | 9800 | 2.35 | 11400 | 1.83
210857433 | 03/07/24 | Live | CARRIER | DAY & NIGHT | Singlezone Non-Ducted, Ceiling Placement | 210857433 |  | HRCU-A-CB-O | DLCSRBH09AAK | Mini-Splits | DLFSOAH09XAK | 13 | 23 | 13.6 | 13 | 24 | 12.4 | TRUE | TRUE | TRUE | 9000 | 9800 | 2.35 | 11400 | 1.83
210857437 | 03/07/24 | Live | CARRIER | HEIL | Singlezone Non-Ducted, Ceiling Placement | 210857437 |  | HRCU-A-CB-O | DLCSRBH09AAK | Mini-Splits | DLFSOAH09XAK | 13 | 23 | 13.6 | 13 | 24 | 12.4 | TRUE | TRUE | TRUE | 9000 | 9800 | 2.35 | 11400 | 1.83
210857428 | 03/07/24 | Live | CARRIER | ARCOAIRE | Singlezone Non-Ducted, Ceiling Placement | 210857428 |  | HRCU-A-CB-O | DLCSRBH12AAK | Mini-Splits | DLFSOAH18XAK | 13 | 22 | 11.3 | 13 | 23 | 10 | TRUE | TRUE | TRUE | 12000 | 9500 | 2.49 | 11500 | 2.07
210857432 | 03/07/24 | Live | CARRIER | COMFORTMAKER | Singlezone Non-Ducted, Ceiling Placement | 210857432 |  | HRCU-A-CB-O | DLCSRBH12AAK | Mini-Splits | DLFSOAH18XAK | 13 | 22 | 11.3 | 13 | 23 | 10 | TRUE | TRUE | TRUE | 12000 | 9500 | 2.49 | 11500 | 2.07
210857452 | 03/07/24 | Live | CARRIER | MIDEA | Singlezone Non-Ducted, Ceiling Placement | 210857452 |  | HRCU-A-CB-O | DLCSRBH12AAK | Mini-Splits | DLFSOAH18XAK | 13 | 22 | 11.3 | 13 | 23 | 10 | TRUE | TRUE | TRUE | 12000 | 9500 | 2.49 | 11500 | 2.07
210857456 | 03/07/24 | Live | CARRIER | TEMPSTAR | Singlezone Non-Ducted, Ceiling Placement | 210857456 |  | HRCU-A-CB-O | DLCSRBH12AAK | Mini-Splits | DLFSOAH18XAK | 13 | 22 | 11.3 | 13 | 23 | 10 | TRUE | TRUE | TRUE | 12000 | 9500 | 2.49 | 11500 | 2.07
210857444 | 03/07/24 | Live | CARRIER | KEEPRITE | Singlezone Non-Ducted, Ceiling Placement | 210857444 |  | HRCU-A-CB-O | DLCSRBH12AAK | Mini-Splits | DLFSOAH18XAK | 13 | 22 | 11.3 | 13 | 23 | 10 | TRUE | TRUE | TRUE | 12000 | 9500 | 2.49 | 11500 | 2.07
210857448 | 03/07/24 | Live | CARRIER | KENMORE | Singlezone Non-Ducted, Ceiling Placement | 210857448 |  | HRCU-A-CB-O | DLCSRBH12AAK | Mini-Splits | DLFSOAH18XAK | 13 | 22 | 11.3 | 13 | 23 | 10 | TRUE | TRUE | TRUE | 12000 | 9500 | 2.49 | 11500 | 2.07
210857436 | 03/07/24 | Live | CARRIER | DAY & NIGHT | Singlezone Non-Ducted, Ceiling Placement | 210857436 |  | HRCU-A-CB-O | DLCSRBH12AAK | Mini-Splits | DLFSOAH18XAK | 13 | 22 | 11.3 | 13 | 23 | 10 | TRUE | TRUE | TRUE | 12000 | 9500 | 2.49 | 11500 | 2.07
210857440 | 03/07/24 | Live | CARRIER | HEIL | Singlezone Non-Ducted, Ceiling Placement | 210857440 |  | HRCU-A-CB-O | DLCSRBH12AAK | Mini-Splits | DLFSOAH18XAK | 13 | 22 | 11.3 | 13 | 23 | 10 | TRUE | TRUE | TRUE | 12000 | 9500 | 2.49 | 11500 | 2.07
210857464 | 03/07/24 | Live | CARRIER | AIRQUEST | Singlezone Non-Ducted, Ceiling Placement | 210857464 |  | HRCU-A-CB-O | DLCSRBH12AAK | Mini-Splits | DLFSOAH18XAK | 13 | 22 | 11.3 | 13 | 23 | 10 | TRUE | TRUE | TRUE | 12000 | 9500 | 2.49 | 11500 | 2.07
210857460 | 03/07/24 | Live | CARRIER | SMART COMFORT | Singlezone Non-Ducted, Ceiling Placement | 210857460 |  | HRCU-A-CB-O | DLCSRBH12AAK | Mini-Splits | DLFSOAH18XAK | 13 | 22 | 11.3 | 13 | 23 | 10 | TRUE | TRUE | TRUE | 12000 | 9500 | 2.49 | 11500 | 2.07
210857462 | 03/07/24 | Live | CARRIER | AIRQUEST | Singlezone Non-Ducted, Ceiling Placement | 210857462 |  | HRCU-A-CB-O | DLCSRBH06AAK | Mini-Splits | DLFSOAH09XAK | 14.5 | 22 | 10.6 | 14.5 | 22 | 10.8 | TRUE | TRUE | TRUE | 6500 | 5700 | 2.61 | 10000 | 2.4
210857442 | 03/07/24 | Live | CARRIER | KEEPRITE | Singlezone Non-Ducted, Ceiling Placement | 210857442 |  | HRCU-A-CB-O | DLCSRBH06AAK | Mini-Splits | DLFSOAH09XAK | 14.5 | 22 | 10.6 | 14.5 | 22 | 10.8 | TRUE | TRUE | TRUE | 6500 | 5700 | 2.61 | 10000 | 2.4
210857446 | 03/07/24 | Live | CARRIER | KENMORE | Singlezone Non-Ducted, Ceiling Placement | 210857446 |  | HRCU-A-CB-O | DLCSRBH06AAK | Mini-Splits | DLFSOAH09XAK | 14.5 | 22 | 10.6 | 14.5 | 22 | 10.8 | TRUE | TRUE | TRUE | 6500 | 5700 | 2.61 | 10000 | 2.4
210857458 | 03/07/24 | Live | CARRIER | SMART COMFORT | Singlezone Non-Ducted, Ceiling Placement | 210857458 |  | HRCU-A-CB-O | DLCSRBH06AAK | Mini-Splits | DLFSOAH09XAK | 14.5 | 22 | 10.6 | 14.5 | 22 | 10.8 | TRUE | TRUE | TRUE | 6500 | 5700 | 2.61 | 10000 | 2.4
210857454 | 03/07/24 | Live | CARRIER | TEMPSTAR | Singlezone Non-Ducted, Ceiling Placement | 210857454 |  | HRCU-A-CB-O | DLCSRBH06AAK | Mini-Splits | DLFSOAH09XAK | 14.5 | 22 | 10.6 | 14.5 | 22 | 10.8 | TRUE | TRUE | TRUE | 6500 | 5700 | 2.61 | 10000 | 2.4
210857450 | 03/07/24 | Live | CARRIER | MIDEA | Singlezone Non-Ducted, Ceiling Placement | 210857450 |  | HRCU-A-CB-O | DLCSRBH06AAK | Mini-Splits | DLFSOAH09XAK | 14.5 | 22 | 10.6 | 14.5 | 22 | 10.8 | TRUE | TRUE | TRUE | 6500 | 5700 | 2.61 | 10000 | 2.4
210857430 | 03/07/24 | Live | CARRIER | COMFORTMAKER | Singlezone Non-Ducted, Ceiling Placement | 210857430 |  | HRCU-A-CB-O | DLCSRBH06AAK | Mini-Splits | DLFSOAH09XAK | 14.5 | 22 | 10.6 | 14.5 | 22 | 10.8 | TRUE | TRUE | TRUE | 6500 | 5700 | 2.61 | 10000 | 2.4
210857438 | 03/07/24 | Live | CARRIER | HEIL | Singlezone Non-Ducted, Ceiling Placement | 210857438 |  | HRCU-A-CB-O | DLCSRBH06AAK | Mini-Splits | DLFSOAH09XAK | 14.5 | 22 | 10.6 | 14.5 | 22 | 10.8 | TRUE | TRUE | TRUE | 6500 | 5700 | 2.61 | 10000 | 2.4
210857434 | 03/07/24 | Live | CARRIER | DAY & NIGHT | Singlezone Non-Ducted, Ceiling Placement | 210857434 |  | HRCU-A-CB-O | DLCSRBH06AAK | Mini-Splits | DLFSOAH09XAK | 14.5 | 22 | 10.6 | 14.5 | 22 | 10.8 | TRUE | TRUE | TRUE | 6500 | 5700 | 2.61 | 10000 | 2.4
210857426 | 03/07/24 | Live | CARRIER | ARCOAIRE | Singlezone Non-Ducted, Ceiling Placement | 210857426 |  | HRCU-A-CB-O | DLCSRBH06AAK | Mini-Splits | DLFSOAH09XAK | 14.5 | 22 | 10.6 | 14.5 | 22 | 10.8 | TRUE | TRUE | TRUE | 6500 | 5700 | 2.61 | 10000 | 2.4
210857427 | 03/07/24 | Live | CARRIER | ARCOAIRE | Singlezone Non-Ducted, Ceiling Placement | 210857427 |  | HRCU-A-CB-O | DLCSRBH18AAK | Mini-Splits | DLFSOAH18XAK | 12.5 | 19.8 | 11.8 | 12.5 | 19.8 | 11.2 | TRUE | TRUE | TRUE | 16700 | 14500 | 2.4 | 18800 | 2.04
210857435 | 03/07/24 | Live | CARRIER | DAY & NIGHT | Singlezone Non-Ducted, Ceiling Placement | 210857435 |  | HRCU-A-CB-O | DLCSRBH18AAK | Mini-Splits | DLFSOAH18XAK | 12.5 | 19.8 | 11.8 | 12.5 | 19.8 | 11.2 | TRUE | TRUE | TRUE | 16700 | 14500 | 2.4 | 18800 | 2.04
210857439 | 03/07/24 | Live | CARRIER | HEIL | Singlezone Non-Ducted, Ceiling Placement | 210857439 |  | HRCU-A-CB-O | DLCSRBH18AAK | Mini-Splits | DLFSOAH18XAK | 12.5 | 19.8 | 11.8 | 12.5 | 19.8 | 11.2 | TRUE | TRUE | TRUE | 16700 | 14500 | 2.4 | 18800 | 2.04
210857431 | 03/07/24 | Live | CARRIER | COMFORTMAKER | Singlezone Non-Ducted, Ceiling Placement | 210857431 |  | HRCU-A-CB-O | DLCSRBH18AAK | Mini-Splits | DLFSOAH18XAK | 12.5 | 19.8 | 11.8 | 12.5 | 19.8 | 11.2 | TRUE | TRUE | TRUE | 16700 | 14500 | 2.4 | 18800 | 2.04
210857451 | 03/07/24 | Live | CARRIER | MIDEA | Singlezone Non-Ducted, Ceiling Placement | 210857451 |  | HRCU-A-CB-O | DLCSRBH18AAK | Mini-Splits | DLFSOAH18XAK | 12.5 | 19.8 | 11.8 | 12.5 | 19.8 | 11.2 | TRUE | TRUE | TRUE | 16700 | 14500 | 2.4 | 18800 | 2.04
210857455 | 03/07/24 | Live | CARRIER | TEMPSTAR | Singlezone Non-Ducted, Ceiling Placement | 210857455 |  | HRCU-A-CB-O | DLCSRBH18AAK | Mini-Splits | DLFSOAH18XAK | 12.5 | 19.8 | 11.8 | 12.5 | 19.8 | 11.2 | TRUE | TRUE | TRUE | 16700 | 14500 | 2.4 | 18800 | 2.04
210857459 | 03/07/24 | Live | CARRIER | SMART COMFORT | Singlezone Non-Ducted, Ceiling Placement | 210857459 |  | HRCU-A-CB-O | DLCSRBH18AAK | Mini-Splits | DLFSOAH18XAK | 12.5 | 19.8 | 11.8 | 12.5 | 19.8 | 11.2 | TRUE | TRUE | TRUE | 16700 | 14500 | 2.4 | 18800 | 2.04
210857447 | 03/07/24 | Live | CARRIER | KENMORE | Singlezone Non-Ducted, Ceiling Placement | 210857447 |  | HRCU-A-CB-O | DLCSRBH18AAK | Mini-Splits | DLFSOAH18XAK | 12.5 | 19.8 | 11.8 | 12.5 | 19.8 | 11.2 | TRUE | TRUE | TRUE | 16700 | 14500 | 2.4 | 18800 | 2.04
210857443 | 03/07/24 | Live | CARRIER | KEEPRITE | Singlezone Non-Ducted, Ceiling Placement | 210857443 |  | HRCU-A-CB-O | DLCSRBH18AAK | Mini-Splits | DLFSOAH18XAK | 12.5 | 19.8 | 11.8 | 12.5 | 19.8 | 11.2 | TRUE | TRUE | TRUE | 16700 | 14500 | 2.4 | 18800 | 2.04
210857463 | 03/07/24 | Live | CARRIER | AIRQUEST | Singlezone Non-Ducted, Ceiling Placement | 210857463 |  | HRCU-A-CB-O | DLCSRBH18AAK | Mini-Splits | DLFSOAH18XAK | 12.5 | 19.8 | 11.8 | 12.5 | 19.8 | 11.2 | TRUE | TRUE | TRUE | 16700 | 14500 | 2.4 | 18800 | 2.04
211756583 | 03/07/24 | Live | CARRIER | LPS LEGACY | Singlezone Non-Ducted, Wall Placement | 211756583 |  | HRCU-A-CB-O | DLCSRBH12AAK | Mini-Splits | DLFSHCH12XAK | 14 | 25.5 | 13 | 14 | 25.5 | 10.4 | TRUE | TRUE | TRUE | 12000 | 10000 | 2.4 | 13112 | 2.11
211756603 | 03/07/24 | Live | CARRIER | LPS LEGACY | Singlezone Non-Ducted, Wall Placement | 211756603 |  | HRCU-A-CB-O | DLCSRBH18AAK | Mini-Splits | DLFSHCH18XAK | 12.5 | 21.5 | 13 | 12.5 | 21.5 | 11.3 | TRUE | TRUE | TRUE | 18000 | 15000 | 2.35 | 19200 | 1.99
211756584 | 03/07/24 | Live | CARRIER | LPS LEGACY | Singlezone Non-Ducted, Wall Placement | 211756584 |  | HRCU-A-CB-O | DLCSRBH24AAK | Mini-Splits | DLFSHCH24XAK | 13 | 21.5 | 12 | 13 | 21.5 | 11.4 | TRUE | TRUE | TRUE | 24000 | 21200 | 2.88 | 24485 | 1.98
211756600 | 03/07/24 | Live | CARRIER | LPS LEGACY | Singlezone Non-Ducted, Wall Placement | 211756600 |  | HRCU-A-CB-O | DLCSRBH06AAK | Mini-Splits | DLFSHCH06XAK | 15.8 | 26.5 | 14 | 15.8 | 26.5 | 13.6 | TRUE | TRUE | TRUE | 6000 | 8500 | 2.9 | 10041 | 2.45
211756559 | 03/07/24 | Live | CARRIER | LPS LEGACY | Singlezone Non-Ducted, Wall Placement | 211756559 |  | HRCU-A-CB-O | DLCLRCH48AAK | Mini-Splits | DLFLFAH48XAK | 9.3 | 18 | 11 | 9.3 | 18.9 | 10 | TRUE | TRUE | TRUE | 48000 | 29000 | 2.37 | 36000 | 2.26
211756556 | 03/07/24 | Live | CARRIER | LPS LEGACY | Singlezone Non-Ducted, Wall Placement | 211756556 |  | HRCU-A-CB-O | DLCLRCH48AAK | Mini-Splits | DLFLCBH48XAK | 9.5 | 17.8 | 11.5 | 9.5 | 18.5 | 9.8 | FALSE | FALSE | TRUE | 48000 | 30000 | 2.34 | 39000 | 2.05
211756560 | 03/07/24 | Live | CARRIER | LPS LEGACY | Singlezone Non-Ducted, Wall Placement | 211756560 |  | HRCU-A-CB-O | DLCSRBH24AAK | Mini-Splits | DLFSCBH24XAK | 11 | 20.2 | 11.6 | 11 | 20.5 | 11.5 | FALSE | FALSE | TRUE | 24000 | 21000 | 2.64 | 24000 | 2.17
211756591 | 03/07/24 | Live | CARRIER | LPS LEGACY | Singlezone Non-Ducted, Wall Placement | 211756591 |  | HRCU-A-CB-O | DLCSRBH12AAK | Mini-Splits | DLFSFBH12XAK | 13.3 | 23 | 11.8 | 13.3 | 24.2 | 10.7 | TRUE | TRUE | TRUE | 12000 | 10200 | 2.72 | 12800 | 2.33
211756589 | 03/07/24 | Live | CARRIER | LPS LEGACY | Singlezone Ducted, Compact Ducted | 211756589 |  | HRCU-A-CB | DLCLRCH48AAK | Mini-Splits | DLFLDAH48XHK | 8.8 | 15.2 | 9.7 | 8.8 | 15.2 | 9.7 | TRUE | TRUE | FALSE | 48000 | 35000 | 2.36 | 40000 | 2.14
211756587 | 03/07/24 | Live | CARRIER | LPS LEGACY | Singlezone Ducted, Compact Ducted | 211756587 |  | HRCU-A-CB | DLCSRBH09AAK | Mini-Splits | DLFSDAH09XHK | 13.6 | 20.5 | 10 | 13.6 | 20.5 | 10 | TRUE | TRUE | TRUE | 9000 | 8600 | 2.29 | 12000 | 2.24
211756588 | 03/07/24 | Live | CARRIER | LPS LEGACY | Singlezone Ducted, Compact Ducted | 211756588 |  | HRCU-A-CB | DLCSRBH12AAK | Mini-Splits | DLFSDAH12XHK | 12 | 20 | 9.5 | 12 | 20 | 9.5 | TRUE | TRUE | TRUE | 12000 | 9700 | 2.58 | 12200 | 2.22
211756592 | 03/07/24 | Live | CARRIER | LPS LEGACY | Singlezone Non-Ducted, Ceiling Placement | 211756592 |  | HRCU-A-CB-O | DLCSRBH09AAK | Mini-Splits | DLFSOAH09XAK | 13 | 23 | 13.6 | 13 | 24 | 12.4 | TRUE | TRUE | TRUE | 9000 | 9800 | 2.35 | 11400 | 1.83
211756595 | 03/07/24 | Live | CARRIER | LPS LEGACY | Singlezone Non-Ducted, Ceiling Placement | 211756595 |  | HRCU-A-CB-O | DLCSRBH12AAK | Mini-Splits | DLFSOAH18XAK | 13 | 22 | 11.3 | 13 | 23 | 10 | TRUE | TRUE | TRUE | 12000 | 9500 | 2.49 | 11500 | 2.07
211756593 | 03/07/24 | Live | CARRIER | LPS LEGACY | Singlezone Non-Ducted, Ceiling Placement | 211756593 |  | HRCU-A-CB-O | DLCSRBH06AAK | Mini-Splits | DLFSOAH09XAK | 14.5 | 22 | 10.6 | 14.5 | 22 | 10.8 | TRUE | TRUE | TRUE | 6500 | 5700 | 2.61 | 10000 | 2.4
211756594 | 03/07/24 | Live | CARRIER | LPS LEGACY | Singlezone Non-Ducted, Ceiling Placement | 211756594 |  | HRCU-A-CB-O | DLCSRBH18AAK | Mini-Splits | DLFSOAH18XAK | 12.5 | 19.8 | 11.8 | 12.5 | 19.8 | 11.2 | TRUE | TRUE | TRUE | 16700 | 14500 | 2.4 | 18800 | 2.04
211756651 | 03/07/24 | Live | CARRIER | LPS LEGACY | Singlezone Ducted, Centrally Ducted | 211756651 |  | HRCU-A-CB | DLCURAH60ABK |  | DLFUAAH60XAK | 9 | 16.4 | 10.5 | 8.8 | 15.3 | 9.4 | TRUE | TRUE | FALSE | 55000 | 42000 | 2.6 | 52500 | 2.3
210025741 | 03/07/24 | Live | CARRIER | ARCOAIRE | Singlezone Ducted, Centrally Ducted | 210025741 |  | HRCU-A-CB | DLCURAH60ABK |  | DLFUAAH60XAK | 9 | 16.4 | 10.5 | 8.8 | 15.3 | 9.4 | TRUE | TRUE | FALSE | 55000 | 42000 | 2.6 | 52500 | 2.3
210025742 | 03/07/24 | Live | CARRIER | COMFORTMAKER | Singlezone Ducted, Centrally Ducted | 210025742 |  | HRCU-A-CB | DLCURAH60ABK |  | DLFUAAH60XAK | 9 | 16.4 | 10.5 | 8.8 | 15.3 | 9.4 | TRUE | TRUE | FALSE | 55000 | 42000 | 2.6 | 52500 | 2.3
210025743 | 03/07/24 | Live | CARRIER | DAY & NIGHT | Singlezone Ducted, Centrally Ducted | 210025743 |  | HRCU-A-CB | DLCURAH60ABK |  | DLFUAAH60XAK | 9 | 16.4 | 10.5 | 8.8 | 15.3 | 9.4 | TRUE | TRUE | FALSE | 55000 | 42000 | 2.6 | 52500 | 2.3
210025744 | 03/07/24 | Live | CARRIER | HEIL | Singlezone Ducted, Centrally Ducted | 210025744 |  | HRCU-A-CB | DLCURAH60ABK |  | DLFUAAH60XAK | 9 | 16.4 | 10.5 | 8.8 | 15.3 | 9.4 | TRUE | TRUE | FALSE | 55000 | 42000 | 2.6 | 52500 | 2.3
210025745 | 03/07/24 | Live | CARRIER | KEEPRITE | Singlezone Ducted, Centrally Ducted | 210025745 |  | HRCU-A-CB | DLCURAH60ABK |  | DLFUAAH60XAK | 9 | 16.4 | 10.5 | 8.8 | 15.3 | 9.4 | TRUE | TRUE | FALSE | 55000 | 42000 | 2.6 | 52500 | 2.3
210025746 | 03/07/24 | Live | CARRIER | KENMORE | Singlezone Ducted, Centrally Ducted | 210025746 |  | HRCU-A-CB | DLCURAH60ABK |  | DLFUAAH60XAK | 9 | 16.4 | 10.5 | 8.8 | 15.3 | 9.4 | TRUE | TRUE | FALSE | 55000 | 42000 | 2.6 | 52500 | 2.3
210025747 | 03/07/24 | Live | CARRIER | MIDEA | Singlezone Ducted, Centrally Ducted | 210025747 |  | HRCU-A-CB | DLCURAH60ABK |  | DLFUAAH60XAK | 9 | 16.4 | 10.5 | 8.8 | 15.3 | 9.4 | TRUE | TRUE | FALSE | 55000 | 42000 | 2.6 | 52500 | 2.3
210025748 | 03/07/24 | Live | CARRIER | TEMPSTAR | Singlezone Ducted, Centrally Ducted | 210025748 |  | HRCU-A-CB | DLCURAH60ABK |  | DLFUAAH60XAK | 9 | 16.4 | 10.5 | 8.8 | 15.3 | 9.4 | TRUE | TRUE | FALSE | 55000 | 42000 | 2.6 | 52500 | 2.3
210025749 | 03/07/24 | Live | CARRIER | SMART COMFORT | Singlezone Ducted, Centrally Ducted | 210025749 |  | HRCU-A-CB | DLCURAH60ABK |  | DLFUAAH60XAK | 9 | 16.4 | 10.5 | 8.8 | 15.3 | 9.4 | TRUE | TRUE | FALSE | 55000 | 42000 | 2.6 | 52500 | 2.3
210025750 | 03/07/24 | Live | CARRIER | AIRQUEST | Singlezone Ducted, Centrally Ducted | 210025750 |  | HRCU-A-CB | DLCURAH60ABK |  | DLFUAAH60XAK | 9 | 16.4 | 10.5 | 8.8 | 15.3 | 9.4 | TRUE | TRUE | FALSE | 55000 | 42000 | 2.6 | 52500 | 2.3
207614972 | 03/07/24 | Live | CARRIER | MIDEA | Singlezone Non-Ducted, Wall Placement | 207614972 |  | HRCU-A-CB-O | DLCPRBH12AAK | Mini-Splits | DLFPHBH12XAK | 13.8 | 30 | 13.6 | 14 | 25.3 | 11.7 | TRUE | TRUE | TRUE | 12000 | 10400 | 2.27 | 17087 | 2.21
207614971 | 03/07/24 | Live | CARRIER | MIDEA | Singlezone Non-Ducted, Wall Placement | 207614971 |  | HRCU-A-CB-O | DLCPRBH09AAK | Mini-Splits | DLFPHBH09XAK | 16 | 40.5 | 14.6 | 16 | 27 | 17.5 | TRUE | TRUE | TRUE | 9000 | 10400 | 2.27 | 17087 | 2.21
213369643 | 10/23/23 | Live | Lennox Industries | ADP | Singlezone Ducted, Centrally Ducted | 213369643 |  | HRCU-A-C | MOD30U-30HFN1-MR0(X) | Ducted Indoor Units | *G32936+TD |  |  |  | 10 | 15.2 | 9.2 | FALSE | FALSE | TRUE | 29000 | 21600 | 2.1 | 26000 | 2.28
213369642 | 10/23/23 | Live | Lennox Industries | ADP | Singlezone Ducted, Centrally Ducted | 213369642 |  | HRCU-A-C | MOD30U-30HFN1-MR0(X) | Ducted Indoor Units | *E31930+TD |  |  |  | 10 | 15.2 | 9.05 | FALSE | FALSE | TRUE | 28600 | 21400 | 2.1 | 26000 | 2.28
211468638 | 05/11/23 | Live | CARRIER | PAYNE HEATING AND COOLING | Singlezone Ducted, Centrally Ducted | 211468638 |  | HRCU-A-CB | 38MURAQ36AB3* | Ducted Indoor Units | PF4MN*B36L* |  |  |  | 9.5 | 15 | 8 | FALSE | FALSE | FALSE | 36200 | 29400 | 2.34 | 29730 | 2.45
211468637 | 05/11/23 | Live | CARRIER | BRYANT HEATING AND COOLING SYSTEMS | Singlezone Ducted, Centrally Ducted | 211468637 |  | HRCU-A-CB | 38MURAQ36AB3* | Ducted Indoor Units | PF4MN*B36L* |  |  |  | 9.5 | 15 | 8 | FALSE | FALSE | FALSE | 36200 | 29400 | 2.34 | 29730 | 2.45
211468636 | 05/11/23 | Live | CARRIER | CARRIER | Singlezone Ducted, Centrally Ducted | 211468636 |  | HRCU-A-CB | 38MURAQ36AB3* | Ducted Indoor Units | PF4MN*B36L* |  |  |  | 9.5 | 15 | 8 | FALSE | FALSE | FALSE | 36200 | 29400 | 2.34 | 29730 | 2.45
211230936 | 05/11/23 | Live | CARRIER | GRANDAIRE | Singlezone Ducted, Centrally Ducted | 211230936 |  | HRCU-A-CB | WDLCURAH36ABK | Ducted Indoor Units | WAXL484A* |  |  |  | 10 | 16 | 8.5 | FALSE | FALSE | TRUE | 36800 | 29000 | 2.46 | 29330 | 2.57
211230935 | 05/11/23 | Live | CARRIER | TEMPSTAR | Singlezone Ducted, Centrally Ducted | 211230935 |  | HRCU-A-CB | DLCURAH36ABK | Ducted Indoor Units | FXM4X48**AL |  |  |  | 10 | 16 | 8.5 | FALSE | FALSE | TRUE | 36800 | 29000 | 2.46 | 29330 | 2.57
211230934 | 05/11/23 | Live | CARRIER | SMART COMFORT | Singlezone Ducted, Centrally Ducted | 211230934 |  | HRCU-A-CB | DLCURAH36ABK | Ducted Indoor Units | FXM4X48**AL |  |  |  | 10 | 16 | 8.5 | FALSE | FALSE | TRUE | 36800 | 29000 | 2.46 | 29330 | 2.57
211230933 | 05/11/23 | Live | CARRIER | KEEPRITE | Singlezone Ducted, Centrally Ducted | 211230933 |  | HRCU-A-CB | DLCURAH36ABK | Ducted Indoor Units | FXM4X48**AL |  |  |  | 10 | 16 | 8.5 | FALSE | FALSE | TRUE | 36800 | 29000 | 2.46 | 29330 | 2.57
211230932 | 05/11/23 | Live | CARRIER | HEIL | Singlezone Ducted, Centrally Ducted | 211230932 |  | HRCU-A-CB | DLCURAH36ABK | Ducted Indoor Units | FXM4X48**AL |  |  |  | 10 | 16 | 8.5 | FALSE | FALSE | TRUE | 36800 | 29000 | 2.46 | 29330 | 2.57
211230931 | 05/11/23 | Live | CARRIER | DAY & NIGHT | Singlezone Ducted, Centrally Ducted | 211230931 |  | HRCU-A-CB | DLCURAH36ABK | Ducted Indoor Units | FXM4X48**AL |  |  |  | 10 | 16 | 8.5 | FALSE | FALSE | TRUE | 36800 | 29000 | 2.46 | 29330 | 2.57
211230930 | 05/11/23 | Live | CARRIER | COMFORTMAKER | Singlezone Ducted, Centrally Ducted | 211230930 |  | HRCU-A-CB | DLCURAH36ABK | Ducted Indoor Units | FXM4X48**AL |  |  |  | 10 | 16 | 8.5 | FALSE | FALSE | TRUE | 36800 | 29000 | 2.46 | 29330 | 2.57
211230929 | 05/11/23 | Live | CARRIER | ARCOAIRE | Singlezone Ducted, Centrally Ducted | 211230929 |  | HRCU-A-CB | DLCURAH36ABK | Ducted Indoor Units | FXM4X48**AL |  |  |  | 10 | 16 | 8.5 | FALSE | FALSE | TRUE | 36800 | 29000 | 2.46 | 29330 | 2.57
211230928 | 05/11/23 | Live | CARRIER | AIRQUEST | Singlezone Ducted, Centrally Ducted | 211230928 |  | HRCU-A-CB | DLCURAH36ABK | Ducted Indoor Units | FXM4X48**AL |  |  |  | 10 | 16 | 8.5 | FALSE | FALSE | TRUE | 36800 | 29000 | 2.46 | 29330 | 2.57
211230927 | 05/11/23 | Live | CARRIER | PAYNE HEATING AND COOLING | Singlezone Ducted, Centrally Ducted | 211230927 |  | HRCU-A-CB | 38MURAQ36AB3* | Ducted Indoor Units | PF4MNB049L |  |  |  | 10 | 16 | 8.5 | FALSE | FALSE | TRUE | 36800 | 29000 | 2.46 | 29330 | 2.57
211230926 | 05/11/23 | Live | CARRIER | BRYANT HEATING AND COOLING SYSTEMS | Singlezone Ducted, Centrally Ducted | 211230926 |  | HRCU-A-CB | 38MURAQ36AB3* | Ducted Indoor Units | FX4DN(B,F)049L |  |  |  | 10 | 16 | 8.5 | FALSE | FALSE | TRUE | 36800 | 29000 | 2.46 | 29330 | 2.57
211230925 | 05/11/23 | Live | CARRIER | GRANDAIRE | Singlezone Ducted, Centrally Ducted | 211230925 |  | HRCU-A-CB | WDLCURAH36ABK | Ducted Indoor Units | WAXL424A* |  |  |  | 10 | 16 | 8.1 | FALSE | FALSE | TRUE | 36000 | 29000 | 2.34 | 29330 | 2.45
211230924 | 05/11/23 | Live | CARRIER | TEMPSTAR | Singlezone Ducted, Centrally Ducted | 211230924 |  | HRCU-A-CB | DLCURAH36ABK | Ducted Indoor Units | FXM4X42**AL |  |  |  | 10 | 16 | 8.1 | FALSE | FALSE | TRUE | 36000 | 29000 | 2.34 | 29330 | 2.45
211230923 | 05/11/23 | Live | CARRIER | SMART COMFORT | Singlezone Ducted, Centrally Ducted | 211230923 |  | HRCU-A-CB | DLCURAH36ABK | Ducted Indoor Units | FXM4X42**AL |  |  |  | 10 | 16 | 8.1 | FALSE | FALSE | TRUE | 36000 | 29000 | 2.34 | 29330 | 2.45
211230922 | 05/11/23 | Live | CARRIER | KEEPRITE | Singlezone Ducted, Centrally Ducted | 211230922 |  | HRCU-A-CB | DLCURAH36ABK | Ducted Indoor Units | FXM4X42**AL |  |  |  | 10 | 16 | 8.1 | FALSE | FALSE | TRUE | 36000 | 29000 | 2.34 | 29330 | 2.45
211230921 | 05/11/23 | Live | CARRIER | HEIL | Singlezone Ducted, Centrally Ducted | 211230921 |  | HRCU-A-CB | DLCURAH36ABK | Ducted Indoor Units | FXM4X42**AL |  |  |  | 10 | 16 | 8.1 | FALSE | FALSE | TRUE | 36000 | 29000 | 2.34 | 29330 | 2.45
211230920 | 05/11/23 | Live | CARRIER | DAY & NIGHT | Singlezone Ducted, Centrally Ducted | 211230920 |  | HRCU-A-CB | DLCURAH36ABK | Ducted Indoor Units | FXM4X42**AL |  |  |  | 10 | 16 | 8.1 | FALSE | FALSE | TRUE | 36000 | 29000 | 2.34 | 29330 | 2.45
211230919 | 05/11/23 | Live | CARRIER | COMFORTMAKER | Singlezone Ducted, Centrally Ducted | 211230919 |  | HRCU-A-CB | DLCURAH36ABK | Ducted Indoor Units | FXM4X42**AL |  |  |  | 10 | 16 | 8.1 | FALSE | FALSE | TRUE | 36000 | 29000 | 2.34 | 29330 | 2.45
211230918 | 05/11/23 | Live | CARRIER | ARCOAIRE | Singlezone Ducted, Centrally Ducted | 211230918 |  | HRCU-A-CB | DLCURAH36ABK | Ducted Indoor Units | FXM4X42**AL |  |  |  | 10 | 16 | 8.1 | FALSE | FALSE | TRUE | 36000 | 29000 | 2.34 | 29330 | 2.45
211230917 | 05/11/23 | Live | CARRIER | AIRQUEST | Singlezone Ducted, Centrally Ducted | 211230917 |  | HRCU-A-CB | DLCURAH36ABK | Ducted Indoor Units | FXM4X42**AL |  |  |  | 10 | 16 | 8.1 | FALSE | FALSE | TRUE | 36000 | 29000 | 2.34 | 29330 | 2.45
211230916 | 05/11/23 | Live | CARRIER | PAYNE HEATING AND COOLING | Singlezone Ducted, Centrally Ducted | 211230916 |  | HRCU-A-CB | 38MURAQ36AB3* | Ducted Indoor Units | PF4MNB043L |  |  |  | 10 | 16 | 8.1 | FALSE | FALSE | TRUE | 36000 | 29000 | 2.34 | 29330 | 2.45
211230915 | 05/11/23 | Live | CARRIER | BRYANT HEATING AND COOLING SYSTEMS | Singlezone Ducted, Centrally Ducted | 211230915 |  | HRCU-A-CB | 38MURAQ36AB3* | Ducted Indoor Units | FX4DN(B,F)043L |  |  |  | 10 | 16 | 8.1 | FALSE | FALSE | TRUE | 36000 | 29000 | 2.34 | 29330 | 2.45
211230903 | 05/11/23 | Live | CARRIER | TEMPSTAR | Singlezone Ducted, Centrally Ducted | 211230903 |  | HRCU-A-CB | DLCURAH36ABK | Ducted Indoor Units | FVM4X48***L |  |  |  | 10 | 17 | 8.5 | FALSE | FALSE | TRUE | 36200 | 28600 | 2.44 | 28920 | 2.55
211230902 | 05/11/23 | Live | CARRIER | SMART COMFORT | Singlezone Ducted, Centrally Ducted | 211230902 |  | HRCU-A-CB | DLCURAH36ABK | Ducted Indoor Units | FVM4X48***L |  |  |  | 10 | 17 | 8.5 | FALSE | FALSE | TRUE | 36200 | 28600 | 2.44 | 28920 | 2.55
211230901 | 05/11/23 | Live | CARRIER | KEEPRITE | Singlezone Ducted, Centrally Ducted | 211230901 |  | HRCU-A-CB | DLCURAH36ABK | Ducted Indoor Units | FVM4X48***L |  |  |  | 10 | 17 | 8.5 | FALSE | FALSE | TRUE | 36200 | 28600 | 2.44 | 28920 | 2.55
211230900 | 05/11/23 | Live | CARRIER | HEIL | Singlezone Ducted, Centrally Ducted | 211230900 |  | HRCU-A-CB | DLCURAH36ABK | Ducted Indoor Units | FVM4X48***L |  |  |  | 10 | 17 | 8.5 | FALSE | FALSE | TRUE | 36200 | 28600 | 2.44 | 28920 | 2.55
211230899 | 05/11/23 | Live | CARRIER | DAY & NIGHT | Singlezone Ducted, Centrally Ducted | 211230899 |  | HRCU-A-CB | DLCURAH36ABK | Ducted Indoor Units | FVM4X48***L |  |  |  | 10 | 17 | 8.5 | FALSE | FALSE | TRUE | 36200 | 28600 | 2.44 | 28920 | 2.55
211230898 | 05/11/23 | Live | CARRIER | COMFORTMAKER | Singlezone Ducted, Centrally Ducted | 211230898 |  | HRCU-A-CB | DLCURAH36ABK | Ducted Indoor Units | FVM4X48***L |  |  |  | 10 | 17 | 8.5 | FALSE | FALSE | TRUE | 36200 | 28600 | 2.44 | 28920 | 2.55
211230897 | 05/11/23 | Live | CARRIER | ARCOAIRE | Singlezone Ducted, Centrally Ducted | 211230897 |  | HRCU-A-CB | DLCURAH36ABK | Ducted Indoor Units | FVM4X48***L |  |  |  | 10 | 17 | 8.5 | FALSE | FALSE | TRUE | 36200 | 28600 | 2.44 | 28920 | 2.55
211230896 | 05/11/23 | Live | CARRIER | AIRQUEST | Singlezone Ducted, Centrally Ducted | 211230896 |  | HRCU-A-CB | DLCURAH36ABK | Ducted Indoor Units | FVM4X48***L |  |  |  | 10 | 17 | 8.5 | FALSE | FALSE | TRUE | 36200 | 28600 | 2.44 | 28920 | 2.55
211230895 | 05/11/23 | Live | CARRIER | PAYNE HEATING AND COOLING | Singlezone Ducted, Centrally Ducted | 211230895 |  | HRCU-A-CB | 38MURAQ36AB3* | Ducted Indoor Units | FV4CN(B,F)005L |  |  |  | 10 | 17 | 8.5 | FALSE | FALSE | TRUE | 36200 | 28600 | 2.44 | 28920 | 2.55
211230894 | 05/11/23 | Live | CARRIER | BRYANT HEATING AND COOLING SYSTEMS | Singlezone Ducted, Centrally Ducted | 211230894 |  | HRCU-A-CB | 38MURAQ36AB3* | Ducted Indoor Units | FV4CN(B,F)005L |  |  |  | 10 | 17 | 8.5 | FALSE | FALSE | TRUE | 36200 | 28600 | 2.44 | 28920 | 2.55
211230893 | 05/11/23 | Live | CARRIER | GRANDAIRE | Singlezone Ducted, Centrally Ducted | 211230893 |  | HRCU-A-CB | WDLCURAH36ABK | Ducted Indoor Units | FMA4X36**AL* |  |  |  | 10 | 17 | 8.1 | FALSE | FALSE | TRUE | 35800 | 29600 | 2.34 | 29930 | 2.45
211230892 | 05/11/23 | Live | CARRIER | TEMPSTAR | Singlezone Ducted, Centrally Ducted | 211230892 |  | HRCU-A-CB | DLCURAH36ABK | Ducted Indoor Units | FMA4X36**AL* |  |  |  | 10 | 17 | 8.1 | FALSE | FALSE | TRUE | 35800 | 29600 | 2.34 | 29930 | 2.45
211230891 | 05/11/23 | Live | CARRIER | SMART COMFORT | Singlezone Ducted, Centrally Ducted | 211230891 |  | HRCU-A-CB | DLCURAH36ABK | Ducted Indoor Units | FMA4X36**AL* |  |  |  | 10 | 17 | 8.1 | FALSE | FALSE | TRUE | 35800 | 29600 | 2.34 | 29930 | 2.45
211230890 | 05/11/23 | Live | CARRIER | KEEPRITE | Singlezone Ducted, Centrally Ducted | 211230890 |  | HRCU-A-CB | DLCURAH36ABK | Ducted Indoor Units | FMA4X36**AL* |  |  |  | 10 | 17 | 8.1 | FALSE | FALSE | TRUE | 35800 | 29600 | 2.34 | 29930 | 2.45
211230889 | 05/11/23 | Live | CARRIER | HEIL | Singlezone Ducted, Centrally Ducted | 211230889 |  | HRCU-A-CB | DLCURAH36ABK | Ducted Indoor Units | FMA4X36**AL* |  |  |  | 10 | 17 | 8.1 | FALSE | FALSE | TRUE | 35800 | 29600 | 2.34 | 29930 | 2.45
211230888 | 05/11/23 | Live | CARRIER | DAY & NIGHT | Singlezone Ducted, Centrally Ducted | 211230888 |  | HRCU-A-CB | DLCURAH36ABK | Ducted Indoor Units | FMA4X36**AL* |  |  |  | 10 | 17 | 8.1 | FALSE | FALSE | TRUE | 35800 | 29600 | 2.34 | 29930 | 2.45
211230887 | 05/11/23 | Live | CARRIER | COMFORTMAKER | Singlezone Ducted, Centrally Ducted | 211230887 |  | HRCU-A-CB | DLCURAH36ABK | Ducted Indoor Units | FMA4X36**AL* |  |  |  | 10 | 17 | 8.1 | FALSE | FALSE | TRUE | 35800 | 29600 | 2.34 | 29930 | 2.45
211230886 | 05/11/23 | Live | CARRIER | ARCOAIRE | Singlezone Ducted, Centrally Ducted | 211230886 |  | HRCU-A-CB | DLCURAH36ABK | Ducted Indoor Units | FMA4X36**AL* |  |  |  | 10 | 17 | 8.1 | FALSE | FALSE | TRUE | 35800 | 29600 | 2.34 | 29930 | 2.45
211230885 | 05/11/23 | Live | CARRIER | AIRQUEST | Singlezone Ducted, Centrally Ducted | 211230885 |  | HRCU-A-CB | DLCURAH36ABK | Ducted Indoor Units | FMA4X36**AL* |  |  |  | 10 | 17 | 8.1 | FALSE | FALSE | TRUE | 35800 | 29600 | 2.34 | 29930 | 2.45
211230884 | 05/11/23 | Live | CARRIER | PAYNE HEATING AND COOLING | Singlezone Ducted, Centrally Ducted | 211230884 |  | HRCU-A-CB | 38MURAQ36AB3* | Ducted Indoor Units | FMA4X36**AL* |  |  |  | 10 | 17 | 8.1 | FALSE | FALSE | TRUE | 35800 | 29600 | 2.34 | 29930 | 2.45
211230883 | 05/11/23 | Live | CARRIER | BRYANT HEATING AND COOLING SYSTEMS | Singlezone Ducted, Centrally Ducted | 211230883 |  | HRCU-A-CB | 38MURAQ36AB3* | Ducted Indoor Units | FMA4X36**AL* |  |  |  | 10 | 17 | 8.1 | FALSE | FALSE | TRUE | 35800 | 29600 | 2.34 | 29930 | 2.45
211230871 | 05/11/23 | Live | CARRIER | GRANDAIRE | Singlezone Ducted, Centrally Ducted | 211230871 |  | HRCU-A-CB | WDLCURAH36ABK | Ducted Indoor Units | FM(C,U)4Z36**AL* |  |  |  | 10 | 16.5 | 8.1 | FALSE | FALSE | TRUE | 36000 | 29600 | 2.32 | 29930 | 2.43
211230870 | 05/11/23 | Live | CARRIER | TEMPSTAR | Singlezone Ducted, Centrally Ducted | 211230870 |  | HRCU-A-CB | DLCURAH36ABK | Ducted Indoor Units | FM(C,U)4Z36**AL* |  |  |  | 10 | 16.5 | 8.1 | FALSE | FALSE | TRUE | 36000 | 29600 | 2.32 | 29930 | 2.43
211230869 | 05/11/23 | Live | CARRIER | SMART COMFORT | Singlezone Ducted, Centrally Ducted | 211230869 |  | HRCU-A-CB | DLCURAH36ABK | Ducted Indoor Units | FM(C,U)4Z36**AL* |  |  |  | 10 | 16.5 | 8.1 | FALSE | FALSE | TRUE | 36000 | 29600 | 2.32 | 29930 | 2.43
211230868 | 05/11/23 | Live | CARRIER | KEEPRITE | Singlezone Ducted, Centrally Ducted | 211230868 |  | HRCU-A-CB | DLCURAH36ABK | Ducted Indoor Units | FM(C,U)4Z36**AL* |  |  |  | 10 | 16.5 | 8.1 | FALSE | FALSE | TRUE | 36000 | 29600 | 2.32 | 29930 | 2.43
211230867 | 05/11/23 | Live | CARRIER | HEIL | Singlezone Ducted, Centrally Ducted | 211230867 |  | HRCU-A-CB | DLCURAH36ABK | Ducted Indoor Units | FM(C,U)4Z36**AL* |  |  |  | 10 | 16.5 | 8.1 | FALSE | FALSE | TRUE | 36000 | 29600 | 2.32 | 29930 | 2.43
211230866 | 05/11/23 | Live | CARRIER | DAY & NIGHT | Singlezone Ducted, Centrally Ducted | 211230866 |  | HRCU-A-CB | DLCURAH36ABK | Ducted Indoor Units | FM(C,U)4Z36**AL* |  |  |  | 10 | 16.5 | 8.1 | FALSE | FALSE | TRUE | 36000 | 29600 | 2.32 | 29930 | 2.43
211230865 | 05/11/23 | Live | CARRIER | COMFORTMAKER | Singlezone Ducted, Centrally Ducted | 211230865 |  | HRCU-A-CB | DLCURAH36ABK | Ducted Indoor Units | FM(C,U)4Z36**AL* |  |  |  | 10 | 16.5 | 8.1 | FALSE | FALSE | TRUE | 36000 | 29600 | 2.32 | 29930 | 2.43
211230864 | 05/11/23 | Live | CARRIER | ARCOAIRE | Singlezone Ducted, Centrally Ducted | 211230864 |  | HRCU-A-CB | DLCURAH36ABK | Ducted Indoor Units | FM(C,U)4Z36**AL* |  |  |  | 10 | 16.5 | 8.1 | FALSE | FALSE | TRUE | 36000 | 29600 | 2.32 | 29930 | 2.43
211230863 | 05/11/23 | Live | CARRIER | AIRQUEST | Singlezone Ducted, Centrally Ducted | 211230863 |  | HRCU-A-CB | DLCURAH36ABK | Ducted Indoor Units | FM(C,U)4Z36**AL* |  |  |  | 10 | 16.5 | 8.1 | FALSE | FALSE | TRUE | 36000 | 29600 | 2.32 | 29930 | 2.43
211230862 | 05/11/23 | Live | CARRIER | PAYNE HEATING AND COOLING | Singlezone Ducted, Centrally Ducted | 211230862 |  | HRCU-A-CB | 38MURAQ36AB3* | Ducted Indoor Units | FM(C,U)4Z36**AL* |  |  |  | 10 | 16.5 | 8.1 | FALSE | FALSE | TRUE | 36000 | 29600 | 2.32 | 29930 | 2.43
211230861 | 05/11/23 | Live | CARRIER | BRYANT HEATING AND COOLING SYSTEMS | Singlezone Ducted, Centrally Ducted | 211230861 |  | HRCU-A-CB | 38MURAQ36AB3* | Ducted Indoor Units | FM(C,U)4Z36**AL* |  |  |  | 10 | 16.5 | 8.1 | FALSE | FALSE | TRUE | 36000 | 29600 | 2.32 | 29930 | 2.43
212391377 | 04/11/24 | Live | Trane U.S. Inc. | TRANE | Singlezone Ducted, Centrally Ducted | 212391377 |  | HRCU-A-C | 4TWV7X60A1 | Ducted Indoor Units | TAMXB0C60V51 |  |  |  | 12 | 17 | 8.2 | TRUE | FALSE | TRUE | 53000 | 49000 | 2.08 | 50600 | 2.01
212391368 | 04/11/24 | Live | Trane U.S. Inc. | TRANE | Singlezone Ducted, Centrally Ducted | 212391368 |  | HRCU-A-C | 4TWV7X48A1 | Ducted Indoor Units | TAMXB0C60V51 |  |  |  | 12 | 17 | 8.5 | TRUE | FALSE | TRUE | 46000 | 35800 | 2.26 | 36100 | 2.23
212391375 | 04/11/24 | Live | Trane U.S. Inc. | TRANE | Singlezone Ducted, Centrally Ducted | 212391375 |  | HRCU-A-C | 4TWV7X48A1 | Ducted Indoor Units | TAMXB0C48V41 |  |  |  | 11.7 | 17 | 8.5 | TRUE | FALSE | TRUE | 45500 | 35600 | 2.28 | 35900 | 2.26
212391308 | 04/11/24 | Live | Trane U.S. Inc. | TRANE | Singlezone Ducted, Centrally Ducted | 212391308 |  | HRCU-A-C | 4TWV7X36A1 | Ducted Indoor Units | TAMXB0C36V31 |  |  |  | 12 | 17 | 8.5 | TRUE | FALSE | TRUE | 34600 | 25800 | 2.28 | 26100 | 2.26
212391468 | 04/11/24 | Live | Trane U.S. Inc. | TRANE | Singlezone Ducted, Centrally Ducted | 212391468 |  | HRCU-A-C | 4TWV7X36A1 | Ducted Indoor Units | TAMXB0B30V31 |  |  |  | 12 | 17 | 8.5 | TRUE | FALSE | TRUE | 34000 | 26200 | 2.31 | 26400 | 2.28
212391373 | 04/11/24 | Live | Trane U.S. Inc. | TRANE | Singlezone Ducted, Centrally Ducted | 212391373 |  | HRCU-A-C | 4TWV7X24A1 | Ducted Indoor Units | TAMXB0B30V31 |  |  |  | 12 | 17 | 8.5 | TRUE | FALSE | TRUE | 23800 | 17100 | 2.46 | 17100 | 2.44
212391565 | 04/11/24 | Live | Trane U.S. Inc. | AMERICAN STANDARD | Singlezone Ducted, Centrally Ducted | 212391565 |  | HRCU-A-C | 4A6V7X60A1 | Ducted Indoor Units | TAMXB0C60V51 |  |  |  | 12 | 17 | 8.2 | TRUE | FALSE | TRUE | 53000 | 49000 | 2.08 | 50600 | 2.01
212391555 | 04/11/24 | Live | Trane U.S. Inc. | AMERICAN STANDARD | Singlezone Ducted, Centrally Ducted | 212391555 |  | HRCU-A-C | 4A6V7X48A1 | Ducted Indoor Units | TAMXB0C60V51 |  |  |  | 12 | 17 | 8.5 | TRUE | FALSE | TRUE | 46000 | 35800 | 2.26 | 36100 | 2.23
212391376 | 04/11/24 | Live | Trane U.S. Inc. | AMERICAN STANDARD | Singlezone Ducted, Centrally Ducted | 212391376 |  | HRCU-A-C | 4A6V7X48A1 | Ducted Indoor Units | TAMXB0C48V41 |  |  |  | 11.7 | 17 | 8.5 | TRUE | FALSE | TRUE | 45500 | 35600 | 2.28 | 35900 | 2.26
212391374 | 04/11/24 | Live | Trane U.S. Inc. | AMERICAN STANDARD | Singlezone Ducted, Centrally Ducted | 212391374 |  | HRCU-A-C | 4A6V7X36A1 | Ducted Indoor Units | TAMXB0C36V31 |  |  |  | 12 | 17 | 8.5 | TRUE | FALSE | TRUE | 34600 | 25800 | 2.28 | 26100 | 2.26
212391566 | 04/11/24 | Live | Trane U.S. Inc. | AMERICAN STANDARD | Singlezone Ducted, Centrally Ducted | 212391566 |  | HRCU-A-C | 4A6V7X36A1 | Ducted Indoor Units | TAMXB0B30V31 |  |  |  | 12 | 17 | 8.5 | TRUE | FALSE | TRUE | 34000 | 26200 | 2.31 | 26400 | 2.28
212391564 | 04/11/24 | Live | Trane U.S. Inc. | AMERICAN STANDARD | Singlezone Ducted, Centrally Ducted | 212391564 |  | HRCU-A-C | 4A6V7X24A1 | Ducted Indoor Units | TAMXB0B30V31 |  |  |  | 12 | 17 | 8.5 | TRUE | FALSE | TRUE | 23800 | 17100 | 2.46 | 17100 | 2.44
214396769 | 04/10/24 | Live | Johnson Controls Inc. (York International Norman) | JOHNSON CONTROLS | Singlezone Ducted, Centrally Ducted | 214396769 |  | HRCU-A-CB | HH860E2S11 |  | CTF60D5CJS1+JME18D2SN1 |  |  |  | 11 | 19 | 8.5 | FALSE | FALSE | TRUE | 53000 | 37200 | 2.66 | 37200 | 2.66
214396768 | 04/10/24 | Live | Johnson Controls Inc. (York International Norman) | CHAMPION HEATING AND COOLING | Singlezone Ducted, Centrally Ducted | 214396768 |  | HRCU-A-CB | HH860E2S11 |  | CTF60D5CJS1+JME18D2SN1 |  |  |  | 11 | 19 | 8.5 | FALSE | FALSE | TRUE | 53000 | 37200 | 2.66 | 37200 | 2.66
214396767 | 04/10/24 | Live | Johnson Controls Inc. (York International Norman) | FRASER-JOHNSTON | Singlezone Ducted, Centrally Ducted | 214396767 |  | HRCU-A-CB | HH860E2S11 |  | CTF60D5CJS1+JME18D2SN1 |  |  |  | 11 | 19 | 8.5 | FALSE | FALSE | TRUE | 53000 | 37200 | 2.66 | 37200 | 2.66
214396766 | 04/10/24 | Live | Johnson Controls Inc. (York International Norman) | LUXAIRE | Singlezone Ducted, Centrally Ducted | 214396766 |  | HRCU-A-CB | HH860E2S11 |  | CTF60D5CJS1+JME18D2SN1 |  |  |  | 11 | 19 | 8.5 | FALSE | FALSE | TRUE | 53000 | 37200 | 2.66 | 37200 | 2.66
214396765 | 04/10/24 | Live | Johnson Controls Inc. (York International Norman) | COLEMAN | Singlezone Ducted, Centrally Ducted | 214396765 |  | HRCU-A-CB | HH860E2S11 |  | CTF60D5CJS1+JME18D2SN1 |  |  |  | 11 | 19 | 8.5 | FALSE | FALSE | TRUE | 53000 | 37200 | 2.66 | 37200 | 2.66
214396091 | 04/10/24 | Live | Johnson Controls Inc. (York International Norman) | YORK | Singlezone Ducted, Centrally Ducted | 214396091 |  | HRCU-A-CB | HH860E2S11 |  | CTF60D5CJS1+JME18D2SN1 |  |  |  | 11 | 19 | 8.5 | FALSE | FALSE | TRUE | 53000 | 37200 | 2.66 | 37200 | 2.66
214421555 | 04/10/24 | Live | Johnson Controls Inc. (York International Norman) | JOHNSON CONTROLS | Singlezone Ducted, Centrally Ducted | 214421555 |  | HRCU-A-CB | HH860E2S11 |  | CTM60D5CJS1+JMET18DS2N1 |  |  |  | 11 | 19 | 8.5 | FALSE | FALSE | TRUE | 52500 | 37200 | 2.64 | 37200 | 2.64
214421554 | 04/10/24 | Live | Johnson Controls Inc. (York International Norman) | CHAMPION HEATING AND COOLING | Singlezone Ducted, Centrally Ducted | 214421554 |  | HRCU-A-CB | HH860E2S11 |  | CTM60D5CJS1+JMET18DS2N1 |  |  |  | 11 | 19 | 8.5 | FALSE | FALSE | TRUE | 52500 | 37200 | 2.64 | 37200 | 2.64
214421553 | 04/10/24 | Live | Johnson Controls Inc. (York International Norman) | FRASER-JOHNSTON | Singlezone Ducted, Centrally Ducted | 214421553 |  | HRCU-A-CB | HH860E2S11 |  | CTM60D5CJS1+JMET18DS2N1 |  |  |  | 11 | 19 | 8.5 | FALSE | FALSE | TRUE | 52500 | 37200 | 2.64 | 37200 | 2.64
214421552 | 04/10/24 | Live | Johnson Controls Inc. (York International Norman) | LUXAIRE | Singlezone Ducted, Centrally Ducted | 214421552 |  | HRCU-A-CB | HH860E2S11 |  | CTM60D5CJS1+JMET18DS2N1 |  |  |  | 11 | 19 | 8.5 | FALSE | FALSE | TRUE | 52500 | 37200 | 2.64 | 37200 | 2.64
214396764 | 04/10/24 | Live | Johnson Controls Inc. (York International Norman) | JOHNSON CONTROLS | Singlezone Ducted, Centrally Ducted | 214396764 |  | HRCU-A-CB | HH860E2S11 |  | JHC60D5CH2SS1 |  |  |  | 12 | 19 | 8.5 | FALSE | FALSE | TRUE | 52500 | 36200 | 2.6 | 36200 | 2.6
214396763 | 04/10/24 | Live | Johnson Controls Inc. (York International Norman) | CHAMPION HEATING AND COOLING | Singlezone Ducted, Centrally Ducted | 214396763 |  | HRCU-A-CB | HH860E2S11 |  | JHC60D5CH2SS1 |  |  |  | 12 | 19 | 8.5 | FALSE | FALSE | TRUE | 52500 | 36200 | 2.6 | 36200 | 2.6
214396762 | 04/10/24 | Live | Johnson Controls Inc. (York International Norman) | FRASER-JOHNSTON | Singlezone Ducted, Centrally Ducted | 214396762 |  | HRCU-A-CB | HH860E2S11 |  | JHC60D5CH2SS1 |  |  |  | 12 | 19 | 8.5 | FALSE | FALSE | TRUE | 52500 | 36200 | 2.6 | 36200 | 2.6
214396761 | 04/10/24 | Live | Johnson Controls Inc. (York International Norman) | LUXAIRE | Singlezone Ducted, Centrally Ducted | 214396761 |  | HRCU-A-CB | HH860E2S11 |  | JHC60D5CH2SS1 |  |  |  | 12 | 19 | 8.5 | FALSE | FALSE | TRUE | 52500 | 36200 | 2.6 | 36200 | 2.6
214396760 | 04/10/24 | Live | Johnson Controls Inc. (York International Norman) | COLEMAN | Singlezone Ducted, Centrally Ducted | 214396760 |  | HRCU-A-CB | HH860E2S11 |  | JHC60D5CH2SS1 |  |  |  | 12 | 19 | 8.5 | FALSE | FALSE | TRUE | 52500 | 36200 | 2.6 | 36200 | 2.6
214396089 | 04/10/24 | Live | Johnson Controls Inc. (York International Norman) | YORK | Singlezone Ducted, Centrally Ducted | 214396089 |  | HRCU-A-CB | HH860E2S11 |  | JHC60D5CH2SS1 |  |  |  | 12 | 19 | 8.5 | FALSE | FALSE | TRUE | 52500 | 36200 | 2.6 | 36200 | 2.6
209832209 | 02/02/22 | Live | Mitsubishi Electric Trane | MITSUBISHI ELECTRIC | Singlezone Non-Ducted, Wall Placement | 209832209 |  | HRCU-A-CB-O | MUZ-GL24NA*** | Mini-Splits | MSZ-GL24NA*** | 12.5 | 20.5 | 10 | 12.5 | 20.4 | 10 | FALSE | FALSE | FALSE | 22400 | 16000 | 2.65 | 24600 | 2.19
209832256 | 01/20/21 | Live | Mitsubishi Electric Trane | MITSUBISHI ELECTRIC | Singlezone Non-Ducted, Wall Placement | 209832256 | 204629270 | HRCU-A-CB-O | NTXSST24A112A* | Mini-Splits | MSZ-GL24NA*** | 12.5 | 20.5 | 10 | 12.5 | 20.4 | 10 | FALSE | FALSE | FALSE | 22400 | 16000 | 2.65 | 24600 | 2.19
209832257 | 12/06/23 | Live | Mitsubishi Electric Trane | TRANE / MITSUBISHI ELECTRIC | Singlezone Non-Ducted, Wall Placement | 209832257 |  | HRCU-A-CB-O | NTXSST24A112A* | Mini-Splits | NAXWST24A112A* | 12.5 | 20.5 | 10 | 12.5 | 20.4 | 10 | FALSE | FALSE | FALSE | 22400 | 16000 | 2.65 | 24600 | 2.19
202373736 | 02/02/22 | Live | Mitsubishi Electric Trane | TRANE / MITSUBISHI ELECTRIC | Singlezone Non-Ducted, Wall Placement | 202373736 |  | HRCU-A-CB-O | NTXSST24A112A* | Mini-Splits | NTXWST24A112A* | 12.5 | 20.5 | 10 | 12.5 | 20.4 | 10 | FALSE | FALSE | FALSE | 22400 | 16000 | 2.65 | 24600 | 2.19
209832217 | 01/20/21 | Live | Mitsubishi Electric Trane | MITSUBISHI ELECTRIC | Singlezone Non-Ducted, Wall Placement | 209832217 |  | HRCU-A-CB-O | MUZ-GL24NA*** | Mini-Splits | NTXWST24A112A* | 12.5 | 20.5 | 10 | 12.5 | 20.4 | 10 | FALSE | FALSE | FALSE | 22400 | 16000 | 2.65 | 24600 | 2.19
207657359 | 01/27/23 | Live | Midea Electric Trading | KARDA | Multizone All Non-Ducted | 207657359 |  | HMSR-A-CB-O | 3KARDA18MZ2 | Non-Ducted Indoor Units |  | 12.5 | 21.5 | 10.6 | 12.5 | 21 | 10.2 | TRUE | FALSE | TRUE | 18000 | 14400 | 2.5 | 16000 | 2.23
207657362 | 01/27/23 | Live | Midea Electric Trading | KARDA | Multizone All Ducted | 207657362 |  | HMSV-A-CB | 3KARDA27MZ3 | Ducted Indoor Units |  | 11.2 | 21 | 10.2 | 11.7 | 21 | 9.2 | TRUE | FALSE | TRUE | 28000 | 22000 | 2.6 | 22600 | 2.25
207657363 | 01/27/23 | Live | Midea Electric Trading | KARDA | Multizone All Non-Ducted | 207657363 |  | HMSR-A-CB-O | 3KARDA27MZ3 | Non-Ducted Indoor Units |  | 12 | 22.5 | 10.2 | 12.2 | 23.5 | 9.2 | TRUE | FALSE | FALSE | 27000 | 20000 | 2.35 | 22600 | 2.25
207657368 | 02/01/23 | Live | Midea Electric Trading | KARDA | Multizone All Non-Ducted | 207657368 |  | HMSR-A-CB-O | 3KARDA48MZ5 | Non-Ducted Indoor Units |  | 11 | 21 | 10.5 | 11 | 21.1 | 9.5 | FALSE | FALSE | TRUE | 48000 | 36000 | 2.5 | 37000 | 2.17
207657366 | 02/01/23 | Live | Midea Electric Trading | KARDA | Multizone All Non-Ducted | 207657366 |  | HMSR-A-CB-O | 3KARDA36MZ4 | Non-Ducted Indoor Units |  | 10.5 | 21.8 | 11.5 | 10.6 | 23.1 | 9.6 | FALSE | FALSE | TRUE | 36000 | 26400 | 2.3 | 29600 | 2.09
207657347 | 01/27/23 | Live | Midea Electric Trading | PERFECTAIRE | Multizone All Non-Ducted | 207657347 |  | HMSR-A-CB-O | 3PAMSH18-MZO2 | Non-Ducted Indoor Units |  | 12.5 | 21.5 | 10.6 | 12.5 | 21 | 10.2 | TRUE | FALSE | TRUE | 18000 | 14400 | 2.5 | 16000 | 2.23
207657350 | 01/27/23 | Live | Midea Electric Trading | PERFECTAIRE | Multizone All Ducted | 207657350 |  | HMSV-A-CB | 3PAMSH27-MZO3 | Ducted Indoor Units |  | 11.2 | 21 | 10.2 | 11.7 | 21 | 9.2 | TRUE | FALSE | TRUE | 28000 | 22000 | 2.6 | 22600 | 2.25
207657351 | 01/27/23 | Live | Midea Electric Trading | PERFECTAIRE | Multizone All Non-Ducted | 207657351 |  | HMSR-A-CB-O | 3PAMSH27-MZO3 | Non-Ducted Indoor Units |  | 12 | 22.5 | 10.2 | 12.2 | 23.5 | 9.2 | TRUE | FALSE | FALSE | 27000 | 20000 | 2.35 | 22600 | 2.25
207657356 | 02/01/23 | Live | Midea Electric Trading | PERFECTAIRE | Multizone All Non-Ducted | 207657356 |  | HMSR-A-CB-O | 3PAMSH48-MZO5 | Non-Ducted Indoor Units |  | 11 | 21 | 10.5 | 11 | 21.1 | 9.5 | FALSE | FALSE | TRUE | 48000 | 36000 | 2.5 | 37000 | 2.17
207657354 | 02/01/23 | Live | Midea Electric Trading | PERFECTAIRE | Multizone All Non-Ducted | 207657354 |  | HMSR-A-CB-O | 3PAMSH36-MZO4 | Non-Ducted Indoor Units |  | 10.5 | 21.8 | 11.5 | 10.6 | 23.1 | 9.6 | FALSE | FALSE | TRUE | 36000 | 26400 | 2.3 | 29600 | 2.09
211253529 | 02/01/23 | Live | Midea Electric Trading | PERFECTAIRE | Multizone All Non-Ducted | 211253529 |  | HMSR-A-CB-O | 3PAMSH55-MZO5 | Non-Ducted Indoor Units |  | 10.5 | 19 | 11.5 | 10.5 | 20.2 | 9.6 | FALSE | FALSE | TRUE | 55000 | 36400 | 2.56 | 37000 | 2.17
211623757 | 06/16/23 | Live | CARRIER | GRANDAIRE | Singlezone Ducted, Centrally Ducted | 211623757 |  | HRCU-A-CB | WDLCURAH48AAK | Ducted Indoor Units | WBHL604*D* |  |  |  | 9.5 | 15.5 | 8 | FALSE | FALSE | FALSE | 48500 | 32800 | 2.46 | 33490 | 2.56
211623756 | 06/16/23 | Live | CARRIER | TEMPSTAR | Singlezone Ducted, Centrally Ducted | 211623756 |  | HRCU-A-CB | DLCURAH48AAK | Ducted Indoor Units | FJMA4*60L*D* |  |  |  | 9.5 | 15.5 | 8 | FALSE | FALSE | FALSE | 48500 | 32800 | 2.46 | 33490 | 2.56
211623755 | 06/16/23 | Live | CARRIER | SMART COMFORT | Singlezone Ducted, Centrally Ducted | 211623755 |  | HRCU-A-CB | DLCURAH48AAK | Ducted Indoor Units | FJMA4*60L*D* |  |  |  | 9.5 | 15.5 | 8 | FALSE | FALSE | FALSE | 48500 | 32800 | 2.46 | 33490 | 2.56
211623754 | 06/16/23 | Live | CARRIER | KEEPRITE | Singlezone Ducted, Centrally Ducted | 211623754 |  | HRCU-A-CB | DLCURAH48AAK | Ducted Indoor Units | FJMA4*60L*D* |  |  |  | 9.5 | 15.5 | 8 | FALSE | FALSE | FALSE | 48500 | 32800 | 2.46 | 33490 | 2.56
211623753 | 06/16/23 | Live | CARRIER | HEIL | Singlezone Ducted, Centrally Ducted | 211623753 |  | HRCU-A-CB | DLCURAH48AAK | Ducted Indoor Units | FJMA4*60L*D* |  |  |  | 9.5 | 15.5 | 8 | FALSE | FALSE | FALSE | 48500 | 32800 | 2.46 | 33490 | 2.56
211623752 | 06/16/23 | Live | CARRIER | DAY & NIGHT | Singlezone Ducted, Centrally Ducted | 211623752 |  | HRCU-A-CB | DLCURAH48AAK | Ducted Indoor Units | FJMA4*60L*D* |  |  |  | 9.5 | 15.5 | 8 | FALSE | FALSE | FALSE | 48500 | 32800 | 2.46 | 33490 | 2.56
211623751 | 06/16/23 | Live | CARRIER | COMFORTMAKER | Singlezone Ducted, Centrally Ducted | 211623751 |  | HRCU-A-CB | DLCURAH48AAK | Ducted Indoor Units | FJMA4*60L*D* |  |  |  | 9.5 | 15.5 | 8 | FALSE | FALSE | FALSE | 48500 | 32800 | 2.46 | 33490 | 2.56
211623750 | 06/16/23 | Live | CARRIER | ARCOAIRE | Singlezone Ducted, Centrally Ducted | 211623750 |  | HRCU-A-CB | DLCURAH48AAK | Ducted Indoor Units | FJMA4*60L*D* |  |  |  | 9.5 | 15.5 | 8 | FALSE | FALSE | FALSE | 48500 | 32800 | 2.46 | 33490 | 2.56
211623749 | 06/16/23 | Live | CARRIER | AIRQUEST | Singlezone Ducted, Centrally Ducted | 211623749 |  | HRCU-A-CB | DLCURAH48AAK | Ducted Indoor Units | FJMA4*60L*D* |  |  |  | 9.5 | 15.5 | 8 | FALSE | FALSE | FALSE | 48500 | 32800 | 2.46 | 33490 | 2.56
211623748 | 06/16/23 | Live | CARRIER | PAYNE HEATING AND COOLING | Singlezone Ducted, Centrally Ducted | 211623748 |  | HRCU-A-CB | 38MURAQ48AA3* | Ducted Indoor Units | PF4MN*D60L* |  |  |  | 9.5 | 15.5 | 8 | FALSE | FALSE | FALSE | 48500 | 32800 | 2.46 | 33490 | 2.56
211623747 | 06/16/23 | Live | CARRIER | PAYNE HEATING AND COOLING | Singlezone Ducted, Centrally Ducted | 211623747 |  | HRCU-A-CB | 38MURAQ48AA3* | Ducted Indoor Units | FJ4DN*D60L* |  |  |  | 9.5 | 15.5 | 8 | FALSE | FALSE | FALSE | 48500 | 32800 | 2.46 | 33490 | 2.56
211623746 | 06/16/23 | Live | CARRIER | BRYANT HEATING AND COOLING SYSTEMS | Singlezone Ducted, Centrally Ducted | 211623746 |  | HRCU-A-CB | 38MURAQ48AA3* | Ducted Indoor Units | PF4MN*D60L* |  |  |  | 9.5 | 15.5 | 8 | FALSE | FALSE | FALSE | 48500 | 32800 | 2.46 | 33490 | 2.56
211623745 | 06/16/23 | Live | CARRIER | BRYANT HEATING AND COOLING SYSTEMS | Singlezone Ducted, Centrally Ducted | 211623745 |  | HRCU-A-CB | 38MURAQ48AA3* | Ducted Indoor Units | FJ4DN*D60L* |  |  |  | 9.5 | 15.5 | 8 | FALSE | FALSE | FALSE | 48500 | 32800 | 2.46 | 33490 | 2.56
211623744 | 06/16/23 | Live | CARRIER | CARRIER | Singlezone Ducted, Centrally Ducted | 211623744 |  | HRCU-A-CB | 38MURAQ48AA3* | Ducted Indoor Units | PF4MN*D60L* |  |  |  | 9.5 | 15.5 | 8 | FALSE | FALSE | FALSE | 48500 | 32800 | 2.46 | 33490 | 2.56
211623743 | 06/16/23 | Live | CARRIER | CARRIER | Singlezone Ducted, Centrally Ducted | 211623743 |  | HRCU-A-CB | 38MURAQ48AA3* | Ducted Indoor Units | FJ4DN*D60L* |  |  |  | 9.5 | 15.5 | 8 | FALSE | FALSE | FALSE | 48500 | 32800 | 2.46 | 33490 | 2.56
211623742 | 06/16/23 | Live | CARRIER | TEMPSTAR | Singlezone Ducted, Centrally Ducted | 211623742 |  | HRCU-A-CB | DLCURAH48AAK | Ducted Indoor Units | FVM4X60***L |  |  |  | 9.5 | 15.5 | 7.7 | FALSE | FALSE | FALSE | 47000 | 32400 | 2.4 | 33080 | 2.5
211623741 | 06/16/23 | Live | CARRIER | SMART COMFORT | Singlezone Ducted, Centrally Ducted | 211623741 |  | HRCU-A-CB | DLCURAH48AAK | Ducted Indoor Units | FVM4X60***L |  |  |  | 9.5 | 15.5 | 7.7 | FALSE | FALSE | FALSE | 47000 | 32400 | 2.4 | 33080 | 2.5
211623740 | 06/16/23 | Live | CARRIER | KEEPRITE | Singlezone Ducted, Centrally Ducted | 211623740 |  | HRCU-A-CB | DLCURAH48AAK | Ducted Indoor Units | FVM4X60***L |  |  |  | 9.5 | 15.5 | 7.7 | FALSE | FALSE | FALSE | 47000 | 32400 | 2.4 | 33080 | 2.5
211623739 | 06/16/23 | Live | CARRIER | HEIL | Singlezone Ducted, Centrally Ducted | 211623739 |  | HRCU-A-CB | DLCURAH48AAK | Ducted Indoor Units | FVM4X60***L |  |  |  | 9.5 | 15.5 | 7.7 | FALSE | FALSE | FALSE | 47000 | 32400 | 2.4 | 33080 | 2.5
211623738 | 06/16/23 | Live | CARRIER | DAY & NIGHT | Singlezone Ducted, Centrally Ducted | 211623738 |  | HRCU-A-CB | DLCURAH48AAK | Ducted Indoor Units | FVM4X60***L |  |  |  | 9.5 | 15.5 | 7.7 | FALSE | FALSE | FALSE | 47000 | 32400 | 2.4 | 33080 | 2.5
211623737 | 06/16/23 | Live | CARRIER | COMFORTMAKER | Singlezone Ducted, Centrally Ducted | 211623737 |  | HRCU-A-CB | DLCURAH48AAK | Ducted Indoor Units | FVM4X60***L |  |  |  | 9.5 | 15.5 | 7.7 | FALSE | FALSE | FALSE | 47000 | 32400 | 2.4 | 33080 | 2.5
211623736 | 06/16/23 | Live | CARRIER | ARCOAIRE | Singlezone Ducted, Centrally Ducted | 211623736 |  | HRCU-A-CB | DLCURAH48AAK | Ducted Indoor Units | FVM4X60***L |  |  |  | 9.5 | 15.5 | 7.7 | FALSE | FALSE | FALSE | 47000 | 32400 | 2.4 | 33080 | 2.5
211623735 | 06/16/23 | Live | CARRIER | AIRQUEST | Singlezone Ducted, Centrally Ducted | 211623735 |  | HRCU-A-CB | DLCURAH48AAK | Ducted Indoor Units | FVM4X60***L |  |  |  | 9.5 | 15.5 | 7.7 | FALSE | FALSE | FALSE | 47000 | 32400 | 2.4 | 33080 | 2.5
211623734 | 06/16/23 | Live | CARRIER | PAYNE HEATING AND COOLING | Singlezone Ducted, Centrally Ducted | 211623734 |  | HRCU-A-CB | 38MURAQ48AA3* | Ducted Indoor Units | FV4CNB006L |  |  |  | 9.5 | 15.5 | 7.7 | FALSE | FALSE | FALSE | 47000 | 32400 | 2.4 | 33080 | 2.5
211623733 | 06/16/23 | Live | CARRIER | BRYANT HEATING AND COOLING SYSTEMS | Singlezone Ducted, Centrally Ducted | 211623733 |  | HRCU-A-CB | 38MURAQ48AA3* | Ducted Indoor Units | FV4CNB006L |  |  |  | 9.5 | 15.5 | 7.7 | FALSE | FALSE | FALSE | 47000 | 32400 | 2.4 | 33080 | 2.5
211623732 | 06/16/23 | Live | CARRIER | CARRIER | Singlezone Ducted, Centrally Ducted | 211623732 |  | HRCU-A-CB | 38MURAQ48AA3* | Ducted Indoor Units | FV4CNB006L |  |  |  | 9.5 | 15.5 | 7.7 | FALSE | FALSE | FALSE | 47000 | 32400 | 2.4 | 33080 | 2.5
211623731 | 06/16/23 | Live | CARRIER | TEMPSTAR | Singlezone Ducted, Centrally Ducted | 211623731 |  | HRCU-A-CB | DLCURAH48AAK | Ducted Indoor Units | FVM4X48***L |  |  |  | 9 | 15.2 | 7.7 | FALSE | FALSE | FALSE | 46500 | 32600 | 2.34 | 33280 | 2.43
211623730 | 06/16/23 | Live | CARRIER | SMART COMFORT | Singlezone Ducted, Centrally Ducted | 211623730 |  | HRCU-A-CB | DLCURAH48AAK | Ducted Indoor Units | FVM4X48***L |  |  |  | 9 | 15.2 | 7.7 | FALSE | FALSE | FALSE | 46500 | 32600 | 2.34 | 33280 | 2.43
211623729 | 06/16/23 | Live | CARRIER | KEEPRITE | Singlezone Ducted, Centrally Ducted | 211623729 |  | HRCU-A-CB | DLCURAH48AAK | Ducted Indoor Units | FVM4X48***L |  |  |  | 9 | 15.2 | 7.7 | FALSE | FALSE | FALSE | 46500 | 32600 | 2.34 | 33280 | 2.43
211623728 | 06/16/23 | Live | CARRIER | HEIL | Singlezone Ducted, Centrally Ducted | 211623728 |  | HRCU-A-CB | DLCURAH48AAK | Ducted Indoor Units | FVM4X48***L |  |  |  | 9 | 15.2 | 7.7 | FALSE | FALSE | FALSE | 46500 | 32600 | 2.34 | 33280 | 2.43
211623727 | 06/16/23 | Live | CARRIER | DAY & NIGHT | Singlezone Ducted, Centrally Ducted | 211623727 |  | HRCU-A-CB | DLCURAH48AAK | Ducted Indoor Units | FVM4X48***L |  |  |  | 9 | 15.2 | 7.7 | FALSE | FALSE | FALSE | 46500 | 32600 | 2.34 | 33280 | 2.43
211623726 | 06/16/23 | Live | CARRIER | COMFORTMAKER | Singlezone Ducted, Centrally Ducted | 211623726 |  | HRCU-A-CB | DLCURAH48AAK | Ducted Indoor Units | FVM4X48***L |  |  |  | 9 | 15.2 | 7.7 | FALSE | FALSE | FALSE | 46500 | 32600 | 2.34 | 33280 | 2.43
211623725 | 06/16/23 | Live | CARRIER | ARCOAIRE | Singlezone Ducted, Centrally Ducted | 211623725 |  | HRCU-A-CB | DLCURAH48AAK | Ducted Indoor Units | FVM4X48***L |  |  |  | 9 | 15.2 | 7.7 | FALSE | FALSE | FALSE | 46500 | 32600 | 2.34 | 33280 | 2.43
211623724 | 06/16/23 | Live | CARRIER | AIRQUEST | Singlezone Ducted, Centrally Ducted | 211623724 |  | HRCU-A-CB | DLCURAH48AAK | Ducted Indoor Units | FVM4X48***L |  |  |  | 9 | 15.2 | 7.7 | FALSE | FALSE | FALSE | 46500 | 32600 | 2.34 | 33280 | 2.43
211623723 | 06/16/23 | Live | CARRIER | PAYNE HEATING AND COOLING | Singlezone Ducted, Centrally Ducted | 211623723 |  | HRCU-A-CB | 38MURAQ48AA3* | Ducted Indoor Units | FV4CN(B,F)005L |  |  |  | 9 | 15.2 | 7.7 | FALSE | FALSE | FALSE | 46500 | 32600 | 2.34 | 33280 | 2.43
211623722 | 06/16/23 | Live | CARRIER | BRYANT HEATING AND COOLING SYSTEMS | Singlezone Ducted, Centrally Ducted | 211623722 |  | HRCU-A-CB | 38MURAQ48AA3* | Ducted Indoor Units | FV4CN(B,F)005L |  |  |  | 9 | 15.2 | 7.7 | FALSE | FALSE | FALSE | 46500 | 32600 | 2.34 | 33280 | 2.43
211623721 | 06/16/23 | Live | CARRIER | CARRIER | Singlezone Ducted, Centrally Ducted | 211623721 |  | HRCU-A-CB | 38MURAQ48AA3* | Ducted Indoor Units | FV4CN(B,F)005L |  |  |  | 9 | 15.2 | 7.7 | FALSE | FALSE | FALSE | 46500 | 32600 | 2.34 | 33280 | 2.43
211623720 | 06/16/23 | Live | CARRIER | GRANDAIRE | Singlezone Ducted, Centrally Ducted | 211623720 |  | HRCU-A-CB | WDLCURAH48AAK | Ducted Indoor Units | WAXL604A* |  |  |  | 9.5 | 15.5 | 7.8 | FALSE | FALSE | FALSE | 47500 | 32400 | 2.42 | 33080 | 2.52
211623719 | 06/16/23 | Live | CARRIER | TEMPSTAR | Singlezone Ducted, Centrally Ducted | 211623719 |  | HRCU-A-CB | DLCURAH48AAK | Ducted Indoor Units | FXM4X60**AL |  |  |  | 9.5 | 15.5 | 7.8 | FALSE | FALSE | FALSE | 47500 | 32400 | 2.42 | 33080 | 2.52
211623718 | 06/16/23 | Live | CARRIER | SMART COMFORT | Singlezone Ducted, Centrally Ducted | 211623718 |  | HRCU-A-CB | DLCURAH48AAK | Ducted Indoor Units | FXM4X60**AL |  |  |  | 9.5 | 15.5 | 7.8 | FALSE | FALSE | FALSE | 47500 | 32400 | 2.42 | 33080 | 2.52
211623717 | 06/16/23 | Live | CARRIER | KEEPRITE | Singlezone Ducted, Centrally Ducted | 211623717 |  | HRCU-A-CB | DLCURAH48AAK | Ducted Indoor Units | FXM4X60**AL |  |  |  | 9.5 | 15.5 | 7.8 | FALSE | FALSE | FALSE | 47500 | 32400 | 2.42 | 33080 | 2.52
211623716 | 06/16/23 | Live | CARRIER | HEIL | Singlezone Ducted, Centrally Ducted | 211623716 |  | HRCU-A-CB | DLCURAH48AAK | Ducted Indoor Units | FXM4X60**AL |  |  |  | 9.5 | 15.5 | 7.8 | FALSE | FALSE | FALSE | 47500 | 32400 | 2.42 | 33080 | 2.52
211623715 | 06/16/23 | Live | CARRIER | DAY & NIGHT | Singlezone Ducted, Centrally Ducted | 211623715 |  | HRCU-A-CB | DLCURAH48AAK | Ducted Indoor Units | FXM4X60**AL |  |  |  | 9.5 | 15.5 | 7.8 | FALSE | FALSE | FALSE | 47500 | 32400 | 2.42 | 33080 | 2.52
211623714 | 06/16/23 | Live | CARRIER | COMFORTMAKER | Singlezone Ducted, Centrally Ducted | 211623714 |  | HRCU-A-CB | DLCURAH48AAK | Ducted Indoor Units | FXM4X60**AL |  |  |  | 9.5 | 15.5 | 7.8 | FALSE | FALSE | FALSE | 47500 | 32400 | 2.42 | 33080 | 2.52
211623713 | 06/16/23 | Live | CARRIER | ARCOAIRE | Singlezone Ducted, Centrally Ducted | 211623713 |  | HRCU-A-CB | DLCURAH48AAK | Ducted Indoor Units | FXM4X60**AL |  |  |  | 9.5 | 15.5 | 7.8 | FALSE | FALSE | FALSE | 47500 | 32400 | 2.42 | 33080 | 2.52
211623712 | 06/16/23 | Live | CARRIER | AIRQUEST | Singlezone Ducted, Centrally Ducted | 211623712 |  | HRCU-A-CB | DLCURAH48AAK | Ducted Indoor Units | FXM4X60**AL |  |  |  | 9.5 | 15.5 | 7.8 | FALSE | FALSE | FALSE | 47500 | 32400 | 2.42 | 33080 | 2.52
211623711 | 06/16/23 | Live | CARRIER | PAYNE HEATING AND COOLING | Singlezone Ducted, Centrally Ducted | 211623711 |  | HRCU-A-CB | 38MURAQ48AA3* | Ducted Indoor Units | PF4MNB061L |  |  |  | 9.5 | 15.5 | 7.8 | FALSE | FALSE | FALSE | 47500 | 32400 | 2.42 | 33080 | 2.52
211623710 | 06/16/23 | Live | CARRIER | BRYANT HEATING AND COOLING SYSTEMS | Singlezone Ducted, Centrally Ducted | 211623710 |  | HRCU-A-CB | 38MURAQ48AA3* | Ducted Indoor Units | FX4DN(B,F)061L |  |  |  | 9.5 | 15.5 | 7.8 | FALSE | FALSE | FALSE | 47500 | 32400 | 2.42 | 33080 | 2.52
211623709 | 06/16/23 | Live | CARRIER | CARRIER | Singlezone Ducted, Centrally Ducted | 211623709 |  | HRCU-A-CB | 38MURAQ48AA3* | Ducted Indoor Units | FX4DN(B,F)061L |  |  |  | 9.5 | 15.5 | 7.8 | FALSE | FALSE | FALSE | 47500 | 32400 | 2.42 | 33080 | 2.52
211623708 | 06/16/23 | Live | CARRIER | GRANDAIRE | Singlezone Ducted, Centrally Ducted | 211623708 |  | HRCU-A-CB | WDLCURAH48AAK | Ducted Indoor Units | WAXL484A* |  |  |  | 9.5 | 15.2 | 7.7 | FALSE | FALSE | FALSE | 47000 | 32600 | 2.38 | 33280 | 2.48
211623707 | 06/16/23 | Live | CARRIER | TEMPSTAR | Singlezone Ducted, Centrally Ducted | 211623707 |  | HRCU-A-CB | DLCURAH48AAK | Ducted Indoor Units | FXM4X48**AL |  |  |  | 9.5 | 15.2 | 7.7 | FALSE | FALSE | FALSE | 47000 | 32600 | 2.38 | 33280 | 2.48
211623706 | 06/16/23 | Live | CARRIER | SMART COMFORT | Singlezone Ducted, Centrally Ducted | 211623706 |  | HRCU-A-CB | DLCURAH48AAK | Ducted Indoor Units | FXM4X48**AL |  |  |  | 9.5 | 15.2 | 7.7 | FALSE | FALSE | FALSE | 47000 | 32600 | 2.38 | 33280 | 2.48
211623705 | 06/16/23 | Live | CARRIER | KEEPRITE | Singlezone Ducted, Centrally Ducted | 211623705 |  | HRCU-A-CB | DLCURAH48AAK | Ducted Indoor Units | FXM4X48**AL |  |  |  | 9.5 | 15.2 | 7.7 | FALSE | FALSE | FALSE | 47000 | 32600 | 2.38 | 33280 | 2.48
211623704 | 06/16/23 | Live | CARRIER | HEIL | Singlezone Ducted, Centrally Ducted | 211623704 |  | HRCU-A-CB | DLCURAH48AAK | Ducted Indoor Units | FXM4X48**AL |  |  |  | 9.5 | 15.2 | 7.7 | FALSE | FALSE | FALSE | 47000 | 32600 | 2.38 | 33280 | 2.48
211623703 | 06/16/23 | Live | CARRIER | DAY & NIGHT | Singlezone Ducted, Centrally Ducted | 211623703 |  | HRCU-A-CB | DLCURAH48AAK | Ducted Indoor Units | FXM4X48**AL |  |  |  | 9.5 | 15.2 | 7.7 | FALSE | FALSE | FALSE | 47000 | 32600 | 2.38 | 33280 | 2.48
211623702 | 06/16/23 | Live | CARRIER | COMFORTMAKER | Singlezone Ducted, Centrally Ducted | 211623702 |  | HRCU-A-CB | DLCURAH48AAK | Ducted Indoor Units | FXM4X48**AL |  |  |  | 9.5 | 15.2 | 7.7 | FALSE | FALSE | FALSE | 47000 | 32600 | 2.38 | 33280 | 2.48
211623701 | 06/16/23 | Live | CARRIER | ARCOAIRE | Singlezone Ducted, Centrally Ducted | 211623701 |  | HRCU-A-CB | DLCURAH48AAK | Ducted Indoor Units | FXM4X48**AL |  |  |  | 9.5 | 15.2 | 7.7 | FALSE | FALSE | FALSE | 47000 | 32600 | 2.38 | 33280 | 2.48
211623700 | 06/16/23 | Live | CARRIER | AIRQUEST | Singlezone Ducted, Centrally Ducted | 211623700 |  | HRCU-A-CB | DLCURAH48AAK | Ducted Indoor Units | FXM4X48**AL |  |  |  | 9.5 | 15.2 | 7.7 | FALSE | FALSE | FALSE | 47000 | 32600 | 2.38 | 33280 | 2.48
211623699 | 06/16/23 | Live | CARRIER | PAYNE HEATING AND COOLING | Singlezone Ducted, Centrally Ducted | 211623699 |  | HRCU-A-CB | 38MURAQ48AA3* | Ducted Indoor Units | PF4MNB049L |  |  |  | 9.5 | 15.2 | 7.7 | FALSE | FALSE | FALSE | 47000 | 32600 | 2.38 | 33280 | 2.48
211623698 | 06/16/23 | Live | CARRIER | BRYANT HEATING AND COOLING SYSTEMS | Singlezone Ducted, Centrally Ducted | 211623698 |  | HRCU-A-CB | 38MURAQ48AA3* | Ducted Indoor Units | FX4DN(B,F)049L |  |  |  | 9.5 | 15.2 | 7.7 | FALSE | FALSE | FALSE | 47000 | 32600 | 2.38 | 33280 | 2.48
211623697 | 06/16/23 | Live | CARRIER | CARRIER | Singlezone Ducted, Centrally Ducted | 211623697 |  | HRCU-A-CB | 38MURAQ48AA3* | Ducted Indoor Units | FX4DN(B,F)049L |  |  |  | 9.5 | 15.2 | 7.7 | FALSE | FALSE | FALSE | 47000 | 32600 | 2.38 | 33280 | 2.48
211622550 | 06/16/23 | Live | CARRIER | GRANDAIRE | Singlezone Ducted, Centrally Ducted | 211622550 |  | HRCU-A-CB | WDLCURAH48AAK | Ducted Indoor Units | WBHL484*C* |  |  |  | 9.5 | 14.5 | 8 | FALSE | FALSE | FALSE | 47500 | 33000 | 2.38 | 33690 | 2.47
211622549 | 06/16/23 | Live | CARRIER | TEMPSTAR | Singlezone Ducted, Centrally Ducted | 211622549 |  | HRCU-A-CB | DLCURAH48AAK | Ducted Indoor Units | FJMA4*48L*C* |  |  |  | 9.5 | 14.5 | 8 | FALSE | FALSE | FALSE | 47500 | 33000 | 2.38 | 33690 | 2.47
211622548 | 06/16/23 | Live | CARRIER | SMART COMFORT | Singlezone Ducted, Centrally Ducted | 211622548 |  | HRCU-A-CB | DLCURAH48AAK | Ducted Indoor Units | FJMA4*48L*C* |  |  |  | 9.5 | 14.5 | 8 | FALSE | FALSE | FALSE | 47500 | 33000 | 2.38 | 33690 | 2.47
211622547 | 06/16/23 | Live | CARRIER | KEEPRITE | Singlezone Ducted, Centrally Ducted | 211622547 |  | HRCU-A-CB | DLCURAH48AAK | Ducted Indoor Units | FJMA4*48L*C* |  |  |  | 9.5 | 14.5 | 8 | FALSE | FALSE | FALSE | 47500 | 33000 | 2.38 | 33690 | 2.47
211622546 | 06/16/23 | Live | CARRIER | HEIL | Singlezone Ducted, Centrally Ducted | 211622546 |  | HRCU-A-CB | DLCURAH48AAK | Ducted Indoor Units | FJMA4*48L*C* |  |  |  | 9.5 | 14.5 | 8 | FALSE | FALSE | FALSE | 47500 | 33000 | 2.38 | 33690 | 2.47
211622545 | 06/16/23 | Live | CARRIER | DAY & NIGHT | Singlezone Ducted, Centrally Ducted | 211622545 |  | HRCU-A-CB | DLCURAH48AAK | Ducted Indoor Units | FJMA4*48L*C* |  |  |  | 9.5 | 14.5 | 8 | FALSE | FALSE | FALSE | 47500 | 33000 | 2.38 | 33690 | 2.47
211622544 | 06/16/23 | Live | CARRIER | COMFORTMAKER | Singlezone Ducted, Centrally Ducted | 211622544 |  | HRCU-A-CB | DLCURAH48AAK | Ducted Indoor Units | FJMA4*48L*C* |  |  |  | 9.5 | 14.5 | 8 | FALSE | FALSE | FALSE | 47500 | 33000 | 2.38 | 33690 | 2.47
211622543 | 06/16/23 | Live | CARRIER | ARCOAIRE | Singlezone Ducted, Centrally Ducted | 211622543 |  | HRCU-A-CB | DLCURAH48AAK | Ducted Indoor Units | FJMA4*48L*C* |  |  |  | 9.5 | 14.5 | 8 | FALSE | FALSE | FALSE | 47500 | 33000 | 2.38 | 33690 | 2.47
211622542 | 06/16/23 | Live | CARRIER | AIRQUEST | Singlezone Ducted, Centrally Ducted | 211622542 |  | HRCU-A-CB | DLCURAH48AAK | Ducted Indoor Units | FJMA4*48L*C* |  |  |  | 9.5 | 14.5 | 8 | FALSE | FALSE | FALSE | 47500 | 33000 | 2.38 | 33690 | 2.47
211622541 | 06/16/23 | Live | CARRIER | PAYNE HEATING AND COOLING | Singlezone Ducted, Centrally Ducted | 211622541 |  | HRCU-A-CB | 38MURAQ48AA3* | Ducted Indoor Units | PF4MN*C48L* |  |  |  | 9.5 | 14.5 | 8 | FALSE | FALSE | FALSE | 47500 | 33000 | 2.38 | 33690 | 2.47
211622540 | 06/16/23 | Live | CARRIER | PAYNE HEATING AND COOLING | Singlezone Ducted, Centrally Ducted | 211622540 |  | HRCU-A-CB | 38MURAQ48AA3* | Ducted Indoor Units | FJ4DN*C48L* |  |  |  | 9.5 | 14.5 | 8 | FALSE | FALSE | FALSE | 47500 | 33000 | 2.38 | 33690 | 2.47
211622539 | 06/16/23 | Live | CARRIER | BRYANT HEATING AND COOLING SYSTEMS | Singlezone Ducted, Centrally Ducted | 211622539 |  | HRCU-A-CB | 38MURAQ48AA3* | Ducted Indoor Units | PF4MN*C48L* |  |  |  | 9.5 | 14.5 | 8 | FALSE | FALSE | FALSE | 47500 | 33000 | 2.38 | 33690 | 2.47
211622538 | 06/16/23 | Live | CARRIER | BRYANT HEATING AND COOLING SYSTEMS | Singlezone Ducted, Centrally Ducted | 211622538 |  | HRCU-A-CB | 38MURAQ48AA3* | Ducted Indoor Units | FJ4DN*C48L* |  |  |  | 9.5 | 14.5 | 8 | FALSE | FALSE | FALSE | 47500 | 33000 | 2.38 | 33690 | 2.47
211622537 | 06/16/23 | Live | CARRIER | CARRIER | Singlezone Ducted, Centrally Ducted | 211622537 |  | HRCU-A-CB | 38MURAQ48AA3* | Ducted Indoor Units | PF4MN*C48L* |  |  |  | 9.5 | 14.5 | 8 | FALSE | FALSE | FALSE | 47500 | 33000 | 2.38 | 33690 | 2.47
211621913 | 06/16/23 | Live | CARRIER | CARRIER | Singlezone Ducted, Centrally Ducted | 211621913 |  | HRCU-A-CB | 38MURAQ48AA3* | Ducted Indoor Units | FJ4DN*C48L* |  |  |  | 9.5 | 14.5 | 8 | FALSE | FALSE | FALSE | 47500 | 33000 | 2.38 | 33690 | 2.47
213353882 | 11/08/23 | Live | CARRIER | TEMPSTAR | Singlezone Ducted, Centrally Ducted | 213353882 |  | HRCU-A-CB | DLCURAH48ABK | Ducted Indoor Units | F5MA4*48L*C* |  |  |  | 10 | 15.2 | 8.5 | FALSE | FALSE | TRUE | 49000 | 31400 | 2.36 | 31870 | 2.48
213353881 | 11/08/23 | Live | CARRIER | SMART COMFORT | Singlezone Ducted, Centrally Ducted | 213353881 |  | HRCU-A-CB | DLCURAH48ABK | Ducted Indoor Units | F5MA4*48L*C* |  |  |  | 10 | 15.2 | 8.5 | FALSE | FALSE | TRUE | 49000 | 31400 | 2.36 | 31870 | 2.48
213353880 | 11/08/23 | Live | CARRIER | KEEPRITE | Singlezone Ducted, Centrally Ducted | 213353880 |  | HRCU-A-CB | DLCURAH48ABK | Ducted Indoor Units | F5MA4*48L*C* |  |  |  | 10 | 15.2 | 8.5 | FALSE | FALSE | TRUE | 49000 | 31400 | 2.36 | 31870 | 2.48
213353879 | 11/08/23 | Live | CARRIER | HEIL | Singlezone Ducted, Centrally Ducted | 213353879 |  | HRCU-A-CB | DLCURAH48ABK | Ducted Indoor Units | F5MA4*48L*C* |  |  |  | 10 | 15.2 | 8.5 | FALSE | FALSE | TRUE | 49000 | 31400 | 2.36 | 31870 | 2.48
213353878 | 11/08/23 | Live | CARRIER | DAY & NIGHT | Singlezone Ducted, Centrally Ducted | 213353878 |  | HRCU-A-CB | DLCURAH48ABK | Ducted Indoor Units | F5MA4*48L*C* |  |  |  | 10 | 15.2 | 8.5 | FALSE | FALSE | TRUE | 49000 | 31400 | 2.36 | 31870 | 2.48
213353877 | 11/08/23 | Live | CARRIER | COMFORTMAKER | Singlezone Ducted, Centrally Ducted | 213353877 |  | HRCU-A-CB | DLCURAH48ABK | Ducted Indoor Units | F5MA4*48L*C* |  |  |  | 10 | 15.2 | 8.5 | FALSE | FALSE | TRUE | 49000 | 31400 | 2.36 | 31870 | 2.48
213353876 | 11/08/23 | Live | CARRIER | ARCOAIRE | Singlezone Ducted, Centrally Ducted | 213353876 |  | HRCU-A-CB | DLCURAH48ABK | Ducted Indoor Units | F5MA4*48L*C* |  |  |  | 10 | 15.2 | 8.5 | FALSE | FALSE | TRUE | 49000 | 31400 | 2.36 | 31870 | 2.48
213353875 | 11/08/23 | Live | CARRIER | AIRQUEST | Singlezone Ducted, Centrally Ducted | 213353875 |  | HRCU-A-CB | DLCURAH48ABK | Ducted Indoor Units | F5MA4*48L*C* |  |  |  | 10 | 15.2 | 8.5 | FALSE | FALSE | TRUE | 49000 | 31400 | 2.36 | 31870 | 2.48
213353874 | 11/08/23 | Live | CARRIER | BRYANT HEATING AND COOLING SYSTEMS | Singlezone Ducted, Centrally Ducted | 213353874 |  | HRCU-A-CB | 38MURAQ48AB3* | Ducted Indoor Units | F54AA*C48L* |  |  |  | 10 | 15.2 | 8.5 | FALSE | FALSE | TRUE | 49000 | 31400 | 2.36 | 31870 | 2.48
213353873 | 11/08/23 | Live | CARRIER | CARRIER | Singlezone Ducted, Centrally Ducted | 213353873 |  | HRCU-A-CB | 38MURAQ48AB3* | Ducted Indoor Units | F54AA*C48L* |  |  |  | 10 | 15.2 | 8.5 | FALSE | FALSE | TRUE | 49000 | 31400 | 2.36 | 31870 | 2.48
213249333 | 11/08/23 | Live | CARRIER | TEMPSTAR | Singlezone Ducted, Centrally Ducted | 213249333 |  | HRCU-A-CB | DLCURAH48ABK | Ducted Indoor Units | FEVA0048**+NAVA44801CK |  |  |  | 9.5 | 15.2 | 8.5 | FALSE | FALSE | FALSE | 48500 | 31400 | 2.32 | 31870 | 2.43
213249332 | 11/08/23 | Live | CARRIER | SMART COMFORT | Singlezone Ducted, Centrally Ducted | 213249332 |  | HRCU-A-CB | DLCURAH48ABK | Ducted Indoor Units | FEVA0048**+NAVA44801CK |  |  |  | 9.5 | 15.2 | 8.5 | FALSE | FALSE | FALSE | 48500 | 31400 | 2.32 | 31870 | 2.43
213249331 | 11/08/23 | Live | CARRIER | KEEPRITE | Singlezone Ducted, Centrally Ducted | 213249331 |  | HRCU-A-CB | DLCURAH48ABK | Ducted Indoor Units | FEVA0048**+NAVA44801CK |  |  |  | 9.5 | 15.2 | 8.5 | FALSE | FALSE | FALSE | 48500 | 31400 | 2.32 | 31870 | 2.43
213249330 | 11/08/23 | Live | CARRIER | HEIL | Singlezone Ducted, Centrally Ducted | 213249330 |  | HRCU-A-CB | DLCURAH48ABK | Ducted Indoor Units | FEVA0048**+NAVA44801CK |  |  |  | 9.5 | 15.2 | 8.5 | FALSE | FALSE | FALSE | 48500 | 31400 | 2.32 | 31870 | 2.43
213249329 | 11/08/23 | Live | CARRIER | DAY & NIGHT | Singlezone Ducted, Centrally Ducted | 213249329 |  | HRCU-A-CB | DLCURAH48ABK | Ducted Indoor Units | FEVA0048**+NAVA44801CK |  |  |  | 9.5 | 15.2 | 8.5 | FALSE | FALSE | FALSE | 48500 | 31400 | 2.32 | 31870 | 2.43
213249328 | 11/08/23 | Live | CARRIER | COMFORTMAKER | Singlezone Ducted, Centrally Ducted | 213249328 |  | HRCU-A-CB | DLCURAH48ABK | Ducted Indoor Units | FEVA0048**+NAVA44801CK |  |  |  | 9.5 | 15.2 | 8.5 | FALSE | FALSE | FALSE | 48500 | 31400 | 2.32 | 31870 | 2.43
213249327 | 11/08/23 | Live | CARRIER | ARCOAIRE | Singlezone Ducted, Centrally Ducted | 213249327 |  | HRCU-A-CB | DLCURAH48ABK | Ducted Indoor Units | FEVA0048**+NAVA44801CK |  |  |  | 9.5 | 15.2 | 8.5 | FALSE | FALSE | FALSE | 48500 | 31400 | 2.32 | 31870 | 2.43
213249326 | 11/08/23 | Live | CARRIER | AIRQUEST | Singlezone Ducted, Centrally Ducted | 213249326 |  | HRCU-A-CB | DLCURAH48ABK | Ducted Indoor Units | FEVA0048**+NAVA44801CK |  |  |  | 9.5 | 15.2 | 8.5 | FALSE | FALSE | FALSE | 48500 | 31400 | 2.32 | 31870 | 2.43
213249325 | 11/08/23 | Live | CARRIER | PAYNE HEATING AND COOLING | Singlezone Ducted, Centrally Ducted | 213249325 |  | HRCU-A-CB | 38MURAQ48AB3* | Ducted Indoor Units | FEVA0048**+NAVA44801CK |  |  |  | 9.5 | 15.2 | 8.5 | FALSE | FALSE | FALSE | 48500 | 31400 | 2.32 | 31870 | 2.43
213249324 | 11/08/23 | Live | CARRIER | BRYANT HEATING AND COOLING SYSTEMS | Singlezone Ducted, Centrally Ducted | 213249324 |  | HRCU-A-CB | 38MURAQ48AB3* | Ducted Indoor Units | FEVA0048**+NAVA44801CK |  |  |  | 9.5 | 15.2 | 8.5 | FALSE | FALSE | FALSE | 48500 | 31400 | 2.32 | 31870 | 2.43
213249323 | 11/08/23 | Live | CARRIER | CARRIER | Singlezone Ducted, Centrally Ducted | 213249323 |  | HRCU-A-CB | 38MURAQ48AB3* | Ducted Indoor Units | FEVA0048**+NAVA44801CK |  |  |  | 9.5 | 15.2 | 8.5 | FALSE | FALSE | FALSE | 48500 | 31400 | 2.32 | 31870 | 2.43
206428585 | 09/21/20 | Live | Ouellet, Group ACD | ACD | Multizone All Non-Ducted | 206428585 |  | HMSR-A-CB-O | MUD24KCH23S-O | Non-Ducted Indoor Units |  | 12.5 | 23 | 10.5 | 12 | 20 | 10 | TRUE | TRUE | TRUE | 22000 | 17900 | 2.87 | 26000 | 1.93
213927543 | 01/31/24 | Live | RBL A/C INC. | SHARP | Multizone All Non-Ducted | 213927543 |  | HMSV-A-CB | AE-X3M24BU | Mini-Splits | AY-XPC9/12/18BU |  |  |  | 14 | 24 | 11.5 | TRUE | TRUE | TRUE | 24000 | 25000 | 2.53 | 25000 | 2.53
212927578 | 12/19/23 | Live | Mitsubishi Electric Trane | MITSUBISHI ELECTRIC | Multizone All Non-Ducted | 212927578 |  | HMSR-A-CB-O | MXZ-2C20NA4-** | Non-Ducted Indoor Units |  |  |  |  | 12.7 | 20 | 9.7 | TRUE | FALSE | TRUE | 18000 | 13500 | 2.91 | 15500 | 2.6
210627716 | 04/07/23 | Live | Bathica | WABBAN | Singlezone Non-Ducted, Wall Placement | 210627716 |  | HRCU-A-CB-O | BB09HXP2A1DO | Mini-Splits | BB09HXP2A1DI | 14.7 | 25.5 | 12 | 14.7 | 25.5 | 10.2 | FALSE | FALSE | TRUE | 9100 | 7000 | 2.89 | 11000 | 2.08
210627717 | 04/07/23 | Live | Bathica | WABBAN | Singlezone Non-Ducted, Wall Placement | 210627717 |  | HRCU-A-CB-O | BB12HXP2A1DO | Mini-Splits | BB12HXP2A1DI | 12.5 | 24 | 11 | 12.5 | 24 | 9 | FALSE | FALSE | FALSE | 12000 | 7000 | 2.81 | 10900 | 2.25
210627719 | 04/07/23 | Live | Bathica | WABBAN | Singlezone Non-Ducted, Wall Placement | 210627719 |  | HRCU-A-CB-O | BB18HXP2A1DO | Mini-Splits | BB18HXP2A1DI | 13 | 23 | 11 | 13 | 23.5 | 9 | FALSE | FALSE | FALSE | 18000 | 11000 | 2.8 | 15500 | 2.08
210627718 | 04/07/23 | Live | Bathica | WABBAN | Singlezone Non-Ducted, Wall Placement | 210627718 |  | HRCU-A-CB-O | BB24HXP2A1DO | Mini-Splits | BB24HXP2A1DI | 13 | 24 | 11 | 13.1 | 24.5 | 9.5 | FALSE | FALSE | TRUE | 22000 | 15000 | 2.84 | 22000 | 2.11
211714680 | 05/10/23 | Live | CARRIER | CARRIER | Singlezone Ducted, Centrally Ducted | 211714680 |  | HRCU-A-CB | 38MURAQ30AB3* | Ducted Indoor Units | FJ4DN*B36L* |  |  |  | 9 | 14.5 | 8.1 | FALSE | FALSE | FALSE | 30800 | 23400 | 2.48 | 23760 | 2.61
211714681 | 05/10/23 | Live | CARRIER | CARRIER | Singlezone Ducted, Centrally Ducted | 211714681 |  | HRCU-A-CB | 38MURAQ30AB3* | Ducted Indoor Units | PF4MN*B36L* |  |  |  | 9 | 14.5 | 8.1 | FALSE | FALSE | FALSE | 30800 | 23400 | 2.48 | 23760 | 2.61
211714682 | 05/10/23 | Live | CARRIER | BRYANT HEATING AND COOLING SYSTEMS | Singlezone Ducted, Centrally Ducted | 211714682 |  | HRCU-A-CB | 38MURAQ30AB3* | Ducted Indoor Units | FJ4DN*B36L* |  |  |  | 9 | 14.5 | 8.1 | FALSE | FALSE | FALSE | 30800 | 23400 | 2.48 | 23760 | 2.61
211714683 | 05/10/23 | Live | CARRIER | BRYANT HEATING AND COOLING SYSTEMS | Singlezone Ducted, Centrally Ducted | 211714683 |  | HRCU-A-CB | 38MURAQ30AB3* | Ducted Indoor Units | PF4MN*B36L* |  |  |  | 9 | 14.5 | 8.1 | FALSE | FALSE | FALSE | 30800 | 23400 | 2.48 | 23760 | 2.61
211714684 | 05/10/23 | Live | CARRIER | PAYNE HEATING AND COOLING | Singlezone Ducted, Centrally Ducted | 211714684 |  | HRCU-A-CB | 38MURAQ30AB3* | Ducted Indoor Units | FJ4DN*B36L* |  |  |  | 9 | 14.5 | 8.1 | FALSE | FALSE | FALSE | 30800 | 23400 | 2.48 | 23760 | 2.61
211714685 | 05/10/23 | Live | CARRIER | PAYNE HEATING AND COOLING | Singlezone Ducted, Centrally Ducted | 211714685 |  | HRCU-A-CB | 38MURAQ30AB3* | Ducted Indoor Units | PF4MN*B36L* |  |  |  | 9 | 14.5 | 8.1 | FALSE | FALSE | FALSE | 30800 | 23400 | 2.48 | 23760 | 2.61
211714686 | 05/10/23 | Live | CARRIER | AIRQUEST | Singlezone Ducted, Centrally Ducted | 211714686 |  | HRCU-A-CB | DLCURAH30ABK | Ducted Indoor Units | FJMA4*36L*B* |  |  |  | 9 | 14.5 | 8.1 | FALSE | FALSE | FALSE | 30800 | 23400 | 2.48 | 23760 | 2.61
211714687 | 05/10/23 | Live | CARRIER | ARCOAIRE | Singlezone Ducted, Centrally Ducted | 211714687 |  | HRCU-A-CB | DLCURAH30ABK | Ducted Indoor Units | FJMA4*36L*B* |  |  |  | 9 | 14.5 | 8.1 | FALSE | FALSE | FALSE | 30800 | 23400 | 2.48 | 23760 | 2.61
211714688 | 05/10/23 | Live | CARRIER | COMFORTMAKER | Singlezone Ducted, Centrally Ducted | 211714688 |  | HRCU-A-CB | DLCURAH30ABK | Ducted Indoor Units | FJMA4*36L*B* |  |  |  | 9 | 14.5 | 8.1 | FALSE | FALSE | FALSE | 30800 | 23400 | 2.48 | 23760 | 2.61
211714689 | 05/10/23 | Live | CARRIER | DAY & NIGHT | Singlezone Ducted, Centrally Ducted | 211714689 |  | HRCU-A-CB | DLCURAH30ABK | Ducted Indoor Units | FJMA4*36L*B* |  |  |  | 9 | 14.5 | 8.1 | FALSE | FALSE | FALSE | 30800 | 23400 | 2.48 | 23760 | 2.61
211714690 | 05/10/23 | Live | CARRIER | HEIL | Singlezone Ducted, Centrally Ducted | 211714690 |  | HRCU-A-CB | DLCURAH30ABK | Ducted Indoor Units | FJMA4*36L*B* |  |  |  | 9 | 14.5 | 8.1 | FALSE | FALSE | FALSE | 30800 | 23400 | 2.48 | 23760 | 2.61
211714691 | 05/10/23 | Live | CARRIER | KEEPRITE | Singlezone Ducted, Centrally Ducted | 211714691 |  | HRCU-A-CB | DLCURAH30ABK | Ducted Indoor Units | FJMA4*36L*B* |  |  |  | 9 | 14.5 | 8.1 | FALSE | FALSE | FALSE | 30800 | 23400 | 2.48 | 23760 | 2.61
211714692 | 05/10/23 | Live | CARRIER | SMART COMFORT | Singlezone Ducted, Centrally Ducted | 211714692 |  | HRCU-A-CB | DLCURAH30ABK | Ducted Indoor Units | FJMA4*36L*B* |  |  |  | 9 | 14.5 | 8.1 | FALSE | FALSE | FALSE | 30800 | 23400 | 2.48 | 23760 | 2.61
211714693 | 05/10/23 | Live | CARRIER | TEMPSTAR | Singlezone Ducted, Centrally Ducted | 211714693 |  | HRCU-A-CB | DLCURAH30ABK | Ducted Indoor Units | FJMA4*36L*B* |  |  |  | 9 | 14.5 | 8.1 | FALSE | FALSE | FALSE | 30800 | 23400 | 2.48 | 23760 | 2.61
211714694 | 05/10/23 | Live | CARRIER | GRANDAIRE | Singlezone Ducted, Centrally Ducted | 211714694 |  | HRCU-A-CB | WDLCURAH30ABK | Ducted Indoor Units | WBHL364*B* |  |  |  | 9 | 14.5 | 8.1 | FALSE | FALSE | FALSE | 30800 | 23400 | 2.48 | 23760 | 2.61
213608465 | 11/02/23 | Live | Lennox Industries | ADP | Singlezone Ducted, Centrally Ducted | 213608465 |  | HRCU-A-C | 38MURAQ36AB3 | Ducted Indoor Units | H,PG8J936+TD |  |  |  | 9.5 | 15.2 | 8.45 | FALSE | FALSE | FALSE | 35600 | 26400 | 2.1 | 47300 | 2.4
213608464 | 11/02/23 | Live | Lennox Industries | ADP | Singlezone Ducted, Centrally Ducted | 213608464 |  | HRCU-A-C | 38MURAQ36AB3 | Ducted Indoor Units | CDP36J15P+TD |  |  |  | 9.5 | 15.2 | 8.35 | FALSE | FALSE | FALSE | 35400 | 26400 | 2.1 | 47300 | 2.4
213608463 | 11/02/23 | Live | Lennox Industries | ADP | Singlezone Ducted, Centrally Ducted | 213608463 |  | HRCU-A-C | 38MURAQ30AB3 | Ducted Indoor Units | H,PG33936+TD |  |  |  | 10 | 15.2 | 9.35 | FALSE | FALSE | TRUE | 29400 | 21600 | 2.1 | 28600 | 2.3
213608462 | 11/02/23 | Live | Lennox Industries | ADP | Singlezone Ducted, Centrally Ducted | 213608462 |  | HRCU-A-C | 38MURAQ30AB3 | Ducted Indoor Units | CDP36J15P+TD |  |  |  | 10 | 15.2 | 9.35 | FALSE | FALSE | TRUE | 29400 | 21600 | 2.1 | 28600 | 2.3
213608461 | 11/02/23 | Live | Lennox Industries | ADP | Singlezone Ducted, Centrally Ducted | 213608461 |  | HRCU-A-C | 38MURAQ24AB3 | Ducted Indoor Units | H,PG30924+TD |  |  |  | 10.5 | 16 | 9.1 | FALSE | FALSE | TRUE | 24000 | 20000 | 2.1 | 26700 | 2.4
213608460 | 11/02/23 | Live | Lennox Industries | ADP | Singlezone Ducted, Centrally Ducted | 213608460 |  | HRCU-A-C | 38MURAQ24AB3 | Ducted Indoor Units | CDP24H15P+TD |  |  |  | 10.5 | 16 | 9.1 | FALSE | FALSE | TRUE | 24000 | 20000 | 2.1 | 26700 | 2.4
213608459 | 11/02/23 | Live | Lennox Industries | ADP | Singlezone Ducted, Centrally Ducted | 213608459 |  | HRCU-A-C | 38MURAQ24AB3 | Ducted Indoor Units | CDP24H13P+TD |  |  |  | 10.5 | 16 | 9.1 | FALSE | FALSE | TRUE | 24000 | 20000 | 2.1 | 26700 | 2.4
213608458 | 11/02/23 | Live | Lennox Industries | ADP | Singlezone Ducted, Centrally Ducted | 213608458 |  | HRCU-A-C | 38MURAQ24AB3 | Ducted Indoor Units | H,PE21924+TD |  |  |  | 10 | 16 | 8.8 | FALSE | FALSE | TRUE | 23000 | 19800 | 2.1 | 26700 | 2.4
213608457 | 11/02/23 | Live | Lennox Industries | ADP | Singlezone Ducted, Centrally Ducted | 213608457 |  | HRCU-A-C | 38MURAQ18AB3 | Ducted Indoor Units | H,PG21924+TD |  |  |  | 11.5 | 16 | 8.85 | FALSE | FALSE | TRUE | 17700 | 13600 | 2.1 | 21400 | 2.5
213608456 | 11/02/23 | Live | Lennox Industries | ADP | Singlezone Ducted, Centrally Ducted | 213608456 |  | HRCU-A-C | 38MURAQ36AB3 | Ducted Indoor Units | H,PG8J936+TD |  |  |  | 9.5 | 15.2 | 8.45 | FALSE | FALSE | FALSE | 35600 | 26400 | 2.1 | 47300 | 2.4
213608455 | 11/02/23 | Live | Lennox Industries | ADP | Singlezone Ducted, Centrally Ducted | 213608455 |  | HRCU-A-C | 38MURAQ36AB3 | Ducted Indoor Units | CDP36J15P+TD |  |  |  | 9.5 | 15.2 | 8.35 | FALSE | FALSE | FALSE | 35400 | 26400 | 2.1 | 47300 | 2.4
213608454 | 11/02/23 | Live | Lennox Industries | ADP | Singlezone Ducted, Centrally Ducted | 213608454 |  | HRCU-A-C | 38MURAQ30AB3 | Ducted Indoor Units | H,PG8J936+TD |  |  |  | 10.5 | 15.2 | 9.5 | FALSE | FALSE | TRUE | 29800 | 21600 | 2.1 | 28600 | 2.3
213608453 | 11/02/23 | Live | Lennox Industries | ADP | Singlezone Ducted, Centrally Ducted | 213608453 |  | HRCU-A-C | 38MURAQ30AB3 | Ducted Indoor Units | H,PG33936+TD |  |  |  | 10 | 15.2 | 9.35 | FALSE | FALSE | TRUE | 29400 | 21600 | 2.1 | 28600 | 2.3
213608452 | 11/02/23 | Live | Lennox Industries | ADP | Singlezone Ducted, Centrally Ducted | 213608452 |  | HRCU-A-C | 38MURAQ30AB3 | Ducted Indoor Units | CDP36J15P+TD |  |  |  | 10 | 15.2 | 9.35 | FALSE | FALSE | TRUE | 29400 | 21600 | 2.1 | 28600 | 2.3
213608451 | 11/02/23 | Live | Lennox Industries | ADP | Singlezone Ducted, Centrally Ducted | 213608451 |  | HRCU-A-C | 38MURAQ24AB3 | Ducted Indoor Units | H,PG30924+TD |  |  |  | 10.5 | 16 | 9.1 | FALSE | FALSE | TRUE | 24000 | 20000 | 2.1 | 26700 | 2.4
213608450 | 11/02/23 | Live | Lennox Industries | ADP | Singlezone Ducted, Centrally Ducted | 213608450 |  | HRCU-A-C | 38MURAQ24AB3 | Ducted Indoor Units | CDP24H15P+TD |  |  |  | 10.5 | 16 | 9.1 | FALSE | FALSE | TRUE | 24000 | 20000 | 2.1 | 26700 | 2.4
213608449 | 11/02/23 | Live | Lennox Industries | ADP | Singlezone Ducted, Centrally Ducted | 213608449 |  | HRCU-A-C | 38MURAQ24AB3 | Ducted Indoor Units | CDP24H13P+TD |  |  |  | 10.5 | 16 | 9.1 | FALSE | FALSE | TRUE | 24000 | 20000 | 2.1 | 26700 | 2.4
213608448 | 11/02/23 | Live | Lennox Industries | ADP | Singlezone Ducted, Centrally Ducted | 213608448 |  | HRCU-A-C | 38MURAQ24AB3 | Ducted Indoor Units | H,PE21924+TD |  |  |  | 10 | 16 | 8.8 | FALSE | FALSE | TRUE | 23000 | 19800 | 2.1 | 26700 | 2.4
213608447 | 11/02/23 | Live | Lennox Industries | ADP | Singlezone Ducted, Centrally Ducted | 213608447 |  | HRCU-A-C | 38MURAQ24AB3 | Ducted Indoor Units | H,PG21924+TD |  |  |  | 10 | 16 | 8.8 | FALSE | FALSE | TRUE | 23000 | 19800 | 2.1 | 26700 | 2.4
213608446 | 11/02/23 | Live | Lennox Industries | ADP | Singlezone Ducted, Centrally Ducted | 213608446 |  | HRCU-A-C | 38MURAQ24AB3 | Ducted Indoor Units | H,PE20924+TD |  |  |  | 10 | 15.2 | 8.6 | FALSE | FALSE | TRUE | 22400 | 19800 | 2.1 | 26700 | 2.4
213608445 | 11/02/23 | Live | Lennox Industries | ADP | Singlezone Ducted, Centrally Ducted | 213608445 |  | HRCU-A-C | 38MURAQ18AB3 | Ducted Indoor Units | H,PG21924+TD |  |  |  | 11.5 | 16 | 8.85 | FALSE | FALSE | TRUE | 17700 | 13600 | 2.1 | 21400 | 2.5
213608444 | 11/02/23 | Live | Lennox Industries | ADP | Singlezone Ducted, Centrally Ducted | 213608444 |  | HRCU-A-C | 38MURAQ18AB3 | Ducted Indoor Units | H,PE20924+TD |  |  |  | 11 | 15.2 | 8.65 | FALSE | FALSE | TRUE | 17100 | 13500 | 2.1 | 21400 | 2.5
213608442 | 11/02/23 | Live | Lennox Industries | ADP | Singlezone Ducted, Centrally Ducted | 213608442 |  | HRCU-A-C | 38MURAQ36AB3 | Ducted Indoor Units | H,PG33936+TD |  |  |  | 9.5 | 15.2 | 8.35 | FALSE | FALSE | FALSE | 35400 | 26400 | 2.1 | 47300 | 2.4
213608441 | 11/02/23 | Live | Lennox Industries | ADP | Singlezone Ducted, Centrally Ducted | 213608441 |  | HRCU-A-C | 38MURAQ36AB3 | Ducted Indoor Units | H,PG33936+TD |  |  |  | 9.5 | 15.2 | 8.35 | FALSE | FALSE | FALSE | 35400 | 26400 | 2.1 | 47300 | 2.4
211133471 | 02/10/23 | Live | Samsung Electronics | SAMSUNG | Singlezone Ducted, Centrally Ducted | 211133471 |  | HRCU-A-CB | AC024BXUPCH | Ducted Indoor Units | BVRMB3925 |  |  |  | 10.1 | 16.5 | 8.1 | TRUE | TRUE | TRUE | 24000 | 31200 | 1.9 | 34300 | 1.86
211133468 | 02/10/23 | Live | Samsung Electronics | SAMSUNG | Singlezone Ducted, Centrally Ducted | 211133468 |  | HRCU-A-CB | AC036BXUDCH | Ducted Indoor Units | BVRMC3937 |  |  |  | 9 | 17 | 8.1 | TRUE | TRUE | FALSE | 36000 | 36000 | 1.9 | 41700 | 2
210299846 | 10/27/22 | Live | Samsung Electronics | SAMSUNG | Singlezone Ducted, Centrally Ducted | 210299846 |  | HRCU-A-CB | AC024BXUPCH | Ducted Indoor Units | AV240BT | 11 | 18 | 10 | 10.1 | 16.5 | 8.1 | TRUE | TRUE | TRUE | 24000 | 31200 | 1.9 | 34300 | 1.86
210273923 | 10/27/22 | Live | Samsung Electronics | SAMSUNG | Singlezone Ducted, Centrally Ducted | 210273923 |  | HRCU-A-CB | AC036BXUDCH | Ducted Indoor Units | AV360CT | 9.3 | 18 | 9.5 | 9 | 17 | 8.1 | TRUE | TRUE | FALSE | 36000 | 36000 | 1.9 | 41700 | 2
213249290 | 11/10/23 | Live | CARRIER | CARRIER | Singlezone Ducted, Centrally Ducted | 213249290 |  | HRCU-A-CB | 38MURAQ30AB3* | Ducted Indoor Units | FEVA0036**+NAVA43601CK |  |  |  | 9 | 14.5 | 9 | FALSE | FALSE | FALSE | 30800 | 23600 | 2.48 | 23960 | 2.6
213249291 | 11/10/23 | Live | CARRIER | BRYANT HEATING AND COOLING SYSTEMS | Singlezone Ducted, Centrally Ducted | 213249291 |  | HRCU-A-CB | 38MURAQ30AB3* | Ducted Indoor Units | FEVA0036**+NAVA43601CK |  |  |  | 9 | 14.5 | 9 | FALSE | FALSE | FALSE | 30800 | 23600 | 2.48 | 23960 | 2.6
213249292 | 11/10/23 | Live | CARRIER | PAYNE HEATING AND COOLING | Singlezone Ducted, Centrally Ducted | 213249292 |  | HRCU-A-CB | 38MURAQ30AB3* | Ducted Indoor Units | FEVA0036**+NAVA43601CK |  |  |  | 9 | 14.5 | 9 | FALSE | FALSE | FALSE | 30800 | 23600 | 2.48 | 23960 | 2.6
213249293 | 11/10/23 | Live | CARRIER | AIRQUEST | Singlezone Ducted, Centrally Ducted | 213249293 |  | HRCU-A-CB | DLCURAH30ABK | Ducted Indoor Units | FEVA0036**+NAVA43601CK |  |  |  | 9 | 14.5 | 9 | FALSE | FALSE | FALSE | 30800 | 23600 | 2.48 | 23960 | 2.6
213249294 | 11/10/23 | Live | CARRIER | ARCOAIRE | Singlezone Ducted, Centrally Ducted | 213249294 |  | HRCU-A-CB | DLCURAH30ABK | Ducted Indoor Units | FEVA0036**+NAVA43601CK |  |  |  | 9 | 14.5 | 9 | FALSE | FALSE | FALSE | 30800 | 23600 | 2.48 | 23960 | 2.6
213249295 | 11/10/23 | Live | CARRIER | COMFORTMAKER | Singlezone Ducted, Centrally Ducted | 213249295 |  | HRCU-A-CB | DLCURAH30ABK | Ducted Indoor Units | FEVA0036**+NAVA43601CK |  |  |  | 9 | 14.5 | 9 | FALSE | FALSE | FALSE | 30800 | 23600 | 2.48 | 23960 | 2.6
213249296 | 11/10/23 | Live | CARRIER | DAY & NIGHT | Singlezone Ducted, Centrally Ducted | 213249296 |  | HRCU-A-CB | DLCURAH30ABK | Ducted Indoor Units | FEVA0036**+NAVA43601CK |  |  |  | 9 | 14.5 | 9 | FALSE | FALSE | FALSE | 30800 | 23600 | 2.48 | 23960 | 2.6
213249297 | 11/10/23 | Live | CARRIER | HEIL | Singlezone Ducted, Centrally Ducted | 213249297 |  | HRCU-A-CB | DLCURAH30ABK | Ducted Indoor Units | FEVA0036**+NAVA43601CK |  |  |  | 9 | 14.5 | 9 | FALSE | FALSE | FALSE | 30800 | 23600 | 2.48 | 23960 | 2.6
213249298 | 11/10/23 | Live | CARRIER | KEEPRITE | Singlezone Ducted, Centrally Ducted | 213249298 |  | HRCU-A-CB | DLCURAH30ABK | Ducted Indoor Units | FEVA0036**+NAVA43601CK |  |  |  | 9 | 14.5 | 9 | FALSE | FALSE | FALSE | 30800 | 23600 | 2.48 | 23960 | 2.6
213249299 | 11/10/23 | Live | CARRIER | SMART COMFORT | Singlezone Ducted, Centrally Ducted | 213249299 |  | HRCU-A-CB | DLCURAH30ABK | Ducted Indoor Units | FEVA0036**+NAVA43601CK |  |  |  | 9 | 14.5 | 9 | FALSE | FALSE | FALSE | 30800 | 23600 | 2.48 | 23960 | 2.6
213249300 | 11/10/23 | Live | CARRIER | TEMPSTAR | Singlezone Ducted, Centrally Ducted | 213249300 |  | HRCU-A-CB | DLCURAH30ABK | Ducted Indoor Units | FEVA0036**+NAVA43601CK |  |  |  | 9 | 14.5 | 9 | FALSE | FALSE | FALSE | 30800 | 23600 | 2.48 | 23960 | 2.6
213353807 | 11/10/23 | Live | CARRIER | CARRIER | Singlezone Ducted, Centrally Ducted | 213353807 |  | HRCU-A-CB | 38MURAQ30AB3* | Ducted Indoor Units | F54AA*B30L* |  |  |  | 9 | 15.2 | 8.5 | FALSE | FALSE | FALSE | 30000 | 23400 | 2.44 | 23760 | 2.56
213353808 | 11/10/23 | Live | CARRIER | BRYANT HEATING AND COOLING SYSTEMS | Singlezone Ducted, Centrally Ducted | 213353808 |  | HRCU-A-CB | 38MURAQ30AB3* | Ducted Indoor Units | F54AA*B30L* |  |  |  | 9 | 15.2 | 8.5 | FALSE | FALSE | FALSE | 30000 | 23400 | 2.44 | 23760 | 2.56
213353809 | 11/10/23 | Live | CARRIER | AIRQUEST | Singlezone Ducted, Centrally Ducted | 213353809 |  | HRCU-A-CB | DLCURAH30ABK | Ducted Indoor Units | F5MA4*30L*B* |  |  |  | 9 | 15.2 | 8.5 | FALSE | FALSE | FALSE | 30000 | 23400 | 2.44 | 23760 | 2.56
213353810 | 11/10/23 | Live | CARRIER | ARCOAIRE | Singlezone Ducted, Centrally Ducted | 213353810 |  | HRCU-A-CB | DLCURAH30ABK | Ducted Indoor Units | F5MA4*30L*B* |  |  |  | 9 | 15.2 | 8.5 | FALSE | FALSE | FALSE | 30000 | 23400 | 2.44 | 23760 | 2.56
213353811 | 11/10/23 | Live | CARRIER | COMFORTMAKER | Singlezone Ducted, Centrally Ducted | 213353811 |  | HRCU-A-CB | DLCURAH30ABK | Ducted Indoor Units | F5MA4*30L*B* |  |  |  | 9 | 15.2 | 8.5 | FALSE | FALSE | FALSE | 30000 | 23400 | 2.44 | 23760 | 2.56
213353812 | 11/10/23 | Live | CARRIER | DAY & NIGHT | Singlezone Ducted, Centrally Ducted | 213353812 |  | HRCU-A-CB | DLCURAH30ABK | Ducted Indoor Units | F5MA4*30L*B* |  |  |  | 9 | 15.2 | 8.5 | FALSE | FALSE | FALSE | 30000 | 23400 | 2.44 | 23760 | 2.56
213353813 | 11/10/23 | Live | CARRIER | HEIL | Singlezone Ducted, Centrally Ducted | 213353813 |  | HRCU-A-CB | DLCURAH30ABK | Ducted Indoor Units | F5MA4*30L*B* |  |  |  | 9 | 15.2 | 8.5 | FALSE | FALSE | FALSE | 30000 | 23400 | 2.44 | 23760 | 2.56
213353814 | 11/10/23 | Live | CARRIER | KEEPRITE | Singlezone Ducted, Centrally Ducted | 213353814 |  | HRCU-A-CB | DLCURAH30ABK | Ducted Indoor Units | F5MA4*30L*B* |  |  |  | 9 | 15.2 | 8.5 | FALSE | FALSE | FALSE | 30000 | 23400 | 2.44 | 23760 | 2.56
213353815 | 11/10/23 | Live | CARRIER | SMART COMFORT | Singlezone Ducted, Centrally Ducted | 213353815 |  | HRCU-A-CB | DLCURAH30ABK | Ducted Indoor Units | F5MA4*30L*B* |  |  |  | 9 | 15.2 | 8.5 | FALSE | FALSE | FALSE | 30000 | 23400 | 2.44 | 23760 | 2.56
213353816 | 11/10/23 | Live | CARRIER | TEMPSTAR | Singlezone Ducted, Centrally Ducted | 213353816 |  | HRCU-A-CB | DLCURAH30ABK | Ducted Indoor Units | F5MA4*30L*B* |  |  |  | 9 | 15.2 | 8.5 | FALSE | FALSE | FALSE | 30000 | 23400 | 2.44 | 23760 | 2.56
213353817 | 11/10/23 | Live | CARRIER | CARRIER | Singlezone Ducted, Centrally Ducted | 213353817 |  | HRCU-A-CB | 38MURAQ30AB3* | Ducted Indoor Units | F54AA*B36L* |  |  |  | 9 | 14.5 | 9 | FALSE | FALSE | FALSE | 31000 | 23600 | 2.5 | 23960 | 2.63
213353818 | 11/10/23 | Live | CARRIER | BRYANT HEATING AND COOLING SYSTEMS | Singlezone Ducted, Centrally Ducted | 213353818 |  | HRCU-A-CB | 38MURAQ30AB3* | Ducted Indoor Units | F54AA*B36L* |  |  |  | 9 | 14.5 | 9 | FALSE | FALSE | FALSE | 31000 | 23600 | 2.5 | 23960 | 2.63
213353819 | 11/10/23 | Live | CARRIER | AIRQUEST | Singlezone Ducted, Centrally Ducted | 213353819 |  | HRCU-A-CB | DLCURAH30ABK | Ducted Indoor Units | F5MA4*36L*B* |  |  |  | 9 | 14.5 | 9 | FALSE | FALSE | FALSE | 31000 | 23600 | 2.5 | 23960 | 2.63
213353820 | 11/10/23 | Live | CARRIER | ARCOAIRE | Singlezone Ducted, Centrally Ducted | 213353820 |  | HRCU-A-CB | DLCURAH30ABK | Ducted Indoor Units | F5MA4*36L*B* |  |  |  | 9 | 14.5 | 9 | FALSE | FALSE | FALSE | 31000 | 23600 | 2.5 | 23960 | 2.63
213353821 | 11/10/23 | Live | CARRIER | COMFORTMAKER | Singlezone Ducted, Centrally Ducted | 213353821 |  | HRCU-A-CB | DLCURAH30ABK | Ducted Indoor Units | F5MA4*36L*B* |  |  |  | 9 | 14.5 | 9 | FALSE | FALSE | FALSE | 31000 | 23600 | 2.5 | 23960 | 2.63
213353822 | 11/10/23 | Live | CARRIER | DAY & NIGHT | Singlezone Ducted, Centrally Ducted | 213353822 |  | HRCU-A-CB | DLCURAH30ABK | Ducted Indoor Units | F5MA4*36L*B* |  |  |  | 9 | 14.5 | 9 | FALSE | FALSE | FALSE | 31000 | 23600 | 2.5 | 23960 | 2.63
213353823 | 11/10/23 | Live | CARRIER | HEIL | Singlezone Ducted, Centrally Ducted | 213353823 |  | HRCU-A-CB | DLCURAH30ABK | Ducted Indoor Units | F5MA4*36L*B* |  |  |  | 9 | 14.5 | 9 | FALSE | FALSE | FALSE | 31000 | 23600 | 2.5 | 23960 | 2.63
213353824 | 11/10/23 | Live | CARRIER | KEEPRITE | Singlezone Ducted, Centrally Ducted | 213353824 |  | HRCU-A-CB | DLCURAH30ABK | Ducted Indoor Units | F5MA4*36L*B* |  |  |  | 9 | 14.5 | 9 | FALSE | FALSE | FALSE | 31000 | 23600 | 2.5 | 23960 | 2.63
213353825 | 11/10/23 | Live | CARRIER | SMART COMFORT | Singlezone Ducted, Centrally Ducted | 213353825 |  | HRCU-A-CB | DLCURAH30ABK | Ducted Indoor Units | F5MA4*36L*B* |  |  |  | 9 | 14.5 | 9 | FALSE | FALSE | FALSE | 31000 | 23600 | 2.5 | 23960 | 2.63
213353826 | 11/10/23 | Live | CARRIER | TEMPSTAR | Singlezone Ducted, Centrally Ducted | 213353826 |  | HRCU-A-CB | DLCURAH30ABK | Ducted Indoor Units | F5MA4*36L*B* |  |  |  | 9 | 14.5 | 9 | FALSE | FALSE | FALSE | 31000 | 23600 | 2.5 | 23960 | 2.63
211606848 | 06/12/23 | Live | CARRIER | CARRIER | Singlezone Ducted, Centrally Ducted | 211606848 |  | HRCU-A-CB | 38MURAQ30AA3* | Ducted Indoor Units | FJ4DN*B30L* |  |  |  | 9.5 | 14.5 | 8 | FALSE | FALSE | FALSE | 30000 | 22800 | 2.26 | 22800 | 2.26
211606849 | 06/12/23 | Live | CARRIER | BRYANT HEATING AND COOLING SYSTEMS | Singlezone Ducted, Centrally Ducted | 211606849 |  | HRCU-A-CB | 38MURAQ30AA3* | Ducted Indoor Units | FJ4DN*B30L* |  |  |  | 9.5 | 14.5 | 8 | FALSE | FALSE | FALSE | 30000 | 22800 | 2.26 | 22800 | 2.26
211606850 | 06/12/23 | Live | CARRIER | PAYNE HEATING AND COOLING | Singlezone Ducted, Centrally Ducted | 211606850 |  | HRCU-A-CB | 38MURAQ30AA3* | Ducted Indoor Units | FJ4DN*B30L* |  |  |  | 9.5 | 14.5 | 8 | FALSE | FALSE | FALSE | 30000 | 22800 | 2.26 | 22800 | 2.26
211606851 | 06/12/23 | Live | CARRIER | AIRQUEST | Singlezone Ducted, Centrally Ducted | 211606851 |  | HRCU-A-CB | DLCURAH30AAK | Ducted Indoor Units | FJMA4*30L*B* |  |  |  | 9.5 | 14.5 | 8 | FALSE | FALSE | FALSE | 30000 | 22800 | 2.26 | 22800 | 2.26
211606852 | 06/12/23 | Live | CARRIER | ARCOAIRE | Singlezone Ducted, Centrally Ducted | 211606852 |  | HRCU-A-CB | DLCURAH30AAK | Ducted Indoor Units | FJMA4*30L*B* |  |  |  | 9.5 | 14.5 | 8 | FALSE | FALSE | FALSE | 30000 | 22800 | 2.26 | 22800 | 2.26
211606853 | 06/12/23 | Live | CARRIER | COMFORTMAKER | Singlezone Ducted, Centrally Ducted | 211606853 |  | HRCU-A-CB | DLCURAH30AAK | Ducted Indoor Units | FJMA4*30L*B* |  |  |  | 9.5 | 14.5 | 8 | FALSE | FALSE | FALSE | 30000 | 22800 | 2.26 | 22800 | 2.26
211606854 | 06/12/23 | Live | CARRIER | DAY & NIGHT | Singlezone Ducted, Centrally Ducted | 211606854 |  | HRCU-A-CB | DLCURAH30AAK | Ducted Indoor Units | FJMA4*30L*B* |  |  |  | 9.5 | 14.5 | 8 | FALSE | FALSE | FALSE | 30000 | 22800 | 2.26 | 22800 | 2.26
211606855 | 06/12/23 | Live | CARRIER | HEIL | Singlezone Ducted, Centrally Ducted | 211606855 |  | HRCU-A-CB | DLCURAH30AAK | Ducted Indoor Units | FJMA4*30L*B* |  |  |  | 9.5 | 14.5 | 8 | FALSE | FALSE | FALSE | 30000 | 22800 | 2.26 | 22800 | 2.26
211606856 | 06/12/23 | Live | CARRIER | KEEPRITE | Singlezone Ducted, Centrally Ducted | 211606856 |  | HRCU-A-CB | DLCURAH30AAK | Ducted Indoor Units | FJMA4*30L*B* |  |  |  | 9.5 | 14.5 | 8 | FALSE | FALSE | FALSE | 30000 | 22800 | 2.26 | 22800 | 2.26
211606857 | 06/12/23 | Live | CARRIER | SMART COMFORT | Singlezone Ducted, Centrally Ducted | 211606857 |  | HRCU-A-CB | DLCURAH30AAK | Ducted Indoor Units | FJMA4*30L*B* |  |  |  | 9.5 | 14.5 | 8 | FALSE | FALSE | FALSE | 30000 | 22800 | 2.26 | 22800 | 2.26
211606858 | 06/12/23 | Live | CARRIER | TEMPSTAR | Singlezone Ducted, Centrally Ducted | 211606858 |  | HRCU-A-CB | DLCURAH30AAK | Ducted Indoor Units | FJMA4*30L*B* |  |  |  | 9.5 | 14.5 | 8 | FALSE | FALSE | FALSE | 30000 | 22800 | 2.26 | 22800 | 2.26
211606859 | 06/12/23 | Live | CARRIER | GRANDAIRE | Singlezone Ducted, Centrally Ducted | 211606859 |  | HRCU-A-CB | WDLCURAH30AAK | Ducted Indoor Units | WBHL304*B* |  |  |  | 9.5 | 14.5 | 8 | FALSE | FALSE | FALSE | 30000 | 22800 | 2.26 | 22800 | 2.26
211606860 | 06/12/23 | Live | CARRIER | CARRIER | Singlezone Ducted, Centrally Ducted | 211606860 |  | HRCU-A-CB | 38MURAQ30AA3* | Ducted Indoor Units | PF4MN*B30L* |  |  |  | 9.5 | 14.5 | 8 | FALSE | FALSE | FALSE | 30000 | 22800 | 2.26 | 22800 | 2.26
211606861 | 06/12/23 | Live | CARRIER | BRYANT HEATING AND COOLING SYSTEMS | Singlezone Ducted, Centrally Ducted | 211606861 |  | HRCU-A-CB | 38MURAQ30AA3* | Ducted Indoor Units | PF4MN*B30L* |  |  |  | 9.5 | 14.5 | 8 | FALSE | FALSE | FALSE | 30000 | 22800 | 2.26 | 22800 | 2.26
211606862 | 06/12/23 | Live | CARRIER | PAYNE HEATING AND COOLING | Singlezone Ducted, Centrally Ducted | 211606862 |  | HRCU-A-CB | 38MURAQ30AA3* | Ducted Indoor Units | PF4MN*B30L* |  |  |  | 9.5 | 14.5 | 8 | FALSE | FALSE | FALSE | 30000 | 22800 | 2.26 | 22800 | 2.26
213249279 | 11/10/23 | Live | CARRIER | CARRIER | Singlezone Ducted, Centrally Ducted | 213249279 |  | HRCU-A-CB | 38MURAQ30AA3* | Ducted Indoor Units | FEVA0036**+NAVA43601CK |  |  |  | 9.5 | 14.5 | 8 | FALSE | FALSE | FALSE | 30200 | 22800 | 2.28 | 22800 | 2.28
213249280 | 11/10/23 | Live | CARRIER | BRYANT HEATING AND COOLING SYSTEMS | Singlezone Ducted, Centrally Ducted | 213249280 |  | HRCU-A-CB | 38MURAQ30AA3* | Ducted Indoor Units | FEVA0036**+NAVA43601CK |  |  |  | 9.5 | 14.5 | 8 | FALSE | FALSE | FALSE | 30200 | 22800 | 2.28 | 22800 | 2.28
213249281 | 11/10/23 | Live | CARRIER | PAYNE HEATING AND COOLING | Singlezone Ducted, Centrally Ducted | 213249281 |  | HRCU-A-CB | 38MURAQ30AA3* | Ducted Indoor Units | FEVA0036**+NAVA43601CK |  |  |  | 9.5 | 14.5 | 8 | FALSE | FALSE | FALSE | 30200 | 22800 | 2.28 | 22800 | 2.28
213249282 | 11/10/23 | Live | CARRIER | AIRQUEST | Singlezone Ducted, Centrally Ducted | 213249282 |  | HRCU-A-CB | DLCURAH30AAK | Ducted Indoor Units | FEVA0036**+NAVA43601CK |  |  |  | 9.5 | 14.5 | 8 | FALSE | FALSE | FALSE | 30200 | 22800 | 2.28 | 22800 | 2.28
213249283 | 11/10/23 | Live | CARRIER | ARCOAIRE | Singlezone Ducted, Centrally Ducted | 213249283 |  | HRCU-A-CB | DLCURAH30AAK | Ducted Indoor Units | FEVA0036**+NAVA43601CK |  |  |  | 9.5 | 14.5 | 8 | FALSE | FALSE | FALSE | 30200 | 22800 | 2.28 | 22800 | 2.28
213249284 | 11/10/23 | Live | CARRIER | COMFORTMAKER | Singlezone Ducted, Centrally Ducted | 213249284 |  | HRCU-A-CB | DLCURAH30AAK | Ducted Indoor Units | FEVA0036**+NAVA43601CK |  |  |  | 9.5 | 14.5 | 8 | FALSE | FALSE | FALSE | 30200 | 22800 | 2.28 | 22800 | 2.28
213249285 | 11/10/23 | Live | CARRIER | DAY & NIGHT | Singlezone Ducted, Centrally Ducted | 213249285 |  | HRCU-A-CB | DLCURAH30AAK | Ducted Indoor Units | FEVA0036**+NAVA43601CK |  |  |  | 9.5 | 14.5 | 8 | FALSE | FALSE | FALSE | 30200 | 22800 | 2.28 | 22800 | 2.28
213249286 | 11/10/23 | Live | CARRIER | HEIL | Singlezone Ducted, Centrally Ducted | 213249286 |  | HRCU-A-CB | DLCURAH30AAK | Ducted Indoor Units | FEVA0036**+NAVA43601CK |  |  |  | 9.5 | 14.5 | 8 | FALSE | FALSE | FALSE | 30200 | 22800 | 2.28 | 22800 | 2.28
213249287 | 11/10/23 | Live | CARRIER | KEEPRITE | Singlezone Ducted, Centrally Ducted | 213249287 |  | HRCU-A-CB | DLCURAH30AAK | Ducted Indoor Units | FEVA0036**+NAVA43601CK |  |  |  | 9.5 | 14.5 | 8 | FALSE | FALSE | FALSE | 30200 | 22800 | 2.28 | 22800 | 2.28
213249288 | 11/10/23 | Live | CARRIER | SMART COMFORT | Singlezone Ducted, Centrally Ducted | 213249288 |  | HRCU-A-CB | DLCURAH30AAK | Ducted Indoor Units | FEVA0036**+NAVA43601CK |  |  |  | 9.5 | 14.5 | 8 | FALSE | FALSE | FALSE | 30200 | 22800 | 2.28 | 22800 | 2.28
213249289 | 11/10/23 | Live | CARRIER | TEMPSTAR | Singlezone Ducted, Centrally Ducted | 213249289 |  | HRCU-A-CB | DLCURAH30AAK | Ducted Indoor Units | FEVA0036**+NAVA43601CK |  |  |  | 9.5 | 14.5 | 8 | FALSE | FALSE | FALSE | 30200 | 22800 | 2.28 | 22800 | 2.28
213353787 | 11/10/23 | Live | CARRIER | CARRIER | Singlezone Ducted, Centrally Ducted | 213353787 |  | HRCU-A-CB | 38MURAQ30AA3* | Ducted Indoor Units | F54AA*B30L* |  |  |  | 9.5 | 15.5 | 8.1 | FALSE | FALSE | FALSE | 29400 | 22600 | 2.24 | 22600 | 2.24
213353788 | 11/10/23 | Live | CARRIER | BRYANT HEATING AND COOLING SYSTEMS | Singlezone Ducted, Centrally Ducted | 213353788 |  | HRCU-A-CB | 38MURAQ30AA3* | Ducted Indoor Units | F54AA*B30L* |  |  |  | 9.5 | 15.5 | 8.1 | FALSE | FALSE | FALSE | 29400 | 22600 | 2.24 | 22600 | 2.24
213353789 | 11/10/23 | Live | CARRIER | AIRQUEST | Singlezone Ducted, Centrally Ducted | 213353789 |  | HRCU-A-CB | DLCURAH30AAK | Ducted Indoor Units | F5MA4*30L*B* |  |  |  | 9.5 | 15.5 | 8.1 | FALSE | FALSE | FALSE | 29400 | 22600 | 2.24 | 22600 | 2.24
213353790 | 11/10/23 | Live | CARRIER | ARCOAIRE | Singlezone Ducted, Centrally Ducted | 213353790 |  | HRCU-A-CB | DLCURAH30AAK | Ducted Indoor Units | F5MA4*30L*B* |  |  |  | 9.5 | 15.5 | 8.1 | FALSE | FALSE | FALSE | 29400 | 22600 | 2.24 | 22600 | 2.24
213353791 | 11/10/23 | Live | CARRIER | COMFORTMAKER | Singlezone Ducted, Centrally Ducted | 213353791 |  | HRCU-A-CB | DLCURAH30AAK | Ducted Indoor Units | F5MA4*30L*B* |  |  |  | 9.5 | 15.5 | 8.1 | FALSE | FALSE | FALSE | 29400 | 22600 | 2.24 | 22600 | 2.24
213353792 | 11/10/23 | Live | CARRIER | DAY & NIGHT | Singlezone Ducted, Centrally Ducted | 213353792 |  | HRCU-A-CB | DLCURAH30AAK | Ducted Indoor Units | F5MA4*30L*B* |  |  |  | 9.5 | 15.5 | 8.1 | FALSE | FALSE | FALSE | 29400 | 22600 | 2.24 | 22600 | 2.24
213353793 | 11/10/23 | Live | CARRIER | HEIL | Singlezone Ducted, Centrally Ducted | 213353793 |  | HRCU-A-CB | DLCURAH30AAK | Ducted Indoor Units | F5MA4*30L*B* |  |  |  | 9.5 | 15.5 | 8.1 | FALSE | FALSE | FALSE | 29400 | 22600 | 2.24 | 22600 | 2.24
213353794 | 11/10/23 | Live | CARRIER | KEEPRITE | Singlezone Ducted, Centrally Ducted | 213353794 |  | HRCU-A-CB | DLCURAH30AAK | Ducted Indoor Units | F5MA4*30L*B* |  |  |  | 9.5 | 15.5 | 8.1 | FALSE | FALSE | FALSE | 29400 | 22600 | 2.24 | 22600 | 2.24
213353795 | 11/10/23 | Live | CARRIER | SMART COMFORT | Singlezone Ducted, Centrally Ducted | 213353795 |  | HRCU-A-CB | DLCURAH30AAK | Ducted Indoor Units | F5MA4*30L*B* |  |  |  | 9.5 | 15.5 | 8.1 | FALSE | FALSE | FALSE | 29400 | 22600 | 2.24 | 22600 | 2.24
213353796 | 11/10/23 | Live | CARRIER | TEMPSTAR | Singlezone Ducted, Centrally Ducted | 213353796 |  | HRCU-A-CB | DLCURAH30AAK | Ducted Indoor Units | F5MA4*30L*B* |  |  |  | 9.5 | 15.5 | 8.1 | FALSE | FALSE | FALSE | 29400 | 22600 | 2.24 | 22600 | 2.24
213353797 | 11/10/23 | Live | CARRIER | CARRIER | Singlezone Ducted, Centrally Ducted | 213353797 |  | HRCU-A-CB | 38MURAQ30AA3* | Ducted Indoor Units | F54AA*B36L* |  |  |  | 9.5 | 15.2 | 8.1 | FALSE | FALSE | FALSE | 30400 | 23000 | 2.32 | 23000 | 2.32
213353798 | 11/10/23 | Live | CARRIER | BRYANT HEATING AND COOLING SYSTEMS | Singlezone Ducted, Centrally Ducted | 213353798 |  | HRCU-A-CB | 38MURAQ30AA3* | Ducted Indoor Units | F54AA*B36L* |  |  |  | 9.5 | 15.2 | 8.1 | FALSE | FALSE | FALSE | 30400 | 23000 | 2.32 | 23000 | 2.32
213353799 | 11/10/23 | Live | CARRIER | AIRQUEST | Singlezone Ducted, Centrally Ducted | 213353799 |  | HRCU-A-CB | DLCURAH30AAK | Ducted Indoor Units | F5MA4*36L*B* |  |  |  | 9.5 | 15.2 | 8.1 | FALSE | FALSE | FALSE | 30400 | 23000 | 2.32 | 23000 | 2.32
213353800 | 11/10/23 | Live | CARRIER | ARCOAIRE | Singlezone Ducted, Centrally Ducted | 213353800 |  | HRCU-A-CB | DLCURAH30AAK | Ducted Indoor Units | F5MA4*36L*B* |  |  |  | 9.5 | 15.2 | 8.1 | FALSE | FALSE | FALSE | 30400 | 23000 | 2.32 | 23000 | 2.32
213353801 | 11/10/23 | Live | CARRIER | COMFORTMAKER | Singlezone Ducted, Centrally Ducted | 213353801 |  | HRCU-A-CB | DLCURAH30AAK | Ducted Indoor Units | F5MA4*36L*B* |  |  |  | 9.5 | 15.2 | 8.1 | FALSE | FALSE | FALSE | 30400 | 23000 | 2.32 | 23000 | 2.32
213353802 | 11/10/23 | Live | CARRIER | DAY & NIGHT | Singlezone Ducted, Centrally Ducted | 213353802 |  | HRCU-A-CB | DLCURAH30AAK | Ducted Indoor Units | F5MA4*36L*B* |  |  |  | 9.5 | 15.2 | 8.1 | FALSE | FALSE | FALSE | 30400 | 23000 | 2.32 | 23000 | 2.32
213353803 | 11/10/23 | Live | CARRIER | HEIL | Singlezone Ducted, Centrally Ducted | 213353803 |  | HRCU-A-CB | DLCURAH30AAK | Ducted Indoor Units | F5MA4*36L*B* |  |  |  | 9.5 | 15.2 | 8.1 | FALSE | FALSE | FALSE | 30400 | 23000 | 2.32 | 23000 | 2.32
213353804 | 11/10/23 | Live | CARRIER | KEEPRITE | Singlezone Ducted, Centrally Ducted | 213353804 |  | HRCU-A-CB | DLCURAH30AAK | Ducted Indoor Units | F5MA4*36L*B* |  |  |  | 9.5 | 15.2 | 8.1 | FALSE | FALSE | FALSE | 30400 | 23000 | 2.32 | 23000 | 2.32
213353805 | 11/10/23 | Live | CARRIER | SMART COMFORT | Singlezone Ducted, Centrally Ducted | 213353805 |  | HRCU-A-CB | DLCURAH30AAK | Ducted Indoor Units | F5MA4*36L*B* |  |  |  | 9.5 | 15.2 | 8.1 | FALSE | FALSE | FALSE | 30400 | 23000 | 2.32 | 23000 | 2.32
213353806 | 11/10/23 | Live | CARRIER | TEMPSTAR | Singlezone Ducted, Centrally Ducted | 213353806 |  | HRCU-A-CB | DLCURAH30AAK | Ducted Indoor Units | F5MA4*36L*B* |  |  |  | 9.5 | 15.2 | 8.1 | FALSE | FALSE | FALSE | 30400 | 23000 | 2.32 | 23000 | 2.32
213732653 | 11/15/23 | Live | Midea Electric Trading | SENVILLE | Multizone All Non-Ducted | 213732653 |  | HMSR-A-CB-O | SENA-28HF-MOB | Non-Ducted Indoor Units |  | 12.5 | 22.5 | 11.3 | 12.5 | 23 | 10.6 | TRUE | TRUE | TRUE | 28000 | 26600 | 2.3 | 27200 | 2.21
213732654 | 11/15/23 | Live | Midea Electric Trading | SENVILLE | Multizone All Ducted | 213732654 |  | HMSV-A-CB | SENA-28HF-MOB | Ducted Indoor Units |  | 11.5 | 20 | 10.1 | 11.7 | 20 | 9.5 | TRUE | TRUE | TRUE | 28000 | 27000 | 2.3 | 27200 | 2.21
213732659 | 11/15/23 | Live | Midea Electric Trading | SENVILLE | Multizone All Non-Ducted | 213732659 |  | HMSR-A-CB-O | SENA-48HF-MOB | Non-Ducted Indoor Units |  | 11.6 | 21.5 | 11 | 11.7 | 21.8 | 9.8 | TRUE | TRUE | TRUE | 48000 | 36000 | 2.3 | 45000 | 2.2
213732650 | 11/15/23 | Live | Midea Electric Trading | SENVILLE | Multizone All Non-Ducted | 213732650 |  | HMSR-A-CB-O | SENA-18HF-MOB | Non-Ducted Indoor Units |  | 12.5 | 22 | 10.2 | 12.5 | 22 | 9.8 | TRUE | TRUE | TRUE | 19000 | 15000 | 2.5 | 19000 | 2.23
213732655 | 11/15/23 | Live | Midea Electric Trading | SENVILLE | Multizone Mix of Ducted and Non-Ducted | 213732655 |  | HMSV-A-CB | SENA-28HF-MOB | Mixed Ducted and Non-Ducted Indoor Units |  | 12 | 21.25 | 10.7 | 12.1 | 21.5 | 10.05 | TRUE | TRUE | TRUE | 28000 | 26800 | 2.3 | 27200 | 2.21
213732656 | 11/15/23 | Live | Midea Electric Trading | SENVILLE | Multizone All Non-Ducted | 213732656 |  | HMSR-A-CB-O | SENA-36HF-MOB | Non-Ducted Indoor Units |  |  |  |  | 12.5 | 22.4 | 10.9 | TRUE | TRUE | TRUE | 36000 | 27400 | 2.4 | 37000 | 2.31
213732657 | 11/15/23 | Live | Midea Electric Trading | SENVILLE | Multizone All Ducted | 213732657 |  | HMSV-A-CB | SENA-36HF-MOB | Ducted Indoor Units |  |  |  |  | 12 | 19.4 | 10 | TRUE | TRUE | TRUE | 36000 | 30000 | 2.2 | 36000 | 2.2
213732658 | 11/15/23 | Live | Midea Electric Trading | SENVILLE | Multizone Mix of Ducted and Non-Ducted | 213732658 |  | HMSV-A-CB | SENA-36HF-MOB | Mixed Ducted and Non-Ducted Indoor Units |  |  |  |  | 12.25 | 20.9 | 10.45 | TRUE | TRUE | TRUE | 36000 | 28600 | 2.3 | 36500 | 2.25
213614241 | 11/15/23 | Live | Midea Electric Trading | TEMPBLUE | Singlezone Non-Ducted, Wall Placement | 213614241 |  | HRCU-A-CB-O | UTG420B-X012PH1N1H | Mini-Splits | UTH420B-X012-H1N1H | 10.3 | 20 | 10.8 | 10.3 | 20.8 | 8.7 | FALSE | FALSE | FALSE | 12000 | 7800 | 2.31 | 8200 | 1.35
213614239 | 11/15/23 | Live | Midea Electric Trading | TEMPBLUE | Singlezone Non-Ducted, Wall Placement | 213614239 |  | HRCU-A-CB-O | UTG420B-X009PH3N1H | Mini-Splits | UTH420B-X009-H3N1H | 12.6 | 21.5 | 10 | 12.6 | 21.7 | 9.4 | FALSE | FALSE | FALSE | 9000 | 6000 | 2.51 | 8065 | 2.17
213614240 | 11/15/23 | Live | Midea Electric Trading | TEMPBLUE | Singlezone Non-Ducted, Wall Placement | 213614240 |  | HRCU-A-CB-O | UTG420B-X012PH3N1H | Mini-Splits | UTH420B-X012-H3N1H | 10.8 | 20.5 | 10.7 | 10.8 | 21.4 | 9.2 | FALSE | FALSE | FALSE | 12000 | 7000 | 2.5 | 9300 | 2
213614242 | 11/15/23 | Live | Midea Electric Trading | TEMPBLUE | Singlezone Non-Ducted, Wall Placement | 213614242 |  | HRCU-A-CB-O | UTG420B-X018PH3N1H | Mini-Splits | UTH420B-X018-H3N1H | 11 | 19.5 | 10 | 11 | 19.5 | 8.7 | FALSE | FALSE | FALSE | 18000 | 11400 | 2.57 | 14370 | 2.49
213614243 | 11/15/23 | Live | Midea Electric Trading | TEMPBLUE | Singlezone Non-Ducted, Wall Placement | 213614243 |  | HRCU-A-CB-O | UTG420B-X024PH3N1H | Mini-Splits | UTH420B-X024-H3N1H | 9.5 | 18.5 | 10.2 | 9.5 | 18.5 | 8.6 | FALSE | FALSE | FALSE | 24000 | 16500 | 2.38 | 19257 | 2.11
213608174 | 11/15/23 | Live | Midea Electric Trading | KEPLER | Singlezone Non-Ducted, Wall Placement | 213608174 |  | HRCU-A-CB-O | ODUMOX330-12HFN1MW5W | Mini-Splits | IDUMSEPB-12HRFN1MW5W(GA) | 14 | 25.5 | 13 | 14 | 25.5 | 10.4 | TRUE | TRUE | TRUE | 12000 | 10000 | 2.4 | 13112 | 2.11
213608175 | 11/15/23 | Live | Midea Electric Trading | KEPLER | Singlezone Non-Ducted, Wall Placement | 213608175 |  | HRCU-A-CB-O | ODUMOX430-17HFN1MT0W | Mini-Splits | IDUMSEPC-18HRFN1MU0W | 12.5 | 21.5 | 13 | 12.5 | 21.5 | 11.3 | TRUE | TRUE | TRUE | 18000 | 15000 | 2.35 | 19200 | 1.99
213608176 | 11/15/23 | Live | Midea Electric Trading | KEPLER | Singlezone Non-Ducted, Wall Placement | 213608176 |  | HRCU-A-CB-O | ODUMOD30-24HFN1MU0W | Mini-Splits | IDUMSEPD-24HRFN1MU0W | 13 | 21.5 | 12 | 13 | 21.5 | 11.4 | TRUE | TRUE | TRUE | 24000 | 21200 | 2.88 | 24485 | 1.98
213608172 | 11/15/23 | Live | Midea Electric Trading | KEPLER | Singlezone Non-Ducted, Wall Placement | 213608172 |  | HRCU-A-CB-O | ODUMOX230-09HFN1MW5W | Mini-Splits | IDUMSEPB-06HRFN1MY5W | 15.8 | 26.5 | 14 | 15.8 | 26.5 | 13.6 | TRUE | TRUE | TRUE | 6000 | 8500 | 2.9 | 10041 | 2.45
213732663 | 11/15/23 | Live | Midea Electric Trading | ZERO | Multizone All Ducted | 213732663 |  | HMSV-A-CB | Z3SOV-27HDM-US | Ducted Indoor Units |  | 11.2 | 21 | 10.2 | 11.7 | 21 | 9.2 | TRUE | FALSE | TRUE | 28000 | 22000 | 2.6 | 22600 | 2.25
213732670 | 11/15/23 | Live | Midea Electric Trading | ZERO | Multizone Mix of Ducted and Non-Ducted | 213732670 |  | HMSV-A-CB | Z5SOV-48HDM-US | Mixed Ducted and Non-Ducted Indoor Units |  | 11.2 | 20.6 | 11 | 11.35 | 21.05 | 9.45 | FALSE | FALSE | TRUE | 47500 | 37400 | 2.4 | 45000 | 2.2
213732662 | 11/15/23 | Live | Midea Electric Trading | ZERO | Multizone All Non-Ducted | 213732662 |  | HMSR-A-CB-O | Z3SOV-27HDM-US | Non-Ducted Indoor Units |  | 12 | 22.5 | 10.2 | 12.2 | 23.5 | 9.2 | TRUE | FALSE | FALSE | 27000 | 20000 | 2.35 | 22600 | 2.25
213732664 | 11/15/23 | Live | Midea Electric Trading | ZERO | Multizone Mix of Ducted and Non-Ducted | 213732664 |  | HMSV-A-CB | Z3SOV-27HDM-US | Mixed Ducted and Non-Ducted Indoor Units |  | 11.6 | 21.75 | 10.2 | 11.95 | 22.25 | 9.2 | TRUE | FALSE | TRUE | 27400 | 21000 | 2.48 | 22600 | 2.25
213608177 | 11/15/23 | Live | Midea Electric Trading | KEPLER | Singlezone Non-Ducted, Wall Placement | 213608177 |  | HRCU-A-CB-O | ODUMOD30-33HFN1MSR0W | Mini-Splits | IDUMSEPD-33HRFN1MSR0W |  |  |  | 12 | 19.5 | 10 | TRUE | TRUE | TRUE | 33000 | 28800 | 2.5 | 33600 | 2.39
213614224 | 11/15/23 | Live | Midea Electric Trading | STAR AIR KONTROL | Singlezone Ducted, Centrally Ducted | 213614224 |  | HRCU-A-CB | SAK-36ADN2-M18M |  | SAK-36GN1-M18 | 10.4 | 18 | 9.1 | 10.1 | 16.9 | 8.2 | FALSE | FALSE | FALSE | 36000 | 20400 | 2.48 | 22700 | 2.1
213614225 | 11/15/23 | Live | Midea Electric Trading | STAR AIR KONTROL | Singlezone Ducted, Centrally Ducted | 213614225 |  | HRCU-A-CB | SAK-48ADN2-M18M |  | SAK-48GN1-M18 | 9.3 | 17.3 | 10 | 8.8 | 15.8 | 9.4 | FALSE | FALSE | FALSE | 47000 | 37000 | 2.4 | 39000 | 2.2
213614226 | 11/15/23 | Live | Midea Electric Trading | STAR AIR KONTROL | Singlezone Ducted, Centrally Ducted | 213614226 |  | HRCU-A-CB | SAK-60ADN2-M18M |  | SAK-60GN1-M18 | 10.3 | 18 | 9.2 | 8.8 | 14.9 | 8.5 | FALSE | FALSE | FALSE | 57000 | 37000 | 2.4 | 39000 | 2.2
213732638 | 11/15/23 | Live | Midea Electric Trading | BREEZE33 | Singlezone Ducted, Centrally Ducted | 213732638 |  | HRCU-A-C | BZ33-INV18OUT2-J |  | BZ33-MSC24B-J | 11.6 | 15.6 | 8.8 | 11.7 | 16.1 | 9.5 | TRUE | TRUE | TRUE | 18000 | 14700 | 2.6 | 17400 | 2.42
213603964 | 11/01/23 | Live | Midea Electric Trading | CARRIER | Singlezone Ducted, Centrally Ducted | 213603964 |  | HRCU-A-C | 38MURAQ36AB3 |  | 40MULAQ36XCX + CI | 10.2 | 14.8 | 9.6 | 10 | 15.2 | 10 | TRUE | TRUE | TRUE | 35000 | 33000 | 2.4 | 38000 | 1.9
213603965 | 11/01/23 | Live | Midea Electric Trading | BRYANT | Singlezone Ducted, Centrally Ducted | 213603965 |  | HRCU-A-C | 38MURAQ36AB3 |  | 40MULAQ36XCX + CI | 10.2 | 14.8 | 9.6 | 10 | 15.2 | 10 | TRUE | TRUE | TRUE | 35000 | 33000 | 2.4 | 38000 | 1.9
213603966 | 11/01/23 | Live | Midea Electric Trading | PAYNE | Singlezone Ducted, Centrally Ducted | 213603966 |  | HRCU-A-C | 38MURAQ36AB3 |  | 40MULAQ36XCX + CI | 10.2 | 14.8 | 9.6 | 10 | 15.2 | 10 | TRUE | TRUE | TRUE | 35000 | 33000 | 2.4 | 38000 | 1.9
213603967 | 11/01/23 | Live | Midea Electric Trading | WEATHERMAKER | Singlezone Ducted, Centrally Ducted | 213603967 |  | HRCU-A-C | 38MURAQ36AB3 |  | 40MULAQ36XCX + CI | 10.2 | 14.8 | 9.6 | 10 | 15.2 | 10 | TRUE | TRUE | TRUE | 35000 | 33000 | 2.4 | 38000 | 1.9
213603968 | 11/01/23 | Live | Midea Electric Trading | MIDEA | Singlezone Ducted, Centrally Ducted | 213603968 |  | HRCU-A-C | 38MURAQ36AB3 |  | 40MULAQ36XCX + CI | 10.2 | 14.8 | 9.6 | 10 | 15.2 | 10 | TRUE | TRUE | TRUE | 35000 | 33000 | 2.4 | 38000 | 1.9
213732643 | 11/15/23 | Live | Midea Electric Trading | BREEZE33 | Singlezone Ducted, Centrally Ducted | 213732643 |  | HRCU-A-C | BZ33-INV48OUT2-J |  | BZ33-MSC48C-J | 9 | 14 | 10 | 8.6 | 14.3 | 9 | FALSE | FALSE | FALSE | 46000 | 32000 | 2.36 | 45000 | 2.11
213617765 | 11/15/23 | Live | Midea Electric Trading | ECOER | Singlezone Ducted, Centrally Ducted | 213617765 |  | HRCU-A-C | ESCA16H-60 |  | SNC48DPT |  |  |  | 8.6 | 14.5 | 8.6 | FALSE | FALSE | FALSE | 53000 | 37000 | 2.26 | 38000 | 2.26
213732639 | 11/15/23 | Live | Midea Electric Trading | BREEZE33 | Singlezone Ducted, Centrally Ducted | 213732639 |  | HRCU-A-C | BZ33-INV24OUT2-J |  | BZ33-MSC24A-J |  |  |  | 10.7 | 16.1 | 9.8 | TRUE | TRUE | TRUE | 24000 | 22400 | 2.42 | 25000 | 2.24
213614245 | 11/15/23 | Live | Midea Electric Trading | MULTI MFG | Singlezone Ducted, Centrally Ducted | 213614245 |  | HRCU-A-CB | HES-24HD-A* |  | 24MUC0-HP-A |  |  |  | 10.5 | 17 | 10.2 | FALSE | FALSE | FALSE | 24000 | 19500 | 2.6 | 21600 | 2.41
213732677 | 11/15/23 | Live | Midea Electric Trading | CTMORLEY | Singlezone Ducted, Centrally Ducted | 213732677 |  | HRCU-A-CB | MOU-A24H-2 |  | MIU-A24V-2 | 12.5 | 21 | 11.6 | 11.7 | 18.4 | 9.3 | FALSE | FALSE | TRUE | 23000 | 16900 | 2.4 | 25000 | 2.22
213732675 | 11/15/23 | Live | Midea Electric Trading | CTMORLEY | Singlezone Ducted, Centrally Ducted | 213732675 |  | HRCU-A-C | MOU-A48VH-4 |  | MAC-A4821 | 9 | 14 | 10 | 8.6 | 14.3 | 9 | FALSE | FALSE | FALSE | 46000 | 32000 | 2.36 | 45000 | 2.11
213732676 | 11/15/23 | Live | Midea Electric Trading | CTMORLEY | Singlezone Ducted, Centrally Ducted | 213732676 |  | HRCU-A-C | MOU-A55VH-4 |  | MAC-A6024 |  |  |  | 8.6 | 14.5 | 8.6 | FALSE | FALSE | FALSE | 53000 | 37000 | 2.26 | 38000 | 2.26
213732672 | 11/15/23 | Live | Midea Electric Trading | CTMORLEY | Singlezone Ducted, Centrally Ducted | 213732672 |  | HRCU-A-C | MOU-A24VH-4 |  | MAC-A2414 |  |  |  | 10.7 | 16.1 | 9.8 | FALSE | FALSE | TRUE | 24000 | 22400 | 2.42 | 25000 | 2.24
213732671 | 11/15/23 | Live | Midea Electric Trading | CTMORLEY | Singlezone Ducted, Centrally Ducted | 213732671 |  | HRCU-A-C | MOU-A18V-4 |  | MAC-A2414 |  |  |  | 10.2 | 15.2 | 8.5 | FALSE | FALSE | TRUE | 18000 | 12800 | 2.61 | 13000 | 2.2
209832238 | 01/20/21 | Live | Mitsubishi Electric Trane | MITSUBISHI ELECTRIC | Singlezone Non-Ducted, Wall Placement | 209832238 | 204629273 | HRCU-A-CB-O | NTXSMT09A112A* | Mini-Splits | MSZ-HM09NA*** | 12 | 18 | 10 | 12 | 20 | 10 | FALSE | FALSE | TRUE | 9000 | 6700 | 2.52 | 7200 | 1.16
209832242 | 01/20/21 | Live | Mitsubishi Electric Trane | MITSUBISHI ELECTRIC | Singlezone Non-Ducted, Wall Placement | 209832242 | 204629274 | HRCU-A-CB-O | NTXSMT12A112A* | Mini-Splits | MSZ-HM12NA*** | 9.9 | 18 | 10 | 9.9 | 20 | 10 | FALSE | FALSE | TRUE | 12000 | 7600 | 2.78 | 9000 | 2.66
211225659 | 05/11/23 | Live | CARRIER | CARRIER | Singlezone Ducted, Centrally Ducted | 211225659 |  | HRCU-A-CB | 38MURAQ36AB3* | Ducted Indoor Units | FJ4DN*B36L* |  |  |  | 10 | 15 | 9 | FALSE | FALSE | FALSE | 36200 | 29400 | 2.34 | 29730 | 2.45
211225660 | 05/11/23 | Live | CARRIER | BRYANT HEATING AND COOLING SYSTEMS | Singlezone Ducted, Centrally Ducted | 211225660 |  | HRCU-A-CB | 38MURAQ36AB3* | Ducted Indoor Units | FJ4DN*B36L* |  |  |  | 10 | 15 | 9 | FALSE | FALSE | FALSE | 36200 | 29400 | 2.34 | 29730 | 2.45
211225661 | 05/11/23 | Live | CARRIER | PAYNE HEATING AND COOLING | Singlezone Ducted, Centrally Ducted | 211225661 |  | HRCU-A-CB | 38MURAQ36AB3* | Ducted Indoor Units | FJ4DN*B36L* |  |  |  | 9.5 | 15 | 8 | FALSE | FALSE | FALSE | 36200 | 29400 | 2.34 | 29730 | 2.45
211226125 | 05/11/23 | Live | CARRIER | CARRIER | Singlezone Ducted, Centrally Ducted | 211226125 |  | HRCU-A-CB | 38MURAQ36AB3* | Ducted Indoor Units | FM(C,U)4Z36**AL* |  |  |  | 10 | 16.5 | 8.1 | FALSE | FALSE | TRUE | 36000 | 29600 | 2.32 | 29930 | 2.43
211226127 | 05/11/23 | Live | CARRIER | CARRIER | Singlezone Ducted, Centrally Ducted | 211226127 |  | HRCU-A-CB | 38MURAQ36AB3* | Ducted Indoor Units | FMA4X36**AL* |  |  |  | 10 | 17 | 8.1 | FALSE | FALSE | TRUE | 35800 | 29600 | 2.34 | 29930 | 2.45
211226129 | 05/11/23 | Live | CARRIER | CARRIER | Singlezone Ducted, Centrally Ducted | 211226129 |  | HRCU-A-CB | 38MURAQ36AB3* | Ducted Indoor Units | FX4DN(B,F)043L |  |  |  | 10 | 16 | 8.1 | FALSE | FALSE | TRUE | 36000 | 29000 | 2.34 | 29330 | 2.45
211226130 | 05/11/23 | Live | CARRIER | CARRIER | Singlezone Ducted, Centrally Ducted | 211226130 |  | HRCU-A-CB | 38MURAQ36AB3* | Ducted Indoor Units | FX4DN(B,F)049L |  |  |  | 10 | 16 | 8.5 | FALSE | FALSE | TRUE | 36800 | 29000 | 2.46 | 29330 | 2.57
211226132 | 05/11/23 | Live | CARRIER | CARRIER | Singlezone Ducted, Centrally Ducted | 211226132 |  | HRCU-A-CB | 38MURAQ36AB3* | Ducted Indoor Units | FV4CN(B,F)005L |  |  |  | 10 | 17 | 8.5 | FALSE | FALSE | TRUE | 36200 | 28600 | 2.44 | 28920 | 2.55
213353872 | 11/08/23 | Live | CARRIER | TEMPSTAR | Singlezone Ducted, Centrally Ducted | 213353872 |  | HRCU-A-CB | DLCURAH48AAK | Ducted Indoor Units | F5MA4*48L*C* |  |  |  | 9.5 | 15.2 | 8.5 | FALSE | FALSE | FALSE | 48000 | 33000 | 2.42 | 33690 | 2.52
213353871 | 11/08/23 | Live | CARRIER | SMART COMFORT | Singlezone Ducted, Centrally Ducted | 213353871 |  | HRCU-A-CB | DLCURAH48AAK | Ducted Indoor Units | F5MA4*48L*C* |  |  |  | 9.5 | 15.2 | 8.5 | FALSE | FALSE | FALSE | 48000 | 33000 | 2.42 | 33690 | 2.52
213353870 | 11/08/23 | Live | CARRIER | KEEPRITE | Singlezone Ducted, Centrally Ducted | 213353870 |  | HRCU-A-CB | DLCURAH48AAK | Ducted Indoor Units | F5MA4*48L*C* |  |  |  | 9.5 | 15.2 | 8.5 | FALSE | FALSE | FALSE | 48000 | 33000 | 2.42 | 33690 | 2.52
213353869 | 11/08/23 | Live | CARRIER | HEIL | Singlezone Ducted, Centrally Ducted | 213353869 |  | HRCU-A-CB | DLCURAH48AAK | Ducted Indoor Units | F5MA4*48L*C* |  |  |  | 9.5 | 15.2 | 8.5 | FALSE | FALSE | FALSE | 48000 | 33000 | 2.42 | 33690 | 2.52
213353868 | 11/08/23 | Live | CARRIER | DAY & NIGHT | Singlezone Ducted, Centrally Ducted | 213353868 |  | HRCU-A-CB | DLCURAH48AAK | Ducted Indoor Units | F5MA4*48L*C* |  |  |  | 9.5 | 15.2 | 8.5 | FALSE | FALSE | FALSE | 48000 | 33000 | 2.42 | 33690 | 2.52
213353867 | 11/08/23 | Live | CARRIER | COMFORTMAKER | Singlezone Ducted, Centrally Ducted | 213353867 |  | HRCU-A-CB | DLCURAH48AAK | Ducted Indoor Units | F5MA4*48L*C* |  |  |  | 9.5 | 15.2 | 8.5 | FALSE | FALSE | FALSE | 48000 | 33000 | 2.42 | 33690 | 2.52
213353866 | 11/08/23 | Live | CARRIER | ARCOAIRE | Singlezone Ducted, Centrally Ducted | 213353866 |  | HRCU-A-CB | DLCURAH48AAK | Ducted Indoor Units | F5MA4*48L*C* |  |  |  | 9.5 | 15.2 | 8.5 | FALSE | FALSE | FALSE | 48000 | 33000 | 2.42 | 33690 | 2.52
213353865 | 11/08/23 | Live | CARRIER | AIRQUEST | Singlezone Ducted, Centrally Ducted | 213353865 |  | HRCU-A-CB | DLCURAH48AAK | Ducted Indoor Units | F5MA4*48L*C* |  |  |  | 9.5 | 15.2 | 8.5 | FALSE | FALSE | FALSE | 48000 | 33000 | 2.42 | 33690 | 2.52
213300362 | 11/08/23 | Live | CARRIER | BRYANT HEATING AND COOLING SYSTEMS | Singlezone Ducted, Centrally Ducted | 213300362 |  | HRCU-A-CB | 38MURAQ48AA3* | Ducted Indoor Units | F54AA*C48L* |  |  |  | 9.5 | 15.2 | 8.5 | FALSE | FALSE | FALSE | 48000 | 33000 | 2.42 | 33690 | 2.52
213300360 | 11/08/23 | Live | CARRIER | CARRIER | Singlezone Ducted, Centrally Ducted | 213300360 |  | HRCU-A-CB | 38MURAQ48AA3* | Ducted Indoor Units | F54AA*C48L* |  |  |  | 9.5 | 15.2 | 8.5 | FALSE | FALSE | FALSE | 48000 | 33000 | 2.42 | 33690 | 2.52
213249322 | 11/08/23 | Live | CARRIER | TEMPSTAR | Singlezone Ducted, Centrally Ducted | 213249322 |  | HRCU-A-CB | DLCURAH48AAK | Ducted Indoor Units | FEVA0048**+NAVA44801CK |  |  |  | 9 | 15 | 8.1 | FALSE | FALSE | FALSE | 47500 | 33000 | 2.38 | 33690 | 2.47
213249321 | 11/08/23 | Live | CARRIER | SMART COMFORT | Singlezone Ducted, Centrally Ducted | 213249321 |  | HRCU-A-CB | DLCURAH48AAK | Ducted Indoor Units | FEVA0048**+NAVA44801CK |  |  |  | 9 | 15 | 8.1 | FALSE | FALSE | FALSE | 47500 | 33000 | 2.38 | 33690 | 2.47
213249320 | 11/08/23 | Live | CARRIER | KEEPRITE | Singlezone Ducted, Centrally Ducted | 213249320 |  | HRCU-A-CB | DLCURAH48AAK | Ducted Indoor Units | FEVA0048**+NAVA44801CK |  |  |  | 9 | 15 | 8.1 | FALSE | FALSE | FALSE | 47500 | 33000 | 2.38 | 33690 | 2.47
213249319 | 11/08/23 | Live | CARRIER | HEIL | Singlezone Ducted, Centrally Ducted | 213249319 |  | HRCU-A-CB | DLCURAH48AAK | Ducted Indoor Units | FEVA0048**+NAVA44801CK |  |  |  | 9 | 15 | 8.1 | FALSE | FALSE | FALSE | 47500 | 33000 | 2.38 | 33690 | 2.47
213249318 | 11/08/23 | Live | CARRIER | DAY & NIGHT | Singlezone Ducted, Centrally Ducted | 213249318 |  | HRCU-A-CB | DLCURAH48AAK | Ducted Indoor Units | FEVA0048**+NAVA44801CK |  |  |  | 9 | 15 | 8.1 | FALSE | FALSE | FALSE | 47500 | 33000 | 2.38 | 33690 | 2.47
213249317 | 11/08/23 | Live | CARRIER | COMFORTMAKER | Singlezone Ducted, Centrally Ducted | 213249317 |  | HRCU-A-CB | DLCURAH48AAK | Ducted Indoor Units | FEVA0048**+NAVA44801CK |  |  |  | 9 | 15 | 8.1 | FALSE | FALSE | FALSE | 47500 | 33000 | 2.38 | 33690 | 2.47
213249316 | 11/08/23 | Live | CARRIER | ARCOAIRE | Singlezone Ducted, Centrally Ducted | 213249316 |  | HRCU-A-CB | DLCURAH48AAK | Ducted Indoor Units | FEVA0048**+NAVA44801CK |  |  |  | 9 | 15 | 8.1 | FALSE | FALSE | FALSE | 47500 | 33000 | 2.38 | 33690 | 2.47
213249315 | 11/08/23 | Live | CARRIER | AIRQUEST | Singlezone Ducted, Centrally Ducted | 213249315 |  | HRCU-A-CB | DLCURAH48AAK | Ducted Indoor Units | FEVA0048**+NAVA44801CK |  |  |  | 9 | 15 | 8.1 | FALSE | FALSE | FALSE | 47500 | 33000 | 2.38 | 33690 | 2.47
213249314 | 11/08/23 | Live | CARRIER | PAYNE HEATING AND COOLING | Singlezone Ducted, Centrally Ducted | 213249314 |  | HRCU-A-CB | 38MURAQ48AA3* | Ducted Indoor Units | FEVA0048**+NAVA44801CK |  |  |  | 9 | 15 | 8.1 | FALSE | FALSE | FALSE | 47500 | 33000 | 2.38 | 33690 | 2.47
213249313 | 11/08/23 | Live | CARRIER | BRYANT HEATING AND COOLING SYSTEMS | Singlezone Ducted, Centrally Ducted | 213249313 |  | HRCU-A-CB | 38MURAQ48AA3* | Ducted Indoor Units | FEVA0048**+NAVA44801CK |  |  |  | 9 | 15 | 8.1 | FALSE | FALSE | FALSE | 47500 | 33000 | 2.38 | 33690 | 2.47
213249312 | 11/08/23 | Live | CARRIER | CARRIER | Singlezone Ducted, Centrally Ducted | 213249312 |  | HRCU-A-CB | 38MURAQ48AA3* | Ducted Indoor Units | FEVA0048**+NAVA44801CK |  |  |  | 9 | 15 | 8.1 | FALSE | FALSE | FALSE | 47500 | 33000 | 2.38 | 33690 | 2.47
211616521 | 10/27/23 | Live | CARRIER | GRANDAIRE | Singlezone Ducted, Centrally Ducted | 211616521 |  | HRCU-A-CB | WDLCURAH24AAK | Ducted Indoor Units | WBHL244*B* |  |  |  | 9.5 | 15.5 | 9 | FALSE | FALSE | FALSE | 24000 | 20200 | 2.46 | 20590 | 2.59
211616520 | 10/27/23 | Live | CARRIER | TEMPSTAR | Singlezone Ducted, Centrally Ducted | 211616520 |  | HRCU-A-CB | DLCURAH24AAK | Ducted Indoor Units | FJMA4*24L*B* |  |  |  | 9.5 | 15.5 | 9 | FALSE | FALSE | FALSE | 24000 | 20200 | 2.46 | 20590 | 2.59
211616519 | 10/27/23 | Live | CARRIER | SMART COMFORT | Singlezone Ducted, Centrally Ducted | 211616519 |  | HRCU-A-CB | DLCURAH24AAK | Ducted Indoor Units | FJMA4*24L*B* |  |  |  | 9.5 | 15.5 | 9 | FALSE | FALSE | FALSE | 24000 | 20200 | 2.46 | 20590 | 2.59
211616518 | 10/27/23 | Live | CARRIER | KEEPRITE | Singlezone Ducted, Centrally Ducted | 211616518 |  | HRCU-A-CB | DLCURAH24AAK | Ducted Indoor Units | FJMA4*24L*B* |  |  |  | 9.5 | 15.5 | 9 | FALSE | FALSE | FALSE | 24000 | 20200 | 2.46 | 20590 | 2.59
211616517 | 10/27/23 | Live | CARRIER | HEIL | Singlezone Ducted, Centrally Ducted | 211616517 |  | HRCU-A-CB | DLCURAH24AAK | Ducted Indoor Units | FJMA4*24L*B* |  |  |  | 9.5 | 15.5 | 9 | FALSE | FALSE | FALSE | 24000 | 20200 | 2.46 | 20590 | 2.59
211616516 | 10/27/23 | Live | CARRIER | DAY & NIGHT | Singlezone Ducted, Centrally Ducted | 211616516 |  | HRCU-A-CB | DLCURAH24AAK | Ducted Indoor Units | FJMA4*24L*B* |  |  |  | 9.5 | 15.5 | 9 | FALSE | FALSE | FALSE | 24000 | 20200 | 2.46 | 20590 | 2.59
211616515 | 10/27/23 | Live | CARRIER | COMFORTMAKER | Singlezone Ducted, Centrally Ducted | 211616515 |  | HRCU-A-CB | DLCURAH24AAK | Ducted Indoor Units | FJMA4*24L*B* |  |  |  | 9.5 | 15.5 | 9 | FALSE | FALSE | FALSE | 24000 | 20200 | 2.46 | 20590 | 2.59
211616514 | 10/27/23 | Live | CARRIER | ARCOAIRE | Singlezone Ducted, Centrally Ducted | 211616514 |  | HRCU-A-CB | DLCURAH24AAK | Ducted Indoor Units | FJMA4*24L*B* |  |  |  | 9.5 | 15.5 | 9 | FALSE | FALSE | FALSE | 24000 | 20200 | 2.46 | 20590 | 2.59
211616513 | 10/27/23 | Live | CARRIER | AIRQUEST | Singlezone Ducted, Centrally Ducted | 211616513 |  | HRCU-A-CB | DLCURAH24AAK | Ducted Indoor Units | FJMA4*24L*B* |  |  |  | 9.5 | 15.5 | 9 | FALSE | FALSE | FALSE | 24000 | 20200 | 2.46 | 20590 | 2.59
211616512 | 10/27/23 | Live | CARRIER | PAYNE HEATING AND COOLING | Singlezone Ducted, Centrally Ducted | 211616512 |  | HRCU-A-CB | 38MURAQ24AA3* | Ducted Indoor Units | PF4MN*B24L* |  |  |  | 9.5 | 15.5 | 9 | FALSE | FALSE | FALSE | 24000 | 20200 | 2.46 | 20590 | 2.59
211616511 | 10/27/23 | Live | CARRIER | PAYNE HEATING AND COOLING | Singlezone Ducted, Centrally Ducted | 211616511 |  | HRCU-A-CB | 38MURAQ24AA3* | Ducted Indoor Units | FJ4DN*B24L* |  |  |  | 9.5 | 15.5 | 9 | FALSE | FALSE | FALSE | 24000 | 20200 | 2.46 | 20590 | 2.59
211616510 | 10/27/23 | Live | CARRIER | BRYANT HEATING AND COOLING SYSTEMS | Singlezone Ducted, Centrally Ducted | 211616510 |  | HRCU-A-CB | 38MURAQ24AA3* | Ducted Indoor Units | PF4MN*B24L* |  |  |  | 9.5 | 15.5 | 9 | FALSE | FALSE | FALSE | 24000 | 20200 | 2.46 | 20590 | 2.59
211616509 | 10/27/23 | Live | CARRIER | BRYANT HEATING AND COOLING SYSTEMS | Singlezone Ducted, Centrally Ducted | 211616509 |  | HRCU-A-CB | 38MURAQ24AA3* | Ducted Indoor Units | FJ4DN*B24L* |  |  |  | 9.5 | 15.5 | 9 | FALSE | FALSE | FALSE | 24000 | 20200 | 2.46 | 20590 | 2.59
211616508 | 10/27/23 | Live | CARRIER | CARRIER | Singlezone Ducted, Centrally Ducted | 211616508 |  | HRCU-A-CB | 38MURAQ24AA3* | Ducted Indoor Units | PF4MN*B24L* |  |  |  | 9.5 | 15.5 | 9 | FALSE | FALSE | FALSE | 24000 | 20200 | 2.46 | 20590 | 2.59
211616507 | 10/27/23 | Live | CARRIER | CARRIER | Singlezone Ducted, Centrally Ducted | 211616507 |  | HRCU-A-CB | 38MURAQ24AA3* | Ducted Indoor Units | FJ4DN*B24L* |  |  |  | 9.5 | 15.5 | 9 | FALSE | FALSE | FALSE | 24000 | 20200 | 2.46 | 20590 | 2.59
213353786 | 10/27/23 | Live | CARRIER | TEMPSTAR | Singlezone Ducted, Centrally Ducted | 213353786 |  | HRCU-A-CB | DLCURAH24ABK | Ducted Indoor Units | F5MA4*30L*B* |  |  |  | 10.5 | 17 | 9 | FALSE | FALSE | TRUE | 24800 | 19100 | 2.67 | 19370 | 2.8
213353785 | 10/27/23 | Live | CARRIER | SMART COMFORT | Singlezone Ducted, Centrally Ducted | 213353785 |  | HRCU-A-CB | DLCURAH24ABK | Ducted Indoor Units | F5MA4*30L*B* |  |  |  | 10.5 | 17 | 9 | FALSE | FALSE | TRUE | 24800 | 19100 | 2.67 | 19370 | 2.8
213353784 | 10/27/23 | Live | CARRIER | KEEPRITE | Singlezone Ducted, Centrally Ducted | 213353784 |  | HRCU-A-CB | DLCURAH24ABK | Ducted Indoor Units | F5MA4*30L*B* |  |  |  | 10.5 | 17 | 9 | FALSE | FALSE | TRUE | 24800 | 19100 | 2.67 | 19370 | 2.8
213353783 | 10/27/23 | Live | CARRIER | HEIL | Singlezone Ducted, Centrally Ducted | 213353783 |  | HRCU-A-CB | DLCURAH24ABK | Ducted Indoor Units | F5MA4*30L*B* |  |  |  | 10.5 | 17 | 9 | FALSE | FALSE | TRUE | 24800 | 19100 | 2.67 | 19370 | 2.8
213353782 | 10/27/23 | Live | CARRIER | DAY & NIGHT | Singlezone Ducted, Centrally Ducted | 213353782 |  | HRCU-A-CB | DLCURAH24ABK | Ducted Indoor Units | F5MA4*30L*B* |  |  |  | 10.5 | 17 | 9 | FALSE | FALSE | TRUE | 24800 | 19100 | 2.67 | 19370 | 2.8
213353781 | 10/27/23 | Live | CARRIER | COMFORTMAKER | Singlezone Ducted, Centrally Ducted | 213353781 |  | HRCU-A-CB | DLCURAH24ABK | Ducted Indoor Units | F5MA4*30L*B* |  |  |  | 10.5 | 17 | 9 | FALSE | FALSE | TRUE | 24800 | 19100 | 2.67 | 19370 | 2.8
213353780 | 10/27/23 | Live | CARRIER | ARCOAIRE | Singlezone Ducted, Centrally Ducted | 213353780 |  | HRCU-A-CB | DLCURAH24ABK | Ducted Indoor Units | F5MA4*30L*B* |  |  |  | 10.5 | 17 | 9 | FALSE | FALSE | TRUE | 24800 | 19100 | 2.67 | 19370 | 2.8
213353779 | 10/27/23 | Live | CARRIER | AIRQUEST | Singlezone Ducted, Centrally Ducted | 213353779 |  | HRCU-A-CB | DLCURAH24ABK | Ducted Indoor Units | F5MA4*30L*B* |  |  |  | 10.5 | 17 | 9 | FALSE | FALSE | TRUE | 24800 | 19100 | 2.67 | 19370 | 2.8
213353778 | 10/27/23 | Live | CARRIER | BRYANT HEATING AND COOLING SYSTEMS | Singlezone Ducted, Centrally Ducted | 213353778 |  | HRCU-A-CB | 38MURAQ24AB3* | Ducted Indoor Units | F54AA*B30L* |  |  |  | 10.5 | 17 | 9 | FALSE | FALSE | TRUE | 24800 | 19100 | 2.67 | 19370 | 2.8
213353777 | 10/27/23 | Live | CARRIER | CARRIER | Singlezone Ducted, Centrally Ducted | 213353777 |  | HRCU-A-CB | 38MURAQ24AB3* | Ducted Indoor Units | F54AA*B30L* |  |  |  | 10.5 | 17 | 9 | FALSE | FALSE | TRUE | 24800 | 19100 | 2.67 | 19370 | 2.8
213353776 | 10/27/23 | Live | CARRIER | TEMPSTAR | Singlezone Ducted, Centrally Ducted | 213353776 |  | HRCU-A-CB | DLCURAH24ABK | Ducted Indoor Units | F5MA4*24L*B* |  |  |  | 10 | 17 | 9.5 | FALSE | FALSE | TRUE | 24400 | 19300 | 2.64 | 19580 | 2.77
213353775 | 10/27/23 | Live | CARRIER | SMART COMFORT | Singlezone Ducted, Centrally Ducted | 213353775 |  | HRCU-A-CB | DLCURAH24ABK | Ducted Indoor Units | F5MA4*24L*B* |  |  |  | 10 | 17 | 9.5 | FALSE | FALSE | TRUE | 24400 | 19300 | 2.64 | 19580 | 2.77
213353774 | 10/27/23 | Live | CARRIER | KEEPRITE | Singlezone Ducted, Centrally Ducted | 213353774 |  | HRCU-A-CB | DLCURAH24ABK | Ducted Indoor Units | F5MA4*24L*B* |  |  |  | 10 | 17 | 9.5 | FALSE | FALSE | TRUE | 24400 | 19300 | 2.64 | 19580 | 2.77
213353773 | 10/27/23 | Live | CARRIER | HEIL | Singlezone Ducted, Centrally Ducted | 213353773 |  | HRCU-A-CB | DLCURAH24ABK | Ducted Indoor Units | F5MA4*24L*B* |  |  |  | 10 | 17 | 9.5 | FALSE | FALSE | TRUE | 24400 | 19300 | 2.64 | 19580 | 2.77
213353772 | 10/27/23 | Live | CARRIER | DAY & NIGHT | Singlezone Ducted, Centrally Ducted | 213353772 |  | HRCU-A-CB | DLCURAH24ABK | Ducted Indoor Units | F5MA4*24L*B* |  |  |  | 10 | 17 | 9.5 | FALSE | FALSE | TRUE | 24400 | 19300 | 2.64 | 19580 | 2.77
213353771 | 10/27/23 | Live | CARRIER | COMFORTMAKER | Singlezone Ducted, Centrally Ducted | 213353771 |  | HRCU-A-CB | DLCURAH24ABK | Ducted Indoor Units | F5MA4*24L*B* |  |  |  | 10 | 17 | 9.5 | FALSE | FALSE | TRUE | 24400 | 19300 | 2.64 | 19580 | 2.77
213353770 | 10/27/23 | Live | CARRIER | ARCOAIRE | Singlezone Ducted, Centrally Ducted | 213353770 |  | HRCU-A-CB | DLCURAH24ABK | Ducted Indoor Units | F5MA4*24L*B* |  |  |  | 10 | 17 | 9.5 | FALSE | FALSE | TRUE | 24400 | 19300 | 2.64 | 19580 | 2.77
213353769 | 10/27/23 | Live | CARRIER | AIRQUEST | Singlezone Ducted, Centrally Ducted | 213353769 |  | HRCU-A-CB | DLCURAH24ABK | Ducted Indoor Units | F5MA4*24L*B* |  |  |  | 10 | 17 | 9.5 | FALSE | FALSE | TRUE | 24400 | 19300 | 2.64 | 19580 | 2.77
213353768 | 10/27/23 | Live | CARRIER | BRYANT HEATING AND COOLING SYSTEMS | Singlezone Ducted, Centrally Ducted | 213353768 |  | HRCU-A-CB | 38MURAQ24AB3* | Ducted Indoor Units | F54AA*B24L* |  |  |  | 10 | 17 | 9.5 | FALSE | FALSE | TRUE | 24400 | 19300 | 2.64 | 19580 | 2.77
213353767 | 10/27/23 | Live | CARRIER | CARRIER | Singlezone Ducted, Centrally Ducted | 213353767 |  | HRCU-A-CB | 38MURAQ24AB3* | Ducted Indoor Units | F54AA*B24L* |  |  |  | 10 | 17 | 9.5 | FALSE | FALSE | TRUE | 24400 | 19300 | 2.64 | 19580 | 2.77
213249278 | 10/27/23 | Live | CARRIER | TEMPSTAR | Singlezone Ducted, Centrally Ducted | 213249278 |  | HRCU-A-CB | DLCURAH24ABK | Ducted Indoor Units | FEVA0024**+NAVA43601CK |  |  |  | 10 | 17 | 9 | FALSE | FALSE | TRUE | 24200 | 19000 | 2.6 | 19270 | 2.73
213249277 | 10/27/23 | Live | CARRIER | SMART COMFORT | Singlezone Ducted, Centrally Ducted | 213249277 |  | HRCU-A-CB | DLCURAH24ABK | Ducted Indoor Units | FEVA0024**+NAVA43601CK |  |  |  | 10 | 17 | 9 | FALSE | FALSE | TRUE | 24200 | 19000 | 2.6 | 19270 | 2.73
213249276 | 10/27/23 | Live | CARRIER | KEEPRITE | Singlezone Ducted, Centrally Ducted | 213249276 |  | HRCU-A-CB | DLCURAH24ABK | Ducted Indoor Units | FEVA0024**+NAVA43601CK |  |  |  | 10 | 17 | 9 | FALSE | FALSE | TRUE | 24200 | 19000 | 2.6 | 19270 | 2.73
213249275 | 10/27/23 | Live | CARRIER | HEIL | Singlezone Ducted, Centrally Ducted | 213249275 |  | HRCU-A-CB | DLCURAH24ABK | Ducted Indoor Units | FEVA0024**+NAVA43601CK |  |  |  | 10 | 17 | 9 | FALSE | FALSE | TRUE | 24200 | 19000 | 2.6 | 19270 | 2.73
213249274 | 10/27/23 | Live | CARRIER | DAY & NIGHT | Singlezone Ducted, Centrally Ducted | 213249274 |  | HRCU-A-CB | DLCURAH24ABK | Ducted Indoor Units | FEVA0024**+NAVA43601CK |  |  |  | 10 | 17 | 9 | FALSE | FALSE | TRUE | 24200 | 19000 | 2.6 | 19270 | 2.73
213249273 | 10/27/23 | Live | CARRIER | COMFORTMAKER | Singlezone Ducted, Centrally Ducted | 213249273 |  | HRCU-A-CB | DLCURAH24ABK | Ducted Indoor Units | FEVA0024**+NAVA43601CK |  |  |  | 10 | 17 | 9 | FALSE | FALSE | TRUE | 24200 | 19000 | 2.6 | 19270 | 2.73
213249272 | 10/27/23 | Live | CARRIER | ARCOAIRE | Singlezone Ducted, Centrally Ducted | 213249272 |  | HRCU-A-CB | DLCURAH24ABK | Ducted Indoor Units | FEVA0024**+NAVA43601CK |  |  |  | 10 | 17 | 9 | FALSE | FALSE | TRUE | 24200 | 19000 | 2.6 | 19270 | 2.73
213249271 | 10/27/23 | Live | CARRIER | AIRQUEST | Singlezone Ducted, Centrally Ducted | 213249271 |  | HRCU-A-CB | DLCURAH24ABK | Ducted Indoor Units | FEVA0024**+NAVA43601CK |  |  |  | 10 | 17 | 9 | FALSE | FALSE | TRUE | 24200 | 19000 | 2.6 | 19270 | 2.73
213249270 | 10/27/23 | Live | CARRIER | PAYNE HEATING AND COOLING | Singlezone Ducted, Centrally Ducted | 213249270 |  | HRCU-A-CB | 38MURAQ24AB3* | Ducted Indoor Units | FEVA0024**+NAVA43601CK |  |  |  | 10 | 17 | 9 | FALSE | FALSE | TRUE | 24200 | 19000 | 2.6 | 19270 | 2.73
213249269 | 10/27/23 | Live | CARRIER | BRYANT HEATING AND COOLING SYSTEMS | Singlezone Ducted, Centrally Ducted | 213249269 |  | HRCU-A-CB | 38MURAQ24AB3* | Ducted Indoor Units | FEVA0024**+NAVA43601CK |  |  |  | 10 | 17 | 9 | FALSE | FALSE | TRUE | 24200 | 19000 | 2.6 | 19270 | 2.73
213249268 | 10/27/23 | Live | CARRIER | CARRIER | Singlezone Ducted, Centrally Ducted | 213249268 |  | HRCU-A-CB | 38MURAQ24AB3* | Ducted Indoor Units | FEVA0024**+NAVA43601CK |  |  |  | 10 | 17 | 9 | FALSE | FALSE | TRUE | 24200 | 19000 | 2.6 | 19270 | 2.73
211289637 | 11/02/23 | Live | CARRIER | TEMPSTAR | Singlezone Ducted, Centrally Ducted | 211289637 |  | HRCU-A-CB | DLCURAH60ABK | Ducted Indoor Units | FVM4X60***L |  |  |  | 8.5 | 14.3 | 8 | FALSE | FALSE | FALSE | 55000 | 37800 | 2.28 | 37800 | 2.28
211289636 | 11/02/23 | Live | CARRIER | SMART COMFORT | Singlezone Ducted, Centrally Ducted | 211289636 |  | HRCU-A-CB | DLCURAH60ABK | Ducted Indoor Units | FVM4X60***L |  |  |  | 8.5 | 14.3 | 8 | FALSE | FALSE | FALSE | 55000 | 37800 | 2.28 | 37800 | 2.28
211289635 | 11/02/23 | Live | CARRIER | KEEPRITE | Singlezone Ducted, Centrally Ducted | 211289635 |  | HRCU-A-CB | DLCURAH60ABK | Ducted Indoor Units | FVM4X60***L |  |  |  | 8.5 | 14.3 | 8 | FALSE | FALSE | FALSE | 55000 | 37800 | 2.28 | 37800 | 2.28
211289634 | 11/02/23 | Live | CARRIER | HEIL | Singlezone Ducted, Centrally Ducted | 211289634 |  | HRCU-A-CB | DLCURAH60ABK | Ducted Indoor Units | FVM4X60***L |  |  |  | 8.5 | 14.3 | 8 | FALSE | FALSE | FALSE | 55000 | 37800 | 2.28 | 37800 | 2.28
211289633 | 11/02/23 | Live | CARRIER | DAY & NIGHT | Singlezone Ducted, Centrally Ducted | 211289633 |  | HRCU-A-CB | DLCURAH60ABK | Ducted Indoor Units | FVM4X60***L |  |  |  | 8.5 | 14.3 | 8 | FALSE | FALSE | FALSE | 55000 | 37800 | 2.28 | 37800 | 2.28
211289632 | 11/02/23 | Live | CARRIER | COMFORTMAKER | Singlezone Ducted, Centrally Ducted | 211289632 |  | HRCU-A-CB | DLCURAH60ABK | Ducted Indoor Units | FVM4X60***L |  |  |  | 8.5 | 14.3 | 8 | FALSE | FALSE | FALSE | 55000 | 37800 | 2.28 | 37800 | 2.28
211289631 | 11/02/23 | Live | CARRIER | ARCOAIRE | Singlezone Ducted, Centrally Ducted | 211289631 |  | HRCU-A-CB | DLCURAH60ABK | Ducted Indoor Units | FVM4X60***L |  |  |  | 8.5 | 14.3 | 8 | FALSE | FALSE | FALSE | 55000 | 37800 | 2.28 | 37800 | 2.28
211289630 | 11/02/23 | Live | CARRIER | AIRQUEST | Singlezone Ducted, Centrally Ducted | 211289630 |  | HRCU-A-CB | DLCURAH60ABK | Ducted Indoor Units | FVM4X60***L |  |  |  | 8.5 | 14.3 | 8 | FALSE | FALSE | FALSE | 55000 | 37800 | 2.28 | 37800 | 2.28
211289629 | 11/02/23 | Live | CARRIER | PAYNE HEATING AND COOLING | Singlezone Ducted, Centrally Ducted | 211289629 |  | HRCU-A-CB | 38MURAQ60AB3* | Ducted Indoor Units | FV4CNB006L |  |  |  | 8.5 | 14.3 | 8 | FALSE | FALSE | FALSE | 55000 | 37800 | 2.28 | 37800 | 2.28
211289628 | 11/02/23 | Live | CARRIER | BRYANT HEATING AND COOLING SYSTEMS | Singlezone Ducted, Centrally Ducted | 211289628 |  | HRCU-A-CB | 38MURAQ60AB3* | Ducted Indoor Units | FV4CNB006L |  |  |  | 8.5 | 14.3 | 8 | FALSE | FALSE | FALSE | 55000 | 37800 | 2.28 | 37800 | 2.28
211289627 | 11/02/23 | Live | CARRIER | CARRIER | Singlezone Ducted, Centrally Ducted | 211289627 |  | HRCU-A-CB | 38MURAQ60AB3* | Ducted Indoor Units | FV4CNB006L |  |  |  | 8.5 | 14.3 | 8 | FALSE | FALSE | FALSE | 55000 | 37800 | 2.28 | 37800 | 2.28
210410124 | 05/11/23 | Live | Ouellet, Group ACD | ACD | Singlezone Non-Ducted, Wall Placement | 210410124 |  | HRCU-A-CB-O | CHD24KCH18S-O | Mini-Splits | CHD24KCH18S-I | 11.6 | 18 | 10 | 11.6 | 18 | 8.5 | FALSE | FALSE | FALSE | 22000 | 13900 | 2.48 | 18760 | 2.37
210410122 | 05/11/23 | Live | Ouellet, Group ACD | ACD | Singlezone Non-Ducted, Wall Placement | 210410122 |  | HRCU-A-CB-O | CHD12KCH17S-O | Mini-Splits | CHD12KCH17S-I | 8.7 | 17.5 | 10 | 8.7 | 17.5 | 8.5 | FALSE | FALSE | FALSE | 12000 | 6800 | 2.77 | 11500 | 2.2
210410121 | 05/11/23 | Live | Ouellet, Group ACD | ACD | Singlezone Non-Ducted, Wall Placement | 210410121 |  | HRCU-A-CB-O | CHD09KCH19S-O | Mini-Splits | CHD09KCH19S-I | 11.3 | 19.5 | 10 | 11.3 | 19.5 | 8.8 | FALSE | FALSE | FALSE | 9100 | 6000 | 2.71 | 9000 | 2.11
210534142 | 05/11/23 | Live | Ouellet, Group ACD | ACD | Singlezone Non-Ducted, Wall Placement | 210534142 |  | HRCU-A-CB-O | PUD09KCH25S-O | Mini-Splits | PUD09KCH25S-I | 14.7 | 25.5 | 12 | 14.7 | 25.5 | 10.2 | TRUE | TRUE | TRUE | 9100 | 7000 | 2.6 | 11000 | 2.08
202132789 | 08/19/21 | Live | Ouellet, Group ACD | ACD | Singlezone Non-Ducted, Wall Placement | 202132789 |  | HRCU-A-CB-O | UHD24KCH22S-O | Mini-Splits | UHD24KCH22S-I | 13 | 21.5 | 12 | 13 | 21.5 | 9.5 | TRUE | TRUE | TRUE | 22000 | 15500 | 2.86 | 26263 | 2.28
202110497 | 09/07/22 | Live | Ouellet, Group ACD | ACD | Multizone All Non-Ducted | 202110497 |  | HMSR-A-CB-O | MPD24KCH21S-O | Non-Ducted Indoor Units |  | 12.5 | 21 | 11 | 11.8 | 21 | 9 | FALSE | FALSE | FALSE | 24000 | 16600 | 2.46 | 23000 | 3.02
202110500 | 09/07/22 | Live | Ouellet, Group ACD | ACD | Multizone All Non-Ducted | 202110500 |  | HMSR-A-CB-O | MPD30KCH21S-O | Non-Ducted Indoor Units |  | 12.5 | 21 | 11.5 | 11.8 | 20 | 8.6 | FALSE | FALSE | FALSE | 28400 | 18000 | 2.6 | 24000 | 3.13
202110494 | 09/07/22 | Live | Ouellet, Group ACD | ACD | Multizone All Non-Ducted | 202110494 |  | HMSR-A-CB-O | MPD18KCH22S-O | Non-Ducted Indoor Units |  | 12.5 | 22 | 11 | 12.5 | 21 | 9 | FALSE | FALSE | FALSE | 18000 | 12800 | 2.42 | 16400 | 2.42
201863350 | 02/28/19 | Live | Ouellet, Group ACD | ACD | Singlezone Non-Ducted, Wall Placement | 201863350 |  | HRCU-A-CB-O | OCD09KCH23S-O | Mini-Splits | OCD09KCH23S-I | 14 | 23 | 10.5 | 14 | 23 | 8.5 | TRUE | TRUE | FALSE | 9000 | 7300 | 2.85 | 14610 | 2.41
202110506 | 04/26/22 | Live | Ouellet, Group ACD | ACD | Multizone All Non-Ducted | 202110506 |  | HMSR-A-CB-O | MPD42KCH21S-O | Non-Ducted Indoor Units |  | 10.4 | 21 | 10.2 | 10.4 | 21 | 8.6 | FALSE | FALSE | FALSE | 39000 | 29000 | 2.68 | 31100 | 2.5
207497904 | 11/05/21 | Live | Ouellet, Group ACD | ACD | Singlezone Ducted, Centrally Ducted | 207497904 |  | HRCU-A-CB | FXD-ACD60 |  | AH260 | 10.5 | 17 | 10 | 10 | 15.8 | 9 | TRUE | TRUE | TRUE | 54000 | 36000 | 2.4 | 49000 | 2.02
207497903 | 11/05/21 | Live | Ouellet, Group ACD | ACD | Singlezone Ducted, Centrally Ducted | 207497903 |  | HRCU-A-CB | FXD-ACD60 |  | AH248 | 11.5 | 18 | 10.5 | 11 | 17 | 9 | TRUE | TRUE | TRUE | 48000 | 31400 | 2.45 | 48000 | 2.04
207497901 | 11/05/21 | Live | Ouellet, Group ACD | ACD | Singlezone Ducted, Centrally Ducted | 207497901 |  | HRCU-A-CB | FXD-ACD36 |  | AH224 | 12.5 | 20 | 10.5 | 12 | 17 | 9 | TRUE | TRUE | TRUE | 24000 | 16000 | 2.65 | 24000 | 2.43
201863351 | 11/05/21 | Live | Ouellet, Group ACD | ACD | Singlezone Non-Ducted, Wall Placement | 201863351 |  | HRCU-A-CB-O | OCD12KCH22S-O | Mini-Splits | OCD12KCH22S-I | 12.5 | 22 | 11 | 12 | 21.5 | 8.5 | TRUE | TRUE | FALSE | 12000 | 7700 | 2.59 | 11268 | 2.41
206428586 | 11/05/21 | Live | Ouellet, Group ACD | ACD | Multizone All Non-Ducted | 206428586 |  | HMSR-A-CB-O | MUD36KCH23S-O | Non-Ducted Indoor Units |  | 9 | 23 | 10 | 9 | 16 | 8.6 | TRUE | TRUE | FALSE | 36000 | 29000 | 2.55 | 36100 | 1.83
206428587 | 11/05/21 | Live | Ouellet, Group ACD | ACD | Multizone All Non-Ducted | 206428587 |  | HMSR-A-CB-O | MUD42KCH23S-O | Non-Ducted Indoor Units |  | 9 | 23 | 10 | 9 | 16 | 8.6 | TRUE | TRUE | FALSE | 42000 | 30000 | 2.5 | 38670 | 1.85
206428584 | 09/21/20 | Live | Ouellet, Group ACD | ACD | Multizone All Non-Ducted | 206428584 |  | HMSR-A-CB-O | MUD18KCH23S-O | Non-Ducted Indoor Units |  | 12.5 | 23 | 10.5 | 12 | 20 | 10 | TRUE | TRUE | TRUE | 18000 | 17000 | 2.49 | 21000 | 2.05
202409832 | 10/14/19 | Live | Ouellet, Group ACD | ACD | Singlezone Non-Ducted, Wall Placement | 202409832 |  | HRCU-A-CB-O | UHD09KCH38SB-O | Mini-Splits | UHD09KCH38SB-I | 16.5 | 38 | 15 | 16.6 | 27 | 11 | TRUE | TRUE | TRUE | 9000 | 8000 | 3.13 | 14610 | 2.41
201863353 | 02/28/19 | Live | Ouellet, Group ACD | ACD | Singlezone Non-Ducted, Wall Placement | 201863353 |  | HRCU-A-CB-O | OCD24KCH20S-O | Mini-Splits | OCD24KCH20S-I | 12.5 | 20 | 10 | 12.5 | 20 | 8.5 | FALSE | FALSE | FALSE | 22000 | 14300 | 2.67 | 26263 | 2.28
201863352 | 02/28/19 | Live | Ouellet, Group ACD | ACD | Singlezone Non-Ducted, Wall Placement | 201863352 |  | HRCU-A-CB-O | OCD18KCH20S-O | Mini-Splits | OCD18KCH20S-I | 12.5 | 20 | 10.5 | 12.5 | 20 | 8.5 | TRUE | FALSE | FALSE | 18000 | 11700 | 2.36 | 23000 | 2.11
205230039 | 02/15/23 | Live | Samsung Electronics | SAMSUNG | Multizone All Ducted | 205230039 |  | HMSR-A-CB | AM048TXMDCH | Ducted Indoor Units |  | 10.2 | 17.2 | 10.4 | 10.2 | 17.2 | 8.8 | TRUE | TRUE | TRUE | 48000 | 29000 | 2.24 | 29000 | 2.24
205142812 | 02/15/23 | Live | Samsung Electronics | SAMSUNG | Multizone All Ducted | 205142812 |  | HMSR-A-CB | AM053TXMDCH | Ducted Indoor Units |  | 9.45 | 17.5 | 10 | 9.45 | 17.5 | 8.8 | TRUE | TRUE | FALSE | 53000 | 36400 | 2.29 | 36400 | 2.29
202083773 | 02/15/23 | Live | Samsung Electronics | SAMSUNG | Multizone All Ducted | 202083773 |  | HMSV-A-CB | AM048NXMDCR | Ducted Indoor Units |  | 10.2 | 17.2 | 10.4 | 10.2 | 17.2 | 8.8 | TRUE | TRUE | TRUE | 48000 | 29000 | 2.24 | 29000 | 2.24
202083811 | 02/15/23 | Live | Samsung Electronics | SAMSUNG | Multizone All Ducted | 202083811 |  | HMSV-A-CB | AM053NXMDCR | Ducted Indoor Units |  | 9.45 | 17.5 | 10 | 9.45 | 17.5 | 8.8 | TRUE | TRUE | FALSE | 53000 | 36400 | 2.29 | 36400 | 2.29
206918730 | 07/26/23 | Live | Samsung Electronics | SAMSUNG | Multizone Mix of Ducted and Non-Ducted | 206918730 |  | HMSV-A-CB | AM060NXMDCR | Mixed Ducted and Non-Ducted Indoor Units |  | 11.05 | 18.85 | 11.2 | 10.55 | 17.75 | 9.65 | TRUE | TRUE | TRUE | 60000 | 43000 | 2.54 | 43000 | 2.54
206918729 | 07/26/23 | Live | Samsung Electronics | SAMSUNG | Multizone Mix of Ducted and Non-Ducted | 206918729 |  | HMSV-A-CB | AM060MXMDCH | Mixed Ducted and Non-Ducted Indoor Units |  | 11.05 | 18.85 | 11.2 | 10.55 | 17.75 | 9.65 | TRUE | TRUE | TRUE | 60000 | 43000 | 2.54 | 43000 | 2.54
206918725 | 07/26/23 | Live | Samsung Electronics | SAMSUNG | Multizone Mix of Ducted and Non-Ducted | 206918725 |  | HMSV-A-CB | AM048NXMDCR | Mixed Ducted and Non-Ducted Indoor Units |  | 10.85 | 19.1 | 10.55 | 10.85 | 19 | 9.4 | TRUE | TRUE | TRUE | 48000 | 29000 | 2.39 | 30300 | 2.5
206918726 | 07/26/23 | Live | Samsung Electronics | SAMSUNG | Multizone Mix of Ducted and Non-Ducted | 206918726 |  | HMSR-A-CB | AM048TXMDCH | Mixed Ducted and Non-Ducted Indoor Units |  | 10.85 | 19.1 | 10.55 | 10.85 | 19 | 9.4 | TRUE | TRUE | TRUE | 48000 | 29000 | 2.39 | 30300 | 2.5
206918723 | 07/26/23 | Live | Samsung Electronics | SAMSUNG | Multizone Mix of Ducted and Non-Ducted | 206918723 |  | HMSV-A-CB | AM036NXMDCR | Mixed Ducted and Non-Ducted Indoor Units |  | 11.65 | 18.8 | 9.67 | 11.85 | 19.25 | 9.1 | TRUE | TRUE | TRUE | 38000 | 25000 | 2.53 | 25000 | 2.53
206918724 | 07/26/23 | Live | Samsung Electronics | SAMSUNG | Multizone Mix of Ducted and Non-Ducted | 206918724 |  | HMSR-A-CB | AM036TXMDCH | Mixed Ducted and Non-Ducted Indoor Units |  | 11.85 | 19.6 | 9.75 | 11.85 | 19.25 | 9.1 | TRUE | TRUE | TRUE | 38000 | 25000 | 2.53 | 25000 | 2.53
205230038 | 02/15/23 | Live | Samsung Electronics | SAMSUNG | Multizone All Ducted | 205230038 |  | HMSR-A-CB | AM036TXMDCH | Ducted Indoor Units |  | 11.2 | 17.2 | 9.5 | 11.2 | 16.5 | 8.2 | TRUE | TRUE | TRUE | 38000 | 25000 | 2.22 | 25000 | 2.22
10147096 | 02/15/23 | Live | Samsung Electronics | SAMSUNG | Multizone All Ducted | 10147096 |  | HMSV-A-CB | AM060MXMDCH | Ducted Indoor Units |  | 10.9 | 17.1 | 10.9 | 9.9 | 16.5 | 9.5 | TRUE | TRUE | FALSE | 60000 | 43000 | 2.38 | 43000 | 2.38
202084065 | 02/15/23 | Live | Samsung Electronics | SAMSUNG | Multizone All Ducted | 202084065 |  | HMSV-A-CB | AM060NXMDCR | Ducted Indoor Units |  | 10.9 | 17.1 | 10.9 | 9.9 | 16.5 | 9.5 | TRUE | TRUE | FALSE | 60000 | 43000 | 2.38 | 43000 | 2.38
202064264 | 02/15/23 | Live | Samsung Electronics | SAMSUNG | Multizone All Ducted | 202064264 |  | HMSV-A-CB | AM036NXMDCR | Ducted Indoor Units |  | 11.2 | 17.2 | 9.5 | 11.2 | 16.5 | 8.2 | TRUE | TRUE | TRUE | 38000 | 25000 | 2.22 | 25000 | 2.22
213607911 | 11/02/23 | Live | CARRIER | GRANDAIRE | Singlezone Ducted, Centrally Ducted | 213607911 |  | HRCU-A-CB | WDLCURAH60ABK | Ducted Indoor Units | FVM4X60***L |  |  |  | 8.5 | 14.3 | 8 | FALSE | FALSE | FALSE | 55000 | 37800 | 2.28 | 37800 | 2.28
213607778 | 11/02/23 | Live | CARRIER | GRANDAIRE | Singlezone Ducted, Centrally Ducted | 213607778 |  | HRCU-A-CB | WDLCURAH48AAK | Ducted Indoor Units | WBGL604BD |  |  |  | 9.5 | 16 | 8.5 | FALSE | FALSE | FALSE | 47500 | 32400 | 2.44 | 33080 | 2.54
213607777 | 11/02/23 | Live | CARRIER | TEMPSTAR | Singlezone Ducted, Centrally Ducted | 213607777 |  | HRCU-A-CB | DLCURAH48AAK | Ducted Indoor Units | FTMA4B60L0D* |  |  |  | 9.5 | 16 | 8.5 | FALSE | FALSE | FALSE | 47500 | 32400 | 2.44 | 33080 | 2.54
213607776 | 11/02/23 | Live | CARRIER | SMART COMFORT | Singlezone Ducted, Centrally Ducted | 213607776 |  | HRCU-A-CB | DLCURAH48AAK | Ducted Indoor Units | FTMA4B60L0D* |  |  |  | 9.5 | 16 | 8.5 | FALSE | FALSE | FALSE | 47500 | 32400 | 2.44 | 33080 | 2.54
213607775 | 11/02/23 | Live | CARRIER | KEEPRITE | Singlezone Ducted, Centrally Ducted | 213607775 |  | HRCU-A-CB | DLCURAH48AAK | Ducted Indoor Units | FTMA4B60L0D* |  |  |  | 9.5 | 16 | 8.5 | FALSE | FALSE | FALSE | 47500 | 32400 | 2.44 | 33080 | 2.54
213607774 | 11/02/23 | Live | CARRIER | HEIL | Singlezone Ducted, Centrally Ducted | 213607774 |  | HRCU-A-CB | DLCURAH48AAK | Ducted Indoor Units | FTMA4B60L0D* |  |  |  | 9.5 | 16 | 8.5 | FALSE | FALSE | FALSE | 47500 | 32400 | 2.44 | 33080 | 2.54
213607773 | 11/02/23 | Live | CARRIER | DAY & NIGHT | Singlezone Ducted, Centrally Ducted | 213607773 |  | HRCU-A-CB | DLCURAH48AAK | Ducted Indoor Units | FTMA4B60L0D* |  |  |  | 9.5 | 16 | 8.5 | FALSE | FALSE | FALSE | 47500 | 32400 | 2.44 | 33080 | 2.54
213607772 | 11/02/23 | Live | CARRIER | COMFORTMAKER | Singlezone Ducted, Centrally Ducted | 213607772 |  | HRCU-A-CB | DLCURAH48AAK | Ducted Indoor Units | FTMA4B60L0D* |  |  |  | 9.5 | 16 | 8.5 | FALSE | FALSE | FALSE | 47500 | 32400 | 2.44 | 33080 | 2.54
213607771 | 11/02/23 | Live | CARRIER | ARCOAIRE | Singlezone Ducted, Centrally Ducted | 213607771 |  | HRCU-A-CB | DLCURAH48AAK | Ducted Indoor Units | FTMA4B60L0D* |  |  |  | 9.5 | 16 | 8.5 | FALSE | FALSE | FALSE | 47500 | 32400 | 2.44 | 33080 | 2.54
213607770 | 11/02/23 | Live | CARRIER | AIRQUEST | Singlezone Ducted, Centrally Ducted | 213607770 |  | HRCU-A-CB | DLCURAH48AAK | Ducted Indoor Units | FTMA4B60L0D* |  |  |  | 9.5 | 16 | 8.5 | FALSE | FALSE | FALSE | 47500 | 32400 | 2.44 | 33080 | 2.54
213607769 | 11/02/23 | Live | CARRIER | PAYNE HEATING AND COOLING | Singlezone Ducted, Centrally Ducted | 213607769 |  | HRCU-A-CB | 38MURAQ48AA3* | Ducted Indoor Units | PF4TNBD60L* |  |  |  | 9.5 | 16 | 8.5 | FALSE | FALSE | FALSE | 47500 | 32400 | 2.44 | 33080 | 2.54
213607768 | 11/02/23 | Live | CARRIER | BRYANT HEATING AND COOLING SYSTEMS | Singlezone Ducted, Centrally Ducted | 213607768 |  | HRCU-A-CB | 38MURAQ48AA3* | Ducted Indoor Units | PF4TNBD60L* |  |  |  | 9.5 | 16 | 8.5 | FALSE | FALSE | FALSE | 47500 | 32400 | 2.44 | 33080 | 2.54
213607767 | 11/02/23 | Live | CARRIER | BRYANT HEATING AND COOLING SYSTEMS | Singlezone Ducted, Centrally Ducted | 213607767 |  | HRCU-A-CB | 38MURAQ48AA3* | Ducted Indoor Units | FG4ANBD60L* |  |  |  | 9.5 | 16 | 8.5 | FALSE | FALSE | FALSE | 47500 | 32400 | 2.44 | 33080 | 2.54
213607766 | 11/02/23 | Live | CARRIER | BRYANT HEATING AND COOLING SYSTEMS | Singlezone Ducted, Centrally Ducted | 213607766 |  | HRCU-A-CB | 38MURAQ48AA3* | Ducted Indoor Units | FT4BNBD60L* |  |  |  | 9.5 | 16 | 8.5 | FALSE | FALSE | FALSE | 47500 | 32400 | 2.44 | 33080 | 2.54
213607765 | 11/02/23 | Live | CARRIER | CARRIER | Singlezone Ducted, Centrally Ducted | 213607765 |  | HRCU-A-CB | 38MURAQ48AA3* | Ducted Indoor Units | FG4ANBD60L* |  |  |  | 9.5 | 16 | 8.5 | FALSE | FALSE | FALSE | 47500 | 32400 | 2.44 | 33080 | 2.54
213607764 | 11/02/23 | Live | CARRIER | CARRIER | Singlezone Ducted, Centrally Ducted | 213607764 |  | HRCU-A-CB | 38MURAQ48AA3* | Ducted Indoor Units | FT4BNBD60L* |  |  |  | 9.5 | 16 | 8.5 | FALSE | FALSE | FALSE | 47500 | 32400 | 2.44 | 33080 | 2.54
213607763 | 11/02/23 | Live | CARRIER | GRANDAIRE | Singlezone Ducted, Centrally Ducted | 213607763 |  | HRCU-A-CB | WDLCURAH48AAK | Ducted Indoor Units | WBGL484BC |  |  |  | 9 | 15.2 | 8.1 | FALSE | FALSE | FALSE | 47000 | 32800 | 2.38 | 33490 | 2.47
213607762 | 11/02/23 | Live | CARRIER | TEMPSTAR | Singlezone Ducted, Centrally Ducted | 213607762 |  | HRCU-A-CB | DLCURAH48AAK | Ducted Indoor Units | FTMA4B48L0C* |  |  |  | 9 | 15.2 | 8.1 | FALSE | FALSE | FALSE | 47000 | 32800 | 2.38 | 33490 | 2.47
213607761 | 11/02/23 | Live | CARRIER | SMART COMFORT | Singlezone Ducted, Centrally Ducted | 213607761 |  | HRCU-A-CB | DLCURAH48AAK | Ducted Indoor Units | FTMA4B48L0C* |  |  |  | 9 | 15.2 | 8.1 | FALSE | FALSE | FALSE | 47000 | 32800 | 2.38 | 33490 | 2.47
213607760 | 11/02/23 | Live | CARRIER | KEEPRITE | Singlezone Ducted, Centrally Ducted | 213607760 |  | HRCU-A-CB | DLCURAH48AAK | Ducted Indoor Units | FTMA4B48L0C* |  |  |  | 9 | 15.2 | 8.1 | FALSE | FALSE | FALSE | 47000 | 32800 | 2.38 | 33490 | 2.47
213607759 | 11/02/23 | Live | CARRIER | HEIL | Singlezone Ducted, Centrally Ducted | 213607759 |  | HRCU-A-CB | DLCURAH48AAK | Ducted Indoor Units | FTMA4B48L0C* |  |  |  | 9 | 15.2 | 8.1 | FALSE | FALSE | FALSE | 47000 | 32800 | 2.38 | 33490 | 2.47
213607758 | 11/02/23 | Live | CARRIER | DAY & NIGHT | Singlezone Ducted, Centrally Ducted | 213607758 |  | HRCU-A-CB | DLCURAH48AAK | Ducted Indoor Units | FTMA4B48L0C* |  |  |  | 9 | 15.2 | 8.1 | FALSE | FALSE | FALSE | 47000 | 32800 | 2.38 | 33490 | 2.47
213607757 | 11/02/23 | Live | CARRIER | COMFORTMAKER | Singlezone Ducted, Centrally Ducted | 213607757 |  | HRCU-A-CB | DLCURAH48AAK | Ducted Indoor Units | FTMA4B48L0C* |  |  |  | 9 | 15.2 | 8.1 | FALSE | FALSE | FALSE | 47000 | 32800 | 2.38 | 33490 | 2.47
213607756 | 11/02/23 | Live | CARRIER | ARCOAIRE | Singlezone Ducted, Centrally Ducted | 213607756 |  | HRCU-A-CB | DLCURAH48AAK | Ducted Indoor Units | FTMA4B48L0C* |  |  |  | 9 | 15.2 | 8.1 | FALSE | FALSE | FALSE | 47000 | 32800 | 2.38 | 33490 | 2.47
213607755 | 11/02/23 | Live | CARRIER | AIRQUEST | Singlezone Ducted, Centrally Ducted | 213607755 |  | HRCU-A-CB | DLCURAH48AAK | Ducted Indoor Units | FTMA4B48L0C* |  |  |  | 9 | 15.2 | 8.1 | FALSE | FALSE | FALSE | 47000 | 32800 | 2.38 | 33490 | 2.47
213607754 | 11/02/23 | Live | CARRIER | PAYNE HEATING AND COOLING | Singlezone Ducted, Centrally Ducted | 213607754 |  | HRCU-A-CB | 38MURAQ48AA3* | Ducted Indoor Units | PF4TNXC48L* |  |  |  | 9 | 15.2 | 8.1 | FALSE | FALSE | FALSE | 47000 | 32800 | 2.38 | 33490 | 2.47
213607753 | 11/02/23 | Live | CARRIER | BRYANT HEATING AND COOLING SYSTEMS | Singlezone Ducted, Centrally Ducted | 213607753 |  | HRCU-A-CB | 38MURAQ48AA3* | Ducted Indoor Units | PF4TNXC48L* |  |  |  | 9 | 15.2 | 8.1 | FALSE | FALSE | FALSE | 47000 | 32800 | 2.38 | 33490 | 2.47
213607752 | 11/02/23 | Live | CARRIER | BRYANT HEATING AND COOLING SYSTEMS | Singlezone Ducted, Centrally Ducted | 213607752 |  | HRCU-A-CB | 38MURAQ48AA3* | Ducted Indoor Units | FG4ANXC48L* |  |  |  | 9 | 15.2 | 8.1 | FALSE | FALSE | FALSE | 47000 | 32800 | 2.38 | 33490 | 2.47
213607751 | 11/02/23 | Live | CARRIER | BRYANT HEATING AND COOLING SYSTEMS | Singlezone Ducted, Centrally Ducted | 213607751 |  | HRCU-A-CB | 38MURAQ48AA3* | Ducted Indoor Units | FT4BN(B,X)C48L* |  |  |  | 9 | 15.2 | 8.1 | FALSE | FALSE | FALSE | 47000 | 32800 | 2.38 | 33490 | 2.47
213607750 | 11/02/23 | Live | CARRIER | CARRIER | Singlezone Ducted, Centrally Ducted | 213607750 |  | HRCU-A-CB | 38MURAQ48AA3* | Ducted Indoor Units | FG4ANXC48L* |  |  |  | 9 | 15.2 | 8.1 | FALSE | FALSE | FALSE | 47000 | 32800 | 2.38 | 33490 | 2.47
213607749 | 11/02/23 | Live | CARRIER | CARRIER | Singlezone Ducted, Centrally Ducted | 213607749 |  | HRCU-A-CB | 38MURAQ48AA3* | Ducted Indoor Units | FT4BN(B,X)C48L* |  |  |  | 9 | 15.2 | 8.1 | FALSE | FALSE | FALSE | 47000 | 32800 | 2.38 | 33490 | 2.47
213607808 | 11/02/23 | Live | CARRIER | GRANDAIRE | Singlezone Ducted, Centrally Ducted | 213607808 |  | HRCU-A-CB | WDLCURAH48ABK | Ducted Indoor Units | WBGL604BD |  |  |  | 10 | 17 | 8.5 | FALSE | FALSE | TRUE | 48500 | 30800 | 2.4 | 31260 | 2.52
213607807 | 11/02/23 | Live | CARRIER | TEMPSTAR | Singlezone Ducted, Centrally Ducted | 213607807 |  | HRCU-A-CB | DLCURAH48ABK | Ducted Indoor Units | FTMA4B60L0D* |  |  |  | 10 | 17 | 8.5 | FALSE | FALSE | TRUE | 48500 | 30800 | 2.4 | 31260 | 2.52
213607806 | 11/02/23 | Live | CARRIER | SMART COMFORT | Singlezone Ducted, Centrally Ducted | 213607806 |  | HRCU-A-CB | DLCURAH48ABK | Ducted Indoor Units | FTMA4B60L0D* |  |  |  | 10 | 17 | 8.5 | FALSE | FALSE | TRUE | 48500 | 30800 | 2.4 | 31260 | 2.52
213607805 | 11/02/23 | Live | CARRIER | KEEPRITE | Singlezone Ducted, Centrally Ducted | 213607805 |  | HRCU-A-CB | DLCURAH48ABK | Ducted Indoor Units | FTMA4B60L0D* |  |  |  | 10 | 17 | 8.5 | FALSE | FALSE | TRUE | 48500 | 30800 | 2.4 | 31260 | 2.52
213607804 | 11/02/23 | Live | CARRIER | HEIL | Singlezone Ducted, Centrally Ducted | 213607804 |  | HRCU-A-CB | DLCURAH48ABK | Ducted Indoor Units | FTMA4B60L0D* |  |  |  | 10 | 17 | 8.5 | FALSE | FALSE | TRUE | 48500 | 30800 | 2.4 | 31260 | 2.52
213607803 | 11/02/23 | Live | CARRIER | DAY & NIGHT | Singlezone Ducted, Centrally Ducted | 213607803 |  | HRCU-A-CB | DLCURAH48ABK | Ducted Indoor Units | FTMA4B60L0D* |  |  |  | 10 | 17 | 8.5 | FALSE | FALSE | TRUE | 48500 | 30800 | 2.4 | 31260 | 2.52
213607802 | 11/02/23 | Live | CARRIER | COMFORTMAKER | Singlezone Ducted, Centrally Ducted | 213607802 |  | HRCU-A-CB | DLCURAH48ABK | Ducted Indoor Units | FTMA4B60L0D* |  |  |  | 10 | 17 | 8.5 | FALSE | FALSE | TRUE | 48500 | 30800 | 2.4 | 31260 | 2.52
213607801 | 11/02/23 | Live | CARRIER | ARCOAIRE | Singlezone Ducted, Centrally Ducted | 213607801 |  | HRCU-A-CB | DLCURAH48ABK | Ducted Indoor Units | FTMA4B60L0D* |  |  |  | 10 | 17 | 8.5 | FALSE | FALSE | TRUE | 48500 | 30800 | 2.4 | 31260 | 2.52
213607800 | 11/02/23 | Live | CARRIER | AIRQUEST | Singlezone Ducted, Centrally Ducted | 213607800 |  | HRCU-A-CB | DLCURAH48ABK | Ducted Indoor Units | FTMA4B60L0D* |  |  |  | 10 | 17 | 8.5 | FALSE | FALSE | TRUE | 48500 | 30800 | 2.4 | 31260 | 2.52
213607799 | 11/02/23 | Live | CARRIER | PAYNE HEATING AND COOLING | Singlezone Ducted, Centrally Ducted | 213607799 |  | HRCU-A-CB | 38MURAQ48AB3* | Ducted Indoor Units | PF4TNBD60L* |  |  |  | 10 | 17 | 8.5 | FALSE | FALSE | TRUE | 48500 | 30800 | 2.4 | 31260 | 2.52
213607798 | 11/02/23 | Live | CARRIER | BRYANT HEATING AND COOLING SYSTEMS | Singlezone Ducted, Centrally Ducted | 213607798 |  | HRCU-A-CB | 38MURAQ48AB3* | Ducted Indoor Units | PF4TNBD60L* |  |  |  | 10 | 17 | 8.5 | FALSE | FALSE | TRUE | 48500 | 30800 | 2.4 | 31260 | 2.52
213607797 | 11/02/23 | Live | CARRIER | BRYANT HEATING AND COOLING SYSTEMS | Singlezone Ducted, Centrally Ducted | 213607797 |  | HRCU-A-CB | 38MURAQ48AB3* | Ducted Indoor Units | FG4ANBD60L* |  |  |  | 10 | 17 | 8.5 | FALSE | FALSE | TRUE | 48500 | 30800 | 2.4 | 31260 | 2.52
213607796 | 11/02/23 | Live | CARRIER | BRYANT HEATING AND COOLING SYSTEMS | Singlezone Ducted, Centrally Ducted | 213607796 |  | HRCU-A-CB | 38MURAQ48AB3* | Ducted Indoor Units | FT4BNBD60L* |  |  |  | 10 | 17 | 8.5 | FALSE | FALSE | TRUE | 48500 | 30800 | 2.4 | 31260 | 2.52
213607795 | 11/02/23 | Live | CARRIER | CARRIER | Singlezone Ducted, Centrally Ducted | 213607795 |  | HRCU-A-CB | 38MURAQ48AB3* | Ducted Indoor Units | FG4ANBD60L* |  |  |  | 10 | 17 | 8.5 | FALSE | FALSE | TRUE | 48500 | 30800 | 2.4 | 31260 | 2.52
213607794 | 11/02/23 | Live | CARRIER | CARRIER | Singlezone Ducted, Centrally Ducted | 213607794 |  | HRCU-A-CB | 38MURAQ48AB3* | Ducted Indoor Units | FT4BNBD60L* |  |  |  | 10 | 17 | 8.5 | FALSE | FALSE | TRUE | 48500 | 30800 | 2.4 | 31260 | 2.52
213607793 | 11/02/23 | Live | CARRIER | GRANDAIRE | Singlezone Ducted, Centrally Ducted | 213607793 |  | HRCU-A-CB | WDLCURAH48ABK | Ducted Indoor Units | WBGL484BC |  |  |  | 9.5 | 15.5 | 8.5 | FALSE | FALSE | FALSE | 48000 | 31400 | 2.32 | 31870 | 2.43
213607792 | 11/02/23 | Live | CARRIER | TEMPSTAR | Singlezone Ducted, Centrally Ducted | 213607792 |  | HRCU-A-CB | DLCURAH48ABK | Ducted Indoor Units | FTMA4B48L0C* |  |  |  | 9.5 | 15.5 | 8.5 | FALSE | FALSE | FALSE | 48000 | 31400 | 2.32 | 31870 | 2.43
213607791 | 11/02/23 | Live | CARRIER | SMART COMFORT | Singlezone Ducted, Centrally Ducted | 213607791 |  | HRCU-A-CB | DLCURAH48ABK | Ducted Indoor Units | FTMA4B48L0C* |  |  |  | 9.5 | 15.5 | 8.5 | FALSE | FALSE | FALSE | 48000 | 31400 | 2.32 | 31870 | 2.43
213607790 | 11/02/23 | Live | CARRIER | KEEPRITE | Singlezone Ducted, Centrally Ducted | 213607790 |  | HRCU-A-CB | DLCURAH48ABK | Ducted Indoor Units | FTMA4B48L0C* |  |  |  | 9.5 | 15.5 | 8.5 | FALSE | FALSE | FALSE | 48000 | 31400 | 2.32 | 31870 | 2.43
213607789 | 11/02/23 | Live | CARRIER | HEIL | Singlezone Ducted, Centrally Ducted | 213607789 |  | HRCU-A-CB | DLCURAH48ABK | Ducted Indoor Units | FTMA4B48L0C* |  |  |  | 9.5 | 15.5 | 8.5 | FALSE | FALSE | FALSE | 48000 | 31400 | 2.32 | 31870 | 2.43
213607788 | 11/02/23 | Live | CARRIER | DAY & NIGHT | Singlezone Ducted, Centrally Ducted | 213607788 |  | HRCU-A-CB | DLCURAH48ABK | Ducted Indoor Units | FTMA4B48L0C* |  |  |  | 9.5 | 15.5 | 8.5 | FALSE | FALSE | FALSE | 48000 | 31400 | 2.32 | 31870 | 2.43
213607787 | 11/02/23 | Live | CARRIER | COMFORTMAKER | Singlezone Ducted, Centrally Ducted | 213607787 |  | HRCU-A-CB | DLCURAH48ABK | Ducted Indoor Units | FTMA4B48L0C* |  |  |  | 9.5 | 15.5 | 8.5 | FALSE | FALSE | FALSE | 48000 | 31400 | 2.32 | 31870 | 2.43
213607786 | 11/02/23 | Live | CARRIER | ARCOAIRE | Singlezone Ducted, Centrally Ducted | 213607786 |  | HRCU-A-CB | DLCURAH48ABK | Ducted Indoor Units | FTMA4B48L0C* |  |  |  | 9.5 | 15.5 | 8.5 | FALSE | FALSE | FALSE | 48000 | 31400 | 2.32 | 31870 | 2.43
213607785 | 11/02/23 | Live | CARRIER | AIRQUEST | Singlezone Ducted, Centrally Ducted | 213607785 |  | HRCU-A-CB | DLCURAH48ABK | Ducted Indoor Units | FTMA4B48L0C* |  |  |  | 9.5 | 15.5 | 8.5 | FALSE | FALSE | FALSE | 48000 | 31400 | 2.32 | 31870 | 2.43
213607784 | 11/02/23 | Live | CARRIER | PAYNE HEATING AND COOLING | Singlezone Ducted, Centrally Ducted | 213607784 |  | HRCU-A-CB | 38MURAQ48AB3* | Ducted Indoor Units | PF4TNXC48L* |  |  |  | 9.5 | 15.5 | 8.5 | FALSE | FALSE | FALSE | 48000 | 31400 | 2.32 | 31870 | 2.43
213607783 | 11/02/23 | Live | CARRIER | BRYANT HEATING AND COOLING SYSTEMS | Singlezone Ducted, Centrally Ducted | 213607783 |  | HRCU-A-CB | 38MURAQ48AB3* | Ducted Indoor Units | PF4TNXC48L* |  |  |  | 9.5 | 15.5 | 8.5 | FALSE | FALSE | FALSE | 48000 | 31400 | 2.32 | 31870 | 2.43
213607782 | 11/02/23 | Live | CARRIER | BRYANT HEATING AND COOLING SYSTEMS | Singlezone Ducted, Centrally Ducted | 213607782 |  | HRCU-A-CB | 38MURAQ48AB3* | Ducted Indoor Units | FG4ANXC48L* |  |  |  | 9.5 | 15.5 | 8.5 | FALSE | FALSE | FALSE | 48000 | 31400 | 2.32 | 31870 | 2.43
213607781 | 11/02/23 | Live | CARRIER | BRYANT HEATING AND COOLING SYSTEMS | Singlezone Ducted, Centrally Ducted | 213607781 |  | HRCU-A-CB | 38MURAQ48AB3* | Ducted Indoor Units | FT4BN(B,X)C48L* |  |  |  | 9.5 | 15.5 | 8.5 | FALSE | FALSE | FALSE | 48000 | 31400 | 2.32 | 31870 | 2.43
213607780 | 11/02/23 | Live | CARRIER | CARRIER | Singlezone Ducted, Centrally Ducted | 213607780 |  | HRCU-A-CB | 38MURAQ48AB3* | Ducted Indoor Units | FG4ANXC48L* |  |  |  | 9.5 | 15.5 | 8.5 | FALSE | FALSE | FALSE | 48000 | 31400 | 2.32 | 31870 | 2.43
213607779 | 11/02/23 | Live | CARRIER | CARRIER | Singlezone Ducted, Centrally Ducted | 213607779 |  | HRCU-A-CB | 38MURAQ48AB3* | Ducted Indoor Units | FT4BN(B,X)C48L* |  |  |  | 9.5 | 15.5 | 8.5 | FALSE | FALSE | FALSE | 48000 | 31400 | 2.32 | 31870 | 2.43
213607703 | 11/02/23 | Live | CARRIER | GRANDAIRE | Singlezone Ducted, Centrally Ducted | 213607703 |  | HRCU-A-CB | WDLCURAH36AAK | Ducted Indoor Units | WBGL364BC |  |  |  | 10 | 16 | 7.7 | FALSE | FALSE | FALSE | 35400 | 21200 | 2.36 | 21670 | 2.5
213607702 | 11/02/23 | Live | CARRIER | TEMPSTAR | Singlezone Ducted, Centrally Ducted | 213607702 |  | HRCU-A-CB | DLCURAH36AAK | Ducted Indoor Units | FTMA4B36L0C* |  |  |  | 10 | 16 | 7.7 | FALSE | FALSE | FALSE | 35400 | 21200 | 2.36 | 21670 | 2.5
213607701 | 11/02/23 | Live | CARRIER | SMART COMFORT | Singlezone Ducted, Centrally Ducted | 213607701 |  | HRCU-A-CB | DLCURAH36AAK | Ducted Indoor Units | FTMA4B36L0C* |  |  |  | 10 | 16 | 7.7 | FALSE | FALSE | FALSE | 35400 | 21200 | 2.36 | 21670 | 2.5
213607700 | 11/02/23 | Live | CARRIER | KEEPRITE | Singlezone Ducted, Centrally Ducted | 213607700 |  | HRCU-A-CB | DLCURAH36AAK | Ducted Indoor Units | FTMA4B36L0C* |  |  |  | 10 | 16 | 7.7 | FALSE | FALSE | FALSE | 35400 | 21200 | 2.36 | 21670 | 2.5
213607699 | 11/02/23 | Live | CARRIER | HEIL | Singlezone Ducted, Centrally Ducted | 213607699 |  | HRCU-A-CB | DLCURAH36AAK | Ducted Indoor Units | FTMA4B36L0C* |  |  |  | 10 | 16 | 7.7 | FALSE | FALSE | FALSE | 35400 | 21200 | 2.36 | 21670 | 2.5
213607698 | 11/02/23 | Live | CARRIER | DAY & NIGHT | Singlezone Ducted, Centrally Ducted | 213607698 |  | HRCU-A-CB | DLCURAH36AAK | Ducted Indoor Units | FTMA4B36L0C* |  |  |  | 10 | 16 | 7.7 | FALSE | FALSE | FALSE | 35400 | 21200 | 2.36 | 21670 | 2.5
213607697 | 11/02/23 | Live | CARRIER | COMFORTMAKER | Singlezone Ducted, Centrally Ducted | 213607697 |  | HRCU-A-CB | DLCURAH36AAK | Ducted Indoor Units | FTMA4B36L0C* |  |  |  | 10 | 16 | 7.7 | FALSE | FALSE | FALSE | 35400 | 21200 | 2.36 | 21670 | 2.5
213607696 | 11/02/23 | Live | CARRIER | ARCOAIRE | Singlezone Ducted, Centrally Ducted | 213607696 |  | HRCU-A-CB | DLCURAH36AAK | Ducted Indoor Units | FTMA4B36L0C* |  |  |  | 10 | 16 | 7.7 | FALSE | FALSE | FALSE | 35400 | 21200 | 2.36 | 21670 | 2.5
213607695 | 11/02/23 | Live | CARRIER | AIRQUEST | Singlezone Ducted, Centrally Ducted | 213607695 |  | HRCU-A-CB | DLCURAH36AAK | Ducted Indoor Units | FTMA4B36L0C* |  |  |  | 10 | 16 | 7.7 | FALSE | FALSE | FALSE | 35400 | 21200 | 2.36 | 21670 | 2.5
213607694 | 11/02/23 | Live | CARRIER | PAYNE HEATING AND COOLING | Singlezone Ducted, Centrally Ducted | 213607694 |  | HRCU-A-CB | 38MURAQ36AA3* | Ducted Indoor Units | PF4TNXC36L* |  |  |  | 10 | 16 | 7.7 | FALSE | FALSE | FALSE | 35400 | 21200 | 2.36 | 21670 | 2.5
213607693 | 11/02/23 | Live | CARRIER | BRYANT HEATING AND COOLING SYSTEMS | Singlezone Ducted, Centrally Ducted | 213607693 |  | HRCU-A-CB | 38MURAQ36AA3* | Ducted Indoor Units | PF4TNXC36L* |  |  |  | 10 | 16 | 7.7 | FALSE | FALSE | FALSE | 35400 | 21200 | 2.36 | 21670 | 2.5
213607692 | 11/02/23 | Live | CARRIER | BRYANT HEATING AND COOLING SYSTEMS | Singlezone Ducted, Centrally Ducted | 213607692 |  | HRCU-A-CB | 38MURAQ36AA3* | Ducted Indoor Units | FG4ANXC36L* |  |  |  | 10 | 16 | 7.7 | FALSE | FALSE | FALSE | 35400 | 21200 | 2.36 | 21670 | 2.5
213607691 | 11/02/23 | Live | CARRIER | BRYANT HEATING AND COOLING SYSTEMS | Singlezone Ducted, Centrally Ducted | 213607691 |  | HRCU-A-CB | 38MURAQ36AA3* | Ducted Indoor Units | FT4BN(B,X)C36L* |  |  |  | 10 | 16 | 7.7 | FALSE | FALSE | FALSE | 35400 | 21200 | 2.36 | 21670 | 2.5
213607690 | 11/02/23 | Live | CARRIER | CARRIER | Singlezone Ducted, Centrally Ducted | 213607690 |  | HRCU-A-CB | 38MURAQ36AA3* | Ducted Indoor Units | FG4ANXC36L* |  |  |  | 10 | 16 | 7.7 | FALSE | FALSE | FALSE | 35400 | 21200 | 2.36 | 21670 | 2.5
213607689 | 11/02/23 | Live | CARRIER | CARRIER | Singlezone Ducted, Centrally Ducted | 213607689 |  | HRCU-A-CB | 38MURAQ36AA3* | Ducted Indoor Units | FT4BN(B,X)C36L* |  |  |  | 10 | 16 | 7.7 | FALSE | FALSE | FALSE | 35400 | 21200 | 2.36 | 21670 | 2.5
213607748 | 11/02/23 | Live | CARRIER | GRANDAIRE | Singlezone Ducted, Centrally Ducted | 213607748 |  | HRCU-A-CB | WDLCURAH36ABK | Ducted Indoor Units | WBGL484BC |  |  |  | 10 | 17 | 9 | FALSE | FALSE | TRUE | 36400 | 28800 | 2.46 | 29120 | 2.58
213607747 | 11/02/23 | Live | CARRIER | TEMPSTAR | Singlezone Ducted, Centrally Ducted | 213607747 |  | HRCU-A-CB | DLCURAH36ABK | Ducted Indoor Units | FTMA4B48L0C* |  |  |  | 10 | 17 | 9 | FALSE | FALSE | TRUE | 36400 | 28800 | 2.46 | 29120 | 2.58
213607746 | 11/02/23 | Live | CARRIER | SMART COMFORT | Singlezone Ducted, Centrally Ducted | 213607746 |  | HRCU-A-CB | DLCURAH36ABK | Ducted Indoor Units | FTMA4B48L0C* |  |  |  | 10 | 17 | 9 | FALSE | FALSE | TRUE | 36400 | 28800 | 2.46 | 29120 | 2.58
213607745 | 11/02/23 | Live | CARRIER | KEEPRITE | Singlezone Ducted, Centrally Ducted | 213607745 |  | HRCU-A-CB | DLCURAH36ABK | Ducted Indoor Units | FTMA4B48L0C* |  |  |  | 10 | 17 | 9 | FALSE | FALSE | TRUE | 36400 | 28800 | 2.46 | 29120 | 2.58
213607744 | 11/02/23 | Live | CARRIER | HEIL | Singlezone Ducted, Centrally Ducted | 213607744 |  | HRCU-A-CB | DLCURAH36ABK | Ducted Indoor Units | FTMA4B48L0C* |  |  |  | 10 | 17 | 9 | FALSE | FALSE | TRUE | 36400 | 28800 | 2.46 | 29120 | 2.58
213607743 | 11/02/23 | Live | CARRIER | DAY & NIGHT | Singlezone Ducted, Centrally Ducted | 213607743 |  | HRCU-A-CB | DLCURAH36ABK | Ducted Indoor Units | FTMA4B48L0C* |  |  |  | 10 | 17 | 9 | FALSE | FALSE | TRUE | 36400 | 28800 | 2.46 | 29120 | 2.58
213607742 | 11/02/23 | Live | CARRIER | COMFORTMAKER | Singlezone Ducted, Centrally Ducted | 213607742 |  | HRCU-A-CB | DLCURAH36ABK | Ducted Indoor Units | FTMA4B48L0C* |  |  |  | 10 | 17 | 9 | FALSE | FALSE | TRUE | 36400 | 28800 | 2.46 | 29120 | 2.58
213607741 | 11/02/23 | Live | CARRIER | ARCOAIRE | Singlezone Ducted, Centrally Ducted | 213607741 |  | HRCU-A-CB | DLCURAH36ABK | Ducted Indoor Units | FTMA4B48L0C* |  |  |  | 10 | 17 | 9 | FALSE | FALSE | TRUE | 36400 | 28800 | 2.46 | 29120 | 2.58
213607740 | 11/02/23 | Live | CARRIER | AIRQUEST | Singlezone Ducted, Centrally Ducted | 213607740 |  | HRCU-A-CB | DLCURAH36ABK | Ducted Indoor Units | FTMA4B48L0C* |  |  |  | 10 | 17 | 9 | FALSE | FALSE | TRUE | 36400 | 28800 | 2.46 | 29120 | 2.58
213607739 | 11/02/23 | Live | CARRIER | PAYNE HEATING AND COOLING | Singlezone Ducted, Centrally Ducted | 213607739 |  | HRCU-A-CB | 38MURAQ36AB3* | Ducted Indoor Units | PF4TNXC48L* |  |  |  | 10 | 17 | 9 | FALSE | FALSE | TRUE | 36400 | 28800 | 2.46 | 29120 | 2.58
213607738 | 11/02/23 | Live | CARRIER | BRYANT HEATING AND COOLING SYSTEMS | Singlezone Ducted, Centrally Ducted | 213607738 |  | HRCU-A-CB | 38MURAQ36AB3* | Ducted Indoor Units | PF4TNXC48L* |  |  |  | 10 | 17 | 9 | FALSE | FALSE | TRUE | 36400 | 28800 | 2.46 | 29120 | 2.58
213607737 | 11/02/23 | Live | CARRIER | BRYANT HEATING AND COOLING SYSTEMS | Singlezone Ducted, Centrally Ducted | 213607737 |  | HRCU-A-CB | 38MURAQ36AB3* | Ducted Indoor Units | FG4ANXC48L* |  |  |  | 10 | 17 | 9 | FALSE | FALSE | TRUE | 36400 | 28800 | 2.46 | 29120 | 2.58
213607736 | 11/02/23 | Live | CARRIER | BRYANT HEATING AND COOLING SYSTEMS | Singlezone Ducted, Centrally Ducted | 213607736 |  | HRCU-A-CB | 38MURAQ36AB3* | Ducted Indoor Units | FT4BN(B,X)C48L* |  |  |  | 10 | 17 | 9 | FALSE | FALSE | TRUE | 36400 | 28800 | 2.46 | 29120 | 2.58
213607735 | 11/02/23 | Live | CARRIER | CARRIER | Singlezone Ducted, Centrally Ducted | 213607735 |  | HRCU-A-CB | 38MURAQ36AB3* | Ducted Indoor Units | FG4ANXC48L* |  |  |  | 10 | 17 | 9 | FALSE | FALSE | TRUE | 36400 | 28800 | 2.46 | 29120 | 2.58
213607734 | 11/02/23 | Live | CARRIER | CARRIER | Singlezone Ducted, Centrally Ducted | 213607734 |  | HRCU-A-CB | 38MURAQ36AB3* | Ducted Indoor Units | FT4BN(B,X)C48L* |  |  |  | 10 | 17 | 9 | FALSE | FALSE | TRUE | 36400 | 28800 | 2.46 | 29120 | 2.58
213607733 | 11/02/23 | Live | CARRIER | GRANDAIRE | Singlezone Ducted, Centrally Ducted | 213607733 |  | HRCU-A-CB | WDLCURAH36ABK | Ducted Indoor Units | WBGL364BC |  |  |  | 10 | 16.5 | 8.5 | FALSE | FALSE | TRUE | 35400 | 29400 | 2.28 | 29730 | 2.39
213607732 | 11/02/23 | Live | CARRIER | TEMPSTAR | Singlezone Ducted, Centrally Ducted | 213607732 |  | HRCU-A-CB | DLCURAH36ABK | Ducted Indoor Units | FTMA4B36L0C* |  |  |  | 10 | 16.5 | 8.5 | FALSE | FALSE | TRUE | 35400 | 29400 | 2.28 | 29730 | 2.39
213607731 | 11/02/23 | Live | CARRIER | SMART COMFORT | Singlezone Ducted, Centrally Ducted | 213607731 |  | HRCU-A-CB | DLCURAH36ABK | Ducted Indoor Units | FTMA4B36L0C* |  |  |  | 10 | 16.5 | 8.5 | FALSE | FALSE | TRUE | 35400 | 29400 | 2.28 | 29730 | 2.39
213607730 | 11/02/23 | Live | CARRIER | KEEPRITE | Singlezone Ducted, Centrally Ducted | 213607730 |  | HRCU-A-CB | DLCURAH36ABK | Ducted Indoor Units | FTMA4B36L0C* |  |  |  | 10 | 16.5 | 8.5 | FALSE | FALSE | TRUE | 35400 | 29400 | 2.28 | 29730 | 2.39
213607729 | 11/02/23 | Live | CARRIER | HEIL | Singlezone Ducted, Centrally Ducted | 213607729 |  | HRCU-A-CB | DLCURAH36ABK | Ducted Indoor Units | FTMA4B36L0C* |  |  |  | 10 | 16.5 | 8.5 | FALSE | FALSE | TRUE | 35400 | 29400 | 2.28 | 29730 | 2.39
213607728 | 11/02/23 | Live | CARRIER | DAY & NIGHT | Singlezone Ducted, Centrally Ducted | 213607728 |  | HRCU-A-CB | DLCURAH36ABK | Ducted Indoor Units | FTMA4B36L0C* |  |  |  | 10 | 16.5 | 8.5 | FALSE | FALSE | TRUE | 35400 | 29400 | 2.28 | 29730 | 2.39
213607727 | 11/02/23 | Live | CARRIER | COMFORTMAKER | Singlezone Ducted, Centrally Ducted | 213607727 |  | HRCU-A-CB | DLCURAH36ABK | Ducted Indoor Units | FTMA4B36L0C* |  |  |  | 10 | 16.5 | 8.5 | FALSE | FALSE | TRUE | 35400 | 29400 | 2.28 | 29730 | 2.39
213607726 | 11/02/23 | Live | CARRIER | ARCOAIRE | Singlezone Ducted, Centrally Ducted | 213607726 |  | HRCU-A-CB | DLCURAH36ABK | Ducted Indoor Units | FTMA4B36L0C* |  |  |  | 10 | 16.5 | 8.5 | FALSE | FALSE | TRUE | 35400 | 29400 | 2.28 | 29730 | 2.39
213607725 | 11/02/23 | Live | CARRIER | AIRQUEST | Singlezone Ducted, Centrally Ducted | 213607725 |  | HRCU-A-CB | DLCURAH36ABK | Ducted Indoor Units | FTMA4B36L0C* |  |  |  | 10 | 16.5 | 8.5 | FALSE | FALSE | TRUE | 35400 | 29400 | 2.28 | 29730 | 2.39
213607724 | 11/02/23 | Live | CARRIER | PAYNE HEATING AND COOLING | Singlezone Ducted, Centrally Ducted | 213607724 |  | HRCU-A-CB | 38MURAQ36AB3* | Ducted Indoor Units | PF4TNXC36L* |  |  |  | 10 | 16.5 | 8.5 | FALSE | FALSE | TRUE | 35400 | 29400 | 2.28 | 29730 | 2.39
213607723 | 11/02/23 | Live | CARRIER | BRYANT HEATING AND COOLING SYSTEMS | Singlezone Ducted, Centrally Ducted | 213607723 |  | HRCU-A-CB | 38MURAQ36AB3* | Ducted Indoor Units | PF4TNXC36L* |  |  |  | 10 | 16.5 | 8.5 | FALSE | FALSE | TRUE | 35400 | 29400 | 2.28 | 29730 | 2.39
213607722 | 11/02/23 | Live | CARRIER | BRYANT HEATING AND COOLING SYSTEMS | Singlezone Ducted, Centrally Ducted | 213607722 |  | HRCU-A-CB | 38MURAQ36AB3* | Ducted Indoor Units | FG4ANXC36L* |  |  |  | 10 | 16.5 | 8.5 | FALSE | FALSE | TRUE | 35400 | 29400 | 2.28 | 29730 | 2.39
213607721 | 11/02/23 | Live | CARRIER | BRYANT HEATING AND COOLING SYSTEMS | Singlezone Ducted, Centrally Ducted | 213607721 |  | HRCU-A-CB | 38MURAQ36AB3* | Ducted Indoor Units | FT4BN(B,X)C36L* |  |  |  | 10 | 16.5 | 8.5 | FALSE | FALSE | TRUE | 35400 | 29400 | 2.28 | 29730 | 2.39
213607720 | 11/02/23 | Live | CARRIER | CARRIER | Singlezone Ducted, Centrally Ducted | 213607720 |  | HRCU-A-CB | 38MURAQ36AB3* | Ducted Indoor Units | FG4ANXC36L* |  |  |  | 10 | 16.5 | 8.5 | FALSE | FALSE | TRUE | 35400 | 29400 | 2.28 | 29730 | 2.39
213607719 | 11/02/23 | Live | CARRIER | CARRIER | Singlezone Ducted, Centrally Ducted | 213607719 |  | HRCU-A-CB | 38MURAQ36AB3* | Ducted Indoor Units | FT4BN(B,X)C36L* |  |  |  | 10 | 16.5 | 8.5 | FALSE | FALSE | TRUE | 35400 | 29400 | 2.28 | 29730 | 2.39
213607673 | 11/02/23 | Live | CARRIER | GRANDAIRE | Singlezone Ducted, Centrally Ducted | 213607673 |  | HRCU-A-CB | WDLCURAH30AAK | Ducted Indoor Units | WBGL364BC |  |  |  | 9.5 | 15.2 | 8.1 | FALSE | FALSE | FALSE | 30200 | 23000 | 2.3 | 23000 | 2.3
213607672 | 11/02/23 | Live | CARRIER | TEMPSTAR | Singlezone Ducted, Centrally Ducted | 213607672 |  | HRCU-A-CB | DLCURAH30AAK | Ducted Indoor Units | FTMA4B36L0C* |  |  |  | 9.5 | 15.2 | 8.1 | FALSE | FALSE | FALSE | 30200 | 23000 | 2.3 | 23000 | 2.3
213607671 | 11/02/23 | Live | CARRIER | SMART COMFORT | Singlezone Ducted, Centrally Ducted | 213607671 |  | HRCU-A-CB | DLCURAH30AAK | Ducted Indoor Units | FTMA4B36L0C* |  |  |  | 9.5 | 15.2 | 8.1 | FALSE | FALSE | FALSE | 30200 | 23000 | 2.3 | 23000 | 2.3
213607670 | 11/02/23 | Live | CARRIER | KEEPRITE | Singlezone Ducted, Centrally Ducted | 213607670 |  | HRCU-A-CB | DLCURAH30AAK | Ducted Indoor Units | FTMA4B36L0C* |  |  |  | 9.5 | 15.2 | 8.1 | FALSE | FALSE | FALSE | 30200 | 23000 | 2.3 | 23000 | 2.3
213607669 | 11/02/23 | Live | CARRIER | HEIL | Singlezone Ducted, Centrally Ducted | 213607669 |  | HRCU-A-CB | DLCURAH30AAK | Ducted Indoor Units | FTMA4B36L0C* |  |  |  | 9.5 | 15.2 | 8.1 | FALSE | FALSE | FALSE | 30200 | 23000 | 2.3 | 23000 | 2.3
213607668 | 11/02/23 | Live | CARRIER | DAY & NIGHT | Singlezone Ducted, Centrally Ducted | 213607668 |  | HRCU-A-CB | DLCURAH30AAK | Ducted Indoor Units | FTMA4B36L0C* |  |  |  | 9.5 | 15.2 | 8.1 | FALSE | FALSE | FALSE | 30200 | 23000 | 2.3 | 23000 | 2.3
213607667 | 11/02/23 | Live | CARRIER | COMFORTMAKER | Singlezone Ducted, Centrally Ducted | 213607667 |  | HRCU-A-CB | DLCURAH30AAK | Ducted Indoor Units | FTMA4B36L0C* |  |  |  | 9.5 | 15.2 | 8.1 | FALSE | FALSE | FALSE | 30200 | 23000 | 2.3 | 23000 | 2.3
213607666 | 11/02/23 | Live | CARRIER | ARCOAIRE | Singlezone Ducted, Centrally Ducted | 213607666 |  | HRCU-A-CB | DLCURAH30AAK | Ducted Indoor Units | FTMA4B36L0C* |  |  |  | 9.5 | 15.2 | 8.1 | FALSE | FALSE | FALSE | 30200 | 23000 | 2.3 | 23000 | 2.3
213607665 | 11/02/23 | Live | CARRIER | AIRQUEST | Singlezone Ducted, Centrally Ducted | 213607665 |  | HRCU-A-CB | DLCURAH30AAK | Ducted Indoor Units | FTMA4B36L0C* |  |  |  | 9.5 | 15.2 | 8.1 | FALSE | FALSE | FALSE | 30200 | 23000 | 2.3 | 23000 | 2.3
213607664 | 11/02/23 | Live | CARRIER | PAYNE HEATING AND COOLING | Singlezone Ducted, Centrally Ducted | 213607664 |  | HRCU-A-CB | 38MURAQ30AA3* | Ducted Indoor Units | PF4TNXC36L* |  |  |  | 9.5 | 15.2 | 8.1 | FALSE | FALSE | FALSE | 30200 | 23000 | 2.3 | 23000 | 2.3
213607663 | 11/02/23 | Live | CARRIER | BRYANT HEATING AND COOLING SYSTEMS | Singlezone Ducted, Centrally Ducted | 213607663 |  | HRCU-A-CB | 38MURAQ30AA3* | Ducted Indoor Units | PF4TNXC36L* |  |  |  | 9.5 | 15.2 | 8.1 | FALSE | FALSE | FALSE | 30200 | 23000 | 2.3 | 23000 | 2.3
213607662 | 11/02/23 | Live | CARRIER | BRYANT HEATING AND COOLING SYSTEMS | Singlezone Ducted, Centrally Ducted | 213607662 |  | HRCU-A-CB | 38MURAQ30AA3* | Ducted Indoor Units | FG4ANXC36L* |  |  |  | 9.5 | 15.2 | 8.1 | FALSE | FALSE | FALSE | 30200 | 23000 | 2.3 | 23000 | 2.3
213607661 | 11/02/23 | Live | CARRIER | BRYANT HEATING AND COOLING SYSTEMS | Singlezone Ducted, Centrally Ducted | 213607661 |  | HRCU-A-CB | 38MURAQ30AA3* | Ducted Indoor Units | FT4BN(B,X)C36L* |  |  |  | 9.5 | 15.2 | 8.1 | FALSE | FALSE | FALSE | 30200 | 23000 | 2.3 | 23000 | 2.3
213607660 | 11/02/23 | Live | CARRIER | CARRIER | Singlezone Ducted, Centrally Ducted | 213607660 |  | HRCU-A-CB | 38MURAQ30AA3* | Ducted Indoor Units | FG4ANXC36L* |  |  |  | 9.5 | 15.2 | 8.1 | FALSE | FALSE | FALSE | 30200 | 23000 | 2.3 | 23000 | 2.3
213607659 | 11/02/23 | Live | CARRIER | CARRIER | Singlezone Ducted, Centrally Ducted | 213607659 |  | HRCU-A-CB | 38MURAQ30AA3* | Ducted Indoor Units | FT4BN(B,X)C36L* |  |  |  | 9.5 | 15.2 | 8.1 | FALSE | FALSE | FALSE | 30200 | 23000 | 2.3 | 23000 | 2.3
213607688 | 11/02/23 | Live | CARRIER | GRANDAIRE | Singlezone Ducted, Centrally Ducted | 213607688 |  | HRCU-A-CB | WDLCURAH30ABK | Ducted Indoor Units | WBGL364BC |  |  |  | 9 | 14.9 | 9 | FALSE | FALSE | FALSE | 30800 | 23600 | 2.48 | 23960 | 2.6
213607687 | 11/02/23 | Live | CARRIER | TEMPSTAR | Singlezone Ducted, Centrally Ducted | 213607687 |  | HRCU-A-CB | DLCURAH30ABK | Ducted Indoor Units | FTMA4B36L0C* |  |  |  | 9 | 14.9 | 9 | FALSE | FALSE | FALSE | 30800 | 23600 | 2.48 | 23960 | 2.6
213607686 | 11/02/23 | Live | CARRIER | SMART COMFORT | Singlezone Ducted, Centrally Ducted | 213607686 |  | HRCU-A-CB | DLCURAH30ABK | Ducted Indoor Units | FTMA4B36L0C* |  |  |  | 9 | 14.9 | 9 | FALSE | FALSE | FALSE | 30800 | 23600 | 2.48 | 23960 | 2.6
213607685 | 11/02/23 | Live | CARRIER | KEEPRITE | Singlezone Ducted, Centrally Ducted | 213607685 |  | HRCU-A-CB | DLCURAH30ABK | Ducted Indoor Units | FTMA4B36L0C* |  |  |  | 9 | 14.9 | 9 | FALSE | FALSE | FALSE | 30800 | 23600 | 2.48 | 23960 | 2.6
213607684 | 11/02/23 | Live | CARRIER | HEIL | Singlezone Ducted, Centrally Ducted | 213607684 |  | HRCU-A-CB | DLCURAH30ABK | Ducted Indoor Units | FTMA4B36L0C* |  |  |  | 9 | 14.9 | 9 | FALSE | FALSE | FALSE | 30800 | 23600 | 2.48 | 23960 | 2.6
213607683 | 11/02/23 | Live | CARRIER | DAY & NIGHT | Singlezone Ducted, Centrally Ducted | 213607683 |  | HRCU-A-CB | DLCURAH30ABK | Ducted Indoor Units | FTMA4B36L0C* |  |  |  | 9 | 14.9 | 9 | FALSE | FALSE | FALSE | 30800 | 23600 | 2.48 | 23960 | 2.6
213607682 | 11/02/23 | Live | CARRIER | COMFORTMAKER | Singlezone Ducted, Centrally Ducted | 213607682 |  | HRCU-A-CB | DLCURAH30ABK | Ducted Indoor Units | FTMA4B36L0C* |  |  |  | 9 | 14.9 | 9 | FALSE | FALSE | FALSE | 30800 | 23600 | 2.48 | 23960 | 2.6
213607681 | 11/02/23 | Live | CARRIER | ARCOAIRE | Singlezone Ducted, Centrally Ducted | 213607681 |  | HRCU-A-CB | DLCURAH30ABK | Ducted Indoor Units | FTMA4B36L0C* |  |  |  | 9 | 14.9 | 9 | FALSE | FALSE | FALSE | 30800 | 23600 | 2.48 | 23960 | 2.6
213607680 | 11/02/23 | Live | CARRIER | AIRQUEST | Singlezone Ducted, Centrally Ducted | 213607680 |  | HRCU-A-CB | DLCURAH30ABK | Ducted Indoor Units | FTMA4B36L0C* |  |  |  | 9 | 14.9 | 9 | FALSE | FALSE | FALSE | 30800 | 23600 | 2.48 | 23960 | 2.6
213607679 | 11/02/23 | Live | CARRIER | PAYNE HEATING AND COOLING | Singlezone Ducted, Centrally Ducted | 213607679 |  | HRCU-A-CB | 38MURAQ30AB3* | Ducted Indoor Units | PF4TNXC36L* |  |  |  | 9 | 14.9 | 9 | FALSE | FALSE | FALSE | 30800 | 23600 | 2.48 | 23960 | 2.6
213607678 | 11/02/23 | Live | CARRIER | BRYANT HEATING AND COOLING SYSTEMS | Singlezone Ducted, Centrally Ducted | 213607678 |  | HRCU-A-CB | 38MURAQ30AB3* | Ducted Indoor Units | PF4TNXC36L* |  |  |  | 9 | 14.9 | 9 | FALSE | FALSE | FALSE | 30800 | 23600 | 2.48 | 23960 | 2.6
213607677 | 11/02/23 | Live | CARRIER | BRYANT HEATING AND COOLING SYSTEMS | Singlezone Ducted, Centrally Ducted | 213607677 |  | HRCU-A-CB | 38MURAQ30AB3* | Ducted Indoor Units | FG4ANXC36L* |  |  |  | 9 | 14.9 | 9 | FALSE | FALSE | FALSE | 30800 | 23600 | 2.48 | 23960 | 2.6
213607676 | 11/02/23 | Live | CARRIER | BRYANT HEATING AND COOLING SYSTEMS | Singlezone Ducted, Centrally Ducted | 213607676 |  | HRCU-A-CB | 38MURAQ30AB3* | Ducted Indoor Units | FT4BN(B,X)C36L* |  |  |  | 9 | 14.9 | 9 | FALSE | FALSE | FALSE | 30800 | 23600 | 2.48 | 23960 | 2.6
213607675 | 11/02/23 | Live | CARRIER | CARRIER | Singlezone Ducted, Centrally Ducted | 213607675 |  | HRCU-A-CB | 38MURAQ30AB3* | Ducted Indoor Units | FG4ANXC36L* |  |  |  | 9 | 14.9 | 9 | FALSE | FALSE | FALSE | 30800 | 23600 | 2.48 | 23960 | 2.6
213607674 | 11/02/23 | Live | CARRIER | CARRIER | Singlezone Ducted, Centrally Ducted | 213607674 |  | HRCU-A-CB | 38MURAQ30AB3* | Ducted Indoor Units | FT4BN(B,X)C36L* |  |  |  | 9 | 14.9 | 9 | FALSE | FALSE | FALSE | 30800 | 23600 | 2.48 | 23960 | 2.6
213607628 | 11/02/23 | Live | CARRIER | GRANDAIRE | Singlezone Ducted, Centrally Ducted | 213607628 |  | HRCU-A-CB | WDLCURAH24AAK | Ducted Indoor Units | WBGL244AB |  |  |  | 9.5 | 16 | 9 | FALSE | FALSE | FALSE | 24600 | 20400 | 2.55 | 20790 | 2.7
213607627 | 11/02/23 | Live | CARRIER | TEMPSTAR | Singlezone Ducted, Centrally Ducted | 213607627 |  | HRCU-A-CB | DLCURAH24AAK | Ducted Indoor Units | FTMA4X24L0B* |  |  |  | 9.5 | 16 | 9 | FALSE | FALSE | FALSE | 24600 | 20400 | 2.55 | 20790 | 2.7
213607626 | 11/02/23 | Live | CARRIER | SMART COMFORT | Singlezone Ducted, Centrally Ducted | 213607626 |  | HRCU-A-CB | DLCURAH24AAK | Ducted Indoor Units | FTMA4X24L0B* |  |  |  | 9.5 | 16 | 9 | FALSE | FALSE | FALSE | 24600 | 20400 | 2.55 | 20790 | 2.7
213607625 | 11/02/23 | Live | CARRIER | KEEPRITE | Singlezone Ducted, Centrally Ducted | 213607625 |  | HRCU-A-CB | DLCURAH24AAK | Ducted Indoor Units | FTMA4X24L0B* |  |  |  | 9.5 | 16 | 9 | FALSE | FALSE | FALSE | 24600 | 20400 | 2.55 | 20790 | 2.7
213607624 | 11/02/23 | Live | CARRIER | HEIL | Singlezone Ducted, Centrally Ducted | 213607624 |  | HRCU-A-CB | DLCURAH24AAK | Ducted Indoor Units | FTMA4X24L0B* |  |  |  | 9.5 | 16 | 9 | FALSE | FALSE | FALSE | 24600 | 20400 | 2.55 | 20790 | 2.7
213607623 | 11/02/23 | Live | CARRIER | DAY & NIGHT | Singlezone Ducted, Centrally Ducted | 213607623 |  | HRCU-A-CB | DLCURAH24AAK | Ducted Indoor Units | FTMA4X24L0B* |  |  |  | 9.5 | 16 | 9 | FALSE | FALSE | FALSE | 24600 | 20400 | 2.55 | 20790 | 2.7
213607622 | 11/02/23 | Live | CARRIER | COMFORTMAKER | Singlezone Ducted, Centrally Ducted | 213607622 |  | HRCU-A-CB | DLCURAH24AAK | Ducted Indoor Units | FTMA4X24L0B* |  |  |  | 9.5 | 16 | 9 | FALSE | FALSE | FALSE | 24600 | 20400 | 2.55 | 20790 | 2.7
213607621 | 11/02/23 | Live | CARRIER | ARCOAIRE | Singlezone Ducted, Centrally Ducted | 213607621 |  | HRCU-A-CB | DLCURAH24AAK | Ducted Indoor Units | FTMA4X24L0B* |  |  |  | 9.5 | 16 | 9 | FALSE | FALSE | FALSE | 24600 | 20400 | 2.55 | 20790 | 2.7
213607620 | 11/02/23 | Live | CARRIER | AIRQUEST | Singlezone Ducted, Centrally Ducted | 213607620 |  | HRCU-A-CB | DLCURAH24AAK | Ducted Indoor Units | FTMA4X24L0B* |  |  |  | 9.5 | 16 | 9 | FALSE | FALSE | FALSE | 24600 | 20400 | 2.55 | 20790 | 2.7
213607619 | 11/02/23 | Live | CARRIER | PAYNE HEATING AND COOLING | Singlezone Ducted, Centrally Ducted | 213607619 |  | HRCU-A-CB | 38MURAQ24AA3* | Ducted Indoor Units | PF4TNXB24L* |  |  |  | 9.5 | 16 | 9 | FALSE | FALSE | FALSE | 24600 | 20400 | 2.55 | 20790 | 2.7
213607618 | 11/02/23 | Live | CARRIER | BRYANT HEATING AND COOLING SYSTEMS | Singlezone Ducted, Centrally Ducted | 213607618 |  | HRCU-A-CB | 38MURAQ24AA3* | Ducted Indoor Units | PF4TNXB24L* |  |  |  | 9.5 | 16 | 9 | FALSE | FALSE | FALSE | 24600 | 20400 | 2.55 | 20790 | 2.7
213607617 | 11/02/23 | Live | CARRIER | BRYANT HEATING AND COOLING SYSTEMS | Singlezone Ducted, Centrally Ducted | 213607617 |  | HRCU-A-CB | 38MURAQ24AA3* | Ducted Indoor Units | FG4ANXB24L* |  |  |  | 9.5 | 16 | 9 | FALSE | FALSE | FALSE | 24600 | 20400 | 2.55 | 20790 | 2.7
213607616 | 11/02/23 | Live | CARRIER | BRYANT HEATING AND COOLING SYSTEMS | Singlezone Ducted, Centrally Ducted | 213607616 |  | HRCU-A-CB | 38MURAQ24AA3* | Ducted Indoor Units | FT4BNXB24L* |  |  |  | 9.5 | 16 | 9 | FALSE | FALSE | FALSE | 24600 | 20400 | 2.55 | 20790 | 2.7
213607615 | 11/02/23 | Live | CARRIER | CARRIER | Singlezone Ducted, Centrally Ducted | 213607615 |  | HRCU-A-CB | 38MURAQ24AA3* | Ducted Indoor Units | FG4ANXB24L* |  |  |  | 9.5 | 16 | 9 | FALSE | FALSE | FALSE | 24600 | 20400 | 2.55 | 20790 | 2.7
213607614 | 11/02/23 | Live | CARRIER | CARRIER | Singlezone Ducted, Centrally Ducted | 213607614 |  | HRCU-A-CB | 38MURAQ24AA3* | Ducted Indoor Units | FT4BNXB24L* |  |  |  | 9.5 | 16 | 9 | FALSE | FALSE | FALSE | 24600 | 20400 | 2.55 | 20790 | 2.7
213607613 | 11/02/23 | Live | CARRIER | GRANDAIRE | Singlezone Ducted, Centrally Ducted | 213607613 |  | HRCU-A-CB | WDLCURAH24AAK | Ducted Indoor Units | WBGL364BC |  |  |  | 9.5 | 16.5 | 9 | FALSE | FALSE | FALSE | 24600 | 20200 | 2.52 | 20590 | 2.66
213607612 | 11/02/23 | Live | CARRIER | TEMPSTAR | Singlezone Ducted, Centrally Ducted | 213607612 |  | HRCU-A-CB | DLCURAH24AAK | Ducted Indoor Units | FTMA4B36L0C* |  |  |  | 9.5 | 16.5 | 9 | FALSE | FALSE | FALSE | 24600 | 20200 | 2.52 | 20590 | 2.66
213607611 | 11/02/23 | Live | CARRIER | SMART COMFORT | Singlezone Ducted, Centrally Ducted | 213607611 |  | HRCU-A-CB | DLCURAH24AAK | Ducted Indoor Units | FTMA4B36L0C* |  |  |  | 9.5 | 16.5 | 9 | FALSE | FALSE | FALSE | 24600 | 20200 | 2.52 | 20590 | 2.66
213607610 | 11/02/23 | Live | CARRIER | KEEPRITE | Singlezone Ducted, Centrally Ducted | 213607610 |  | HRCU-A-CB | DLCURAH24AAK | Ducted Indoor Units | FTMA4B36L0C* |  |  |  | 9.5 | 16.5 | 9 | FALSE | FALSE | FALSE | 24600 | 20200 | 2.52 | 20590 | 2.66
213607609 | 11/02/23 | Live | CARRIER | HEIL | Singlezone Ducted, Centrally Ducted | 213607609 |  | HRCU-A-CB | DLCURAH24AAK | Ducted Indoor Units | FTMA4B36L0C* |  |  |  | 9.5 | 16.5 | 9 | FALSE | FALSE | FALSE | 24600 | 20200 | 2.52 | 20590 | 2.66
213607608 | 11/02/23 | Live | CARRIER | DAY & NIGHT | Singlezone Ducted, Centrally Ducted | 213607608 |  | HRCU-A-CB | DLCURAH24AAK | Ducted Indoor Units | FTMA4B36L0C* |  |  |  | 9.5 | 16.5 | 9 | FALSE | FALSE | FALSE | 24600 | 20200 | 2.52 | 20590 | 2.66
213607607 | 11/02/23 | Live | CARRIER | COMFORTMAKER | Singlezone Ducted, Centrally Ducted | 213607607 |  | HRCU-A-CB | DLCURAH24AAK | Ducted Indoor Units | FTMA4B36L0C* |  |  |  | 9.5 | 16.5 | 9 | FALSE | FALSE | FALSE | 24600 | 20200 | 2.52 | 20590 | 2.66
213607606 | 11/02/23 | Live | CARRIER | ARCOAIRE | Singlezone Ducted, Centrally Ducted | 213607606 |  | HRCU-A-CB | DLCURAH24AAK | Ducted Indoor Units | FTMA4B36L0C* |  |  |  | 9.5 | 16.5 | 9 | FALSE | FALSE | FALSE | 24600 | 20200 | 2.52 | 20590 | 2.66
213607605 | 11/02/23 | Live | CARRIER | AIRQUEST | Singlezone Ducted, Centrally Ducted | 213607605 |  | HRCU-A-CB | DLCURAH24AAK | Ducted Indoor Units | FTMA4B36L0C* |  |  |  | 9.5 | 16.5 | 9 | FALSE | FALSE | FALSE | 24600 | 20200 | 2.52 | 20590 | 2.66
213607604 | 11/02/23 | Live | CARRIER | PAYNE HEATING AND COOLING | Singlezone Ducted, Centrally Ducted | 213607604 |  | HRCU-A-CB | 38MURAQ24AA3* | Ducted Indoor Units | PF4TNXC36L* |  |  |  | 9.5 | 16.5 | 9 | FALSE | FALSE | FALSE | 24600 | 20200 | 2.52 | 20590 | 2.66
213607603 | 11/02/23 | Live | CARRIER | BRYANT HEATING AND COOLING SYSTEMS | Singlezone Ducted, Centrally Ducted | 213607603 |  | HRCU-A-CB | 38MURAQ24AA3* | Ducted Indoor Units | PF4TNXC36L* |  |  |  | 9.5 | 16.5 | 9 | FALSE | FALSE | FALSE | 24600 | 20200 | 2.52 | 20590 | 2.66
213607602 | 11/02/23 | Live | CARRIER | BRYANT HEATING AND COOLING SYSTEMS | Singlezone Ducted, Centrally Ducted | 213607602 |  | HRCU-A-CB | 38MURAQ24AA3* | Ducted Indoor Units | FG4ANXC36L* |  |  |  | 9.5 | 16.5 | 9 | FALSE | FALSE | FALSE | 24600 | 20200 | 2.52 | 20590 | 2.66
213607601 | 11/02/23 | Live | CARRIER | BRYANT HEATING AND COOLING SYSTEMS | Singlezone Ducted, Centrally Ducted | 213607601 |  | HRCU-A-CB | 38MURAQ24AA3* | Ducted Indoor Units | FT4BN(B,X)C36L* |  |  |  | 9.5 | 16.5 | 9 | FALSE | FALSE | FALSE | 24600 | 20200 | 2.52 | 20590 | 2.66
213607600 | 11/02/23 | Live | CARRIER | CARRIER | Singlezone Ducted, Centrally Ducted | 213607600 |  | HRCU-A-CB | 38MURAQ24AA3* | Ducted Indoor Units | FG4ANXC36L* |  |  |  | 9.5 | 16.5 | 9 | FALSE | FALSE | FALSE | 24600 | 20200 | 2.52 | 20590 | 2.66
213607599 | 11/02/23 | Live | CARRIER | CARRIER | Singlezone Ducted, Centrally Ducted | 213607599 |  | HRCU-A-CB | 38MURAQ24AA3* | Ducted Indoor Units | FT4BN(B,X)C36L* |  |  |  | 9.5 | 16.5 | 9 | FALSE | FALSE | FALSE | 24600 | 20200 | 2.52 | 20590 | 2.66
213607658 | 11/02/23 | Live | CARRIER | GRANDAIRE | Singlezone Ducted, Centrally Ducted | 213607658 |  | HRCU-A-CB | WDLCURAH24ABK | Ducted Indoor Units | WBGL244AB |  |  |  | 10 | 17 | 9.5 | FALSE | FALSE | TRUE | 24600 | 19300 | 2.69 | 19580 | 2.84
213607657 | 11/02/23 | Live | CARRIER | TEMPSTAR | Singlezone Ducted, Centrally Ducted | 213607657 |  | HRCU-A-CB | DLCURAH24ABK | Ducted Indoor Units | FTMA4X24L0B* |  |  |  | 10 | 17 | 9.5 | FALSE | FALSE | TRUE | 24600 | 19300 | 2.69 | 19580 | 2.84
213607656 | 11/02/23 | Live | CARRIER | SMART COMFORT | Singlezone Ducted, Centrally Ducted | 213607656 |  | HRCU-A-CB | DLCURAH24ABK | Ducted Indoor Units | FTMA4X24L0B* |  |  |  | 10 | 17 | 9.5 | FALSE | FALSE | TRUE | 24600 | 19300 | 2.69 | 19580 | 2.84
213607655 | 11/02/23 | Live | CARRIER | KEEPRITE | Singlezone Ducted, Centrally Ducted | 213607655 |  | HRCU-A-CB | DLCURAH24ABK | Ducted Indoor Units | FTMA4X24L0B* |  |  |  | 10 | 17 | 9.5 | FALSE | FALSE | TRUE | 24600 | 19300 | 2.69 | 19580 | 2.84
213607654 | 11/02/23 | Live | CARRIER | HEIL | Singlezone Ducted, Centrally Ducted | 213607654 |  | HRCU-A-CB | DLCURAH24ABK | Ducted Indoor Units | FTMA4X24L0B* |  |  |  | 10 | 17 | 9.5 | FALSE | FALSE | TRUE | 24600 | 19300 | 2.69 | 19580 | 2.84
213607653 | 11/02/23 | Live | CARRIER | DAY & NIGHT | Singlezone Ducted, Centrally Ducted | 213607653 |  | HRCU-A-CB | DLCURAH24ABK | Ducted Indoor Units | FTMA4X24L0B* |  |  |  | 10 | 17 | 9.5 | FALSE | FALSE | TRUE | 24600 | 19300 | 2.69 | 19580 | 2.84
213607652 | 11/02/23 | Live | CARRIER | COMFORTMAKER | Singlezone Ducted, Centrally Ducted | 213607652 |  | HRCU-A-CB | DLCURAH24ABK | Ducted Indoor Units | FTMA4X24L0B* |  |  |  | 10 | 17 | 9.5 | FALSE | FALSE | TRUE | 24600 | 19300 | 2.69 | 19580 | 2.84
213607651 | 11/02/23 | Live | CARRIER | ARCOAIRE | Singlezone Ducted, Centrally Ducted | 213607651 |  | HRCU-A-CB | DLCURAH24ABK | Ducted Indoor Units | FTMA4X24L0B* |  |  |  | 10 | 17 | 9.5 | FALSE | FALSE | TRUE | 24600 | 19300 | 2.69 | 19580 | 2.84
213607650 | 11/02/23 | Live | CARRIER | AIRQUEST | Singlezone Ducted, Centrally Ducted | 213607650 |  | HRCU-A-CB | DLCURAH24ABK | Ducted Indoor Units | FTMA4X24L0B* |  |  |  | 10 | 17 | 9.5 | FALSE | FALSE | TRUE | 24600 | 19300 | 2.69 | 19580 | 2.84
213607649 | 11/02/23 | Live | CARRIER | PAYNE HEATING AND COOLING | Singlezone Ducted, Centrally Ducted | 213607649 |  | HRCU-A-CB | 38MURAQ24AB3* | Ducted Indoor Units | PF4TNXB24L* |  |  |  | 10 | 17 | 9.5 | FALSE | FALSE | TRUE | 24600 | 19300 | 2.69 | 19580 | 2.84
213607648 | 11/02/23 | Live | CARRIER | BRYANT HEATING AND COOLING SYSTEMS | Singlezone Ducted, Centrally Ducted | 213607648 |  | HRCU-A-CB | 38MURAQ24AB3* | Ducted Indoor Units | PF4TNXB24L* |  |  |  | 10 | 17 | 9.5 | FALSE | FALSE | TRUE | 24600 | 19300 | 2.69 | 19580 | 2.84
213607647 | 11/02/23 | Live | CARRIER | BRYANT HEATING AND COOLING SYSTEMS | Singlezone Ducted, Centrally Ducted | 213607647 |  | HRCU-A-CB | 38MURAQ24AB3* | Ducted Indoor Units | FG4ANXB24L* |  |  |  | 10 | 17 | 9.5 | FALSE | FALSE | TRUE | 24600 | 19300 | 2.69 | 19580 | 2.84
213607646 | 11/02/23 | Live | CARRIER | BRYANT HEATING AND COOLING SYSTEMS | Singlezone Ducted, Centrally Ducted | 213607646 |  | HRCU-A-CB | 38MURAQ24AB3* | Ducted Indoor Units | FT4BNXB24L* |  |  |  | 10 | 17 | 9.5 | FALSE | FALSE | TRUE | 24600 | 19300 | 2.69 | 19580 | 2.84
213607645 | 11/02/23 | Live | CARRIER | CARRIER | Singlezone Ducted, Centrally Ducted | 213607645 |  | HRCU-A-CB | 38MURAQ24AB3* | Ducted Indoor Units | FG4ANXB24L* |  |  |  | 10 | 17 | 9.5 | FALSE | FALSE | TRUE | 24600 | 19300 | 2.69 | 19580 | 2.84
213607644 | 11/02/23 | Live | CARRIER | CARRIER | Singlezone Ducted, Centrally Ducted | 213607644 |  | HRCU-A-CB | 38MURAQ24AB3* | Ducted Indoor Units | FT4BNXB24L* |  |  |  | 10 | 17 | 9.5 | FALSE | FALSE | TRUE | 24600 | 19300 | 2.69 | 19580 | 2.84
213607643 | 11/02/23 | Live | CARRIER | GRANDAIRE | Singlezone Ducted, Centrally Ducted | 213607643 |  | HRCU-A-CB | WDLCURAH24ABK | Ducted Indoor Units | WBGL364BC |  |  |  | 10.5 | 17.5 | 9 | FALSE | FALSE | TRUE | 24600 | 19100 | 2.64 | 19370 | 2.77
213607642 | 11/02/23 | Live | CARRIER | TEMPSTAR | Singlezone Ducted, Centrally Ducted | 213607642 |  | HRCU-A-CB | DLCURAH24ABK | Ducted Indoor Units | FTMA4B36L0C* |  |  |  | 10.5 | 17.5 | 9 | FALSE | FALSE | TRUE | 24600 | 19100 | 2.64 | 19370 | 2.77
213607641 | 11/02/23 | Live | CARRIER | SMART COMFORT | Singlezone Ducted, Centrally Ducted | 213607641 |  | HRCU-A-CB | DLCURAH24ABK | Ducted Indoor Units | FTMA4B36L0C* |  |  |  | 10.5 | 17.5 | 9 | FALSE | FALSE | TRUE | 24600 | 19100 | 2.64 | 19370 | 2.77
213607640 | 11/02/23 | Live | CARRIER | KEEPRITE | Singlezone Ducted, Centrally Ducted | 213607640 |  | HRCU-A-CB | DLCURAH24ABK | Ducted Indoor Units | FTMA4B36L0C* |  |  |  | 10.5 | 17.5 | 9 | FALSE | FALSE | TRUE | 24600 | 19100 | 2.64 | 19370 | 2.77
213607639 | 11/02/23 | Live | CARRIER | HEIL | Singlezone Ducted, Centrally Ducted | 213607639 |  | HRCU-A-CB | DLCURAH24ABK | Ducted Indoor Units | FTMA4B36L0C* |  |  |  | 10.5 | 17.5 | 9 | FALSE | FALSE | TRUE | 24600 | 19100 | 2.64 | 19370 | 2.77
213607638 | 11/02/23 | Live | CARRIER | DAY & NIGHT | Singlezone Ducted, Centrally Ducted | 213607638 |  | HRCU-A-CB | DLCURAH24ABK | Ducted Indoor Units | FTMA4B36L0C* |  |  |  | 10.5 | 17.5 | 9 | FALSE | FALSE | TRUE | 24600 | 19100 | 2.64 | 19370 | 2.77
213607637 | 11/02/23 | Live | CARRIER | COMFORTMAKER | Singlezone Ducted, Centrally Ducted | 213607637 |  | HRCU-A-CB | DLCURAH24ABK | Ducted Indoor Units | FTMA4B36L0C* |  |  |  | 10.5 | 17.5 | 9 | FALSE | FALSE | TRUE | 24600 | 19100 | 2.64 | 19370 | 2.77
213607636 | 11/02/23 | Live | CARRIER | ARCOAIRE | Singlezone Ducted, Centrally Ducted | 213607636 |  | HRCU-A-CB | DLCURAH24ABK | Ducted Indoor Units | FTMA4B36L0C* |  |  |  | 10.5 | 17.5 | 9 | FALSE | FALSE | TRUE | 24600 | 19100 | 2.64 | 19370 | 2.77
213607635 | 11/02/23 | Live | CARRIER | AIRQUEST | Singlezone Ducted, Centrally Ducted | 213607635 |  | HRCU-A-CB | DLCURAH24ABK | Ducted Indoor Units | FTMA4B36L0C* |  |  |  | 10.5 | 17.5 | 9 | FALSE | FALSE | TRUE | 24600 | 19100 | 2.64 | 19370 | 2.77
213607634 | 11/02/23 | Live | CARRIER | PAYNE HEATING AND COOLING | Singlezone Ducted, Centrally Ducted | 213607634 |  | HRCU-A-CB | 38MURAQ24AB3* | Ducted Indoor Units | PF4TNXC36L* |  |  |  | 10.5 | 17.5 | 9 | FALSE | FALSE | TRUE | 24600 | 19100 | 2.64 | 19370 | 2.77
213607633 | 11/02/23 | Live | CARRIER | BRYANT HEATING AND COOLING SYSTEMS | Singlezone Ducted, Centrally Ducted | 213607633 |  | HRCU-A-CB | 38MURAQ24AB3* | Ducted Indoor Units | PF4TNXC36L* |  |  |  | 10.5 | 17.5 | 9 | FALSE | FALSE | TRUE | 24600 | 19100 | 2.64 | 19370 | 2.77
213607632 | 11/02/23 | Live | CARRIER | BRYANT HEATING AND COOLING SYSTEMS | Singlezone Ducted, Centrally Ducted | 213607632 |  | HRCU-A-CB | 38MURAQ24AB3* | Ducted Indoor Units | FG4ANXC36L* |  |  |  | 10.5 | 17.5 | 9 | FALSE | FALSE | TRUE | 24600 | 19100 | 2.64 | 19370 | 2.77
213607631 | 11/02/23 | Live | CARRIER | BRYANT HEATING AND COOLING SYSTEMS | Singlezone Ducted, Centrally Ducted | 213607631 |  | HRCU-A-CB | 38MURAQ24AB3* | Ducted Indoor Units | FT4BN(B,X)C36L* |  |  |  | 10.5 | 17.5 | 9 | FALSE | FALSE | TRUE | 24600 | 19100 | 2.64 | 19370 | 2.77
213607630 | 11/02/23 | Live | CARRIER | CARRIER | Singlezone Ducted, Centrally Ducted | 213607630 |  | HRCU-A-CB | 38MURAQ24AB3* | Ducted Indoor Units | FG4ANXC36L* |  |  |  | 10.5 | 17.5 | 9 | FALSE | FALSE | TRUE | 24600 | 19100 | 2.64 | 19370 | 2.77
213607629 | 11/02/23 | Live | CARRIER | CARRIER | Singlezone Ducted, Centrally Ducted | 213607629 |  | HRCU-A-CB | 38MURAQ24AB3* | Ducted Indoor Units | FT4BN(B,X)C36L* |  |  |  | 10.5 | 17.5 | 9 | FALSE | FALSE | TRUE | 24600 | 19100 | 2.64 | 19370 | 2.77
213607583 | 11/02/23 | Live | CARRIER | GRANDAIRE | Singlezone Ducted, Centrally Ducted | 213607583 |  | HRCU-A-CB | WDLCURAH18AAK | Ducted Indoor Units | WBGL244AB |  |  |  | 10 | 16.5 | 7.7 | FALSE | FALSE | FALSE | 17600 | 11600 | 2.54 | 11730 | 2.64
213607582 | 11/02/23 | Live | CARRIER | TEMPSTAR | Singlezone Ducted, Centrally Ducted | 213607582 |  | HRCU-A-CB | DLCURAH18AAK | Ducted Indoor Units | FTMA4X24L0B* |  |  |  | 10 | 16.5 | 7.7 | FALSE | FALSE | FALSE | 17600 | 11600 | 2.54 | 11730 | 2.64
213607581 | 11/02/23 | Live | CARRIER | SMART COMFORT | Singlezone Ducted, Centrally Ducted | 213607581 |  | HRCU-A-CB | DLCURAH18AAK | Ducted Indoor Units | FTMA4X24L0B* |  |  |  | 10 | 16.5 | 7.7 | FALSE | FALSE | FALSE | 17600 | 11600 | 2.54 | 11730 | 2.64
213607580 | 11/02/23 | Live | CARRIER | KEEPRITE | Singlezone Ducted, Centrally Ducted | 213607580 |  | HRCU-A-CB | DLCURAH18AAK | Ducted Indoor Units | FTMA4X24L0B* |  |  |  | 10 | 16.5 | 7.7 | FALSE | FALSE | FALSE | 17600 | 11600 | 2.54 | 11730 | 2.64
213607579 | 11/02/23 | Live | CARRIER | HEIL | Singlezone Ducted, Centrally Ducted | 213607579 |  | HRCU-A-CB | DLCURAH18AAK | Ducted Indoor Units | FTMA4X24L0B* |  |  |  | 10 | 16.5 | 7.7 | FALSE | FALSE | FALSE | 17600 | 11600 | 2.54 | 11730 | 2.64
213607578 | 11/02/23 | Live | CARRIER | DAY & NIGHT | Singlezone Ducted, Centrally Ducted | 213607578 |  | HRCU-A-CB | DLCURAH18AAK | Ducted Indoor Units | FTMA4X24L0B* |  |  |  | 10 | 16.5 | 7.7 | FALSE | FALSE | FALSE | 17600 | 11600 | 2.54 | 11730 | 2.64
213607577 | 11/02/23 | Live | CARRIER | COMFORTMAKER | Singlezone Ducted, Centrally Ducted | 213607577 |  | HRCU-A-CB | DLCURAH18AAK | Ducted Indoor Units | FTMA4X24L0B* |  |  |  | 10 | 16.5 | 7.7 | FALSE | FALSE | FALSE | 17600 | 11600 | 2.54 | 11730 | 2.64
213607576 | 11/02/23 | Live | CARRIER | ARCOAIRE | Singlezone Ducted, Centrally Ducted | 213607576 |  | HRCU-A-CB | DLCURAH18AAK | Ducted Indoor Units | FTMA4X24L0B* |  |  |  | 10 | 16.5 | 7.7 | FALSE | FALSE | FALSE | 17600 | 11600 | 2.54 | 11730 | 2.64
213607575 | 11/02/23 | Live | CARRIER | AIRQUEST | Singlezone Ducted, Centrally Ducted | 213607575 |  | HRCU-A-CB | DLCURAH18AAK | Ducted Indoor Units | FTMA4X24L0B* |  |  |  | 10 | 16.5 | 7.7 | FALSE | FALSE | FALSE | 17600 | 11600 | 2.54 | 11730 | 2.64
213607574 | 11/02/23 | Live | CARRIER | PAYNE HEATING AND COOLING | Singlezone Ducted, Centrally Ducted | 213607574 |  | HRCU-A-CB | 38MURAQ18AA3* | Ducted Indoor Units | PF4TNXB24L* |  |  |  | 10 | 16.5 | 7.7 | FALSE | FALSE | FALSE | 17600 | 11600 | 2.54 | 11730 | 2.64
213607573 | 11/02/23 | Live | CARRIER | BRYANT HEATING AND COOLING SYSTEMS | Singlezone Ducted, Centrally Ducted | 213607573 |  | HRCU-A-CB | 38MURAQ18AA3* | Ducted Indoor Units | PF4TNXB24L* |  |  |  | 10 | 16.5 | 7.7 | FALSE | FALSE | FALSE | 17600 | 11600 | 2.54 | 11730 | 2.64
213607572 | 11/02/23 | Live | CARRIER | BRYANT HEATING AND COOLING SYSTEMS | Singlezone Ducted, Centrally Ducted | 213607572 |  | HRCU-A-CB | 38MURAQ18AA3* | Ducted Indoor Units | FG4ANXB24L* |  |  |  | 10 | 16.5 | 7.7 | FALSE | FALSE | FALSE | 17600 | 11600 | 2.54 | 11730 | 2.64
213607571 | 11/02/23 | Live | CARRIER | BRYANT HEATING AND COOLING SYSTEMS | Singlezone Ducted, Centrally Ducted | 213607571 |  | HRCU-A-CB | 38MURAQ18AA3* | Ducted Indoor Units | FT4BNXB24L* |  |  |  | 10 | 16.5 | 7.7 | FALSE | FALSE | FALSE | 17600 | 11600 | 2.54 | 11730 | 2.64
213607570 | 11/02/23 | Live | CARRIER | CARRIER | Singlezone Ducted, Centrally Ducted | 213607570 |  | HRCU-A-CB | 38MURAQ18AA3* | Ducted Indoor Units | FG4ANXB24L* |  |  |  | 10 | 16.5 | 7.7 | FALSE | FALSE | FALSE | 17600 | 11600 | 2.54 | 11730 | 2.64
213607569 | 11/02/23 | Live | CARRIER | CARRIER | Singlezone Ducted, Centrally Ducted | 213607569 |  | HRCU-A-CB | 38MURAQ18AA3* | Ducted Indoor Units | FT4BNXB24L* |  |  |  | 10 | 16.5 | 7.7 | FALSE | FALSE | FALSE | 17600 | 11600 | 2.54 | 11730 | 2.64
213607598 | 11/02/23 | Live | CARRIER | GRANDAIRE | Singlezone Ducted, Centrally Ducted | 213607598 |  | HRCU-A-CB | WDLCURAH18ABK | Ducted Indoor Units | WBGL244AB |  |  |  | 11 | 16.5 | 8.5 | FALSE | FALSE | TRUE | 18100 | 12400 | 2.46 | 12580 | 2.6
213607597 | 11/02/23 | Live | CARRIER | TEMPSTAR | Singlezone Ducted, Centrally Ducted | 213607597 |  | HRCU-A-CB | DLCURAH18ABK | Ducted Indoor Units | FTMA4X24L0B* |  |  |  | 11 | 16.5 | 8.5 | FALSE | FALSE | TRUE | 18100 | 12400 | 2.46 | 12580 | 2.6
213607596 | 11/02/23 | Live | CARRIER | SMART COMFORT | Singlezone Ducted, Centrally Ducted | 213607596 |  | HRCU-A-CB | DLCURAH18ABK | Ducted Indoor Units | FTMA4X24L0B* |  |  |  | 11 | 16.5 | 8.5 | FALSE | FALSE | TRUE | 18100 | 12400 | 2.46 | 12580 | 2.6
213607595 | 11/02/23 | Live | CARRIER | KEEPRITE | Singlezone Ducted, Centrally Ducted | 213607595 |  | HRCU-A-CB | DLCURAH18ABK | Ducted Indoor Units | FTMA4X24L0B* |  |  |  | 11 | 16.5 | 8.5 | FALSE | FALSE | TRUE | 18100 | 12400 | 2.46 | 12580 | 2.6
213607594 | 11/02/23 | Live | CARRIER | HEIL | Singlezone Ducted, Centrally Ducted | 213607594 |  | HRCU-A-CB | DLCURAH18ABK | Ducted Indoor Units | FTMA4X24L0B* |  |  |  | 11 | 16.5 | 8.5 | FALSE | FALSE | TRUE | 18100 | 12400 | 2.46 | 12580 | 2.6
213607593 | 11/02/23 | Live | CARRIER | DAY & NIGHT | Singlezone Ducted, Centrally Ducted | 213607593 |  | HRCU-A-CB | DLCURAH18ABK | Ducted Indoor Units | FTMA4X24L0B* |  |  |  | 11 | 16.5 | 8.5 | FALSE | FALSE | TRUE | 18100 | 12400 | 2.46 | 12580 | 2.6
213607592 | 11/02/23 | Live | CARRIER | COMFORTMAKER | Singlezone Ducted, Centrally Ducted | 213607592 |  | HRCU-A-CB | DLCURAH18ABK | Ducted Indoor Units | FTMA4X24L0B* |  |  |  | 11 | 16.5 | 8.5 | FALSE | FALSE | TRUE | 18100 | 12400 | 2.46 | 12580 | 2.6
213607591 | 11/02/23 | Live | CARRIER | ARCOAIRE | Singlezone Ducted, Centrally Ducted | 213607591 |  | HRCU-A-CB | DLCURAH18ABK | Ducted Indoor Units | FTMA4X24L0B* |  |  |  | 11 | 16.5 | 8.5 | FALSE | FALSE | TRUE | 18100 | 12400 | 2.46 | 12580 | 2.6
213607590 | 11/02/23 | Live | CARRIER | AIRQUEST | Singlezone Ducted, Centrally Ducted | 213607590 |  | HRCU-A-CB | DLCURAH18ABK | Ducted Indoor Units | FTMA4X24L0B* |  |  |  | 11 | 16.5 | 8.5 | FALSE | FALSE | TRUE | 18100 | 12400 | 2.46 | 12580 | 2.6
213607589 | 11/02/23 | Live | CARRIER | PAYNE HEATING AND COOLING | Singlezone Ducted, Centrally Ducted | 213607589 |  | HRCU-A-CB | 38MURAQ18AB3* | Ducted Indoor Units | PF4TNXB24L* |  |  |  | 11 | 16.5 | 8.5 | FALSE | FALSE | TRUE | 18100 | 12400 | 2.46 | 12580 | 2.6
213607588 | 11/02/23 | Live | CARRIER | BRYANT HEATING AND COOLING SYSTEMS | Singlezone Ducted, Centrally Ducted | 213607588 |  | HRCU-A-CB | 38MURAQ18AB3* | Ducted Indoor Units | PF4TNXB24L* |  |  |  | 11 | 16.5 | 8.5 | FALSE | FALSE | TRUE | 18100 | 12400 | 2.46 | 12580 | 2.6
213607587 | 11/02/23 | Live | CARRIER | BRYANT HEATING AND COOLING SYSTEMS | Singlezone Ducted, Centrally Ducted | 213607587 |  | HRCU-A-CB | 38MURAQ18AB3* | Ducted Indoor Units | FG4ANXB24L* |  |  |  | 11 | 16.5 | 8.5 | FALSE | FALSE | TRUE | 18100 | 12400 | 2.46 | 12580 | 2.6
213607586 | 11/02/23 | Live | CARRIER | BRYANT HEATING AND COOLING SYSTEMS | Singlezone Ducted, Centrally Ducted | 213607586 |  | HRCU-A-CB | 38MURAQ18AB3* | Ducted Indoor Units | FT4BNXB24L* |  |  |  | 11 | 16.5 | 8.5 | FALSE | FALSE | TRUE | 18100 | 12400 | 2.46 | 12580 | 2.6
213607585 | 11/02/23 | Live | CARRIER | CARRIER | Singlezone Ducted, Centrally Ducted | 213607585 |  | HRCU-A-CB | 38MURAQ18AB3* | Ducted Indoor Units | FG4ANXB24L* |  |  |  | 11 | 16.5 | 8.5 | FALSE | FALSE | TRUE | 18100 | 12400 | 2.46 | 12580 | 2.6
213607584 | 11/02/23 | Live | CARRIER | CARRIER | Singlezone Ducted, Centrally Ducted | 213607584 |  | HRCU-A-CB | 38MURAQ18AB3* | Ducted Indoor Units | FT4BNXB24L* |  |  |  | 11 | 16.5 | 8.5 | FALSE | FALSE | TRUE | 18100 | 12400 | 2.46 | 12580 | 2.6
202110503 | 10/15/18 | Live | Ouellet Canada | ACD | Multizone All Non-Ducted | 202110503 |  | HMSR-A-CB-O | MPD36KCH21S-O | Non-Ducted Indoor Units |  | 12.5 | 21 | 11.5 | 11.8 | 21 | 8.6 | FALSE | FALSE | FALSE | 34000 | 26600 | 2.88 | 27500 | 2.73
207036475 | 09/21/21 | Live | RBL A/C INC. | HAXXAIR | Singlezone Ducted, Centrally Ducted | 207036475 |  | HRCU-A-CB | HVHD-60E2D2 |  | HAHD-60E2D2 | 8.5 | 17.5 | 10 | 8.25 | 17 | 8.5 | FALSE | FALSE | FALSE | 56000 | 40000 | 2.34 | 42000 | 2.1
205921368 | 11/02/23 | Live | RBL A/C INC. | HAXXAIR | Singlezone Ducted, Compact Ducted | 205921368 |  | HRCU-A-CB | HVHSC-18T2D | Mini-Splits | HAHS-18T2D | 11.8 | 19.5 | 10 | 11.4 | 19 | 9.5 | FALSE | FALSE | FALSE | 18000 | 13000 | 2.65 | 17900 | 2.3
205921366 | 02/10/23 | Live | RBL A/C INC. | HAXXAIR | Singlezone Ducted, Compact Ducted | 205921366 |  | HRCU-A-CB | HVHSC-12T2D | Mini-Splits | HAHS-12T2D | 11 | 19.5 | 10 | 11 | 19 | 9 | FALSE | FALSE | FALSE | 12000 | 7800 | 2.63 | 9082 | 2.1
207802919 | 04/29/22 | Live | GE Appliances, a Haier Company | GE APPLIANCES | Multizone All Ducted | 207802919 |  | HMSV-A-CB | ASH436JCDD** | Ducted Indoor Units | USYM07UCDD**,USYM09UCDSA*,USYM09UCDSA*,USYM09UCDSA* | 8.8 | 15.6 | 9.3 | 8.8 | 16 | 8.4 | FALSE | FALSE | FALSE | 34000 | 22600 | 2.28 | 32000 | 1.81
207802648 | 04/29/22 | Live | GE Appliances, a Haier Company | HAIER | Multizone All Ducted | 207802648 |  | HMSV-A-CB | 4U36MS2HD** | Ducted Indoor Units | USYM07UCDD**,USYM09UCDSA*,USYM09UCDSA*,USYM09UCDSA* | 8.8 | 15.6 | 9.3 | 8.8 | 16 | 8.4 | FALSE | FALSE | FALSE | 34000 | 22600 | 2.28 | 32000 | 1.81
207722666 | 04/29/22 | Live | GE Appliances, a Haier Company | GE APPLIANCES | Multizone All Ducted | 207722666 |  | HMSV-A-CB | ASH324JCDD** |  | USYM07UCDD**,USYM07UCDD**,USYM09UCDSA* | 11 | 16 | 9 | 11 | 16 | 9 | FALSE | FALSE | FALSE | 22600 | 15600 | 2.77 | 20000 | 2.13
213386491 | 10/31/23 | Live | ECOER INC. | ECOER | Singlezone Ducted, Centrally Ducted | 213386491 |  | HRCU-A-C | ESCA16H-60 | Ducted Indoor Units | SNC60CPT |  |  |  | 10 | 15.2 | 9.2 | FALSE | FALSE | FALSE | 45000 | 37000 | 2.26 | 38000 | 2.26
211727052 | 05/04/23 | Live | CARRIER | PAYNE HEATING AND COOLING | Singlezone Ducted, Centrally Ducted | 211727052 |  | HRCU-A-CB | 38MURAQ24AB3* | Ducted Indoor Units | PF4MN*B24L* |  |  |  | 10 | 16 | 9 | FALSE | FALSE | TRUE | 24000 | 19200 | 2.56 | 19470 | 2.69
211727051 | 05/04/23 | Live | CARRIER | BRYANT HEATING AND COOLING SYSTEMS | Singlezone Ducted, Centrally Ducted | 211727051 |  | HRCU-A-CB | 38MURAQ24AB3* | Ducted Indoor Units | PF4MN*B24L* |  |  |  | 10 | 16 | 9 | FALSE | FALSE | TRUE | 24000 | 19200 | 2.56 | 19470 | 2.69
211727050 | 05/04/23 | Live | CARRIER | CARRIER | Singlezone Ducted, Centrally Ducted | 211727050 |  | HRCU-A-CB | 38MURAQ24AB3* | Ducted Indoor Units | PF4MN*B24L* |  |  |  | 10 | 16 | 9 | FALSE | FALSE | TRUE | 24000 | 19200 | 2.56 | 19470 | 2.69
211245989 | 05/04/23 | Live | CARRIER | TEMPSTAR | Singlezone Ducted, Centrally Ducted | 211245989 |  | HRCU-A-CB | DLCURAH24ABK | Ducted Indoor Units | FVM4X36***L |  |  |  | 10.5 | 17.5 | 8.5 | FALSE | FALSE | TRUE | 24400 | 19000 | 2.61 | 19270 | 2.75
211245988 | 05/04/23 | Live | CARRIER | SMART COMFORT | Singlezone Ducted, Centrally Ducted | 211245988 |  | HRCU-A-CB | DLCURAH24ABK | Ducted Indoor Units | FVM4X36***L |  |  |  | 10.5 | 17.5 | 8.5 | FALSE | FALSE | TRUE | 24400 | 19000 | 2.61 | 19270 | 2.75
211245987 | 05/04/23 | Live | CARRIER | KEEPRITE | Singlezone Ducted, Centrally Ducted | 211245987 |  | HRCU-A-CB | DLCURAH24ABK | Ducted Indoor Units | FVM4X36***L |  |  |  | 10.5 | 17.5 | 8.5 | FALSE | FALSE | TRUE | 24400 | 19000 | 2.61 | 19270 | 2.75
211245986 | 05/04/23 | Live | CARRIER | HEIL | Singlezone Ducted, Centrally Ducted | 211245986 |  | HRCU-A-CB | DLCURAH24ABK | Ducted Indoor Units | FVM4X36***L |  |  |  | 10.5 | 17.5 | 8.5 | FALSE | FALSE | TRUE | 24400 | 19000 | 2.61 | 19270 | 2.75
211245985 | 05/04/23 | Live | CARRIER | DAY & NIGHT | Singlezone Ducted, Centrally Ducted | 211245985 |  | HRCU-A-CB | DLCURAH24ABK | Ducted Indoor Units | FVM4X36***L |  |  |  | 10.5 | 17.5 | 8.5 | FALSE | FALSE | TRUE | 24400 | 19000 | 2.61 | 19270 | 2.75
211245984 | 05/04/23 | Live | CARRIER | COMFORTMAKER | Singlezone Ducted, Centrally Ducted | 211245984 |  | HRCU-A-CB | DLCURAH24ABK | Ducted Indoor Units | FVM4X36***L |  |  |  | 10.5 | 17.5 | 8.5 | FALSE | FALSE | TRUE | 24400 | 19000 | 2.61 | 19270 | 2.75
211245983 | 05/04/23 | Live | CARRIER | ARCOAIRE | Singlezone Ducted, Centrally Ducted | 211245983 |  | HRCU-A-CB | DLCURAH24ABK | Ducted Indoor Units | FVM4X36***L |  |  |  | 10.5 | 17.5 | 8.5 | FALSE | FALSE | TRUE | 24400 | 19000 | 2.61 | 19270 | 2.75
211245982 | 05/04/23 | Live | CARRIER | AIRQUEST | Singlezone Ducted, Centrally Ducted | 211245982 |  | HRCU-A-CB | DLCURAH24ABK | Ducted Indoor Units | FVM4X36***L |  |  |  | 10.5 | 17.5 | 8.5 | FALSE | FALSE | TRUE | 24400 | 19000 | 2.61 | 19270 | 2.75
211245981 | 05/04/23 | Live | CARRIER | PAYNE HEATING AND COOLING | Singlezone Ducted, Centrally Ducted | 211245981 |  | HRCU-A-CB | 38MURAQ24AB3* | Ducted Indoor Units | FV4CN(B,F)003L |  |  |  | 10.5 | 17.5 | 8.5 | FALSE | FALSE | TRUE | 24400 | 19000 | 2.61 | 19270 | 2.75
211245980 | 05/04/23 | Live | CARRIER | BRYANT HEATING AND COOLING SYSTEMS | Singlezone Ducted, Centrally Ducted | 211245980 |  | HRCU-A-CB | 38MURAQ24AB3* | Ducted Indoor Units | FV4CN(B,F)003L |  |  |  | 10.5 | 17.5 | 8.5 | FALSE | FALSE | TRUE | 24400 | 19000 | 2.61 | 19270 | 2.75
211245979 | 05/04/23 | Live | CARRIER | TEMPSTAR | Singlezone Ducted, Centrally Ducted | 211245979 |  | HRCU-A-CB | DLCURAH24ABK | Ducted Indoor Units | FVM4X24***L |  |  |  | 10 | 17 | 8.5 | FALSE | FALSE | TRUE | 23800 | 19000 | 2.61 | 19270 | 2.75
211245978 | 05/04/23 | Live | CARRIER | SMART COMFORT | Singlezone Ducted, Centrally Ducted | 211245978 |  | HRCU-A-CB | DLCURAH24ABK | Ducted Indoor Units | FVM4X24***L |  |  |  | 10 | 17 | 8.5 | FALSE | FALSE | TRUE | 23800 | 19000 | 2.61 | 19270 | 2.75
211245977 | 05/04/23 | Live | CARRIER | KEEPRITE | Singlezone Ducted, Centrally Ducted | 211245977 |  | HRCU-A-CB | DLCURAH24ABK | Ducted Indoor Units | FVM4X24***L |  |  |  | 10 | 17 | 8.5 | FALSE | FALSE | TRUE | 23800 | 19000 | 2.61 | 19270 | 2.75
211245976 | 05/04/23 | Live | CARRIER | HEIL | Singlezone Ducted, Centrally Ducted | 211245976 |  | HRCU-A-CB | DLCURAH24ABK | Ducted Indoor Units | FVM4X24***L |  |  |  | 10 | 17 | 8.5 | FALSE | FALSE | TRUE | 23800 | 19000 | 2.61 | 19270 | 2.75
211245975 | 05/04/23 | Live | CARRIER | DAY & NIGHT | Singlezone Ducted, Centrally Ducted | 211245975 |  | HRCU-A-CB | DLCURAH24ABK | Ducted Indoor Units | FVM4X24***L |  |  |  | 10 | 17 | 8.5 | FALSE | FALSE | TRUE | 23800 | 19000 | 2.61 | 19270 | 2.75
211245974 | 05/04/23 | Live | CARRIER | COMFORTMAKER | Singlezone Ducted, Centrally Ducted | 211245974 |  | HRCU-A-CB | DLCURAH24ABK | Ducted Indoor Units | FVM4X24***L |  |  |  | 10 | 17 | 8.5 | FALSE | FALSE | TRUE | 23800 | 19000 | 2.61 | 19270 | 2.75
211245973 | 05/04/23 | Live | CARRIER | ARCOAIRE | Singlezone Ducted, Centrally Ducted | 211245973 |  | HRCU-A-CB | DLCURAH24ABK | Ducted Indoor Units | FVM4X24***L |  |  |  | 10 | 17 | 8.5 | FALSE | FALSE | TRUE | 23800 | 19000 | 2.61 | 19270 | 2.75
211245972 | 05/04/23 | Live | CARRIER | AIRQUEST | Singlezone Ducted, Centrally Ducted | 211245972 |  | HRCU-A-CB | DLCURAH24ABK | Ducted Indoor Units | FVM4X24***L |  |  |  | 10 | 17 | 8.5 | FALSE | FALSE | TRUE | 23800 | 19000 | 2.61 | 19270 | 2.75
211245971 | 05/04/23 | Live | CARRIER | PAYNE HEATING AND COOLING | Singlezone Ducted, Centrally Ducted | 211245971 |  | HRCU-A-CB | 38MURAQ24AB3* | Ducted Indoor Units | FV4CNF002L |  |  |  | 10 | 17 | 8.5 | FALSE | FALSE | TRUE | 23800 | 19000 | 2.61 | 19270 | 2.75
211245970 | 05/04/23 | Live | CARRIER | BRYANT HEATING AND COOLING SYSTEMS | Singlezone Ducted, Centrally Ducted | 211245970 |  | HRCU-A-CB | 38MURAQ24AB3* | Ducted Indoor Units | FV4CNF002L |  |  |  | 10 | 17 | 8.5 | FALSE | FALSE | TRUE | 23800 | 19000 | 2.61 | 19270 | 2.75
211245969 | 05/04/23 | Live | CARRIER | GRANDAIRE | Singlezone Ducted, Centrally Ducted | 211245969 |  | HRCU-A-CB | WDLCURAH24ABK | Ducted Indoor Units | FM(C,U)4Z36**AL* |  |  |  | 10.5 | 18 | 9 | FALSE | FALSE | TRUE | 24200 | 19300 | 2.72 | 19580 | 2.85
211245968 | 05/04/23 | Live | CARRIER | TEMPSTAR | Singlezone Ducted, Centrally Ducted | 211245968 |  | HRCU-A-CB | DLCURAH24ABK | Ducted Indoor Units | FM(C,U)4Z36**AL* |  |  |  | 10.5 | 18 | 9 | FALSE | FALSE | TRUE | 24200 | 19300 | 2.72 | 19580 | 2.85
211245967 | 05/04/23 | Live | CARRIER | SMART COMFORT | Singlezone Ducted, Centrally Ducted | 211245967 |  | HRCU-A-CB | DLCURAH24ABK | Ducted Indoor Units | FM(C,U)4Z36**AL* |  |  |  | 10.5 | 18 | 9 | FALSE | FALSE | TRUE | 24200 | 19300 | 2.72 | 19580 | 2.85
211245966 | 05/04/23 | Live | CARRIER | KEEPRITE | Singlezone Ducted, Centrally Ducted | 211245966 |  | HRCU-A-CB | DLCURAH24ABK | Ducted Indoor Units | FM(C,U)4Z36**AL* |  |  |  | 10.5 | 18 | 9 | FALSE | FALSE | TRUE | 24200 | 19300 | 2.72 | 19580 | 2.85
211245965 | 05/04/23 | Live | CARRIER | HEIL | Singlezone Ducted, Centrally Ducted | 211245965 |  | HRCU-A-CB | DLCURAH24ABK | Ducted Indoor Units | FM(C,U)4Z36**AL* |  |  |  | 10.5 | 18 | 9 | FALSE | FALSE | TRUE | 24200 | 19300 | 2.72 | 19580 | 2.85
211245964 | 05/04/23 | Live | CARRIER | DAY & NIGHT | Singlezone Ducted, Centrally Ducted | 211245964 |  | HRCU-A-CB | DLCURAH24ABK | Ducted Indoor Units | FM(C,U)4Z36**AL* |  |  |  | 10.5 | 18 | 9 | FALSE | FALSE | TRUE | 24200 | 19300 | 2.72 | 19580 | 2.85
211245963 | 05/04/23 | Live | CARRIER | COMFORTMAKER | Singlezone Ducted, Centrally Ducted | 211245963 |  | HRCU-A-CB | DLCURAH24ABK | Ducted Indoor Units | FM(C,U)4Z36**AL* |  |  |  | 10.5 | 18 | 9 | FALSE | FALSE | TRUE | 24200 | 19300 | 2.72 | 19580 | 2.85
211245962 | 05/04/23 | Live | CARRIER | ARCOAIRE | Singlezone Ducted, Centrally Ducted | 211245962 |  | HRCU-A-CB | DLCURAH24ABK | Ducted Indoor Units | FM(C,U)4Z36**AL* |  |  |  | 10.5 | 18 | 9 | FALSE | FALSE | TRUE | 24200 | 19300 | 2.72 | 19580 | 2.85
211245961 | 05/04/23 | Live | CARRIER | AIRQUEST | Singlezone Ducted, Centrally Ducted | 211245961 |  | HRCU-A-CB | DLCURAH24ABK | Ducted Indoor Units | FM(C,U)4Z36**AL* |  |  |  | 10.5 | 18 | 9 | FALSE | FALSE | TRUE | 24200 | 19300 | 2.72 | 19580 | 2.85
211245960 | 05/04/23 | Live | CARRIER | PAYNE HEATING AND COOLING | Singlezone Ducted, Centrally Ducted | 211245960 |  | HRCU-A-CB | 38MURAQ24AB3* | Ducted Indoor Units | FM(C,U)4Z36**AL* |  |  |  | 10.5 | 18 | 9 | FALSE | FALSE | TRUE | 24200 | 19300 | 2.72 | 19580 | 2.85
212437274 | 10/31/23 | Live | Bosch | BOSCH | Singlezone Ducted, Centrally Ducted | 212437274 |  | HRCU-A-CB | BOVA-36HDN1-M15G |  | BCA-36WN1-M16 |  |  |  | 10.5 | 16.1 | 8.2 | FALSE | FALSE | TRUE | 33800 | 24200 | 2.32 | 24200 | 2.32
212437273 | 10/31/23 | Live | Bosch | BOSCH | Singlezone Ducted, Centrally Ducted | 212437273 |  | HRCU-A-CB | BOVA-36HDN1-M15G |  | BCA-30WN1-M16 |  |  |  | 10.6 | 16.1 | 8.5 | FALSE | FALSE | TRUE | 27800 | 21000 | 2.32 | 21000 | 2.32
212437272 | 10/31/23 | Live | Bosch | BOSCH | Singlezone Ducted, Centrally Ducted | 212437272 |  | HRCU-A-CB | BOVA-36HDN1-M15G |  | BWA-36WN1-M16 |  |  |  | 10.6 | 16.1 | 9 | FALSE | FALSE | TRUE | 34000 | 24800 | 2.4 | 24800 | 2.4
212437270 | 10/31/23 | Live | Bosch | BOSCH | Singlezone Ducted, Centrally Ducted | 212437270 |  | HRCU-A-CB | BOVA-24HDN1-M15G |  | BCA-24WN1-M16 |  |  |  | 11.7 | 16.1 | 8.5 | TRUE | TRUE | TRUE | 23400 | 20200 | 2.3 | 20200 | 2.3
212437269 | 10/31/23 | Live | Bosch | BOSCH | Singlezone Ducted, Centrally Ducted | 212437269 |  | HRCU-A-CB | BOVA-24HDN1-M15G |  | BCA-18WN1-M16 |  |  |  | 11.7 | 16.1 | 9 | TRUE | TRUE | TRUE | 18000 | 15000 | 2.33 | 15000 | 2.33
212437268 | 10/31/23 | Live | Bosch | BOSCH | Singlezone Ducted, Centrally Ducted | 212437268 |  | HRCU-A-CB | BOVA-24HDN1-M15G |  | BWA-24WN1-M16 |  |  |  | 10.5 | 15.2 | 9 | TRUE | TRUE | TRUE | 23800 | 20200 | 2.4 | 20200 | 2.4
212437267 | 10/31/23 | Live | Bosch | BOSCH | Singlezone Ducted, Centrally Ducted | 212437267 |  | HRCU-A-CB | BOVA-24HDN1-M15G |  | BMA*4860DNTF |  |  |  | 11.7 | 16.1 | 9 | TRUE | TRUE | TRUE | 18000 | 15000 | 2.4 | 15000 | 2.4
206396006 | 04/18/23 | Live | Bosch | BOSCH | Singlezone Ducted, Centrally Ducted | 206396006 |  | HRCU-A-C | BOVB-60HDN1-M18M |  | BMA*4860DNTF | 10.5 | 16 | 9.5 | 10.2 | 14.6 | 8 | FALSE | FALSE | FALSE | 54000 | 37400 | 2.16 | 37400 | 2.16
206396005 | 04/18/23 | Live | Bosch | BOSCH | Singlezone Ducted, Centrally Ducted | 206396005 |  | HRCU-A-C | BOVB-60HDN1-M18M |  | BMA*4248DNTF | 11 | 16 | 9.5 | 10.8 | 14.3 | 8.5 | FALSE | FALSE | FALSE | 45000 | 33000 | 2.26 | 33000 | 2.26
206396004 | 04/18/23 | Live | Bosch | BOSCH | Singlezone Ducted, Centrally Ducted | 206396004 |  | HRCU-A-C | BOVB-60HDN1-M18M |  | BMA*4248CNTF | 11 | 16 | 9.5 | 10.8 | 14.3 | 8.5 | FALSE | FALSE | FALSE | 44500 | 33000 | 2.2 | 33000 | 2.2
206396002 | 04/18/23 | Live | Bosch | BOSCH | Singlezone Ducted, Centrally Ducted | 206396002 |  | HRCU-A-C | BOVB-60HDN1-M18M |  | BMA*4248BNTF | 11 | 16 | 9.5 | 10.8 | 14.5 | 8.5 | FALSE | FALSE | FALSE | 43500 | 32800 | 2.2 | 32800 | 2.2
206395998 | 04/18/23 | Live | Bosch | BOSCH | Singlezone Ducted, Centrally Ducted | 206395998 |  | HRCU-A-CB | BOVB-60HDN1-M18M |  | BVA-60WN1-M15 | 10.2 | 15 | 9 | 10.2 | 15 | 8.4 | FALSE | FALSE | FALSE | 55000 | 40500 | 2.2 | 40500 | 2.2
206395997 | 04/18/23 | Live | Bosch | BOSCH | Singlezone Ducted, Centrally Ducted | 206395997 |  | HRCU-A-CB | BOVB-60HDN1-M18M |  | BVA-48WN1-M15 | 11.2 | 15.5 | 9 | 10.5 | 14.5 | 8.4 | FALSE | FALSE | FALSE | 46000 | 38000 | 2.3 | 38000 | 2.3
206395974 | 04/18/23 | Live | Bosch | BOSCH | Singlezone Ducted, Centrally Ducted | 206395974 |  | HRCU-A-CB | BOVB-36HDN1-M18M |  | BVA-36WN1-M15 | 10.4 | 15 | 9 | 10 | 14.3 | 8 | FALSE | FALSE | FALSE | 33600 | 24000 | 2.2 | 24000 | 2.2
206395973 | 04/18/23 | Live | Bosch | BOSCH | Singlezone Ducted, Centrally Ducted | 206395973 |  | HRCU-A-CB | BOVB-36HDN1-M18M |  | BVA-24WN1-M15 | 11.8 | 16 | 9 | 10 | 14.3 | 8 | FALSE | FALSE | FALSE | 24000 | 18600 | 2.2 | 18600 | 2.2
206396000 | 04/18/23 | Live | Bosch | BOSCH | Singlezone Ducted, Centrally Ducted | 206396000 |  | HRCU-A-CB | BOVB-60HDN1-M18M |  | BVA-60WN1-M20 | 10.8 | 17.5 | 9.5 | 10.2 | 17 | 9 | FALSE | FALSE | TRUE | 55000 | 40500 | 2.34 | 40500 | 2.34
206396001 | 04/18/23 | Live | Bosch | BOSCH | Singlezone Ducted, Centrally Ducted | 206396001 |  | HRCU-A-CB | BOVB-60HDN1-M18M |  | BVA-36WN1-M20 | 12.5 | 18.5 | 10.5 | 12 | 18 | 8.2 | TRUE | TRUE | TRUE | 35200 | 25000 | 2.4 | 25000 | 2.4
206395976 | 04/18/23 | Live | Bosch | BOSCH | Singlezone Ducted, Centrally Ducted | 206395976 |  | HRCU-A-CB | BOVB-36HDN1-M18M |  | BVA-36WN1-M20 | 10.8 | 17.5 | 9 | 10.2 | 17.5 | 8.5 | FALSE | FALSE | TRUE | 33800 | 25000 | 2.2 | 25000 | 2.2
206395975 | 04/18/23 | Live | Bosch | BOSCH | Singlezone Ducted, Centrally Ducted | 206395975 |  | HRCU-A-CB | BOVB-36HDN1-M18M |  | BVA-24WN1-M20 | 13 | 18.5 | 9.5 | 11.7 | 17.5 | 8.2 | TRUE | TRUE | TRUE | 24000 | 21000 | 2.2 | 21000 | 2.2
203377019 | 04/18/23 | Live | Bosch | BOSCH | Singlezone Ducted, Centrally Ducted | 203377019 |  | HRCU-A-C | BOVA-60HDN1-M20G |  | BMA*4860DNTF | 10.5 | 16 | 9.5 | 10.8 | 14.7 | 8.2 | FALSE | FALSE | FALSE | 54000 | 39000 | 2.16 | 39000 | 2.16
203377018 | 04/18/23 | Live | Bosch | BOSCH | Singlezone Ducted, Centrally Ducted | 203377018 |  | HRCU-A-C | BOVA-60HDN1-M20G |  | BMA*4860CNTF | 10.5 | 16 | 9.5 | 10.8 | 14.5 | 8.2 | FALSE | FALSE | FALSE | 53000 | 38500 | 2.14 | 38500 | 2.14
203377017 | 04/18/23 | Live | Bosch | BOSCH | Singlezone Ducted, Centrally Ducted | 203377017 |  | HRCU-A-C | BOVA-60HDN1-M20G |  | BMA*4248DNTF | 11.8 | 16 | 9.5 | 11.7 | 14.4 | 8.8 | FALSE | FALSE | FALSE | 45000 | 33200 | 2.3 | 33200 | 2.3
203377016 | 04/18/23 | Live | Bosch | BOSCH | Singlezone Ducted, Centrally Ducted | 203377016 |  | HRCU-A-C | BOVA-60HDN1-M20G |  | BMA*4248CNTF | 11.8 | 16 | 9.5 | 11.7 | 14.4 | 8.8 | FALSE | FALSE | FALSE | 44500 | 33000 | 2.28 | 33000 | 2.28
203377015 | 04/18/23 | Live | Bosch | BOSCH | Singlezone Ducted, Centrally Ducted | 203377015 |  | HRCU-A-C | BOVA-60HDN1-M20G |  | BMA*4248BNTF | 11.2 | 16 | 9.5 | 11.7 | 14.4 | 8.8 | FALSE | FALSE | FALSE | 44000 | 33000 | 2.22 | 33000 | 2.22
205746727 | 10/31/23 | Live | Bosch | BOSCH | Singlezone Ducted, Centrally Ducted | 205746727 |  | HRCU-A-C | BOVA-36HDN1-M20G |  | BMA*4248DNTF | 11.2 | 16 | 9.5 | 11.4 | 15 | 9 | FALSE | FALSE | FALSE | 33800 | 25000 | 2.36 | 25000 | 2.36
205746726 | 10/31/23 | Live | Bosch | BOSCH | Singlezone Ducted, Centrally Ducted | 205746726 |  | HRCU-A-C | BOVA-36HDN1-M20G |  | BMA*4248CNTF | 11.2 | 16 | 9.5 | 11.4 | 15 | 9 | FALSE | FALSE | FALSE | 33600 | 25000 | 2.36 | 25000 | 2.36
205746725 | 10/31/23 | Live | Bosch | BOSCH | Singlezone Ducted, Centrally Ducted | 205746725 |  | HRCU-A-C | BOVA-36HDN1-M20G |  | BMA*4248BNTF | 11.2 | 16 | 9.5 | 11.4 | 15 | 9 | FALSE | FALSE | FALSE | 33400 | 24600 | 2.34 | 24600 | 2.34
203377014 | 04/18/23 | Live | Bosch | BOSCH | Singlezone Ducted, Centrally Ducted | 203377014 |  | HRCU-A-C | BOVA-36HDN1-M20G |  | BMA*3036CNTD | 11.4 | 16 | 9.5 | 11 | 15 | 9 | FALSE | FALSE | FALSE | 32600 | 23600 | 2.34 | 23600 | 2.34
203377013 | 04/18/23 | Live | Bosch | BOSCH | Singlezone Ducted, Centrally Ducted | 203377013 |  | HRCU-A-C | BOVA-36HDN1-M20G |  | BMA*3036BNTD | 11.2 | 16 | 9.5 | 11 | 15 | 9 | FALSE | FALSE | FALSE | 32400 | 23600 | 2.34 | 23600 | 2.34
203377012 | 04/18/23 | Live | Bosch | BOSCH | Singlezone Ducted, Centrally Ducted | 203377012 |  | HRCU-A-C | BOVA-36HDN1-M20G |  | BMA*3036ANTD | 10.8 | 16 | 9.5 | 10.6 | 15 | 9 | FALSE | FALSE | FALSE | 32000 | 23400 | 2.3 | 23400 | 2.3
202868497 | 04/18/23 | Live | Bosch | BOSCH | Singlezone Ducted, Centrally Ducted | 202868497 |  | HRCU-A-CB | BOVA-60HDN1-M20G |  | BVA-60WN1-M20 | 12.5 | 19 | 10.5 | 11.7 | 18 | 9.5 | TRUE | TRUE | TRUE | 52000 | 43500 | 2.4 | 43500 | 2.4
202868495 | 04/18/23 | Live | Bosch | BOSCH | Singlezone Ducted, Centrally Ducted | 202868495 |  | HRCU-A-CB | BOVA-60HDN1-M20G |  | BVA-48WN1-M20 | 13.5 | 20 | 10.5 | 12 | 18.5 | 9.5 | TRUE | TRUE | TRUE | 47000 | 40000 | 2.5 | 40000 | 2.5
202868496 | 04/18/23 | Live | Bosch | BOSCH | Singlezone Ducted, Centrally Ducted | 202868496 |  | HRCU-A-CB | BOVA-36HDN1-M20G |  | BVA-36WN1-M20 | 12.5 | 20 | 10.5 | 12 | 19 | 9.5 | TRUE | FALSE | TRUE | 34200 | 28000 | 2.5 | 28000 | 2.5
202868494 | 04/18/23 | Live | Bosch | BOSCH | Singlezone Ducted, Centrally Ducted | 202868494 |  | HRCU-A-CB | BOVA-36HDN1-M20G |  | BVA-24WN1-M20 | 14 | 20.5 | 10.5 | 13 | 20 | 9.5 | TRUE | TRUE | TRUE | 24000 | 22400 | 2.4 | 22400 | 2.4
207658535 | 04/18/23 | Live | Bosch | BOSCH | Singlezone Ducted, Centrally Ducted | 207658535 |  | HRCU-A-C | BOVB-60HDN1-M20G |  | BMA*4860DNTF | 10.5 | 16 | 9.5 | 10.8 | 14.7 | 8.2 | FALSE | FALSE | FALSE | 54000 | 39000 | 2.16 | 39000 | 2.16
207658534 | 04/18/23 | Live | Bosch | BOSCH | Singlezone Ducted, Centrally Ducted | 207658534 |  | HRCU-A-C | BOVB-60HDN1-M20G |  | BMA*4860CNTF | 10.5 | 16 | 9.5 | 10.8 | 14.5 | 8.2 | FALSE | FALSE | FALSE | 53000 | 38500 | 2.14 | 38500 | 2.14
207658533 | 04/18/23 | Live | Bosch | BOSCH | Singlezone Ducted, Centrally Ducted | 207658533 |  | HRCU-A-C | BOVB-60HDN1-M20G |  | BMA*4248DNTF | 11.8 | 16 | 9.5 | 11.7 | 14.4 | 8.8 | FALSE | FALSE | FALSE | 45000 | 33200 | 2.3 | 33200 | 2.3
207658532 | 04/18/23 | Live | Bosch | BOSCH | Singlezone Ducted, Centrally Ducted | 207658532 |  | HRCU-A-C | BOVB-60HDN1-M20G |  | BMA*4248CNTF | 11.8 | 16 | 9.5 | 11.7 | 14.4 | 8.8 | FALSE | FALSE | FALSE | 44500 | 33000 | 2.28 | 33000 | 2.28
207658531 | 04/18/23 | Live | Bosch | BOSCH | Singlezone Ducted, Centrally Ducted | 207658531 |  | HRCU-A-C | BOVB-60HDN1-M20G |  | BMA*4248BNTF | 11.2 | 16 | 9.5 | 11.7 | 14.4 | 8.8 | FALSE | FALSE | FALSE | 44000 | 33000 | 2.22 | 33000 | 2.22
207658521 | 10/31/23 | Live | Bosch | BOSCH | Singlezone Ducted, Centrally Ducted | 207658521 |  | HRCU-A-C | BOVB-36HDN1-M20G |  | BMA*4248DNTF | 11.2 | 16 | 9.5 | 11.4 | 15 | 9 | FALSE | FALSE | FALSE | 33800 | 25000 | 2.36 | 25000 | 2.36
207658520 | 10/31/23 | Live | Bosch | BOSCH | Singlezone Ducted, Centrally Ducted | 207658520 |  | HRCU-A-C | BOVB-36HDN1-M20G |  | BMA*4248CNTF | 11.2 | 16 | 9.5 | 11.4 | 15 | 9 | FALSE | FALSE | FALSE | 33600 | 25000 | 2.36 | 25000 | 2.36
207658519 | 10/31/23 | Live | Bosch | BOSCH | Singlezone Ducted, Centrally Ducted | 207658519 |  | HRCU-A-C | BOVB-36HDN1-M20G |  | BMA*4248BNTF | 11.2 | 16 | 9.5 | 11.4 | 15 | 9 | FALSE | FALSE | FALSE | 33400 | 24600 | 2.34 | 24600 | 2.34
207658530 | 04/18/23 | Live | Bosch | BOSCH | Singlezone Ducted, Centrally Ducted | 207658530 |  | HRCU-A-C | BOVB-36HDN1-M20G |  | BMA*3036CNTD | 11.4 | 16 | 9.5 | 11 | 15 | 9 | FALSE | FALSE | FALSE | 32600 | 23600 | 2.34 | 23600 | 2.34
207658529 | 04/18/23 | Live | Bosch | BOSCH | Singlezone Ducted, Centrally Ducted | 207658529 |  | HRCU-A-C | BOVB-36HDN1-M20G |  | BMA*3036BNTD | 11.2 | 16 | 9.5 | 11 | 15 | 9 | FALSE | FALSE | FALSE | 32400 | 23600 | 2.34 | 23600 | 2.34
207658528 | 04/18/23 | Live | Bosch | BOSCH | Singlezone Ducted, Centrally Ducted | 207658528 |  | HRCU-A-C | BOVB-36HDN1-M20G |  | BMA*3036ANTD | 10.8 | 16 | 9.5 | 10.6 | 15 | 9 | FALSE | FALSE | FALSE | 32000 | 23400 | 2.3 | 23400 | 2.3
207658525 | 04/18/23 | Live | Bosch | BOSCH | Singlezone Ducted, Centrally Ducted | 207658525 |  | HRCU-A-CB | BOVB-60HDN1-M20G |  | BVA-60WN1-M20 | 12.5 | 19 | 10.5 | 11.7 | 18 | 9.5 | TRUE | TRUE | TRUE | 52000 | 43500 | 2.4 | 43500 | 2.4
207658523 | 04/18/23 | Live | Bosch | BOSCH | Singlezone Ducted, Centrally Ducted | 207658523 |  | HRCU-A-CB | BOVB-60HDN1-M20G |  | BVA-48WN1-M20 | 13.5 | 20 | 10.5 | 12 | 18.5 | 9.5 | TRUE | TRUE | TRUE | 47000 | 40000 | 2.5 | 40000 | 2.5
207658524 | 04/18/23 | Live | Bosch | BOSCH | Singlezone Ducted, Centrally Ducted | 207658524 |  | HRCU-A-CB | BOVB-36HDN1-M20G |  | BVA-36WN1-M20 | 12.5 | 20 | 10.5 | 12 | 19 | 9.5 | TRUE | FALSE | TRUE | 34200 | 28000 | 2.5 | 28000 | 2.5
207658522 | 04/18/23 | Live | Bosch | BOSCH | Singlezone Ducted, Centrally Ducted | 207658522 |  | HRCU-A-CB | BOVB-36HDN1-M20G |  | BVA-24WN1-M20 | 14 | 20.5 | 10.5 | 13 | 20 | 9.5 | TRUE | TRUE | TRUE | 24000 | 22400 | 2.4 | 22400 | 2.4
208128234 | 04/18/23 | Live | Bosch | BOSCH | Singlezone Ducted, Centrally Ducted | 208128234 |  | HRCU-A-CB | BOVA-60HDN1-M15G |  | BVA-60WN1-M20 | 10.2 | 16.5 | 9.5 | 10 | 15.5 | 8.5 | FALSE | FALSE | TRUE | 56000 | 40000 | 2.32 | 40000 | 2.32
208128246 | 04/18/23 | Live | Bosch | BOSCH | Singlezone Ducted, Centrally Ducted | 208128246 |  | HRCU-A-CB | BOVA-60HDN1-M15G |  | BVA-48WN1-M20 | 12.5 | 17.1 | 9.5 | 12 | 16.1 | 8.5 | TRUE | FALSE | TRUE | 48000 | 38000 | 2.34 | 38000 | 2.34
208128245 | 10/31/23 | Live | Bosch | BOSCH | Singlezone Ducted, Centrally Ducted | 208128245 |  | HRCU-A-CB | BOVA-60HDN1-M15G |  | BVA-36WN1-M20 | 11.5 | 17.1 | 9 | 10.4 | 16.3 | 8.5 | TRUE | TRUE | TRUE | 34200 | 25000 | 2.34 | 25000 | 2.34
208128224 | 04/18/23 | Live | Bosch | BOSCH | Singlezone Ducted, Centrally Ducted | 208128224 |  | HRCU-A-CB | BOVA-36HDN1-M15G |  | BVA-36WN1-M20 | 11 | 17.1 | 9 | 10.4 | 16.1 | 8.5 | FALSE | FALSE | TRUE | 34200 | 24600 | 2.34 | 24600 | 2.34
208128227 | 04/18/23 | Live | Bosch | BOSCH | Singlezone Ducted, Centrally Ducted | 208128227 |  | HRCU-A-CB | BOVA-36HDN1-M15G |  | BVA-24WN1-M20 | 12.5 | 17.1 | 9.5 | 11.8 | 16.1 | 8.5 | TRUE | TRUE | TRUE | 24000 | 21000 | 2.48 | 21000 | 2.48
208128218 | 04/18/23 | Live | Bosch | BOSCH | Singlezone Ducted, Centrally Ducted | 208128218 |  | HRCU-A-CB | BOVA-24HDN1-M15G |  | BVA-24WN1-M20 | 12 | 17.1 | 9.5 | 11.2 | 16.1 | 8.2 | FALSE | FALSE | TRUE | 24000 | 19500 | 2.38 | 19500 | 2.38
208128242 | 10/31/23 | Live | Bosch | BOSCH | Singlezone Ducted, Centrally Ducted | 208128242 |  | HRCU-A-CB | BOVA-60HDN1-M15G |  | BVA-36WN1-M15 | 11.5 | 16 | 9 | 10.6 | 14.6 | 8.2 | FALSE | FALSE | FALSE | 34600 | 25000 | 2.3 | 25000 | 2.3
211245959 | 05/04/23 | Live | CARRIER | BRYANT HEATING AND COOLING SYSTEMS | Singlezone Ducted, Centrally Ducted | 211245959 |  | HRCU-A-CB | 38MURAQ24AB3* | Ducted Indoor Units | FM(C,U)4Z36**AL* |  |  |  | 10.5 | 18 | 9 | FALSE | FALSE | TRUE | 24200 | 19300 | 2.72 | 19580 | 2.85
211245958 | 05/04/23 | Live | CARRIER | GRANDAIRE | Singlezone Ducted, Centrally Ducted | 211245958 |  | HRCU-A-CB | WDLCURAH24ABK | Ducted Indoor Units | FM(C,U)4Z30**AL* |  |  |  | 10.5 | 18 | 9 | FALSE | FALSE | TRUE | 24200 | 19300 | 2.72 | 19580 | 2.85
211245957 | 05/04/23 | Live | CARRIER | TEMPSTAR | Singlezone Ducted, Centrally Ducted | 211245957 |  | HRCU-A-CB | DLCURAH24ABK | Ducted Indoor Units | FM(C,U)4Z30**AL* |  |  |  | 10.5 | 18 | 9 | FALSE | FALSE | TRUE | 24200 | 19300 | 2.72 | 19580 | 2.85
211245956 | 05/04/23 | Live | CARRIER | SMART COMFORT | Singlezone Ducted, Centrally Ducted | 211245956 |  | HRCU-A-CB | DLCURAH24ABK | Ducted Indoor Units | FM(C,U)4Z30**AL* |  |  |  | 10.5 | 18 | 9 | FALSE | FALSE | TRUE | 24200 | 19300 | 2.72 | 19580 | 2.85
211245955 | 05/04/23 | Live | CARRIER | KEEPRITE | Singlezone Ducted, Centrally Ducted | 211245955 |  | HRCU-A-CB | DLCURAH24ABK | Ducted Indoor Units | FM(C,U)4Z30**AL* |  |  |  | 10.5 | 18 | 9 | FALSE | FALSE | TRUE | 24200 | 19300 | 2.72 | 19580 | 2.85
211245954 | 05/04/23 | Live | CARRIER | HEIL | Singlezone Ducted, Centrally Ducted | 211245954 |  | HRCU-A-CB | DLCURAH24ABK | Ducted Indoor Units | FM(C,U)4Z30**AL* |  |  |  | 10.5 | 18 | 9 | FALSE | FALSE | TRUE | 24200 | 19300 | 2.72 | 19580 | 2.85
211245953 | 05/04/23 | Live | CARRIER | DAY & NIGHT | Singlezone Ducted, Centrally Ducted | 211245953 |  | HRCU-A-CB | DLCURAH24ABK | Ducted Indoor Units | FM(C,U)4Z30**AL* |  |  |  | 10.5 | 18 | 9 | FALSE | FALSE | TRUE | 24200 | 19300 | 2.72 | 19580 | 2.85
211245952 | 05/04/23 | Live | CARRIER | COMFORTMAKER | Singlezone Ducted, Centrally Ducted | 211245952 |  | HRCU-A-CB | DLCURAH24ABK | Ducted Indoor Units | FM(C,U)4Z30**AL* |  |  |  | 10.5 | 18 | 9 | FALSE | FALSE | TRUE | 24200 | 19300 | 2.72 | 19580 | 2.85
211245951 | 05/04/23 | Live | CARRIER | ARCOAIRE | Singlezone Ducted, Centrally Ducted | 211245951 |  | HRCU-A-CB | DLCURAH24ABK | Ducted Indoor Units | FM(C,U)4Z30**AL* |  |  |  | 10.5 | 18 | 9 | FALSE | FALSE | TRUE | 24200 | 19300 | 2.72 | 19580 | 2.85
211245950 | 05/04/23 | Live | CARRIER | AIRQUEST | Singlezone Ducted, Centrally Ducted | 211245950 |  | HRCU-A-CB | DLCURAH24ABK | Ducted Indoor Units | FM(C,U)4Z30**AL* |  |  |  | 10.5 | 18 | 9 | FALSE | FALSE | TRUE | 24200 | 19300 | 2.72 | 19580 | 2.85
211245949 | 05/04/23 | Live | CARRIER | PAYNE HEATING AND COOLING | Singlezone Ducted, Centrally Ducted | 211245949 |  | HRCU-A-CB | 38MURAQ24AB3* | Ducted Indoor Units | FM(C,U)4Z30**AL* |  |  |  | 10.5 | 18 | 9 | FALSE | FALSE | TRUE | 24200 | 19300 | 2.72 | 19580 | 2.85
211245948 | 05/04/23 | Live | CARRIER | BRYANT HEATING AND COOLING SYSTEMS | Singlezone Ducted, Centrally Ducted | 211245948 |  | HRCU-A-CB | 38MURAQ24AB3* | Ducted Indoor Units | FM(C,U)4Z30**AL* |  |  |  | 10.5 | 18 | 9 | FALSE | FALSE | TRUE | 24200 | 19300 | 2.72 | 19580 | 2.85
211245947 | 05/04/23 | Live | CARRIER | GRANDAIRE | Singlezone Ducted, Centrally Ducted | 211245947 |  | HRCU-A-CB | WDLCURAH24ABK | Ducted Indoor Units | FM(C,U)4Z24**AL* |  |  |  | 10 | 17.5 | 9 | FALSE | FALSE | TRUE | 23800 | 19500 | 2.66 | 19780 | 2.8
211245946 | 05/04/23 | Live | CARRIER | TEMPSTAR | Singlezone Ducted, Centrally Ducted | 211245946 |  | HRCU-A-CB | DLCURAH24ABK | Ducted Indoor Units | FM(C,U)4Z24**AL* |  |  |  | 10 | 17.5 | 9 | FALSE | FALSE | TRUE | 23800 | 19500 | 2.66 | 19780 | 2.8
211245945 | 05/04/23 | Live | CARRIER | SMART COMFORT | Singlezone Ducted, Centrally Ducted | 211245945 |  | HRCU-A-CB | DLCURAH24ABK | Ducted Indoor Units | FM(C,U)4Z24**AL* |  |  |  | 10 | 17.5 | 9 | FALSE | FALSE | TRUE | 23800 | 19500 | 2.66 | 19780 | 2.8
211245944 | 05/04/23 | Live | CARRIER | KEEPRITE | Singlezone Ducted, Centrally Ducted | 211245944 |  | HRCU-A-CB | DLCURAH24ABK | Ducted Indoor Units | FM(C,U)4Z24**AL* |  |  |  | 10 | 17.5 | 9 | FALSE | FALSE | TRUE | 23800 | 19500 | 2.66 | 19780 | 2.8
211245943 | 05/04/23 | Live | CARRIER | HEIL | Singlezone Ducted, Centrally Ducted | 211245943 |  | HRCU-A-CB | DLCURAH24ABK | Ducted Indoor Units | FM(C,U)4Z24**AL* |  |  |  | 10 | 17.5 | 9 | FALSE | FALSE | TRUE | 23800 | 19500 | 2.66 | 19780 | 2.8
211245942 | 05/04/23 | Live | CARRIER | DAY & NIGHT | Singlezone Ducted, Centrally Ducted | 211245942 |  | HRCU-A-CB | DLCURAH24ABK | Ducted Indoor Units | FM(C,U)4Z24**AL* |  |  |  | 10 | 17.5 | 9 | FALSE | FALSE | TRUE | 23800 | 19500 | 2.66 | 19780 | 2.8
211245941 | 05/04/23 | Live | CARRIER | COMFORTMAKER | Singlezone Ducted, Centrally Ducted | 211245941 |  | HRCU-A-CB | DLCURAH24ABK | Ducted Indoor Units | FM(C,U)4Z24**AL* |  |  |  | 10 | 17.5 | 9 | FALSE | FALSE | TRUE | 23800 | 19500 | 2.66 | 19780 | 2.8
211245940 | 05/04/23 | Live | CARRIER | ARCOAIRE | Singlezone Ducted, Centrally Ducted | 211245940 |  | HRCU-A-CB | DLCURAH24ABK | Ducted Indoor Units | FM(C,U)4Z24**AL* |  |  |  | 10 | 17.5 | 9 | FALSE | FALSE | TRUE | 23800 | 19500 | 2.66 | 19780 | 2.8
211245939 | 05/04/23 | Live | CARRIER | AIRQUEST | Singlezone Ducted, Centrally Ducted | 211245939 |  | HRCU-A-CB | DLCURAH24ABK | Ducted Indoor Units | FM(C,U)4Z24**AL* |  |  |  | 10 | 17.5 | 9 | FALSE | FALSE | TRUE | 23800 | 19500 | 2.66 | 19780 | 2.8
211245938 | 05/04/23 | Live | CARRIER | PAYNE HEATING AND COOLING | Singlezone Ducted, Centrally Ducted | 211245938 |  | HRCU-A-CB | 38MURAQ24AB3* | Ducted Indoor Units | FM(C,U)4Z24**AL* |  |  |  | 10 | 17.5 | 9 | FALSE | FALSE | TRUE | 23800 | 19500 | 2.66 | 19780 | 2.8
211245937 | 05/04/23 | Live | CARRIER | BRYANT HEATING AND COOLING SYSTEMS | Singlezone Ducted, Centrally Ducted | 211245937 |  | HRCU-A-CB | 38MURAQ24AB3* | Ducted Indoor Units | FM(C,U)4Z24**AL* |  |  |  | 10 | 17.5 | 9 | FALSE | FALSE | TRUE | 23800 | 19500 | 2.66 | 19780 | 2.8
211245936 | 05/04/23 | Live | CARRIER | GRANDAIRE | Singlezone Ducted, Centrally Ducted | 211245936 |  | HRCU-A-CB | WDLCURAH24ABK | Ducted Indoor Units | FM(C,U)4X36**AL* |  |  |  | 10 | 15 | 8.5 | FALSE | FALSE | FALSE | 25000 | 19900 | 2.7 | 20180 | 2.84
211245935 | 05/04/23 | Live | CARRIER | TEMPSTAR | Singlezone Ducted, Centrally Ducted | 211245935 |  | HRCU-A-CB | DLCURAH24ABK | Ducted Indoor Units | FM(C,U)4X36**AL* |  |  |  | 10 | 15 | 8.5 | FALSE | FALSE | FALSE | 25000 | 19900 | 2.7 | 20180 | 2.84
211245934 | 05/04/23 | Live | CARRIER | SMART COMFORT | Singlezone Ducted, Centrally Ducted | 211245934 |  | HRCU-A-CB | DLCURAH24ABK | Ducted Indoor Units | FM(C,U)4X36**AL* |  |  |  | 10 | 15 | 8.5 | FALSE | FALSE | FALSE | 25000 | 19900 | 2.7 | 20180 | 2.84
211245933 | 05/04/23 | Live | CARRIER | KEEPRITE | Singlezone Ducted, Centrally Ducted | 211245933 |  | HRCU-A-CB | DLCURAH24ABK | Ducted Indoor Units | FM(C,U)4X36**AL* |  |  |  | 10 | 15 | 8.5 | FALSE | FALSE | FALSE | 25000 | 19900 | 2.7 | 20180 | 2.84
211245932 | 05/04/23 | Live | CARRIER | HEIL | Singlezone Ducted, Centrally Ducted | 211245932 |  | HRCU-A-CB | DLCURAH24ABK | Ducted Indoor Units | FM(C,U)4X36**AL* |  |  |  | 10 | 15 | 8.5 | FALSE | FALSE | FALSE | 25000 | 19900 | 2.7 | 20180 | 2.84
211245931 | 05/04/23 | Live | CARRIER | DAY & NIGHT | Singlezone Ducted, Centrally Ducted | 211245931 |  | HRCU-A-CB | DLCURAH24ABK | Ducted Indoor Units | FM(C,U)4X36**AL* |  |  |  | 10 | 15 | 8.5 | FALSE | FALSE | FALSE | 25000 | 19900 | 2.7 | 20180 | 2.84
211245930 | 05/04/23 | Live | CARRIER | COMFORTMAKER | Singlezone Ducted, Centrally Ducted | 211245930 |  | HRCU-A-CB | DLCURAH24ABK | Ducted Indoor Units | FM(C,U)4X36**AL* |  |  |  | 10 | 15 | 8.5 | FALSE | FALSE | FALSE | 25000 | 19900 | 2.7 | 20180 | 2.84
211245929 | 05/04/23 | Live | CARRIER | ARCOAIRE | Singlezone Ducted, Centrally Ducted | 211245929 |  | HRCU-A-CB | DLCURAH24ABK | Ducted Indoor Units | FM(C,U)4X36**AL* |  |  |  | 10 | 15 | 8.5 | FALSE | FALSE | FALSE | 25000 | 19900 | 2.7 | 20180 | 2.84
211245928 | 05/04/23 | Live | CARRIER | AIRQUEST | Singlezone Ducted, Centrally Ducted | 211245928 |  | HRCU-A-CB | DLCURAH24ABK | Ducted Indoor Units | FM(C,U)4X36**AL* |  |  |  | 10 | 15 | 8.5 | FALSE | FALSE | FALSE | 25000 | 19900 | 2.7 | 20180 | 2.84
211245927 | 05/04/23 | Live | CARRIER | PAYNE HEATING AND COOLING | Singlezone Ducted, Centrally Ducted | 211245927 |  | HRCU-A-CB | 38MURAQ24AB3* | Ducted Indoor Units | FM(C,U)4X36**AL* |  |  |  | 10 | 15 | 8.5 | FALSE | FALSE | FALSE | 25000 | 19900 | 2.7 | 20180 | 2.84
211245926 | 05/04/23 | Live | CARRIER | BRYANT HEATING AND COOLING SYSTEMS | Singlezone Ducted, Centrally Ducted | 211245926 |  | HRCU-A-CB | 38MURAQ24AB3* | Ducted Indoor Units | FM(C,U)4X36**AL* |  |  |  | 10 | 15 | 8.5 | FALSE | FALSE | FALSE | 25000 | 19900 | 2.7 | 20180 | 2.84
211245925 | 05/04/23 | Live | CARRIER | GRANDAIRE | Singlezone Ducted, Centrally Ducted | 211245925 |  | HRCU-A-CB | WDLCURAH24ABK | Ducted Indoor Units | FM(C,U)4X30**AL* |  |  |  | 10 | 15.2 | 8.5 | FALSE | FALSE | TRUE | 25000 | 19900 | 2.7 | 20180 | 2.84
211245924 | 05/04/23 | Live | CARRIER | TEMPSTAR | Singlezone Ducted, Centrally Ducted | 211245924 |  | HRCU-A-CB | DLCURAH24ABK | Ducted Indoor Units | FM(C,U)4X30**AL* |  |  |  | 10 | 15.2 | 8.5 | FALSE | FALSE | TRUE | 25000 | 19900 | 2.7 | 20180 | 2.84
211245923 | 05/04/23 | Live | CARRIER | SMART COMFORT | Singlezone Ducted, Centrally Ducted | 211245923 |  | HRCU-A-CB | DLCURAH24ABK | Ducted Indoor Units | FM(C,U)4X30**AL* |  |  |  | 10 | 15.2 | 8.5 | FALSE | FALSE | TRUE | 25000 | 19900 | 2.7 | 20180 | 2.84
211245922 | 05/04/23 | Live | CARRIER | KEEPRITE | Singlezone Ducted, Centrally Ducted | 211245922 |  | HRCU-A-CB | DLCURAH24ABK | Ducted Indoor Units | FM(C,U)4X30**AL* |  |  |  | 10 | 15.2 | 8.5 | FALSE | FALSE | TRUE | 25000 | 19900 | 2.7 | 20180 | 2.84
211245921 | 05/04/23 | Live | CARRIER | HEIL | Singlezone Ducted, Centrally Ducted | 211245921 |  | HRCU-A-CB | DLCURAH24ABK | Ducted Indoor Units | FM(C,U)4X30**AL* |  |  |  | 10 | 15.2 | 8.5 | FALSE | FALSE | TRUE | 25000 | 19900 | 2.7 | 20180 | 2.84
211245920 | 05/04/23 | Live | CARRIER | DAY & NIGHT | Singlezone Ducted, Centrally Ducted | 211245920 |  | HRCU-A-CB | DLCURAH24ABK | Ducted Indoor Units | FM(C,U)4X30**AL* |  |  |  | 10 | 15.2 | 8.5 | FALSE | FALSE | TRUE | 25000 | 19900 | 2.7 | 20180 | 2.84
211245919 | 05/04/23 | Live | CARRIER | COMFORTMAKER | Singlezone Ducted, Centrally Ducted | 211245919 |  | HRCU-A-CB | DLCURAH24ABK | Ducted Indoor Units | FM(C,U)4X30**AL* |  |  |  | 10 | 15.2 | 8.5 | FALSE | FALSE | TRUE | 25000 | 19900 | 2.7 | 20180 | 2.84
211245918 | 05/04/23 | Live | CARRIER | ARCOAIRE | Singlezone Ducted, Centrally Ducted | 211245918 |  | HRCU-A-CB | DLCURAH24ABK | Ducted Indoor Units | FM(C,U)4X30**AL* |  |  |  | 10 | 15.2 | 8.5 | FALSE | FALSE | TRUE | 25000 | 19900 | 2.7 | 20180 | 2.84
211245917 | 05/04/23 | Live | CARRIER | AIRQUEST | Singlezone Ducted, Centrally Ducted | 211245917 |  | HRCU-A-CB | DLCURAH24ABK | Ducted Indoor Units | FM(C,U)4X30**AL* |  |  |  | 10 | 15.2 | 8.5 | FALSE | FALSE | TRUE | 25000 | 19900 | 2.7 | 20180 | 2.84
211245916 | 05/04/23 | Live | CARRIER | PAYNE HEATING AND COOLING | Singlezone Ducted, Centrally Ducted | 211245916 |  | HRCU-A-CB | 38MURAQ24AB3* | Ducted Indoor Units | FM(C,U)4X30**AL* |  |  |  | 10 | 15.2 | 8.5 | FALSE | FALSE | TRUE | 25000 | 19900 | 2.7 | 20180 | 2.84
211245915 | 05/04/23 | Live | CARRIER | BRYANT HEATING AND COOLING SYSTEMS | Singlezone Ducted, Centrally Ducted | 211245915 |  | HRCU-A-CB | 38MURAQ24AB3* | Ducted Indoor Units | FM(C,U)4X30**AL* |  |  |  | 10 | 15.2 | 8.5 | FALSE | FALSE | TRUE | 25000 | 19900 | 2.7 | 20180 | 2.84
211245914 | 05/04/23 | Live | CARRIER | GRANDAIRE | Singlezone Ducted, Centrally Ducted | 211245914 |  | HRCU-A-CB | WDLCURAH24ABK | Ducted Indoor Units | FMA4X36**AL* |  |  |  | 10.5 | 18 | 9 | FALSE | FALSE | TRUE | 25800 | 19600 | 2.84 | 19880 | 2.99
211245913 | 05/04/23 | Live | CARRIER | TEMPSTAR | Singlezone Ducted, Centrally Ducted | 211245913 |  | HRCU-A-CB | DLCURAH24ABK | Ducted Indoor Units | FMA4X36**AL* |  |  |  | 10.5 | 18 | 9 | FALSE | FALSE | TRUE | 25800 | 19600 | 2.84 | 19880 | 2.99
211245912 | 05/04/23 | Live | CARRIER | SMART COMFORT | Singlezone Ducted, Centrally Ducted | 211245912 |  | HRCU-A-CB | DLCURAH24ABK | Ducted Indoor Units | FMA4X36**AL* |  |  |  | 10.5 | 18 | 9 | FALSE | FALSE | TRUE | 25800 | 19600 | 2.84 | 19880 | 2.99
211245911 | 05/04/23 | Live | CARRIER | KEEPRITE | Singlezone Ducted, Centrally Ducted | 211245911 |  | HRCU-A-CB | DLCURAH24ABK | Ducted Indoor Units | FMA4X36**AL* |  |  |  | 10.5 | 18 | 9 | FALSE | FALSE | TRUE | 25800 | 19600 | 2.84 | 19880 | 2.99
211245910 | 05/04/23 | Live | CARRIER | HEIL | Singlezone Ducted, Centrally Ducted | 211245910 |  | HRCU-A-CB | DLCURAH24ABK | Ducted Indoor Units | FMA4X36**AL* |  |  |  | 10.5 | 18 | 9 | FALSE | FALSE | TRUE | 25800 | 19600 | 2.84 | 19880 | 2.99
211245909 | 05/04/23 | Live | CARRIER | DAY & NIGHT | Singlezone Ducted, Centrally Ducted | 211245909 |  | HRCU-A-CB | DLCURAH24ABK | Ducted Indoor Units | FMA4X36**AL* |  |  |  | 10.5 | 18 | 9 | FALSE | FALSE | TRUE | 25800 | 19600 | 2.84 | 19880 | 2.99
211245908 | 05/04/23 | Live | CARRIER | COMFORTMAKER | Singlezone Ducted, Centrally Ducted | 211245908 |  | HRCU-A-CB | DLCURAH24ABK | Ducted Indoor Units | FMA4X36**AL* |  |  |  | 10.5 | 18 | 9 | FALSE | FALSE | TRUE | 25800 | 19600 | 2.84 | 19880 | 2.99
211245907 | 05/04/23 | Live | CARRIER | ARCOAIRE | Singlezone Ducted, Centrally Ducted | 211245907 |  | HRCU-A-CB | DLCURAH24ABK | Ducted Indoor Units | FMA4X36**AL* |  |  |  | 10.5 | 18 | 9 | FALSE | FALSE | TRUE | 25800 | 19600 | 2.84 | 19880 | 2.99
211245906 | 05/04/23 | Live | CARRIER | AIRQUEST | Singlezone Ducted, Centrally Ducted | 211245906 |  | HRCU-A-CB | DLCURAH24ABK | Ducted Indoor Units | FMA4X36**AL* |  |  |  | 10.5 | 18 | 9 | FALSE | FALSE | TRUE | 25800 | 19600 | 2.84 | 19880 | 2.99
211245905 | 05/04/23 | Live | CARRIER | PAYNE HEATING AND COOLING | Singlezone Ducted, Centrally Ducted | 211245905 |  | HRCU-A-CB | 38MURAQ24AB3* | Ducted Indoor Units | FMA4X36**AL* |  |  |  | 10.5 | 18 | 9 | FALSE | FALSE | TRUE | 25800 | 19600 | 2.84 | 19880 | 2.99
211245904 | 05/04/23 | Live | CARRIER | BRYANT HEATING AND COOLING SYSTEMS | Singlezone Ducted, Centrally Ducted | 211245904 |  | HRCU-A-CB | 38MURAQ24AB3* | Ducted Indoor Units | FMA4X36**AL* |  |  |  | 10.5 | 18 | 9 | FALSE | FALSE | TRUE | 25800 | 19600 | 2.84 | 19880 | 2.99
211245903 | 05/04/23 | Live | CARRIER | GRANDAIRE | Singlezone Ducted, Centrally Ducted | 211245903 |  | HRCU-A-CB | WDLCURAH24ABK | Ducted Indoor Units | FMA4X30**AL* |  |  |  | 10.5 | 18 | 9 | FALSE | FALSE | TRUE | 25800 | 19600 | 2.84 | 19880 | 2.99
211245902 | 05/04/23 | Live | CARRIER | TEMPSTAR | Singlezone Ducted, Centrally Ducted | 211245902 |  | HRCU-A-CB | DLCURAH24ABK | Ducted Indoor Units | FMA4X30**AL* |  |  |  | 10.5 | 18 | 9 | FALSE | FALSE | TRUE | 25800 | 19600 | 2.84 | 19880 | 2.99
211245901 | 05/04/23 | Live | CARRIER | SMART COMFORT | Singlezone Ducted, Centrally Ducted | 211245901 |  | HRCU-A-CB | DLCURAH24ABK | Ducted Indoor Units | FMA4X30**AL* |  |  |  | 10.5 | 18 | 9 | FALSE | FALSE | TRUE | 25800 | 19600 | 2.84 | 19880 | 2.99
211245900 | 05/04/23 | Live | CARRIER | KEEPRITE | Singlezone Ducted, Centrally Ducted | 211245900 |  | HRCU-A-CB | DLCURAH24ABK | Ducted Indoor Units | FMA4X30**AL* |  |  |  | 10.5 | 18 | 9 | FALSE | FALSE | TRUE | 25800 | 19600 | 2.84 | 19880 | 2.99
211245899 | 05/04/23 | Live | CARRIER | HEIL | Singlezone Ducted, Centrally Ducted | 211245899 |  | HRCU-A-CB | DLCURAH24ABK | Ducted Indoor Units | FMA4X30**AL* |  |  |  | 10.5 | 18 | 9 | FALSE | FALSE | TRUE | 25800 | 19600 | 2.84 | 19880 | 2.99
211245898 | 05/04/23 | Live | CARRIER | DAY & NIGHT | Singlezone Ducted, Centrally Ducted | 211245898 |  | HRCU-A-CB | DLCURAH24ABK | Ducted Indoor Units | FMA4X30**AL* |  |  |  | 10.5 | 18 | 9 | FALSE | FALSE | TRUE | 25800 | 19600 | 2.84 | 19880 | 2.99
211245897 | 05/04/23 | Live | CARRIER | COMFORTMAKER | Singlezone Ducted, Centrally Ducted | 211245897 |  | HRCU-A-CB | DLCURAH24ABK | Ducted Indoor Units | FMA4X30**AL* |  |  |  | 10.5 | 18 | 9 | FALSE | FALSE | TRUE | 25800 | 19600 | 2.84 | 19880 | 2.99
211245896 | 05/04/23 | Live | CARRIER | ARCOAIRE | Singlezone Ducted, Centrally Ducted | 211245896 |  | HRCU-A-CB | DLCURAH24ABK | Ducted Indoor Units | FMA4X30**AL* |  |  |  | 10.5 | 18 | 9 | FALSE | FALSE | TRUE | 25800 | 19600 | 2.84 | 19880 | 2.99
211245895 | 05/04/23 | Live | CARRIER | AIRQUEST | Singlezone Ducted, Centrally Ducted | 211245895 |  | HRCU-A-CB | DLCURAH24ABK | Ducted Indoor Units | FMA4X30**AL* |  |  |  | 10.5 | 18 | 9 | FALSE | FALSE | TRUE | 25800 | 19600 | 2.84 | 19880 | 2.99
211245894 | 05/04/23 | Live | CARRIER | PAYNE HEATING AND COOLING | Singlezone Ducted, Centrally Ducted | 211245894 |  | HRCU-A-CB | 38MURAQ24AB3* | Ducted Indoor Units | FMA4X30**AL* |  |  |  | 10.5 | 18 | 9 | FALSE | FALSE | TRUE | 25800 | 19600 | 2.84 | 19880 | 2.99
211245893 | 05/04/23 | Live | CARRIER | BRYANT HEATING AND COOLING SYSTEMS | Singlezone Ducted, Centrally Ducted | 211245893 |  | HRCU-A-CB | 38MURAQ24AB3* | Ducted Indoor Units | FMA4X30**AL* |  |  |  | 10.5 | 18 | 9 | FALSE | FALSE | TRUE | 25800 | 19600 | 2.84 | 19880 | 2.99
211245892 | 05/04/23 | Live | CARRIER | GRANDAIRE | Singlezone Ducted, Centrally Ducted | 211245892 |  | HRCU-A-CB | WDLCURAH24ABK | Ducted Indoor Units | FMA4X24**AL* |  |  |  | 10 | 17 | 9 | FALSE | FALSE | TRUE | 23600 | 19600 | 2.66 | 19880 | 2.8
211245891 | 05/04/23 | Live | CARRIER | TEMPSTAR | Singlezone Ducted, Centrally Ducted | 211245891 |  | HRCU-A-CB | DLCURAH24ABK | Ducted Indoor Units | FMA4X24**AL* |  |  |  | 10 | 17 | 9 | FALSE | FALSE | TRUE | 23600 | 19600 | 2.66 | 19880 | 2.8
211245890 | 05/04/23 | Live | CARRIER | SMART COMFORT | Singlezone Ducted, Centrally Ducted | 211245890 |  | HRCU-A-CB | DLCURAH24ABK | Ducted Indoor Units | FMA4X24**AL* |  |  |  | 10 | 17 | 9 | FALSE | FALSE | TRUE | 23600 | 19600 | 2.66 | 19880 | 2.8
211245889 | 05/04/23 | Live | CARRIER | KEEPRITE | Singlezone Ducted, Centrally Ducted | 211245889 |  | HRCU-A-CB | DLCURAH24ABK | Ducted Indoor Units | FMA4X24**AL* |  |  |  | 10 | 17 | 9 | FALSE | FALSE | TRUE | 23600 | 19600 | 2.66 | 19880 | 2.8
211245888 | 05/04/23 | Live | CARRIER | HEIL | Singlezone Ducted, Centrally Ducted | 211245888 |  | HRCU-A-CB | DLCURAH24ABK | Ducted Indoor Units | FMA4X24**AL* |  |  |  | 10 | 17 | 9 | FALSE | FALSE | TRUE | 23600 | 19600 | 2.66 | 19880 | 2.8
211245887 | 05/04/23 | Live | CARRIER | DAY & NIGHT | Singlezone Ducted, Centrally Ducted | 211245887 |  | HRCU-A-CB | DLCURAH24ABK | Ducted Indoor Units | FMA4X24**AL* |  |  |  | 10 | 17 | 9 | FALSE | FALSE | TRUE | 23600 | 19600 | 2.66 | 19880 | 2.8
211245886 | 05/04/23 | Live | CARRIER | COMFORTMAKER | Singlezone Ducted, Centrally Ducted | 211245886 |  | HRCU-A-CB | DLCURAH24ABK | Ducted Indoor Units | FMA4X24**AL* |  |  |  | 10 | 17 | 9 | FALSE | FALSE | TRUE | 23600 | 19600 | 2.66 | 19880 | 2.8
211245885 | 05/04/23 | Live | CARRIER | ARCOAIRE | Singlezone Ducted, Centrally Ducted | 211245885 |  | HRCU-A-CB | DLCURAH24ABK | Ducted Indoor Units | FMA4X24**AL* |  |  |  | 10 | 17 | 9 | FALSE | FALSE | TRUE | 23600 | 19600 | 2.66 | 19880 | 2.8
211245884 | 05/04/23 | Live | CARRIER | AIRQUEST | Singlezone Ducted, Centrally Ducted | 211245884 |  | HRCU-A-CB | DLCURAH24ABK | Ducted Indoor Units | FMA4X24**AL* |  |  |  | 10 | 17 | 9 | FALSE | FALSE | TRUE | 23600 | 19600 | 2.66 | 19880 | 2.8
211245883 | 05/04/23 | Live | CARRIER | PAYNE HEATING AND COOLING | Singlezone Ducted, Centrally Ducted | 211245883 |  | HRCU-A-CB | 38MURAQ24AB3* | Ducted Indoor Units | FMA4X24**AL* |  |  |  | 10 | 17 | 9 | FALSE | FALSE | TRUE | 23600 | 19600 | 2.66 | 19880 | 2.8
211245882 | 05/04/23 | Live | CARRIER | BRYANT HEATING AND COOLING SYSTEMS | Singlezone Ducted, Centrally Ducted | 211245882 |  | HRCU-A-CB | 38MURAQ24AB3* | Ducted Indoor Units | FMA4X24**AL* |  |  |  | 10 | 17 | 9 | FALSE | FALSE | TRUE | 23600 | 19600 | 2.66 | 19880 | 2.8
211245881 | 05/04/23 | Live | CARRIER | GRANDAIRE | Singlezone Ducted, Centrally Ducted | 211245881 |  | HRCU-A-CB | WDLCURAH24ABK | Ducted Indoor Units | FMA4P30**AL* |  |  |  | 10 | 15.2 | 9 | FALSE | FALSE | TRUE | 25200 | 20000 | 2.71 | 20290 | 2.86
211245880 | 05/04/23 | Live | CARRIER | TEMPSTAR | Singlezone Ducted, Centrally Ducted | 211245880 |  | HRCU-A-CB | DLCURAH24ABK | Ducted Indoor Units | FMA4P30**AL* |  |  |  | 10 | 15.2 | 9 | FALSE | FALSE | TRUE | 25200 | 20000 | 2.71 | 20290 | 2.86
211245879 | 05/04/23 | Live | CARRIER | SMART COMFORT | Singlezone Ducted, Centrally Ducted | 211245879 |  | HRCU-A-CB | DLCURAH24ABK | Ducted Indoor Units | FMA4P30**AL* |  |  |  | 10 | 15.2 | 9 | FALSE | FALSE | TRUE | 25200 | 20000 | 2.71 | 20290 | 2.86
211245878 | 05/04/23 | Live | CARRIER | KEEPRITE | Singlezone Ducted, Centrally Ducted | 211245878 |  | HRCU-A-CB | DLCURAH24ABK | Ducted Indoor Units | FMA4P30**AL* |  |  |  | 10 | 15.2 | 9 | FALSE | FALSE | TRUE | 25200 | 20000 | 2.71 | 20290 | 2.86
211245877 | 05/04/23 | Live | CARRIER | HEIL | Singlezone Ducted, Centrally Ducted | 211245877 |  | HRCU-A-CB | DLCURAH24ABK | Ducted Indoor Units | FMA4P30**AL* |  |  |  | 10 | 15.2 | 9 | FALSE | FALSE | TRUE | 25200 | 20000 | 2.71 | 20290 | 2.86
211245876 | 05/04/23 | Live | CARRIER | DAY & NIGHT | Singlezone Ducted, Centrally Ducted | 211245876 |  | HRCU-A-CB | DLCURAH24ABK | Ducted Indoor Units | FMA4P30**AL* |  |  |  | 10 | 15.2 | 9 | FALSE | FALSE | TRUE | 25200 | 20000 | 2.71 | 20290 | 2.86
211245875 | 05/04/23 | Live | CARRIER | COMFORTMAKER | Singlezone Ducted, Centrally Ducted | 211245875 |  | HRCU-A-CB | DLCURAH24ABK | Ducted Indoor Units | FMA4P30**AL* |  |  |  | 10 | 15.2 | 9 | FALSE | FALSE | TRUE | 25200 | 20000 | 2.71 | 20290 | 2.86
211245874 | 05/04/23 | Live | CARRIER | ARCOAIRE | Singlezone Ducted, Centrally Ducted | 211245874 |  | HRCU-A-CB | DLCURAH24ABK | Ducted Indoor Units | FMA4P30**AL* |  |  |  | 10 | 15.2 | 9 | FALSE | FALSE | TRUE | 25200 | 20000 | 2.71 | 20290 | 2.86
211245873 | 05/04/23 | Live | CARRIER | AIRQUEST | Singlezone Ducted, Centrally Ducted | 211245873 |  | HRCU-A-CB | DLCURAH24ABK | Ducted Indoor Units | FMA4P30**AL* |  |  |  | 10 | 15.2 | 9 | FALSE | FALSE | TRUE | 25200 | 20000 | 2.71 | 20290 | 2.86
211245872 | 05/04/23 | Live | CARRIER | PAYNE HEATING AND COOLING | Singlezone Ducted, Centrally Ducted | 211245872 |  | HRCU-A-CB | 38MURAQ24AB3* | Ducted Indoor Units | FMA4P30**AL* |  |  |  | 10 | 15.2 | 9 | FALSE | FALSE | TRUE | 25200 | 20000 | 2.71 | 20290 | 2.86
211245871 | 05/04/23 | Live | CARRIER | BRYANT HEATING AND COOLING SYSTEMS | Singlezone Ducted, Centrally Ducted | 211245871 |  | HRCU-A-CB | 38MURAQ24AB3* | Ducted Indoor Units | FMA4P30**AL* |  |  |  | 10 | 15.2 | 9 | FALSE | FALSE | TRUE | 25200 | 20000 | 2.71 | 20290 | 2.86
211245870 | 05/04/23 | Live | CARRIER | GRANDAIRE | Singlezone Ducted, Centrally Ducted | 211245870 |  | HRCU-A-CB | WDLCURAH24ABK | Ducted Indoor Units | FMA4P24**AL* |  |  |  | 9.5 | 15 | 8.5 | FALSE | FALSE | FALSE | 24000 | 19900 | 2.62 | 20180 | 2.75
211245869 | 05/04/23 | Live | CARRIER | TEMPSTAR | Singlezone Ducted, Centrally Ducted | 211245869 |  | HRCU-A-CB | DLCURAH24ABK | Ducted Indoor Units | FMA4P24**AL* |  |  |  | 9.5 | 15 | 8.5 | FALSE | FALSE | FALSE | 24000 | 19900 | 2.62 | 20180 | 2.75
211245868 | 05/04/23 | Live | CARRIER | SMART COMFORT | Singlezone Ducted, Centrally Ducted | 211245868 |  | HRCU-A-CB | DLCURAH24ABK | Ducted Indoor Units | FMA4P24**AL* |  |  |  | 9.5 | 15 | 8.5 | FALSE | FALSE | FALSE | 24000 | 19900 | 2.62 | 20180 | 2.75
211245867 | 05/04/23 | Live | CARRIER | KEEPRITE | Singlezone Ducted, Centrally Ducted | 211245867 |  | HRCU-A-CB | DLCURAH24ABK | Ducted Indoor Units | FMA4P24**AL* |  |  |  | 9.5 | 15 | 8.5 | FALSE | FALSE | FALSE | 24000 | 19900 | 2.62 | 20180 | 2.75
211245866 | 05/04/23 | Live | CARRIER | HEIL | Singlezone Ducted, Centrally Ducted | 211245866 |  | HRCU-A-CB | DLCURAH24ABK | Ducted Indoor Units | FMA4P24**AL* |  |  |  | 9.5 | 15 | 8.5 | FALSE | FALSE | FALSE | 24000 | 19900 | 2.62 | 20180 | 2.75
211245865 | 05/04/23 | Live | CARRIER | DAY & NIGHT | Singlezone Ducted, Centrally Ducted | 211245865 |  | HRCU-A-CB | DLCURAH24ABK | Ducted Indoor Units | FMA4P24**AL* |  |  |  | 9.5 | 15 | 8.5 | FALSE | FALSE | FALSE | 24000 | 19900 | 2.62 | 20180 | 2.75
211245864 | 05/04/23 | Live | CARRIER | COMFORTMAKER | Singlezone Ducted, Centrally Ducted | 211245864 |  | HRCU-A-CB | DLCURAH24ABK | Ducted Indoor Units | FMA4P24**AL* |  |  |  | 9.5 | 15 | 8.5 | FALSE | FALSE | FALSE | 24000 | 19900 | 2.62 | 20180 | 2.75
211245863 | 05/04/23 | Live | CARRIER | ARCOAIRE | Singlezone Ducted, Centrally Ducted | 211245863 |  | HRCU-A-CB | DLCURAH24ABK | Ducted Indoor Units | FMA4P24**AL* |  |  |  | 9.5 | 15 | 8.5 | FALSE | FALSE | FALSE | 24000 | 19900 | 2.62 | 20180 | 2.75
211245862 | 05/04/23 | Live | CARRIER | AIRQUEST | Singlezone Ducted, Centrally Ducted | 211245862 |  | HRCU-A-CB | DLCURAH24ABK | Ducted Indoor Units | FMA4P24**AL* |  |  |  | 9.5 | 15 | 8.5 | FALSE | FALSE | FALSE | 24000 | 19900 | 2.62 | 20180 | 2.75
211245861 | 05/04/23 | Live | CARRIER | PAYNE HEATING AND COOLING | Singlezone Ducted, Centrally Ducted | 211245861 |  | HRCU-A-CB | 38MURAQ24AB3* | Ducted Indoor Units | FMA4P24**AL* |  |  |  | 9.5 | 15 | 8.5 | FALSE | FALSE | FALSE | 24000 | 19900 | 2.62 | 20180 | 2.75
211245860 | 05/04/23 | Live | CARRIER | BRYANT HEATING AND COOLING SYSTEMS | Singlezone Ducted, Centrally Ducted | 211245860 |  | HRCU-A-CB | 38MURAQ24AB3* | Ducted Indoor Units | FMA4P24**AL* |  |  |  | 9.5 | 15 | 8.5 | FALSE | FALSE | FALSE | 24000 | 19900 | 2.62 | 20180 | 2.75
211245859 | 05/04/23 | Live | CARRIER | GRANDAIRE | Singlezone Ducted, Centrally Ducted | 211245859 |  | HRCU-A-CB | WDLCURAH24ABK | Ducted Indoor Units | WAXL364A* |  |  |  | 10.5 | 17.5 | 8 | FALSE | FALSE | FALSE | 24000 | 18500 | 2.56 | 18760 | 2.7
211245858 | 05/04/23 | Live | CARRIER | TEMPSTAR | Singlezone Ducted, Centrally Ducted | 211245858 |  | HRCU-A-CB | DLCURAH24ABK | Ducted Indoor Units | FXM4X36**AL |  |  |  | 10.5 | 17.5 | 8 | FALSE | FALSE | FALSE | 24000 | 18500 | 2.56 | 18760 | 2.7
211245857 | 05/04/23 | Live | CARRIER | SMART COMFORT | Singlezone Ducted, Centrally Ducted | 211245857 |  | HRCU-A-CB | DLCURAH24ABK | Ducted Indoor Units | FXM4X36**AL |  |  |  | 10.5 | 17.5 | 8 | FALSE | FALSE | FALSE | 24000 | 18500 | 2.56 | 18760 | 2.7
211245856 | 05/04/23 | Live | CARRIER | KEEPRITE | Singlezone Ducted, Centrally Ducted | 211245856 |  | HRCU-A-CB | DLCURAH24ABK | Ducted Indoor Units | FXM4X36**AL |  |  |  | 10.5 | 17.5 | 8 | FALSE | FALSE | FALSE | 24000 | 18500 | 2.56 | 18760 | 2.7
211245855 | 05/04/23 | Live | CARRIER | HEIL | Singlezone Ducted, Centrally Ducted | 211245855 |  | HRCU-A-CB | DLCURAH24ABK | Ducted Indoor Units | FXM4X36**AL |  |  |  | 10.5 | 17.5 | 8 | FALSE | FALSE | FALSE | 24000 | 18500 | 2.56 | 18760 | 2.7
211245854 | 05/04/23 | Live | CARRIER | DAY & NIGHT | Singlezone Ducted, Centrally Ducted | 211245854 |  | HRCU-A-CB | DLCURAH24ABK | Ducted Indoor Units | FXM4X36**AL |  |  |  | 10.5 | 17.5 | 8 | FALSE | FALSE | FALSE | 24000 | 18500 | 2.56 | 18760 | 2.7
211245853 | 05/04/23 | Live | CARRIER | COMFORTMAKER | Singlezone Ducted, Centrally Ducted | 211245853 |  | HRCU-A-CB | DLCURAH24ABK | Ducted Indoor Units | FXM4X36**AL |  |  |  | 10.5 | 17.5 | 8 | FALSE | FALSE | FALSE | 24000 | 18500 | 2.56 | 18760 | 2.7
211245852 | 05/04/23 | Live | CARRIER | ARCOAIRE | Singlezone Ducted, Centrally Ducted | 211245852 |  | HRCU-A-CB | DLCURAH24ABK | Ducted Indoor Units | FXM4X36**AL |  |  |  | 10.5 | 17.5 | 8 | FALSE | FALSE | FALSE | 24000 | 18500 | 2.56 | 18760 | 2.7
211245851 | 05/04/23 | Live | CARRIER | AIRQUEST | Singlezone Ducted, Centrally Ducted | 211245851 |  | HRCU-A-CB | DLCURAH24ABK | Ducted Indoor Units | FXM4X36**AL |  |  |  | 10.5 | 17.5 | 8 | FALSE | FALSE | FALSE | 24000 | 18500 | 2.56 | 18760 | 2.7
211245850 | 05/04/23 | Live | CARRIER | PAYNE HEATING AND COOLING | Singlezone Ducted, Centrally Ducted | 211245850 |  | HRCU-A-CB | 38MURAQ24AB3* | Ducted Indoor Units | PF4MNB037L |  |  |  | 10.5 | 17.5 | 8 | FALSE | FALSE | FALSE | 24000 | 18500 | 2.56 | 18760 | 2.7
211245849 | 05/04/23 | Live | CARRIER | BRYANT HEATING AND COOLING SYSTEMS | Singlezone Ducted, Centrally Ducted | 211245849 |  | HRCU-A-CB | 38MURAQ24AB3* | Ducted Indoor Units | FX4DN(B,F)037L |  |  |  | 10.5 | 17.5 | 8 | FALSE | FALSE | FALSE | 24000 | 18500 | 2.56 | 18760 | 2.7
211245848 | 05/04/23 | Live | CARRIER | GRANDAIRE | Singlezone Ducted, Centrally Ducted | 211245848 |  | HRCU-A-CB | WDLCURAH24ABK | Ducted Indoor Units | WAXL304A* |  |  |  | 10 | 16.5 | 8.5 | FALSE | FALSE | TRUE | 24200 | 19100 | 2.6 | 19370 | 2.73
211245847 | 05/04/23 | Live | CARRIER | TEMPSTAR | Singlezone Ducted, Centrally Ducted | 211245847 |  | HRCU-A-CB | DLCURAH24ABK | Ducted Indoor Units | FXM4X30**AL |  |  |  | 10 | 16.5 | 8.5 | FALSE | FALSE | TRUE | 24200 | 19100 | 2.6 | 19370 | 2.73
211245846 | 05/04/23 | Live | CARRIER | SMART COMFORT | Singlezone Ducted, Centrally Ducted | 211245846 |  | HRCU-A-CB | DLCURAH24ABK | Ducted Indoor Units | FXM4X30**AL |  |  |  | 10 | 16.5 | 8.5 | FALSE | FALSE | TRUE | 24200 | 19100 | 2.6 | 19370 | 2.73
211245845 | 05/04/23 | Live | CARRIER | KEEPRITE | Singlezone Ducted, Centrally Ducted | 211245845 |  | HRCU-A-CB | DLCURAH24ABK | Ducted Indoor Units | FXM4X30**AL |  |  |  | 10 | 16.5 | 8.5 | FALSE | FALSE | TRUE | 24200 | 19100 | 2.6 | 19370 | 2.73
211245844 | 05/04/23 | Live | CARRIER | HEIL | Singlezone Ducted, Centrally Ducted | 211245844 |  | HRCU-A-CB | DLCURAH24ABK | Ducted Indoor Units | FXM4X30**AL |  |  |  | 10 | 16.5 | 8.5 | FALSE | FALSE | TRUE | 24200 | 19100 | 2.6 | 19370 | 2.73
211245843 | 05/04/23 | Live | CARRIER | DAY & NIGHT | Singlezone Ducted, Centrally Ducted | 211245843 |  | HRCU-A-CB | DLCURAH24ABK | Ducted Indoor Units | FXM4X30**AL |  |  |  | 10 | 16.5 | 8.5 | FALSE | FALSE | TRUE | 24200 | 19100 | 2.6 | 19370 | 2.73
211245842 | 05/04/23 | Live | CARRIER | COMFORTMAKER | Singlezone Ducted, Centrally Ducted | 211245842 |  | HRCU-A-CB | DLCURAH24ABK | Ducted Indoor Units | FXM4X30**AL |  |  |  | 10 | 16.5 | 8.5 | FALSE | FALSE | TRUE | 24200 | 19100 | 2.6 | 19370 | 2.73
211245841 | 05/04/23 | Live | CARRIER | ARCOAIRE | Singlezone Ducted, Centrally Ducted | 211245841 |  | HRCU-A-CB | DLCURAH24ABK | Ducted Indoor Units | FXM4X30**AL |  |  |  | 10 | 16.5 | 8.5 | FALSE | FALSE | TRUE | 24200 | 19100 | 2.6 | 19370 | 2.73
211245840 | 05/04/23 | Live | CARRIER | AIRQUEST | Singlezone Ducted, Centrally Ducted | 211245840 |  | HRCU-A-CB | DLCURAH24ABK | Ducted Indoor Units | FXM4X30**AL |  |  |  | 10 | 16.5 | 8.5 | FALSE | FALSE | TRUE | 24200 | 19100 | 2.6 | 19370 | 2.73
211245839 | 05/04/23 | Live | CARRIER | PAYNE HEATING AND COOLING | Singlezone Ducted, Centrally Ducted | 211245839 |  | HRCU-A-CB | 38MURAQ24AB3* | Ducted Indoor Units | PF4MNB031L |  |  |  | 10 | 16.5 | 8.5 | FALSE | FALSE | TRUE | 24200 | 19100 | 2.6 | 19370 | 2.73
211245838 | 05/04/23 | Live | CARRIER | BRYANT HEATING AND COOLING SYSTEMS | Singlezone Ducted, Centrally Ducted | 211245838 |  | HRCU-A-CB | 38MURAQ24AB3* | Ducted Indoor Units | FX4DNF031L |  |  |  | 10 | 16.5 | 8.5 | FALSE | FALSE | TRUE | 24200 | 19100 | 2.6 | 19370 | 2.73
211245837 | 05/04/23 | Live | CARRIER | GRANDAIRE | Singlezone Ducted, Centrally Ducted | 211245837 |  | HRCU-A-CB | WDLCURAH24ABK | Ducted Indoor Units | WAXL244A* |  |  |  | 10 | 17 | 8.5 | FALSE | FALSE | TRUE | 24000 | 19100 | 2.58 | 19370 | 2.72
211245836 | 05/04/23 | Live | CARRIER | TEMPSTAR | Singlezone Ducted, Centrally Ducted | 211245836 |  | HRCU-A-CB | DLCURAH24ABK | Ducted Indoor Units | FXM4X24**AL |  |  |  | 10 | 17 | 8.5 | FALSE | FALSE | TRUE | 24000 | 19100 | 2.58 | 19370 | 2.72
211245835 | 05/04/23 | Live | CARRIER | SMART COMFORT | Singlezone Ducted, Centrally Ducted | 211245835 |  | HRCU-A-CB | DLCURAH24ABK | Ducted Indoor Units | FXM4X24**AL |  |  |  | 10 | 17 | 8.5 | FALSE | FALSE | TRUE | 24000 | 19100 | 2.58 | 19370 | 2.72
211245834 | 05/04/23 | Live | CARRIER | KEEPRITE | Singlezone Ducted, Centrally Ducted | 211245834 |  | HRCU-A-CB | DLCURAH24ABK | Ducted Indoor Units | FXM4X24**AL |  |  |  | 10 | 17 | 8.5 | FALSE | FALSE | TRUE | 24000 | 19100 | 2.58 | 19370 | 2.72
211245833 | 05/04/23 | Live | CARRIER | HEIL | Singlezone Ducted, Centrally Ducted | 211245833 |  | HRCU-A-CB | DLCURAH24ABK | Ducted Indoor Units | FXM4X24**AL |  |  |  | 10 | 17 | 8.5 | FALSE | FALSE | TRUE | 24000 | 19100 | 2.58 | 19370 | 2.72
211245832 | 05/04/23 | Live | CARRIER | DAY & NIGHT | Singlezone Ducted, Centrally Ducted | 211245832 |  | HRCU-A-CB | DLCURAH24ABK | Ducted Indoor Units | FXM4X24**AL |  |  |  | 10 | 17 | 8.5 | FALSE | FALSE | TRUE | 24000 | 19100 | 2.58 | 19370 | 2.72
211245831 | 05/04/23 | Live | CARRIER | COMFORTMAKER | Singlezone Ducted, Centrally Ducted | 211245831 |  | HRCU-A-CB | DLCURAH24ABK | Ducted Indoor Units | FXM4X24**AL |  |  |  | 10 | 17 | 8.5 | FALSE | FALSE | TRUE | 24000 | 19100 | 2.58 | 19370 | 2.72
211245830 | 05/04/23 | Live | CARRIER | ARCOAIRE | Singlezone Ducted, Centrally Ducted | 211245830 |  | HRCU-A-CB | DLCURAH24ABK | Ducted Indoor Units | FXM4X24**AL |  |  |  | 10 | 17 | 8.5 | FALSE | FALSE | TRUE | 24000 | 19100 | 2.58 | 19370 | 2.72
211245829 | 05/04/23 | Live | CARRIER | AIRQUEST | Singlezone Ducted, Centrally Ducted | 211245829 |  | HRCU-A-CB | DLCURAH24ABK | Ducted Indoor Units | FXM4X24**AL |  |  |  | 10 | 17 | 8.5 | FALSE | FALSE | TRUE | 24000 | 19100 | 2.58 | 19370 | 2.72
211245828 | 05/04/23 | Live | CARRIER | PAYNE HEATING AND COOLING | Singlezone Ducted, Centrally Ducted | 211245828 |  | HRCU-A-CB | 38MURAQ24AB3* | Ducted Indoor Units | PF4MNB025L |  |  |  | 10 | 17 | 8.5 | FALSE | FALSE | TRUE | 24000 | 19100 | 2.58 | 19370 | 2.72
211245827 | 05/04/23 | Live | CARRIER | BRYANT HEATING AND COOLING SYSTEMS | Singlezone Ducted, Centrally Ducted | 211245827 |  | HRCU-A-CB | 38MURAQ24AB3* | Ducted Indoor Units | FX4DNF025L |  |  |  | 10 | 17 | 8.5 | FALSE | FALSE | TRUE | 24000 | 19100 | 2.58 | 19370 | 2.72
211245826 | 05/04/23 | Live | CARRIER | GRANDAIRE | Singlezone Ducted, Centrally Ducted | 211245826 |  | HRCU-A-CB | WDLCURAH24ABK | Ducted Indoor Units | WAHL304B* |  |  |  | 10 | 17 | 8.5 | FALSE | FALSE | TRUE | 24000 | 19100 | 2.58 | 19370 | 2.72
211245825 | 05/04/23 | Live | CARRIER | TEMPSTAR | Singlezone Ducted, Centrally Ducted | 211245825 |  | HRCU-A-CB | DLCURAH24ABK | Ducted Indoor Units | FEM4X30**BL |  |  |  | 10 | 17 | 8.5 | FALSE | FALSE | TRUE | 24000 | 19100 | 2.58 | 19370 | 2.72
211245824 | 05/04/23 | Live | CARRIER | SMART COMFORT | Singlezone Ducted, Centrally Ducted | 211245824 |  | HRCU-A-CB | DLCURAH24ABK | Ducted Indoor Units | FEM4X30**BL |  |  |  | 10 | 17 | 8.5 | FALSE | FALSE | TRUE | 24000 | 19100 | 2.58 | 19370 | 2.72
211245823 | 05/04/23 | Live | CARRIER | KEEPRITE | Singlezone Ducted, Centrally Ducted | 211245823 |  | HRCU-A-CB | DLCURAH24ABK | Ducted Indoor Units | FEM4X30**BL |  |  |  | 10 | 17 | 8.5 | FALSE | FALSE | TRUE | 24000 | 19100 | 2.58 | 19370 | 2.72
211245822 | 05/04/23 | Live | CARRIER | HEIL | Singlezone Ducted, Centrally Ducted | 211245822 |  | HRCU-A-CB | DLCURAH24ABK | Ducted Indoor Units | FEM4X30**BL |  |  |  | 10 | 17 | 8.5 | FALSE | FALSE | TRUE | 24000 | 19100 | 2.58 | 19370 | 2.72
211245821 | 05/04/23 | Live | CARRIER | DAY & NIGHT | Singlezone Ducted, Centrally Ducted | 211245821 |  | HRCU-A-CB | DLCURAH24ABK | Ducted Indoor Units | FEM4X30**BL |  |  |  | 10 | 17 | 8.5 | FALSE | FALSE | TRUE | 24000 | 19100 | 2.58 | 19370 | 2.72
211245820 | 05/04/23 | Live | CARRIER | COMFORTMAKER | Singlezone Ducted, Centrally Ducted | 211245820 |  | HRCU-A-CB | DLCURAH24ABK | Ducted Indoor Units | FEM4X30**BL |  |  |  | 10 | 17 | 8.5 | FALSE | FALSE | TRUE | 24000 | 19100 | 2.58 | 19370 | 2.72
211245819 | 05/04/23 | Live | CARRIER | ARCOAIRE | Singlezone Ducted, Centrally Ducted | 211245819 |  | HRCU-A-CB | DLCURAH24ABK | Ducted Indoor Units | FEM4X30**BL |  |  |  | 10 | 17 | 8.5 | FALSE | FALSE | TRUE | 24000 | 19100 | 2.58 | 19370 | 2.72
211245818 | 05/04/23 | Live | CARRIER | AIRQUEST | Singlezone Ducted, Centrally Ducted | 211245818 |  | HRCU-A-CB | DLCURAH24ABK | Ducted Indoor Units | FEM4X30**BL |  |  |  | 10 | 17 | 8.5 | FALSE | FALSE | TRUE | 24000 | 19100 | 2.58 | 19370 | 2.72
211245817 | 05/04/23 | Live | CARRIER | PAYNE HEATING AND COOLING | Singlezone Ducted, Centrally Ducted | 211245817 |  | HRCU-A-CB | 38MURAQ24AB3* | Ducted Indoor Units | PF4MNP030L* |  |  |  | 10 | 17 | 8.5 | FALSE | FALSE | TRUE | 24000 | 19100 | 2.58 | 19370 | 2.72
211245816 | 05/04/23 | Live | CARRIER | PAYNE HEATING AND COOLING | Singlezone Ducted, Centrally Ducted | 211245816 |  | HRCU-A-CB | 38MURAQ24AB3* | Ducted Indoor Units | FB4CNP030L |  |  |  | 10 | 17 | 8.5 | FALSE | FALSE | TRUE | 24000 | 19100 | 2.58 | 19370 | 2.72
211245815 | 05/04/23 | Live | CARRIER | BRYANT HEATING AND COOLING SYSTEMS | Singlezone Ducted, Centrally Ducted | 211245815 |  | HRCU-A-CB | 38MURAQ24AB3* | Ducted Indoor Units | FB4CNP030L |  |  |  | 10 | 17 | 8.5 | FALSE | FALSE | TRUE | 24000 | 19100 | 2.58 | 19370 | 2.72
211245814 | 05/04/23 | Live | CARRIER | GRANDAIRE | Singlezone Ducted, Centrally Ducted | 211245814 |  | HRCU-A-CB | WDLCURAH24ABK | Ducted Indoor Units | WAHL244C* |  |  |  | 10 | 17.5 | 8.5 | FALSE | FALSE | TRUE | 23800 | 19000 | 2.58 | 19270 | 2.72
211245813 | 05/04/23 | Live | CARRIER | TEMPSTAR | Singlezone Ducted, Centrally Ducted | 211245813 |  | HRCU-A-CB | DLCURAH24ABK | Ducted Indoor Units | FEM4X24**CL |  |  |  | 10 | 17.5 | 8.5 | FALSE | FALSE | TRUE | 23800 | 19000 | 2.58 | 19270 | 2.72
211245812 | 05/04/23 | Live | CARRIER | SMART COMFORT | Singlezone Ducted, Centrally Ducted | 211245812 |  | HRCU-A-CB | DLCURAH24ABK | Ducted Indoor Units | FEM4X24**CL |  |  |  | 10 | 17.5 | 8.5 | FALSE | FALSE | TRUE | 23800 | 19000 | 2.58 | 19270 | 2.72
211245811 | 05/04/23 | Live | CARRIER | KEEPRITE | Singlezone Ducted, Centrally Ducted | 211245811 |  | HRCU-A-CB | DLCURAH24ABK | Ducted Indoor Units | FEM4X24**CL |  |  |  | 10 | 17.5 | 8.5 | FALSE | FALSE | TRUE | 23800 | 19000 | 2.58 | 19270 | 2.72
211245810 | 05/04/23 | Live | CARRIER | HEIL | Singlezone Ducted, Centrally Ducted | 211245810 |  | HRCU-A-CB | DLCURAH24ABK | Ducted Indoor Units | FEM4X24**CL |  |  |  | 10 | 17.5 | 8.5 | FALSE | FALSE | TRUE | 23800 | 19000 | 2.58 | 19270 | 2.72
211245809 | 05/04/23 | Live | CARRIER | DAY & NIGHT | Singlezone Ducted, Centrally Ducted | 211245809 |  | HRCU-A-CB | DLCURAH24ABK | Ducted Indoor Units | FEM4X24**CL |  |  |  | 10 | 17.5 | 8.5 | FALSE | FALSE | TRUE | 23800 | 19000 | 2.58 | 19270 | 2.72
211245808 | 05/04/23 | Live | CARRIER | COMFORTMAKER | Singlezone Ducted, Centrally Ducted | 211245808 |  | HRCU-A-CB | DLCURAH24ABK | Ducted Indoor Units | FEM4X24**CL |  |  |  | 10 | 17.5 | 8.5 | FALSE | FALSE | TRUE | 23800 | 19000 | 2.58 | 19270 | 2.72
211245807 | 05/04/23 | Live | CARRIER | ARCOAIRE | Singlezone Ducted, Centrally Ducted | 211245807 |  | HRCU-A-CB | DLCURAH24ABK | Ducted Indoor Units | FEM4X24**CL |  |  |  | 10 | 17.5 | 8.5 | FALSE | FALSE | TRUE | 23800 | 19000 | 2.58 | 19270 | 2.72
211245806 | 05/04/23 | Live | CARRIER | AIRQUEST | Singlezone Ducted, Centrally Ducted | 211245806 |  | HRCU-A-CB | DLCURAH24ABK | Ducted Indoor Units | FEM4X24**CL |  |  |  | 10 | 17.5 | 8.5 | FALSE | FALSE | TRUE | 23800 | 19000 | 2.58 | 19270 | 2.72
211245805 | 05/04/23 | Live | CARRIER | PAYNE HEATING AND COOLING | Singlezone Ducted, Centrally Ducted | 211245805 |  | HRCU-A-CB | 38MURAQ24AB3* | Ducted Indoor Units | PF4MNP025L* |  |  |  | 10 | 17.5 | 8.5 | FALSE | FALSE | TRUE | 23800 | 19000 | 2.58 | 19270 | 2.72
211245804 | 05/04/23 | Live | CARRIER | PAYNE HEATING AND COOLING | Singlezone Ducted, Centrally Ducted | 211245804 |  | HRCU-A-CB | 38MURAQ24AB3* | Ducted Indoor Units | FB4CNP025L |  |  |  | 10 | 17.5 | 8.5 | FALSE | FALSE | TRUE | 23800 | 19000 | 2.58 | 19270 | 2.72
211245803 | 05/04/23 | Live | CARRIER | BRYANT HEATING AND COOLING SYSTEMS | Singlezone Ducted, Centrally Ducted | 211245803 |  | HRCU-A-CB | 38MURAQ24AB3* | Ducted Indoor Units | FB4CNP025L |  |  |  | 10 | 17.5 | 8.5 | FALSE | FALSE | TRUE | 23800 | 19000 | 2.58 | 19270 | 2.72
211245802 | 05/04/23 | Live | CARRIER | GRANDAIRE | Singlezone Ducted, Centrally Ducted | 211245802 |  | HRCU-A-CB | WDLCURAH24ABK | Ducted Indoor Units | WAPL304A* |  |  |  | 10 | 17 | 8.5 | FALSE | FALSE | TRUE | 24000 | 19100 | 2.58 | 19370 | 2.72
211245801 | 05/04/23 | Live | CARRIER | TEMPSTAR | Singlezone Ducted, Centrally Ducted | 211245801 |  | HRCU-A-CB | DLCURAH24ABK | Ducted Indoor Units | FEM4P30**AL |  |  |  | 10 | 17 | 8.5 | FALSE | FALSE | TRUE | 24000 | 19100 | 2.58 | 19370 | 2.72
211245800 | 05/04/23 | Live | CARRIER | SMART COMFORT | Singlezone Ducted, Centrally Ducted | 211245800 |  | HRCU-A-CB | DLCURAH24ABK | Ducted Indoor Units | FEM4P30**AL |  |  |  | 10 | 17 | 8.5 | FALSE | FALSE | TRUE | 24000 | 19100 | 2.58 | 19370 | 2.72
211245799 | 05/04/23 | Live | CARRIER | KEEPRITE | Singlezone Ducted, Centrally Ducted | 211245799 |  | HRCU-A-CB | DLCURAH24ABK | Ducted Indoor Units | FEM4P30**AL |  |  |  | 10 | 17 | 8.5 | FALSE | FALSE | TRUE | 24000 | 19100 | 2.58 | 19370 | 2.72
211245798 | 05/04/23 | Live | CARRIER | HEIL | Singlezone Ducted, Centrally Ducted | 211245798 |  | HRCU-A-CB | DLCURAH24ABK | Ducted Indoor Units | FEM4P30**AL |  |  |  | 10 | 17 | 8.5 | FALSE | FALSE | TRUE | 24000 | 19100 | 2.58 | 19370 | 2.72
211245797 | 05/04/23 | Live | CARRIER | DAY & NIGHT | Singlezone Ducted, Centrally Ducted | 211245797 |  | HRCU-A-CB | DLCURAH24ABK | Ducted Indoor Units | FEM4P30**AL |  |  |  | 10 | 17 | 8.5 | FALSE | FALSE | TRUE | 24000 | 19100 | 2.58 | 19370 | 2.72
211245796 | 05/04/23 | Live | CARRIER | COMFORTMAKER | Singlezone Ducted, Centrally Ducted | 211245796 |  | HRCU-A-CB | DLCURAH24ABK | Ducted Indoor Units | FEM4P30**AL |  |  |  | 10 | 17 | 8.5 | FALSE | FALSE | TRUE | 24000 | 19100 | 2.58 | 19370 | 2.72
211245795 | 05/04/23 | Live | CARRIER | ARCOAIRE | Singlezone Ducted, Centrally Ducted | 211245795 |  | HRCU-A-CB | DLCURAH24ABK | Ducted Indoor Units | FEM4P30**AL |  |  |  | 10 | 17 | 8.5 | FALSE | FALSE | TRUE | 24000 | 19100 | 2.58 | 19370 | 2.72
211245794 | 05/04/23 | Live | CARRIER | AIRQUEST | Singlezone Ducted, Centrally Ducted | 211245794 |  | HRCU-A-CB | DLCURAH24ABK | Ducted Indoor Units | FEM4P30**AL |  |  |  | 10 | 17 | 8.5 | FALSE | FALSE | TRUE | 24000 | 19100 | 2.58 | 19370 | 2.72
211245793 | 05/04/23 | Live | CARRIER | PAYNE HEATING AND COOLING | Singlezone Ducted, Centrally Ducted | 211245793 |  | HRCU-A-CB | 38MURAQ24AB3* | Ducted Indoor Units | FB4CNF030L |  |  |  | 10 | 17 | 8.5 | FALSE | FALSE | TRUE | 24000 | 19100 | 2.58 | 19370 | 2.72
211245792 | 05/04/23 | Live | CARRIER | BRYANT HEATING AND COOLING SYSTEMS | Singlezone Ducted, Centrally Ducted | 211245792 |  | HRCU-A-CB | 38MURAQ24AB3* | Ducted Indoor Units | FB4CNF030L |  |  |  | 10 | 17 | 8.5 | FALSE | FALSE | TRUE | 24000 | 19100 | 2.58 | 19370 | 2.72
211245791 | 05/04/23 | Live | CARRIER | BRYANT HEATING AND COOLING SYSTEMS | Singlezone Ducted, Centrally Ducted | 211245791 |  | HRCU-A-CB | 38MURAQ24AB3* | Ducted Indoor Units | FZ4ANP036L |  |  |  | 10 | 17 | 8.5 | FALSE | FALSE | TRUE | 23600 | 19000 | 2.55 | 19270 | 2.69
204893199 | 04/26/22 | Live | Gree | GREE | Singlezone Non-Ducted, Wall Placement | 204893199 |  | HRCU-A-CB-O | GWH24QE-D3DNB2R/O | Mini-Splits | GWH24QE-D3DN***/I | 10.95 | 19 | 10 | 10.95 | 19 | 8.5 | FALSE | FALSE | FALSE | 22000 | 15000 | 2.59 | 19000 | 2.04
213372420 | 11/01/23 | Live | Samsung Electronics | SAMSUNG | Multizone Mix of Ducted and Non-Ducted | 213372420 |  | HMSV-A-CB | AJ036CXS4CH | Mixed Ducted and Non-Ducted Indoor Units |  |  |  |  | 11.7 | 20 | 9 | TRUE | TRUE | TRUE | 34000 | 21800 | 2.64 | 35600 | 1.77
213372419 | 11/01/23 | Live | Samsung Electronics | SAMSUNG | Multizone Mix of Ducted and Non-Ducted | 213372419 |  | HMSV-A-CB | AJ030CXS4CH | Mixed Ducted and Non-Ducted Indoor Units |  |  |  |  | 13.2 | 21.25 | 9.9 | TRUE | TRUE | TRUE | 28400 | 17300 | 2.79 | 28600 | 1.86
213372418 | 11/01/23 | Live | Samsung Electronics | SAMSUNG | Multizone Mix of Ducted and Non-Ducted | 213372418 |  | HMSV-A-CB | AJ024CXS4CH | Mixed Ducted and Non-Ducted Indoor Units |  |  |  |  | 14 | 21.5 | 9.9 | TRUE | TRUE | TRUE | 25000 | 15100 | 2.82 | 25000 | 1.8
213372417 | 11/01/23 | Live | Samsung Electronics | SAMSUNG | Multizone Mix of Ducted and Non-Ducted | 213372417 |  | HMSV-A-CB | AJ020CXS3CH | Mixed Ducted and Non-Ducted Indoor Units |  |  |  |  | 14.2 | 21.75 | 10 | TRUE | TRUE | TRUE | 21000 | 13300 | 2.89 | 22000 | 1.76
213411088 | 11/01/23 | Live | Hisense | HISENSE | Singlezone Ducted, Centrally Ducted | 213411088 |  | HRCU-A-C | AUWR-48U3SP |  | DC61A44-245R |  |  |  | 11.4 | 15.55 | 8.55 | TRUE | TRUE | TRUE | 42000 | 31200 | 3.22 | 39000 | 2.19
213411087 | 11/01/23 | Live | Hisense | HISENSE | Singlezone Ducted, Centrally Ducted | 213411087 |  | HRCU-A-C | AUWR-36U3SA |  | DC37A44-210L |  |  |  | 11.3 | 15.5 | 9.4 | TRUE | TRUE | TRUE | 30000 | 23000 | 2.89 | 34520 | 2.29
213433215 | 10/30/23 | Live | Midea Electric Trading | KEPLER | Singlezone Ducted, Centrally Ducted | 213433215 |  | HRCU-A-C | AZPN/C36WDUID |  | AZPN/C36WAC |  |  |  | 10 | 15.2 | 8.5 | TRUE | TRUE | TRUE | 35000 | 27000 | 2.06 | 21800 | 2
213425838 | 10/30/23 | Live | Midea Electric Trading | DIRECT AIR | Singlezone Ducted, Centrally Ducted | 213425838 |  | HRCU-A-C | DIRM-36MAGICPRO20-OU1F |  | DIRM-36MAGICPRO20-COIL |  |  |  | 10 | 15.2 | 8.5 | TRUE | TRUE | TRUE | 35000 | 27000 | 2.06 | 21800 | 2
213419198 | 10/30/23 | Live | Midea Electric Trading | BLADEX | Singlezone Ducted, Centrally Ducted | 213419198 |  | HRCU-A-C | BX30S-36HPHYHA |  | BLC-36HWAC1-UNC |  |  |  | 10 | 15.2 | 8.5 | FALSE | FALSE | TRUE | 35000 | 27000 | 2.06 | 21800 | 2
213427546 | 10/30/23 | Live | Midea Electric Trading | COMFORTSTAR | Singlezone Ducted, Centrally Ducted | 213427546 |  | HRCU-A-C | CPH36CD(O)-B |  | UACP-36C |  |  |  | 10 | 15.2 | 8.5 | TRUE | TRUE | TRUE | 35000 | 27000 | 2.06 | 21800 | 2
213427551 | 10/30/23 | Live | Midea Electric Trading | COMFORTSTAR | Singlezone Ducted, Centrally Ducted | 213427551 |  | HRCU-A-C | CPH36CD(O)-B |  | ACP-36C |  |  |  | 10 | 15.2 | 8.5 | TRUE | TRUE | TRUE | 35000 | 27000 | 2.06 | 21800 | 2
213419195 | 10/30/23 | Live | Midea Electric Trading | BLADEX | Singlezone Ducted, Centrally Ducted | 213419195 |  | HRCU-A-C | BX30S-36HPHYHA |  | BLC-36HWAC1 |  |  |  | 10 | 15.2 | 8.5 | FALSE | FALSE | TRUE | 35000 | 27000 | 2.06 | 21800 | 2
213479378 | 10/30/23 | Live | Midea Electric Trading | TEMP SHIFT | Singlezone Ducted, Centrally Ducted | 213479378 |  | HRCU-A-C | TSMOX63036HFN1M3X |  | TSMAC36HWDN1MN0 |  |  |  | 10 | 15.2 | 8.5 | FALSE | FALSE | TRUE | 35000 | 27000 | 2.06 | 21800 | 2
213492143 | 10/30/23 | Live | Midea Electric Trading | DIYCOOL | Singlezone Ducted, Centrally Ducted | 213492143 |  | HRCU-A-C | ACIQ-36-HPC |  | ACIQ-36-ACL |  |  |  | 10 | 15.2 | 8.5 | TRUE | TRUE | TRUE | 35000 | 27000 | 2.06 | 21800 | 2
213492155 | 10/30/23 | Live | Midea Electric Trading | POLARWAVE | Singlezone Ducted, Centrally Ducted | 213492155 |  | HRCU-A-C | ACIQ-36-HPC |  | ACIQ-36-ACL |  |  |  | 10 | 15.2 | 8.5 | TRUE | TRUE | TRUE | 35000 | 27000 | 2.06 | 21800 | 2
213492165 | 10/30/23 | Live | Midea Electric Trading | STEALTH | Singlezone Ducted, Centrally Ducted | 213492165 |  | HRCU-A-C | ACIQ-36-HPC |  | ACIQ-36-ACL |  |  |  | 10 | 15.2 | 8.5 | TRUE | TRUE | TRUE | 35000 | 27000 | 2.06 | 21800 | 2
213492132 | 10/30/23 | Live | Midea Electric Trading | ACIQ | Singlezone Ducted, Centrally Ducted | 213492132 |  | HRCU-A-C | ACIQ-36-HPC |  | ACIQ-36-ACL |  |  |  | 10 | 15.2 | 8.5 | TRUE | TRUE | TRUE | 35000 | 27000 | 2.06 | 21800 | 2
213492120 | 10/30/23 | Live | Midea Electric Trading | 1HVAC | Singlezone Ducted, Centrally Ducted | 213492120 |  | HRCU-A-C | ACIQ-36-HPC |  | ACIQ-36-ACL |  |  |  | 10 | 15.2 | 8.5 | TRUE | TRUE | TRUE | 35000 | 27000 | 2.06 | 21800 | 2
213386880 | 10/30/23 | Live | Midea Electric Trading | INNOVAIR | Singlezone Ducted, Centrally Ducted | 213386880 |  | HRCU-A-C | SHV36H2R20-S |  | MAC36H2124E |  |  |  | 10 | 15.2 | 8.5 | TRUE | TRUE | TRUE | 35000 | 27000 | 2.06 | 21800 | 2
213386487 | 10/30/23 | Live | Midea Electric Trading | ALSETRIA | Singlezone Ducted, Centrally Ducted | 213386487 |  | HRCU-A-C | MOX630-36HFN1-M3X |  | MAC-36HWDN1-MN0 |  |  |  | 10 | 15.2 | 8.5 | TRUE | TRUE | TRUE | 35000 | 27000 | 2.06 | 21800 | 2
213386482 | 10/30/23 | Live | Midea Electric Trading | ECO-AIR | Singlezone Ducted, Centrally Ducted | 213386482 |  | HRCU-A-C | MOX630-36HFN1-M3X |  | MAC-36HWDN1-MN0 |  |  |  | 10 | 15.2 | 8.5 | TRUE | TRUE | TRUE | 35000 | 27000 | 2.06 | 21800 | 2
213386697 | 10/30/23 | Live | Midea Electric Trading | DETTSON | Singlezone Ducted, Centrally Ducted | 213386697 |  | HRCU-A-C | EVD-36-O-S |  | MAC36H2124E |  |  |  | 10 | 15.2 | 8.5 | TRUE | TRUE | TRUE | 35000 | 27000 | 2.06 | 21800 | 2
213479416 | 10/30/23 | Live | Midea Electric Trading | CANAIR | Singlezone Ducted, Centrally Ducted | 213479416 |  | HRCU-A-C | CDH2036C22 |  | MAC-36HWDN1-MN0 |  |  |  | 10 | 15.2 | 8.5 | TRUE | TRUE | TRUE | 35000 | 27000 | 2.06 | 21800 | 2
213483771 | 10/30/23 | Live | Midea Electric Trading | MITS AIR | Singlezone Ducted, Centrally Ducted | 213483771 |  | HRCU-A-C | MOX630-36HFN1-M3X |  | MAC-36HWDN1-MN0 |  |  |  | 10 | 15.2 | 8.5 | FALSE | FALSE | TRUE | 35000 | 27000 | 2.06 | 21800 | 2
213386879 | 10/30/23 | Live | Midea Electric Trading | INNOVAIR | Singlezone Ducted, Centrally Ducted | 213386879 |  | HRCU-A-C | SHV36H2R20-S |  | MAC36H1724E |  |  |  | 10 | 15.2 | 8.5 | TRUE | TRUE | TRUE | 35000 | 27000 | 2.06 | 21800 | 2
213492118 | 10/30/23 | Live | Midea Electric Trading | 1HVAC | Singlezone Ducted, Centrally Ducted | 213492118 |  | HRCU-A-C | ACIQ-36-HPC |  | ACIQ-36-ACL-17 |  |  |  | 10 | 15.2 | 8.5 | TRUE | TRUE | TRUE | 35000 | 27000 | 2.06 | 21800 | 2
213492131 | 10/30/23 | Live | Midea Electric Trading | ACIQ | Singlezone Ducted, Centrally Ducted | 213492131 |  | HRCU-A-C | ACIQ-36-HPC |  | ACIQ-36-ACL-17 |  |  |  | 10 | 15.2 | 8.5 | TRUE | TRUE | TRUE | 35000 | 27000 | 2.06 | 21800 | 2
213492163 | 10/30/23 | Live | Midea Electric Trading | STEALTH | Singlezone Ducted, Centrally Ducted | 213492163 |  | HRCU-A-C | ACIQ-36-HPC |  | ACIQ-36-ACL-17 |  |  |  | 10 | 15.2 | 8.5 | TRUE | TRUE | TRUE | 35000 | 27000 | 2.06 | 21800 | 2
213492154 | 10/30/23 | Live | Midea Electric Trading | POLARWAVE | Singlezone Ducted, Centrally Ducted | 213492154 |  | HRCU-A-C | ACIQ-36-HPC |  | ACIQ-36-ACL-17 |  |  |  | 10 | 15.2 | 8.5 | TRUE | TRUE | TRUE | 35000 | 27000 | 2.06 | 21800 | 2
213492142 | 10/30/23 | Live | Midea Electric Trading | DIYCOOL | Singlezone Ducted, Centrally Ducted | 213492142 |  | HRCU-A-C | ACIQ-36-HPC |  | ACIQ-36-ACL-17 |  |  |  | 10 | 15.2 | 8.5 | TRUE | TRUE | TRUE | 35000 | 27000 | 2.06 | 21800 | 2
213479377 | 10/30/23 | Live | Midea Electric Trading | TEMP SHIFT | Singlezone Ducted, Centrally Ducted | 213479377 |  | HRCU-A-C | TSMOX63036HFN1M3X |  | TSMVB36B24T4N1 |  |  |  | 10 | 15.2 | 8.5 | FALSE | FALSE | TRUE | 35000 | 27000 | 2.06 | 21800 | 2
213419193 | 10/30/23 | Live | Midea Electric Trading | BLADEX | Singlezone Ducted, Centrally Ducted | 213419193 |  | HRCU-A-C | BX30S-36HPHYHA |  | BLCB-36B18AC |  |  |  | 10 | 15.2 | 8.5 | FALSE | FALSE | TRUE | 35000 | 27000 | 2.06 | 21800 | 2
213427550 | 10/30/23 | Live | Midea Electric Trading | COMFORTSTAR | Singlezone Ducted, Centrally Ducted | 213427550 |  | HRCU-A-C | CPH36CD(O)-B |  | ACP-36B |  |  |  | 10 | 15.2 | 8.5 | TRUE | TRUE | TRUE | 35000 | 27000 | 2.06 | 21800 | 2
213427548 | 10/30/23 | Live | Midea Electric Trading | COMFORTSTAR | Singlezone Ducted, Centrally Ducted | 213427548 |  | HRCU-A-C | CPH36CD(O)-B |  | UACP-36B |  |  |  | 10 | 15.2 | 8.5 | TRUE | TRUE | TRUE | 35000 | 27000 | 2.06 | 21800 | 2
213425841 | 10/30/23 | Live | Midea Electric Trading | DIRECT AIR | Singlezone Ducted, Centrally Ducted | 213425841 |  | HRCU-A-C | DIRM-36MAGICPRO20-OU1F |  | DIRM-36MAGICPRO20-175-COIL |  |  |  | 10 | 15.2 | 8.5 | TRUE | TRUE | TRUE | 35000 | 27000 | 2.06 | 21800 | 2
213419196 | 10/30/23 | Live | Midea Electric Trading | BLADEX | Singlezone Ducted, Centrally Ducted | 213419196 |  | HRCU-A-C | BX30S-36HPHYHA |  | BLCB-36B18AC-UNC |  |  |  | 10 | 15.2 | 8.5 | FALSE | FALSE | TRUE | 35000 | 27000 | 2.06 | 21800 | 2
213433214 | 10/30/23 | Live | Midea Electric Trading | KEPLER | Singlezone Ducted, Centrally Ducted | 213433214 |  | HRCU-A-C | AZPN/B36WDUID |  | AZPN/B36WACUID |  |  |  | 10 | 15.2 | 8.5 | TRUE | TRUE | TRUE | 35000 | 27000 | 2.06 | 21800 | 2
213483769 | 10/30/23 | Live | Midea Electric Trading | MITS AIR | Singlezone Ducted, Centrally Ducted | 213483769 |  | HRCU-A-C | MOX630-36HFN1-M3X |  | MVB-36B23T4N1 |  |  |  | 10 | 15.2 | 8.5 | FALSE | FALSE | TRUE | 35000 | 27000 | 2.06 | 21800 | 2
213479414 | 10/30/23 | Live | Midea Electric Trading | CANAIR | Singlezone Ducted, Centrally Ducted | 213479414 |  | HRCU-A-C | CDH2036C22 |  | MVB-36B23T4N1 |  |  |  | 10 | 15.2 | 8.5 | TRUE | TRUE | TRUE | 35000 | 27000 | 2.06 | 21800 | 2
213386696 | 10/30/23 | Live | Midea Electric Trading | DETTSON | Singlezone Ducted, Centrally Ducted | 213386696 |  | HRCU-A-C | EVD-36-O-S |  | MAC36H1724E |  |  |  | 10 | 15.2 | 8.5 | TRUE | TRUE | TRUE | 35000 | 27000 | 2.06 | 21800 | 2
213386481 | 10/30/23 | Live | Midea Electric Trading | ECO-AIR | Singlezone Ducted, Centrally Ducted | 213386481 |  | HRCU-A-C | MOX630-36HFN1-M3X |  | MVB-36B23T4N1 |  |  |  | 10 | 15.2 | 8.5 | TRUE | TRUE | TRUE | 35000 | 27000 | 2.06 | 21800 | 2
213386486 | 10/30/23 | Live | Midea Electric Trading | ALSETRIA | Singlezone Ducted, Centrally Ducted | 213386486 |  | HRCU-A-C | MOX630-36HFN1-M3X |  | MVB-36B23T4N1 |  |  |  | 10 | 15.2 | 8.5 | TRUE | TRUE | TRUE | 35000 | 27000 | 2.06 | 21800 | 2
212396497 | 05/26/23 | Live | Midea Electric Trading | PANASONIC | Singlezone Ducted, Centrally Ducted | 212396497 |  | HRCU-A-CB | CU-HE55YAHK6 |  | CS-HE60YAHK6 | 9 | 16.4 | 10.5 | 8.8 | 15.3 | 9.4 | TRUE | TRUE | FALSE | 55000 | 42000 | 2.6 | 52500 | 2.3
212396506 | 05/26/23 | Live | Midea Electric Trading | PANASONIC | Singlezone Ducted, Centrally Ducted | 212396506 |  | HRCU-A-C | CU-HE30YAHK6 |  | CS-HE30YAC6 | 10.7 | 14.2 | 9.5 | 10.5 | 15.5 | 9.7 | TRUE | TRUE | TRUE | 30000 | 22600 | 2.62 | 26000 | 2.28
213160450 | 07/30/23 | Live | Midea Electric Trading | PANASONIC | Singlezone Ducted, Centrally Ducted | 213160450 |  | HRCU-A-C | CU-HE18YAHK6 |  | CS-HE24YAC6* | 11.6 | 15.6 | 8.8 | 11.7 | 16.1 | 9.5 | TRUE | TRUE | TRUE | 18000 | 14700 | 2.6 | 17400 | 2.42
213082093 | 09/06/23 | Live | Midea Electric Trading | PANASONIC | Singlezone Ducted, Centrally Ducted | 213082093 |  | HRCU-A-C | CU-HE18YAHK6 |  | CS-HE24YAC6 | 11.6 | 15.6 | 8.8 | 11.7 | 16.1 | 9.5 | TRUE | TRUE | TRUE | 18000 | 14700 | 2.6 | 17400 | 2.42
212396499 | 05/26/23 | Live | Midea Electric Trading | PANASONIC | Singlezone Ducted, Centrally Ducted | 212396499 |  | HRCU-A-C | CU-E24YAHK6 |  | CS-HE24YAC6 | 10.3 | 15 | 10 | 10 | 15.7 | 9.8 | TRUE | TRUE | TRUE | 24000 | 22000 | 2.5 | 23600 | 2.14
212396496 | 05/26/23 | Live | Midea Electric Trading | PANASONIC | Singlezone Ducted, Centrally Ducted | 212396496 |  | HRCU-A-CB | CU-HE48YAHK6 |  | CS-HE48YAHK6 | 8.5 | 16 | 10 | 8.2 | 15.6 | 9.4 | TRUE | TRUE | FALSE | 47000 | 36000 | 2.36 | 48000 | 2.05
212396493 | 05/26/23 | Live | Midea Electric Trading | PANASONIC | Singlezone Ducted, Centrally Ducted | 212396493 |  | HRCU-A-CB | CU-HE24YAHK6 |  | CS-HE24YAHK6 | 12.5 | 20 | 12 | 11.7 | 17.4 | 10 | TRUE | TRUE | TRUE | 24000 | 19200 | 2.5 | 26400 | 2.14
212396492 | 05/26/23 | Live | Midea Electric Trading | PANASONIC | Singlezone Ducted, Centrally Ducted | 212396492 |  | HRCU-A-CB | CU-HE18YAHK6 |  | CS-HE18YAHK6 | 12.5 | 20 | 11 | 12.4 | 18 | 9.3 | TRUE | TRUE | TRUE | 18000 | 13500 | 2.6 | 21000 | 2.21
213215702 | 09/06/23 | Live | Midea Electric Trading | INNOVAIR | Singlezone Ducted, Centrally Ducted | 213215702 |  | HRCU-A-C | SEV18H2R19 |  | MAC24H1718E | 10 | 14.3 | 9.3 | 10.2 | 15.2 | 8.6 | FALSE | FALSE | TRUE | 18000 | 13000 | 2.59 | 14000 | 2.21
213062293 | 07/26/23 | Live | Midea Electric Trading | KEPLER | Singlezone Ducted, Centrally Ducted | 213062293 |  | HRCU-A-C | AZPNS/18ROD |  | AZPN/B24WAC | 10 | 14.3 | 9.3 | 10.2 | 15.2 | 8.6 | FALSE | FALSE | TRUE | 18000 | 13000 | 2.59 | 14000 | 2.21
213160455 | 07/30/23 | Live | Midea Electric Trading | ATK | Singlezone Ducted, Centrally Ducted | 213160455 |  | HRCU-A-C | ACI-SDAUO18SHP |  | ACI-SDAUI18VHE | 10 | 14.3 | 9.3 | 10.2 | 15.2 | 8.6 | FALSE | FALSE | TRUE | 18000 | 13000 | 2.59 | 14000 | 2.21
212925574 | 07/26/23 | Live | Midea Electric Trading | TEMP SHIFT | Singlezone Ducted, Centrally Ducted | 212925574 |  | HRCU-A-C | TSMOX330U18HFN1MR0 |  | TSMAC24HWDN1MN0 | 10 | 14.3 | 9.3 | 10.2 | 15.2 | 8.6 | FALSE | FALSE | TRUE | 18000 | 13000 | 2.59 | 14000 | 2.21
212916823 | 07/26/23 | Live | Midea Electric Trading | BLADEX | Singlezone Ducted, Centrally Ducted | 212916823 |  | HRCU-A-C | BX18-HP15ECO |  | BLC-24HWAC1-UNC | 10 | 14.3 | 9.3 | 10.2 | 15.2 | 8.6 | FALSE | FALSE | TRUE | 18000 | 13000 | 2.59 | 14000 | 2.21
212528003 | 05/26/23 | Live | Midea Electric Trading | BLADEX | Singlezone Ducted, Centrally Ducted | 212528003 |  | HRCU-A-C | BX18-HP15ECO |  | BLC-24HWAC1 | 10 | 14.3 | 9.3 | 10.2 | 15.2 | 8.6 | FALSE | FALSE | TRUE | 18000 | 13000 | 2.59 | 14000 | 2.21
212394349 | 05/01/23 | Live | Midea Electric Trading | STEALTH | Singlezone Ducted, Centrally Ducted | 212394349 |  | HRCU-A-C | ACIQ-18-EHPB |  | ACIQ-18-ACL | 10 | 14.3 | 9.3 | 10.2 | 15.2 | 8.6 | FALSE | FALSE | TRUE | 18000 | 13000 | 2.59 | 14000 | 2.21
212394338 | 05/01/23 | Live | Midea Electric Trading | POLARWAVE | Singlezone Ducted, Centrally Ducted | 212394338 |  | HRCU-A-C | ACIQ-18-EHPB |  | ACIQ-18-ACL | 10 | 14.3 | 9.3 | 10.2 | 15.2 | 8.6 | FALSE | FALSE | TRUE | 18000 | 13000 | 2.59 | 14000 | 2.21
212331379 | 04/26/23 | Live | Midea Electric Trading | LBG PRODUCTS | Singlezone Ducted, Centrally Ducted | 212331379 |  | HRCU-A-C | LCHB18DO |  | LCHB24DA | 10 | 14.3 | 9.3 | 10.2 | 15.2 | 8.6 | FALSE | FALSE | TRUE | 18000 | 13000 | 2.59 | 14000 | 2.21
209270313 | 04/26/23 | Live | Midea Electric Trading | ECO-AIR | Singlezone Ducted, Centrally Ducted | 209270313 |  | HRCU-A-C | MOX330-18HFN1-MR0 |  | MAC-24HWDN1-MN0 | 10 | 14.3 | 9.3 | 10.2 | 15.2 | 8.6 | FALSE | FALSE | TRUE | 18000 | 13000 | 2.59 | 14000 | 2.21
209550327 | 04/26/23 | Live | Midea Electric Trading | CANAIR | Singlezone Ducted, Centrally Ducted | 209550327 |  | HRCU-A-C | MOX330-18HFN1-MR0 |  | MAC-24HWDN1-MN0 | 10 | 14.3 | 9.3 | 10.2 | 15.2 | 8.6 | FALSE | FALSE | TRUE | 18000 | 13000 | 2.59 | 14000 | 2.21
212394305 | 05/01/23 | Live | Midea Electric Trading | 1HVAC | Singlezone Ducted, Centrally Ducted | 212394305 |  | HRCU-A-C | ACIQ-18-EHPB |  | ACIQ-18-ACL | 10 | 14.3 | 9.3 | 10.2 | 15.2 | 8.6 | FALSE | FALSE | TRUE | 18000 | 13000 | 2.59 | 14000 | 2.21
212394327 | 05/01/23 | Live | Midea Electric Trading | DIYCOOL | Singlezone Ducted, Centrally Ducted | 212394327 |  | HRCU-A-C | ACIQ-18-EHPB |  | ACIQ-18-ACL | 10 | 14.3 | 9.3 | 10.2 | 15.2 | 8.6 | FALSE | FALSE | TRUE | 18000 | 13000 | 2.59 | 14000 | 2.21
212394316 | 05/01/23 | Live | Midea Electric Trading | ACIQ | Singlezone Ducted, Centrally Ducted | 212394316 |  | HRCU-A-C | ACIQ-18-EHPB |  | ACIQ-18-ACL | 10 | 14.3 | 9.3 | 10.2 | 15.2 | 8.6 | FALSE | FALSE | TRUE | 18000 | 13000 | 2.59 | 14000 | 2.21
211911371 | 04/26/23 | Live | Midea Electric Trading | MITS AIR | Singlezone Ducted, Centrally Ducted | 211911371 |  | HRCU-A-C | MOX330-18HFN1-MR0 |  | MAC-24HWDN1-MN0 | 10 | 14.3 | 9.3 | 10.2 | 15.2 | 8.6 | FALSE | FALSE | TRUE | 18000 | 13000 | 2.59 | 14000 | 2.21
212104222 | 04/26/23 | Live | Midea Electric Trading | MITS AIR | Singlezone Ducted, Centrally Ducted | 212104222 |  | HRCU-A-C | MOX330U-18HFN1-MR0 |  | MAC-24HWDN1-MN0 | 10 | 14.3 | 9.3 | 10.2 | 15.2 | 8.6 | FALSE | FALSE | TRUE | 18000 | 13000 | 2.59 | 14000 | 2.21
212331389 | 05/26/23 | Live | Midea Electric Trading | LBG PRODUCTS | Singlezone Ducted, Centrally Ducted | 212331389 |  | HRCU-A-C | LCUHB24DO |  | LCHB24DA | 11 | 16 | 9.5 | 10.7 | 16.5 | 9.5 | TRUE | TRUE | TRUE | 24000 | 21000 | 2.58 | 23000 | 2.28
212101621 | 05/26/23 | Live | Midea Electric Trading | DIRECT AIR | Singlezone Ducted, Centrally Ducted | 212101621 |  | HRCU-A-C | DIRM-18MAGICPRO20-OU |  | DIRM-24MAGICPRO20-COIL | 11.6 | 15.6 | 8.8 | 11.7 | 16.1 | 9.5 | TRUE | TRUE | TRUE | 18000 | 14700 | 2.6 | 17400 | 2.42
212331388 | 05/26/23 | Live | Midea Electric Trading | LBG PRODUCTS | Singlezone Ducted, Centrally Ducted | 212331388 |  | HRCU-A-C | LCUHB18DO |  | LCHB24DA | 11.6 | 15.6 | 8.8 | 11.7 | 16.1 | 9.5 | TRUE | TRUE | TRUE | 18000 | 14700 | 2.6 | 17400 | 2.42
212367432 | 05/26/23 | Live | Midea Electric Trading | BLADEX | Singlezone Ducted, Centrally Ducted | 212367432 |  | HRCU-A-C | BX30U-18HPHYHA |  | BLC-24HWAC1 | 11.6 | 15.6 | 8.8 | 11.7 | 16.1 | 9.5 | FALSE | FALSE | TRUE | 18000 | 14700 | 2.6 | 17400 | 2.42
212365456 | 07/13/23 | Live | Midea Electric Trading | CUSTOM COMFORT | Singlezone Ducted, Centrally Ducted | 212365456 |  | HRCU-A-C | CCOXHA24V18HP |  | CCOACC1824B | 11.6 | 15.6 | 8.8 | 11.7 | 16.1 | 9.5 | TRUE | TRUE | TRUE | 18000 | 14700 | 2.6 | 17400 | 2.42
212386850 | 05/26/23 | Live | Midea Electric Trading | ATK | Singlezone Ducted, Centrally Ducted | 212386850 |  | HRCU-A-C | ACI-AUO18SHP-M |  | ACI-BCO24CP17 | 11.6 | 15.6 | 8.8 | 11.7 | 16.1 | 9.5 | FALSE | FALSE | TRUE | 18000 | 14700 | 2.6 | 17400 | 2.42
212394333 | 05/26/23 | Live | Midea Electric Trading | DIYCOOL | Singlezone Ducted, Centrally Ducted | 212394333 |  | HRCU-A-C | ACIQ-18-HPB |  | ACIQ-18-ACL | 11.6 | 15.6 | 8.8 | 11.7 | 16.1 | 9.5 | TRUE | TRUE | TRUE | 18000 | 14700 | 2.6 | 17400 | 2.42
212394344 | 05/26/23 | Live | Midea Electric Trading | POLARWAVE | Singlezone Ducted, Centrally Ducted | 212394344 |  | HRCU-A-C | ACIQ-18-HPB |  | ACIQ-18-ACL | 11.6 | 15.6 | 8.8 | 11.7 | 16.1 | 9.5 | TRUE | TRUE | TRUE | 18000 | 14700 | 2.6 | 17400 | 2.42
212546248 | 07/26/23 | Live | Midea Electric Trading | iFLOW | Singlezone Ducted, Centrally Ducted | 212546248 |  | HRCU-A-C | 70HPIC18A |  | 70C1824BA | 11.6 | 15.6 | 8.8 | 11.7 | 16.1 | 9.5 | FALSE | FALSE | TRUE | 18000 | 14700 | 2.6 | 17400 | 2.42
212394355 | 05/26/23 | Live | Midea Electric Trading | STEALTH | Singlezone Ducted, Centrally Ducted | 212394355 |  | HRCU-A-C | ACIQ-18-HPB |  | ACIQ-18-ACL | 11.6 | 15.6 | 8.8 | 11.7 | 16.1 | 9.5 | TRUE | TRUE | TRUE | 18000 | 14700 | 2.6 | 17400 | 2.42
213062281 | 07/26/23 | Live | Midea Electric Trading | KEPLER | Singlezone Ducted, Centrally Ducted | 213062281 |  | HRCU-A-C | AZPN/18WD |  | AZPN/B24WAC | 11.6 | 15.6 | 8.8 | 11.7 | 16.1 | 9.5 | TRUE | TRUE | TRUE | 18000 | 14700 | 2.6 | 17400 | 2.42
212916825 | 07/26/23 | Live | Midea Electric Trading | BLADEX | Singlezone Ducted, Centrally Ducted | 212916825 |  | HRCU-A-C | BX30U-18HPHYHA |  | BLC-24HWAC1-UNC | 11.6 | 15.6 | 8.8 | 11.7 | 16.1 | 9.5 | FALSE | FALSE | TRUE | 18000 | 14700 | 2.6 | 17400 | 2.42
212925580 | 07/26/23 | Live | Midea Electric Trading | TEMP SHIFT | Singlezone Ducted, Centrally Ducted | 212925580 |  | HRCU-A-C | TSMOX430U18HFN1M |  | TSMAC24HWDN1MN0 | 11.6 | 15.6 | 8.8 | 11.7 | 16.1 | 9.5 | FALSE | FALSE | TRUE | 18000 | 14700 | 2.6 | 17400 | 2.42
213160472 | 07/30/23 | Live | Midea Electric Trading | INNOVAIR | Singlezone Ducted, Centrally Ducted | 213160472 |  | HRCU-A-C | SHV18H2R20 |  | MAC24H1718E | 11.6 | 15.6 | 8.8 | 11.7 | 16.1 | 9.5 | TRUE | TRUE | TRUE | 18000 | 14700 | 2.6 | 17400 | 2.42
213160479 | 07/30/23 | Live | Midea Electric Trading | DETTSON | Singlezone Ducted, Centrally Ducted | 213160479 |  | HRCU-A-C | EVD-18-O |  | MAC24H1718E | 11.6 | 15.6 | 8.8 | 11.7 | 16.1 | 9.5 | TRUE | TRUE | TRUE | 18000 | 14700 | 2.6 | 17400 | 2.42
213081448 | 07/26/23 | Live | Midea Electric Trading | ELIOS | Singlezone Ducted, Centrally Ducted | 213081448 |  | HRCU-A-C | DEA18HOS20230E7 |  | CUB24HAC20BWT7A | 11.6 | 15.6 | 8.8 | 11.7 | 16.1 | 9.5 | TRUE | TRUE | TRUE | 18000 | 14700 | 2.6 | 17400 | 2.42
212940799 | 07/30/23 | Live | Midea Electric Trading | CENTURY | Singlezone Ducted, Centrally Ducted | 212940799 |  | HRCU-A-C | A-VCD18SA-1 |  | MCD18/24B1A | 11.6 | 15.6 | 8.8 | 11.7 | 16.1 | 9.5 | TRUE | TRUE | TRUE | 18000 | 14700 | 2.6 | 17400 | 2.42
212361758 | 05/26/23 | Live | Midea Electric Trading | MOOVAIR | Singlezone Ducted, Centrally Ducted | 212361758 |  | HRCU-A-C | DMA18HOS20230E7 |  | CUB24HAC20BWT7A | 11.6 | 15.6 | 8.8 | 11.7 | 16.1 | 9.5 | TRUE | TRUE | TRUE | 18000 | 14700 | 2.6 | 17400 | 2.42
211911380 | 05/26/23 | Live | Midea Electric Trading | MITS AIR | Singlezone Ducted, Centrally Ducted | 211911380 |  | HRCU-A-C | MOX430U-18HFN1-M |  | MAC-24HWDN1-MN0 | 11.6 | 15.6 | 8.8 | 11.7 | 16.1 | 9.5 | FALSE | FALSE | TRUE | 18000 | 14700 | 2.6 | 17400 | 2.42
211644141 | 05/26/23 | Live | Midea Electric Trading | CANAIR | Singlezone Ducted, Centrally Ducted | 211644141 |  | HRCU-A-C | CDH2018C21 |  | MAC-24HWDN1-MN0 | 11.6 | 15.6 | 8.8 | 11.7 | 16.1 | 9.5 | TRUE | TRUE | TRUE | 18000 | 14700 | 2.6 | 17400 | 2.42
212394311 | 05/26/23 | Live | Midea Electric Trading | 1HVAC | Singlezone Ducted, Centrally Ducted | 212394311 |  | HRCU-A-C | ACIQ-18-HPB |  | ACIQ-18-ACL | 11.6 | 15.6 | 8.8 | 11.7 | 16.1 | 9.5 | TRUE | TRUE | TRUE | 18000 | 14700 | 2.6 | 17400 | 2.42
212394322 | 05/26/23 | Live | Midea Electric Trading | ACIQ | Singlezone Ducted, Centrally Ducted | 212394322 |  | HRCU-A-C | ACIQ-18-HPB |  | ACIQ-18-ACL | 11.6 | 15.6 | 8.8 | 11.7 | 16.1 | 9.5 | TRUE | TRUE | TRUE | 18000 | 14700 | 2.6 | 17400 | 2.42
210568230 | 05/26/23 | Live | Midea Electric Trading | COMFORT-AIRE | Singlezone Ducted, Centrally Ducted | 210568230 |  | HRCU-A-C | A-VCD18SA-1 |  | MCD18/24B1A | 11.6 | 15.6 | 8.8 | 11.7 | 16.1 | 9.5 | TRUE | TRUE | TRUE | 18000 | 14700 | 2.6 | 17400 | 2.42
209270319 | 05/26/23 | Live | Midea Electric Trading | ECO-AIR | Singlezone Ducted, Centrally Ducted | 209270319 |  | HRCU-A-C | MOX430U-18HFN1-M |  | MAC-24HWDN1-MN0 | 11.6 | 15.6 | 8.8 | 11.7 | 16.1 | 9.5 | TRUE | TRUE | TRUE | 18000 | 14700 | 2.6 | 17400 | 2.42
209550333 | 05/26/23 | Live | Midea Electric Trading | CANAIR | Singlezone Ducted, Centrally Ducted | 209550333 |  | HRCU-A-C | MOX430U-18HFN1-M |  | MAC-24HWDN1-MN0 | 11.6 | 15.6 | 8.8 | 11.7 | 16.1 | 9.5 | TRUE | TRUE | TRUE | 18000 | 14700 | 2.6 | 17400 | 2.42
213160467 | 07/30/23 | Live | Midea Electric Trading | INNOVAIR | Singlezone Ducted, Centrally Ducted | 213160467 |  | HRCU-A-C | SEV24H2R19 |  | MAC24H1718E | 10.3 | 15 | 10 | 10 | 15.7 | 9.8 | TRUE | TRUE | TRUE | 24000 | 22000 | 2.5 | 23600 | 2.14
213160459 | 07/30/23 | Live | Midea Electric Trading | ATK | Singlezone Ducted, Centrally Ducted | 213160459 |  | HRCU-A-C | ACI-SDAUO24SHP |  | ACI-SDAUI24VHE | 10.3 | 15 | 10 | 10 | 15.7 | 9.8 | FALSE | FALSE | TRUE | 24000 | 22000 | 2.5 | 23600 | 2.14
212925575 | 07/26/23 | Live | Midea Electric Trading | TEMP SHIFT | Singlezone Ducted, Centrally Ducted | 212925575 |  | HRCU-A-C | TSMOX430U24HFN1MR0 |  | TSMAC24HWDN1MN0 | 10.3 | 15 | 10 | 10 | 15.7 | 9.8 | FALSE | FALSE | TRUE | 24000 | 22000 | 2.5 | 23600 | 2.14
212916824 | 07/26/23 | Live | Midea Electric Trading | BLADEX | Singlezone Ducted, Centrally Ducted | 212916824 |  | HRCU-A-C | BX24-HP15ECO |  | BLC-24HWAC1-UNC | 10.3 | 15 | 10 | 10 | 15.7 | 9.8 | FALSE | FALSE | TRUE | 24000 | 22000 | 2.5 | 23600 | 2.14
213062294 | 07/26/23 | Live | Midea Electric Trading | KEPLER | Singlezone Ducted, Centrally Ducted | 213062294 |  | HRCU-A-C | AZPNS/24ROD |  | AZPN/B24WAC | 10.3 | 15 | 10 | 10 | 15.7 | 9.8 | TRUE | TRUE | TRUE | 24000 | 22000 | 2.5 | 23600 | 2.14
212394339 | 05/01/23 | Live | Midea Electric Trading | POLARWAVE | Singlezone Ducted, Centrally Ducted | 212394339 |  | HRCU-A-C | ACIQ-24-EHPB |  | ACIQ-24-ACL | 10.3 | 15 | 10 | 10 | 15.7 | 9.8 | TRUE | TRUE | TRUE | 24000 | 22000 | 2.5 | 23600 | 2.14
212528004 | 05/26/23 | Live | Midea Electric Trading | BLADEX | Singlezone Ducted, Centrally Ducted | 212528004 |  | HRCU-A-C | BX24-HP15ECO |  | BLC-24HWAC1 | 10.3 | 15 | 10 | 10 | 15.7 | 9.8 | FALSE | FALSE | TRUE | 24000 | 22000 | 2.5 | 23600 | 2.14
212394350 | 05/01/23 | Live | Midea Electric Trading | STEALTH | Singlezone Ducted, Centrally Ducted | 212394350 |  | HRCU-A-C | ACIQ-24-EHPB |  | ACIQ-24-ACL | 10.3 | 15 | 10 | 10 | 15.7 | 9.8 | TRUE | TRUE | TRUE | 24000 | 22000 | 2.5 | 23600 | 2.14
212331381 | 05/26/23 | Live | Midea Electric Trading | LBG PRODUCTS | Singlezone Ducted, Centrally Ducted | 212331381 |  | HRCU-A-C | LCHB24DO |  | LCHB24DA | 10.3 | 15 | 10 | 10 | 15.7 | 9.8 | TRUE | TRUE | TRUE | 24000 | 22000 | 2.5 | 23600 | 2.14
209550328 | 05/26/23 | Live | Midea Electric Trading | CANAIR | Singlezone Ducted, Centrally Ducted | 209550328 |  | HRCU-A-C | MOX430-24HFN1-MR0 |  | MAC-24HWDN1-MN0 | 10.3 | 15 | 10 | 10 | 15.7 | 9.8 | TRUE | TRUE | TRUE | 24000 | 22000 | 2.5 | 23600 | 2.14
209270314 | 04/26/23 | Live | Midea Electric Trading | ECO-AIR | Singlezone Ducted, Centrally Ducted | 209270314 |  | HRCU-A-C | MOX430U-24HFN1-MR0 |  | MAC-24HWDN1-MN0 | 10.3 | 15 | 10 | 10 | 15.7 | 9.8 | TRUE | TRUE | TRUE | 24000 | 22000 | 2.5 | 23600 | 2.14
212394328 | 05/01/23 | Live | Midea Electric Trading | DIYCOOL | Singlezone Ducted, Centrally Ducted | 212394328 |  | HRCU-A-C | ACIQ-24-EHPB |  | ACIQ-24-ACL | 10.3 | 15 | 10 | 10 | 15.7 | 9.8 | TRUE | TRUE | TRUE | 24000 | 22000 | 2.5 | 23600 | 2.14
212394317 | 05/01/23 | Live | Midea Electric Trading | ACIQ | Singlezone Ducted, Centrally Ducted | 212394317 |  | HRCU-A-C | ACIQ-24-EHPB |  | ACIQ-24-ACL | 10.3 | 15 | 10 | 10 | 15.7 | 9.8 | TRUE | TRUE | TRUE | 24000 | 22000 | 2.5 | 23600 | 2.14
212394306 | 05/01/23 | Live | Midea Electric Trading | 1HVAC | Singlezone Ducted, Centrally Ducted | 212394306 |  | HRCU-A-C | ACIQ-24-EHPB |  | ACIQ-24-ACL | 10.3 | 15 | 10 | 10 | 15.7 | 9.8 | TRUE | TRUE | TRUE | 24000 | 22000 | 2.5 | 23600 | 2.14
212104225 | 04/26/23 | Live | Midea Electric Trading | MITS AIR | Singlezone Ducted, Centrally Ducted | 212104225 |  | HRCU-A-C | MOX430U-24HFN1-MR0 |  | MAC-24HWDN1-MN0 | 10.3 | 15 | 10 | 10 | 15.7 | 9.8 | FALSE | FALSE | TRUE | 24000 | 22000 | 2.5 | 23600 | 2.14
211911372 | 04/26/23 | Live | Midea Electric Trading | MITS AIR | Singlezone Ducted, Centrally Ducted | 211911372 |  | HRCU-A-C | MOX430-24HFN1-MR0 |  | MAC-24HWDN1-MN0 | 10.3 | 15 | 10 | 10 | 15.7 | 9.8 | FALSE | FALSE | TRUE | 24000 | 22000 | 2.5 | 23600 | 2.14
211273247 | 04/26/23 | Live | Midea Electric Trading | JOURNEY COMFORT | Singlezone Ducted, Centrally Ducted | 211273247 |  | HRCU-A-CB | RGV18ODU60 |  | RGV18AHU60 | 10.3 | 18 | 9.2 | 8.8 | 14.9 | 8.5 | FALSE | FALSE | FALSE | 57000 | 37000 | 2.4 | 39000 | 2.2
211793553 | 07/13/23 | Live | Midea Electric Trading | KADEN | Singlezone Ducted, Centrally Ducted | 211793553 |  | HRCU-A-CB | KO-UUS60HP-2AAMA |  | KI-UUS60AHU-2AAMA | 10.3 | 18 | 9.2 | 8.8 | 14.9 | 8.5 | FALSE | FALSE | FALSE | 57000 | 37000 | 2.4 | 39000 | 2.2
208136305 | 04/26/23 | Live | Midea Electric Trading | LBG PRODUCTS | Singlezone Ducted, Centrally Ducted | 208136305 |  | HRCU-A-CB | LCHB60DO |  | LCHB60DHNI | 10.3 | 18 | 9.2 | 8.8 | 14.9 | 8.5 | FALSE | FALSE | FALSE | 57000 | 37000 | 2.4 | 39000 | 2.2
208142957 | 04/26/23 | Live | Midea Electric Trading | COMFORTSTAR | Singlezone Ducted, Centrally Ducted | 208142957 |  | HRCU-A-CB | CPR60CD(O) |  | AHU60-SG2 | 10.3 | 18 | 9.2 | 8.8 | 14.9 | 8.5 | FALSE | FALSE | FALSE | 57000 | 37000 | 2.4 | 39000 | 2.2
209270312 | 04/26/23 | Live | Midea Electric Trading | APOODR | Singlezone Ducted, Centrally Ducted | 209270312 |  | HRCU-A-CB | AHU19-60HN1-MR |  | AHU19-60HN1-M | 10.3 | 18 | 9.2 | 8.8 | 14.9 | 8.5 | FALSE | FALSE | FALSE | 57000 | 37000 | 2.4 | 39000 | 2.2
208284013 | 04/26/23 | Live | Midea Electric Trading | TRUST AIR CONDITIONERS | Singlezone Ducted, Centrally Ducted | 208284013 |  | HRCU-A-CB | AH60H/O44P |  | AH60H/I44P | 10.3 | 18 | 9.2 | 8.8 | 14.9 | 8.5 | FALSE | FALSE | FALSE | 57000 | 37000 | 2.4 | 39000 | 2.2
209847225 | 04/26/23 | Live | Midea Electric Trading | CTMORLEY | Singlezone Ducted, Centrally Ducted | 209847225 |  | HRCU-A-CB | MOU-A60V-4 |  | MIU-A60V-4 | 10.3 | 18 | 9.2 | 8.8 | 14.9 | 8.5 | FALSE | FALSE | FALSE | 57000 | 37000 | 2.4 | 39000 | 2.2
208106863 | 04/26/23 | Live | Midea Electric Trading | INNOVAIR | Singlezone Ducted, Centrally Ducted | 208106863 |  | HRCU-A-CB | SEV60H2R19 |  | DEV60H2R19 | 10.3 | 18 | 9.2 | 8.8 | 14.9 | 8.5 | FALSE | FALSE | FALSE | 57000 | 37000 | 2.4 | 39000 | 2.2
212920489 | 07/30/23 | Live | Midea Electric Trading | ORIENT CARE | Singlezone Ducted, Centrally Ducted | 212920489 |  | HRCU-A-CB | OUR60M410 |  | OAH60MR | 10.3 | 18 | 9.2 | 8.8 | 14.9 | 8.5 | FALSE | FALSE | FALSE | 57000 | 37000 | 2.4 | 39000 | 2.2
212941774 | 09/06/23 | Live | Midea Electric Trading | NUTECH | Singlezone Ducted, Centrally Ducted | 212941774 |  | HRCU-A-CB | NOE30U-60HFN1-MR0 |  | NVC-60HWFN1 | 10.3 | 18 | 9.2 | 8.8 | 14.9 | 8.5 | FALSE | FALSE | FALSE | 57000 | 37000 | 2.4 | 39000 | 2.2
213062304 | 07/26/23 | Live | Midea Electric Trading | KEPLER | Singlezone Ducted, Centrally Ducted | 213062304 |  | HRCU-A-CB | AZPNS/60ROD |  | AZPN/60WAH | 10.3 | 18 | 9.2 | 8.8 | 14.9 | 8.5 | FALSE | FALSE | FALSE | 57000 | 37000 | 2.4 | 39000 | 2.2
212925591 | 07/26/23 | Live | Midea Electric Trading | TEMP SHIFT | Singlezone Ducted, Centrally Ducted | 212925591 |  | HRCU-A-CB | TSMOE30U60HFN1MR0 |  | TSMVC60HWFN1M | 10.3 | 18 | 9.2 | 8.8 | 14.9 | 8.5 | FALSE | FALSE | FALSE | 57000 | 37000 | 2.4 | 39000 | 2.2
211726532 | 04/26/23 | Live | Midea Electric Trading | STAR AIR KONTROL | Singlezone Ducted, Centrally Ducted | 211726532 |  | HRCU-A-CB | SAK-60ADN2-M18M |  | SAK-60WN1-M18 | 10.3 | 18 | 9.2 | 8.8 | 14.9 | 8.5 | FALSE | FALSE | FALSE | 57000 | 37000 | 2.4 | 39000 | 2.2
212920477 | 07/26/23 | Live | Midea Electric Trading | MULTI MFG | Singlezone Ducted, Centrally Ducted | 212920477 |  | HRCU-A-CB | HES-60HD-B |  | 60MPHP0-M-A | 10.3 | 18 | 9.2 | 8.8 | 14.9 | 8.5 | FALSE | FALSE | FALSE | 57000 | 37000 | 2.4 | 39000 | 2.2
212396491 | 05/26/23 | Live | Midea Electric Trading | PANASONIC | Singlezone Ducted, Centrally Ducted | 212396491 |  | HRCU-A-CB | CU-E60YAHK6 |  | CS-HE60YAHK6 | 10.3 | 18 | 9.2 | 8.8 | 14.9 | 8.5 | FALSE | FALSE | FALSE | 57000 | 37000 | 2.4 | 39000 | 2.2
209862199 | 04/26/23 | Live | Midea Electric Trading | THERMOCORE SYSTEMS | Singlezone Ducted, Centrally Ducted | 209862199 |  | HRCU-A-CB | T3D16S-H260-AHU-C |  | T3D16S-H260-AHU | 10.3 | 18 | 9.2 | 8.8 | 14.9 | 8.5 | FALSE | FALSE | FALSE | 57000 | 37000 | 2.4 | 39000 | 2.2
209748112 | 04/26/23 | Live | Midea Electric Trading | AC PRO.COM | Singlezone Ducted, Centrally Ducted | 209748112 |  | HRCU-A-CB | AOE30U-60HFN1-MR0 |  | AVC-60HWFN1-M | 10.3 | 18 | 9.2 | 8.8 | 14.9 | 8.5 | FALSE | FALSE | FALSE | 57000 | 37000 | 2.4 | 39000 | 2.2
211126505 | 04/26/23 | Live | Midea Electric Trading | THERMAL ZONE | Singlezone Ducted, Centrally Ducted | 211126505 |  | HRCU-A-CB | TZPLV602AA |  | TZHVLE6024JA | 10.3 | 18 | 9.2 | 8.8 | 14.9 | 8.5 | FALSE | FALSE | FALSE | 57000 | 37000 | 2.4 | 39000 | 2.2
208101260 | 10/27/22 | Live | Midea Electric Trading | AURORA | Singlezone Ducted, Centrally Ducted | 208101260 |  | HRCU-A-CB | AU-LCU60-2A-O |  | AU-LCU60-2A-I | 10.3 | 18 | 9.2 | 8.8 | 14.9 | 8.5 | FALSE | FALSE | FALSE | 57000 | 37000 | 2.4 | 39000 | 2.2
208101228 | 04/26/23 | Live | Midea Electric Trading | CANAIR | Singlezone Ducted, Centrally Ducted | 208101228 |  | HRCU-A-CB | CDH2060C21 |  | CDH2060F21 | 10.3 | 18 | 9.2 | 8.8 | 14.9 | 8.5 | FALSE | FALSE | FALSE | 57000 | 37000 | 2.4 | 39000 | 2.2
208080667 | 04/26/23 | Live | Midea Electric Trading | MOOVAIR | Singlezone Ducted, Centrally Ducted | 208080667 |  | HRCU-A-CB | DMA60HOS19230E7 |  | FMA60HIAHUU230X7 | 10.3 | 18 | 9.2 | 8.8 | 14.9 | 8.5 | FALSE | FALSE | FALSE | 57000 | 37000 | 2.4 | 39000 | 2.2
208130390 | 04/26/23 | Live | Midea Electric Trading | ALSETRIA | Singlezone Ducted, Centrally Ducted | 208130390 |  | HRCU-A-CB | MOE30U-60HFN1-MR0 |  | MVC-60HWFN1-M | 10.3 | 18 | 9.2 | 8.8 | 14.9 | 8.5 | FALSE | FALSE | FALSE | 57000 | 37000 | 2.4 | 39000 | 2.2
208130401 | 04/26/23 | Live | Midea Electric Trading | ECO-AIR | Singlezone Ducted, Centrally Ducted | 208130401 |  | HRCU-A-CB | MOE30U-60HFN1-MR0 |  | MVC-60HWFN1-M | 10.3 | 18 | 9.2 | 8.8 | 14.9 | 8.5 | FALSE | FALSE | FALSE | 57000 | 37000 | 2.4 | 39000 | 2.2
208650614 | 04/26/23 | Live | Midea Electric Trading | MIDEA | Singlezone Ducted, Centrally Ducted | 208650614 |  | HRCU-A-CB | MOE30U-60HFN1-MR0 |  | MVC-60HWFN1-M | 10.3 | 18 | 9.2 | 8.8 | 14.9 | 8.5 | FALSE | FALSE | FALSE | 57000 | 37000 | 2.4 | 39000 | 2.2
213088353 | 07/30/23 | Live | Midea Electric Trading | WHYNTER | Singlezone Ducted, Centrally Ducted | 213088353 |  | HRCU-A-CB | MOE30U-60HFN1-MR0 |  | MVC-60HWFN1-M | 10.3 | 18 | 9.2 | 8.8 | 14.9 | 8.5 | FALSE | FALSE | FALSE | 57000 | 37000 | 2.4 | 39000 | 2.2
213081447 | 07/26/23 | Live | Midea Electric Trading | ELIOS | Singlezone Ducted, Centrally Ducted | 213081447 |  | HRCU-A-CB | DEA60HOS19230E7 |  | FEA60HIAHUU230X7 | 10.3 | 18 | 9.2 | 8.8 | 14.9 | 8.5 | FALSE | FALSE | FALSE | 57000 | 37000 | 2.4 | 39000 | 2.2
213386477 | 10/31/23 | Live | Midea Electric Trading | MDV | Singlezone Ducted, Centrally Ducted | 213386477 |  | HRCU-A-CB | MOE31U-36HFN1-M |  | MVBL-36HWFN1-MK3 |  |  |  | 10 | 17 | 9.9 | TRUE | TRUE | TRUE | 36000 | 32800 | 2.42 | 43400 | 6.12
213355447 | 10/31/23 | Live | Midea Electric Trading | MDV | Singlezone Ducted, Centrally Ducted | 213355447 |  | HRCU-A-C | MOD30U-36HFN1-MR0 |  | MVB-36B23T4N1 |  |  |  | 9.7 | 14.6 | 7.7 | FALSE | FALSE | FALSE | 35000 | 19400 | 2.1 | 21200 | 2.2
213355446 | 10/31/23 | Live | Midea Electric Trading | MDV | Singlezone Ducted, Centrally Ducted | 213355446 |  | HRCU-A-CB | MOD30U-36HFN1-MR0 |  | MVBE-36HWFN1-ML3E |  |  |  | 10 | 16.9 | 8 | FALSE | FALSE | FALSE | 35000 | 19000 | 2.2 | 21800 | 2
213355444 | 10/31/23 | Live | Midea Electric Trading | MDV | Singlezone Ducted, Centrally Ducted | 213355444 |  | HRCU-A-CB | MOX330U-18HFN1-MR0 |  | MVBE-18HWFN1-MM3E |  |  |  | 10.7 | 17 | 8.8 | FALSE | FALSE | FALSE | 18000 | 11500 | 2.59 | 12500 | 2.75
213355443 | 10/31/23 | Live | Midea Electric Trading | MDV | Singlezone Ducted, Centrally Ducted | 213355443 |  | HRCU-A-CB | MOX430U-24HFN1-MR0 |  | MVBE-24HWFN1-MM3E |  |  |  | 10.5 | 17 | 10.2 | FALSE | FALSE | FALSE | 24000 | 19500 | 2.6 | 21600 | 2.41
213352879 | 10/31/23 | Live | Midea Electric Trading | MDV | Singlezone Ducted, Centrally Ducted | 213352879 |  | HRCU-A-CB | MOD30-24HFN1-MW |  | MVBL-24HWFN1-MI3 |  |  |  | 12 | 19 | 9.3 | TRUE | TRUE | TRUE | 24000 | 19200 | 2.61 | 26400 | 2.42
213352878 | 10/31/23 | Live | Midea Electric Trading | MDV | Singlezone Ducted, Centrally Ducted | 213352878 |  | HRCU-A-CB | MOX430U-18HFN1-M |  | MVBL-18HWFN1-MH3 |  |  |  | 12.4 | 17 | 9.5 | TRUE | TRUE | TRUE | 18000 | 13500 | 2.6 | 21200 | 2.49
213352801 | 10/31/23 | Live | Midea Electric Trading | MDV | Singlezone Ducted, Centrally Ducted | 213352801 |  | HRCU-A-CB | MOD30U-30HFN1-MR0(X) |  | MVBL-30HWFN1-MJ3 |  |  |  | 11.7 | 18.2 | 8.8 | TRUE | TRUE | TRUE | 28000 | 20000 | 2.3 | 27111 | 2.23
213352800 | 10/31/23 | Live | Midea Electric Trading | MDV | Singlezone Ducted, Centrally Ducted | 213352800 |  | HRCU-A-C | MOX430U-24HFN1-MR0 |  | MVBM-24A18T3N1 |  |  |  | 10 | 15.4 | 9.2 | FALSE | FALSE | TRUE | 24000 | 22600 | 2.56 | 22600 | 2.56
213352799 | 10/31/23 | Live | Midea Electric Trading | MDV | Singlezone Ducted, Centrally Ducted | 213352799 |  | HRCU-A-C | MOD30-24HFN1-MW |  | MVBM-24A18T3N1 |  |  |  | 10.7 | 16.1 | 9.8 | TRUE | TRUE | TRUE | 24000 | 22400 | 2.42 | 25000 | 2.24
213352798 | 10/31/23 | Live | Midea Electric Trading | MDV | Singlezone Ducted, Centrally Ducted | 213352798 |  | HRCU-A-C | MOD30-20HFN1-MW |  | MVBM-24A18T3N1 |  |  |  | 11.7 | 16.3 | 10.2 | TRUE | TRUE | TRUE | 20000 | 22400 | 2.42 | 25000 | 2.24
213301879 | 10/31/23 | Live | Midea Electric Trading | MDV | Multizone Mix of Ducted and Non-Ducted | 213301879 |  | HMSV-A-CB | M4OX630-36HFN1-M1X* | Mixed Ducted and Non-Ducted Indoor Units |  |  |  |  | 12.25 | 20.9 | 10.45 | TRUE | TRUE | TRUE | 36000 | 28600 | 2.3 | 36500 | 2.25
213301878 | 10/31/23 | Live | Midea Electric Trading | MDV | Multizone All Ducted | 213301878 |  | HMSV-A-CB | M4OX630-36HFN1-M1X* | Ducted Indoor Units |  |  |  |  | 12 | 19.4 | 10 | TRUE | TRUE | TRUE | 36000 | 30000 | 2.2 | 36000 | 2.2
213301877 | 10/31/23 | Live | Midea Electric Trading | MDV | Multizone All Non-Ducted | 213301877 |  | HMSV-A-CB | M4OX630-36HFN1-M1X* | Non-Ducted Indoor Units |  |  |  |  | 12.5 | 22.4 | 10.9 | TRUE | TRUE | TRUE | 36000 | 27400 | 2.4 | 37000 | 2.31
213301880 | 10/31/23 | Live | Midea Electric Trading | MDV | Multizone Mix of Ducted and Non-Ducted | 213301880 |  | HMSV-A-CB | M4OX630-36HFN1-M1X | Mixed Ducted and Non-Ducted Indoor Units |  |  |  |  | 12 | 20.2 | 10.45 | TRUE | TRUE | TRUE | 36000 | 28600 | 2.35 | 36500 | 2.25
213301875 | 10/31/23 | Live | Midea Electric Trading | MDV | Multizone All Ducted | 213301875 |  | HMSV-A-CB | M4OX630-36HFN1-M1X | Ducted Indoor Units |  |  |  |  | 12 | 19.4 | 10 | TRUE | TRUE | TRUE | 36000 | 30000 | 2.2 | 36000 | 2.2
213214822 | 10/31/23 | Live | Midea Electric Trading | MDV | Singlezone Ducted, Centrally Ducted | 213214822 |  | HRCU-A-CB | MOX430U-24HFN1-MR0 |  | MVC-18HWFN1-M |  |  |  | 12.5 | 18.4 | 9.8 | TRUE | TRUE | TRUE | 18200 | 13600 | 2.69 | 20200 | 2.37
213214820 | 10/31/23 | Live | Midea Electric Trading | MDV | Singlezone Ducted, Centrally Ducted | 213214820 |  | HRCU-A-CB | MOD30U-36HFN1-MR0 |  | MVC-30HWFN1-M |  |  |  | 11 | 17.3 | 8.5 | FALSE | FALSE | FALSE | 30000 | 17000 | 2.2 | 21000 | 2.72
212360177 | 07/30/23 | Live | Midea Electric Trading | MDV | Multizone Mix of Ducted and Non-Ducted | 212360177 |  | HMSV-A-CB | M3OK-27HFN1-M* | Mixed Ducted and Non-Ducted Indoor Units |  |  |  |  | 11.8 | 19.75 | 9.8 | TRUE | TRUE | TRUE | 27000 | 22600 | 2.35 | 29900 | 2.19
212360175 | 07/30/23 | Live | Midea Electric Trading | MDV | Multizone All Ducted | 212360175 |  | HMSV-A-CB | M3OK-27HFN1-M* | Ducted Indoor Units |  |  |  |  | 11.8 | 19 | 10 | TRUE | TRUE | TRUE | 27000 | 23000 | 2.4 | 29000 | 2.18
212360176 | 07/30/23 | Live | Midea Electric Trading | MDV | Multizone Mix of Ducted and Non-Ducted | 212360176 |  | HMSV-A-CB | M3OK-27HFN1-M | Mixed Ducted and Non-Ducted Indoor Units |  |  |  |  | 12 | 20.4 | 10 | TRUE | TRUE | TRUE | 27000 | 23000 | 2.4 | 30400 | 2.2
212360174 | 07/30/23 | Live | Midea Electric Trading | MDV | Multizone All Ducted | 212360174 |  | HMSV-A-CB | M3OK-27HFN1-M | Ducted Indoor Units |  |  |  |  | 11.8 | 19 | 10 | TRUE | TRUE | TRUE | 27000 | 23000 | 2.4 | 29000 | 2.18
213386548 | 10/31/23 | Live | Midea Electric Trading | INNOVAIR | Singlezone Ducted, Centrally Ducted | 213386548 |  | HRCU-A-CB | SHV36H2R20 |  | FEV36H2R19 |  |  |  | 10 | 17 | 9.9 | TRUE | TRUE | TRUE | 36000 | 32800 | 2.42 | 43400 | 6.12
213386547 | 10/31/23 | Live | Midea Electric Trading | INNOVAIR | Singlezone Ducted, Centrally Ducted | 213386547 |  | HRCU-A-C | SEV36H2R19 |  | MAC36H1724E |  |  |  | 9.7 | 14.6 | 7.7 | FALSE | FALSE | FALSE | 35000 | 19400 | 2.1 | 21200 | 2.2
213363379 | 10/31/23 | Live | Midea Electric Trading | TEMP SHIFT | Singlezone Ducted, Centrally Ducted | 213363379 |  | HRCU-A-C | TSMOD30U36HFN1MR0 |  | TSMVB36B24T4N1 |  |  |  | 9.7 | 14.6 | 7.7 | FALSE | FALSE | FALSE | 35000 | 19400 | 2.1 | 21200 | 2.2
213363369 | 10/31/23 | Live | Midea Electric Trading | INNOVAIR | Singlezone Ducted, Centrally Ducted | 213363369 |  | HRCU-A-CB | SHV24H2R20 |  | FEV24H2R19 |  |  |  | 12 | 19 | 9.3 | TRUE | TRUE | TRUE | 24000 | 19200 | 2.61 | 26400 | 2.42
213363368 | 10/31/23 | Live | Midea Electric Trading | INNOVAIR | Singlezone Ducted, Centrally Ducted | 213363368 |  | HRCU-A-CB | SHV18H2R20 |  | FEV18H2R19 |  |  |  | 12.4 | 17 | 9.5 | TRUE | TRUE | TRUE | 18000 | 13500 | 2.6 | 21200 | 2.49
213363370 | 10/31/23 | Live | Midea Electric Trading | INNOVAIR | Singlezone Ducted, Centrally Ducted | 213363370 |  | HRCU-A-CB | SHV30H2R20 |  | FEV30H2R19 |  |  |  | 11.7 | 18.2 | 8.8 | TRUE | TRUE | TRUE | 28000 | 20000 | 2.3 | 27111 | 2.23
213363381 | 10/31/23 | Live | Midea Electric Trading | WELLS | Singlezone Ducted, Centrally Ducted | 213363381 |  | HRCU-A-C | WUCA-24HFMO |  | WUA-24AHFM |  |  |  | 10.7 | 16.1 | 9.8 | TRUE | TRUE | TRUE | 24000 | 22400 | 2.42 | 25000 | 2.24
213363380 | 10/31/23 | Live | Midea Electric Trading | CUSTOM COMFORT | Singlezone Ducted, Centrally Ducted | 213363380 |  | HRCU-A-C | CCOXHA24V24HP |  | CCOEHACC24A |  |  |  | 10.7 | 16.1 | 9.8 | FALSE | FALSE | TRUE | 24000 | 22400 | 2.42 | 25000 | 2.24
213279880 | 10/31/23 | Live | Midea Electric Trading | iFLOW | Singlezone Ducted, Centrally Ducted | 213279880 |  | HRCU-A-C | 70HPIC45A |  | 70C5460DA |  |  |  | 10 | 15.2 | 9.2 | FALSE | FALSE | TRUE | 45000 | 37000 | 2.26 | 38000 | 2.26
213386534 | 10/31/23 | Live | Midea Electric Trading | COMFORTSTAR | Singlezone Ducted, Centrally Ducted | 213386534 |  | HRCU-A-C | CPH60CD(O) |  | UACP-60D |  |  |  | 8.6 | 14.5 | 8.6 | FALSE | FALSE | FALSE | 53000 | 37000 | 2.26 | 38000 | 2.26
213386522 | 10/31/23 | Live | Midea Electric Trading | COMFORTSTAR | Singlezone Ducted, Centrally Ducted | 213386522 |  | HRCU-A-C | CPH60CD(O) |  | ACP-60D |  |  |  | 8.6 | 14.5 | 8.6 | FALSE | FALSE | FALSE | 53000 | 37000 | 2.26 | 38000 | 2.26
213279901 | 10/31/23 | Live | Midea Electric Trading | iFLOW | Singlezone Ducted, Centrally Ducted | 213279901 |  | HRCU-A-C | 70HPIC55A |  | 70C5460CA |  |  |  | 8.6 | 14.5 | 8.6 | FALSE | FALSE | FALSE | 53000 | 37000 | 2.26 | 38000 | 2.26
213307906 | 10/31/23 | Live | Midea Electric Trading | WELLS | Singlezone Ducted, Centrally Ducted | 213307906 |  | HRCU-A-C | WUCA-60HFMO |  | WUA-60DHFM |  |  |  | 8.6 | 14.5 | 8.6 | FALSE | FALSE | FALSE | 53000 | 37000 | 2.26 | 38000 | 2.26
213348297 | 10/31/23 | Live | Midea Electric Trading | COMFORT-AIRE | Singlezone Ducted, Centrally Ducted | 213348297 |  | HRCU-A-CB | A-VCD60SA-1 |  | B-KCD60SA-1 | 9 | 16.4 | 10.5 | 8.8 | 15.3 | 9.4 | TRUE | TRUE | FALSE | 55000 | 42000 | 2.6 | 52500 | 2.3
213307923 | 10/31/23 | Live | Midea Electric Trading | LBG PRODUCTS | Singlezone Ducted, Centrally Ducted | 213307923 |  | HRCU-A-CB | LCUHB60DO |  | LCHB60DHNI | 9 | 16.4 | 10.5 | 8.8 | 15.3 | 9.4 | TRUE | TRUE | FALSE | 55000 | 42000 | 2.6 | 52500 | 2.3
213307903 | 10/31/23 | Live | Midea Electric Trading | WELLS | Singlezone Ducted, Centrally Ducted | 213307903 |  | HRCU-A-CB | WUCA-60HFMO |  | WUA-60HFMAH | 9 | 16.4 | 10.5 | 8.8 | 15.3 | 9.4 | TRUE | TRUE | FALSE | 55000 | 42000 | 2.6 | 52500 | 2.3
213386523 | 10/31/23 | Live | Midea Electric Trading | COMFORTSTAR | Singlezone Ducted, Centrally Ducted | 213386523 |  | HRCU-A-C | CPR18CD(O) |  | UACP-24B | 10 | 14.3 | 9.3 | 10.2 | 15.2 | 8.6 | FALSE | FALSE | TRUE | 18000 | 13000 | 2.59 | 14000 | 2.21
213386511 | 10/31/23 | Live | Midea Electric Trading | COMFORTSTAR | Singlezone Ducted, Centrally Ducted | 213386511 |  | HRCU-A-C | CPR18CD(O) |  | ACP-24B | 10 | 14.3 | 9.3 | 10.2 | 15.2 | 8.6 | FALSE | FALSE | TRUE | 18000 | 13000 | 2.59 | 14000 | 2.21
213307905 | 10/31/23 | Live | Midea Electric Trading | WELLS | Singlezone Ducted, Centrally Ducted | 213307905 |  | HRCU-A-C | WUCA-48HFMO |  | WUA-48CHFM | 9 | 14 | 10 | 8.6 | 14.3 | 9 | FALSE | FALSE | FALSE | 46000 | 32000 | 2.36 | 45000 | 2.11
213350750 | 10/31/23 | Live | Midea Electric Trading | DNAIR | Singlezone Ducted, Centrally Ducted | 213350750 |  | HRCU-A-C | DNHP0048H-C |  | DNCL0048H-E | 9 | 14 | 10 | 8.6 | 14.3 | 9 | FALSE | FALSE | FALSE | 46000 | 32000 | 2.36 | 45000 | 2.11
213386521 | 10/31/23 | Live | Midea Electric Trading | COMFORTSTAR | Singlezone Ducted, Centrally Ducted | 213386521 |  | HRCU-A-C | CPH48CD(O) |  | ACP-48C | 9 | 14 | 10 | 8.6 | 14.3 | 9 | FALSE | FALSE | FALSE | 46000 | 32000 | 2.36 | 45000 | 2.11
213386533 | 10/31/23 | Live | Midea Electric Trading | COMFORTSTAR | Singlezone Ducted, Centrally Ducted | 213386533 |  | HRCU-A-C | CPH48CD(O) |  | UACP-48C | 9 | 14 | 10 | 8.6 | 14.3 | 9 | FALSE | FALSE | FALSE | 46000 | 32000 | 2.36 | 45000 | 2.11
213386515 | 10/31/23 | Live | Midea Electric Trading | COMFORTSTAR | Singlezone Ducted, Centrally Ducted | 213386515 |  | HRCU-A-C | CPR48CD(O) |  | ACP-48C | 9.15 | 14 | 9.4 | 8.6 | 14.3 | 8.3 | FALSE | FALSE | FALSE | 48000 | 30400 | 2.2 | 32000 | 2.03
213386527 | 10/31/23 | Live | Midea Electric Trading | COMFORTSTAR | Singlezone Ducted, Centrally Ducted | 213386527 |  | HRCU-A-C | CPR48CD(O) |  | UACP-48C | 9.15 | 14 | 9.4 | 8.6 | 14.3 | 8.3 | FALSE | FALSE | FALSE | 48000 | 30400 | 2.2 | 32000 | 2.03
213386526 | 10/31/23 | Live | Midea Electric Trading | COMFORTSTAR | Singlezone Ducted, Centrally Ducted | 213386526 |  | HRCU-A-C | CPR36CD(O) |  | UACP-36C | 10.1 | 14.2 | 9.2 | 9.3 | 14.4 | 8 | FALSE | FALSE | FALSE | 36000 | 19800 | 2.2 | 24900 | 2.13
213386514 | 10/31/23 | Live | Midea Electric Trading | COMFORTSTAR | Singlezone Ducted, Centrally Ducted | 213386514 |  | HRCU-A-C | CPR36CD(O) |  | ACP-36C | 10.1 | 14.2 | 9.2 | 9.3 | 14.4 | 8 | FALSE | FALSE | FALSE | 36000 | 19800 | 2.2 | 24900 | 2.13
213350748 | 10/31/23 | Live | Midea Electric Trading | DNAIR | Singlezone Ducted, Centrally Ducted | 213350748 |  | HRCU-A-C | DNHP0030H-C |  | DNCL0030H-E | 10.7 | 14.2 | 9.5 | 10.5 | 15.5 | 9.7 | FALSE | FALSE | TRUE | 30000 | 22600 | 2.62 | 26000 | 2.28
213386519 | 10/31/23 | Live | Midea Electric Trading | COMFORTSTAR | Singlezone Ducted, Centrally Ducted | 213386519 |  | HRCU-A-C | CPH30CD(O) |  | ACP-36C | 10.7 | 14.2 | 9.5 | 10.5 | 15.5 | 9.7 | TRUE | TRUE | TRUE | 30000 | 22600 | 2.62 | 26000 | 2.28
213386531 | 10/31/23 | Live | Midea Electric Trading | COMFORTSTAR | Singlezone Ducted, Centrally Ducted | 213386531 |  | HRCU-A-C | CPH30CD(O) |  | UACP-36C | 10.7 | 14.2 | 9.5 | 10.5 | 15.5 | 9.7 | TRUE | TRUE | TRUE | 30000 | 22600 | 2.62 | 26000 | 2.28
213350746 | 10/31/23 | Live | Midea Electric Trading | DNAIR | Singlezone Ducted, Centrally Ducted | 213350746 |  | HRCU-A-C | DNHP0018H-C |  | DNCL0018H-E | 11.6 | 15.6 | 8.8 | 11.7 | 16.1 | 9.5 | FALSE | FALSE | TRUE | 18000 | 14700 | 2.6 | 17400 | 2.42
213386517 | 10/31/23 | Live | Midea Electric Trading | COMFORTSTAR | Singlezone Ducted, Centrally Ducted | 213386517 |  | HRCU-A-C | CPH18CD(O) |  | ACP-24B | 11.6 | 15.6 | 8.8 | 11.7 | 16.1 | 9.5 | TRUE | TRUE | TRUE | 18000 | 14700 | 2.6 | 17400 | 2.42
213386529 | 10/31/23 | Live | Midea Electric Trading | COMFORTSTAR | Singlezone Ducted, Centrally Ducted | 213386529 |  | HRCU-A-C | CPH18CD(O) |  | UACP-24B | 11.6 | 15.6 | 8.8 | 11.7 | 16.1 | 9.5 | TRUE | TRUE | TRUE | 18000 | 14700 | 2.6 | 17400 | 2.42
213386528 | 10/31/23 | Live | Midea Electric Trading | COMFORTSTAR | Singlezone Ducted, Centrally Ducted | 213386528 |  | HRCU-A-C | CPR60CD(O) |  | UACP-60D | 9.5 | 14.9 | 9.3 | 9 | 15.2 | 8.5 | FALSE | FALSE | FALSE | 53000 | 34000 | 2.2 | 36000 | 2.19
213386516 | 10/31/23 | Live | Midea Electric Trading | COMFORTSTAR | Singlezone Ducted, Centrally Ducted | 213386516 |  | HRCU-A-C | CPR60CD(O) |  | ACP-60D | 9.5 | 14.9 | 9.3 | 9 | 15.2 | 8.5 | FALSE | FALSE | FALSE | 53000 | 34000 | 2.2 | 36000 | 2.19
213386513 | 10/31/23 | Live | Midea Electric Trading | COMFORTSTAR | Singlezone Ducted, Centrally Ducted | 213386513 |  | HRCU-A-C | CPR30CD(O) |  | ACP-36C | 10 | 14.2 | 9.5 | 10.2 | 14.9 | 9.3 | FALSE | FALSE | FALSE | 30000 | 22000 | 2.6 | 24400 | 2.1
213386525 | 10/31/23 | Live | Midea Electric Trading | COMFORTSTAR | Singlezone Ducted, Centrally Ducted | 213386525 |  | HRCU-A-C | CPR30CD(O) |  | UACP-36C | 10 | 14.2 | 9.5 | 10.2 | 14.9 | 9.3 | FALSE | FALSE | FALSE | 30000 | 22000 | 2.6 | 24400 | 2.1
213386524 | 10/31/23 | Live | Midea Electric Trading | COMFORTSTAR | Singlezone Ducted, Centrally Ducted | 213386524 |  | HRCU-A-C | CPR24CD(O) |  | UACP-24B | 10.3 | 15 | 10 | 10 | 15.7 | 9.8 | TRUE | TRUE | TRUE | 24000 | 22000 | 2.5 | 23600 | 2.14
213386512 | 10/31/23 | Live | Midea Electric Trading | COMFORTSTAR | Singlezone Ducted, Centrally Ducted | 213386512 |  | HRCU-A-C | CPR24CD(O) |  | ACP-24B | 10.3 | 15 | 10 | 10 | 15.7 | 9.8 | TRUE | TRUE | TRUE | 24000 | 22000 | 2.5 | 23600 | 2.14
213265621 | 10/31/23 | Live | Midea Electric Trading | KADEN | Singlezone Ducted, Centrally Ducted | 213265621 |  | HRCU-A-CB | KO-UUX60HP-2AAMA |  | KI-UUX60AH-2AAMA | 10.3 | 18 | 9.2 | 8.8 | 14.9 | 8.5 | FALSE | FALSE | FALSE | 57000 | 37000 | 2.4 | 39000 | 2.2
213265620 | 10/31/23 | Live | Midea Electric Trading | KADEN | Singlezone Ducted, Centrally Ducted | 213265620 |  | HRCU-A-CB | KO-UUX48HP-2AAMA |  | KI-UUX48AH-2AAMA | 9.3 | 17.3 | 10 | 8.8 | 15.8 | 9.4 | FALSE | FALSE | FALSE | 47000 | 37000 | 2.4 | 39000 | 2.2
213265619 | 10/31/23 | Live | Midea Electric Trading | KADEN | Singlezone Ducted, Centrally Ducted | 213265619 |  | HRCU-A-CB | KO-UUX36HP-2AAMA |  | KI-UUX36AH-2AAMA | 10.4 | 18 | 9.1 | 10.1 | 16.9 | 8.2 | FALSE | FALSE | FALSE | 36000 | 20400 | 2.48 | 22700 | 2.1
213265617 | 10/31/23 | Live | Midea Electric Trading | KADEN | Singlezone Ducted, Centrally Ducted | 213265617 |  | HRCU-A-CB | KO-UUX24HP-2AAMA |  | KI-UUX24AH-2AAMA | 11.3 | 19.4 | 11.3 | 10.5 | 17 | 9.2 | FALSE | FALSE | TRUE | 24000 | 21000 | 2.8 | 22000 | 2.8
213265616 | 10/31/23 | Live | Midea Electric Trading | KADEN | Singlezone Ducted, Centrally Ducted | 213265616 |  | HRCU-A-CB | KO-UUX18HP-2AAMA |  | KI-UUX18AH-2AAMA | 11.1 | 19 | 10.8 | 10.9 | 17 | 8.8 | FALSE | FALSE | TRUE | 18000 | 12000 | 2.71 | 12000 | 2.71
213348296 | 10/31/23 | Live | Midea Electric Trading | COMFORT-AIRE | Singlezone Ducted, Centrally Ducted | 213348296 |  | HRCU-A-CB | A-VCD48SA-1 |  | B-KCD48SA-1 | 8.5 | 16 | 10 | 8.2 | 15.6 | 9.4 | TRUE | TRUE | FALSE | 47000 | 36000 | 2.36 | 48000 | 2.05
213307922 | 10/31/23 | Live | Midea Electric Trading | LBG PRODUCTS | Singlezone Ducted, Centrally Ducted | 213307922 |  | HRCU-A-CB | LCUHB48DO |  | LCHB48DHNI | 8.5 | 16 | 10 | 8.2 | 15.6 | 9.4 | TRUE | TRUE | FALSE | 47000 | 36000 | 2.36 | 48000 | 2.05
213307902 | 10/31/23 | Live | Midea Electric Trading | WELLS | Singlezone Ducted, Centrally Ducted | 213307902 |  | HRCU-A-CB | WUCA-48HFMO |  | WUA-48HFMAH | 8.5 | 16 | 10 | 8.2 | 15.6 | 9.4 | TRUE | TRUE | FALSE | 47000 | 36000 | 2.36 | 48000 | 2.05
213307899 | 10/31/23 | Live | Midea Electric Trading | WELLS | Singlezone Ducted, Centrally Ducted | 213307899 |  | HRCU-A-CB | WUCA-24HFMO |  | WUA-24HFMAH | 12.5 | 20 | 12 | 11.7 | 17.4 | 10 | TRUE | TRUE | TRUE | 24000 | 19200 | 2.5 | 26400 | 2.14
213307919 | 10/31/23 | Live | Midea Electric Trading | LBG PRODUCTS | Singlezone Ducted, Centrally Ducted | 213307919 |  | HRCU-A-CB | LCUHB24DO |  | LCHB24DHNI | 12.5 | 20 | 12 | 11.7 | 17.4 | 10 | TRUE | TRUE | TRUE | 24000 | 19200 | 2.5 | 26400 | 2.14
213350743 | 10/31/23 | Live | Midea Electric Trading | DNAIR | Singlezone Ducted, Centrally Ducted | 213350743 |  | HRCU-A-CB | DNHP0024H-C |  | DNHU0024H-E | 12.5 | 20 | 12 | 11.7 | 17.4 | 10 | FALSE | FALSE | TRUE | 24000 | 19200 | 2.5 | 26400 | 2.14
213348293 | 10/31/23 | Live | Midea Electric Trading | COMFORT-AIRE | Singlezone Ducted, Centrally Ducted | 213348293 |  | HRCU-A-CB | A-VCD24SA-1 |  | B-KCD24SA-1 | 12.5 | 20 | 12 | 11.7 | 17.4 | 10 | TRUE | TRUE | TRUE | 24000 | 19200 | 2.5 | 26400 | 2.14
213348292 | 10/31/23 | Live | Midea Electric Trading | COMFORT-AIRE | Singlezone Ducted, Centrally Ducted | 213348292 |  | HRCU-A-CB | A-VCD18SA-1 |  | B-KCD18SA-1 | 12.5 | 20 | 11 | 12.4 | 18 | 9.3 | TRUE | TRUE | TRUE | 18000 | 13500 | 2.6 | 21000 | 2.21
213350742 | 10/31/23 | Live | Midea Electric Trading | DNAIR | Singlezone Ducted, Centrally Ducted | 213350742 |  | HRCU-A-CB | DNHP0018H-C |  | DNHU0018H-E | 12.5 | 20 | 11 | 12.4 | 18 | 9.3 | FALSE | FALSE | TRUE | 18000 | 13500 | 2.6 | 21000 | 2.21
213307918 | 10/31/23 | Live | Midea Electric Trading | LBG PRODUCTS | Singlezone Ducted, Centrally Ducted | 213307918 |  | HRCU-A-CB | LCUHB18DO |  | LCHB18DHNI | 12.5 | 20 | 11 | 12.4 | 18 | 9.3 | TRUE | TRUE | TRUE | 18000 | 13500 | 2.6 | 21000 | 2.21
213386555 | 10/31/23 | Live | Midea Electric Trading | MULTI MFG | Singlezone Ducted, Centrally Ducted | 213386555 |  | HRCU-A-CB | HHS-36HD-A |  | 36HSHP-C-M-A |  |  |  | 10 | 17 | 9.9 | FALSE | FALSE | TRUE | 36000 | 32800 | 2.42 | 43400 | 6.12
213386505 | 10/31/23 | Live | Midea Electric Trading | AC PRO.COM | Singlezone Ducted, Centrally Ducted | 213386505 |  | HRCU-A-CB | AOE31U-36HFN1-M |  | AVBL-36HWFN1-MK3 |  |  |  | 10 | 17 | 9.9 | TRUE | TRUE | TRUE | 36000 | 32800 | 2.42 | 43400 | 6.12
213386551 | 10/31/23 | Live | Midea Electric Trading | MULTI MFG | Singlezone Ducted, Centrally Ducted | 213386551 |  | HRCU-A-CB | HES-36HD-A |  | 36MUC0-HP-A |  |  |  | 10 | 16.9 | 8 | FALSE | FALSE | FALSE | 35000 | 19000 | 2.2 | 21800 | 2
213386549 | 10/31/23 | Live | Midea Electric Trading | MULTI MFG | Singlezone Ducted, Centrally Ducted | 213386549 |  | HRCU-A-CB | HES-18HD-A |  | 18MUC0-HP-A |  |  |  | 10.7 | 17 | 8.8 | FALSE | FALSE | FALSE | 18000 | 11500 | 2.59 | 12500 | 2.75
213386553 | 10/31/23 | Live | Midea Electric Trading | MULTI MFG | Singlezone Ducted, Centrally Ducted | 213386553 |  | HRCU-A-CB | HHS-24HD-A |  | 24HSHP-C-M-A |  |  |  | 12 | 19 | 9.3 | FALSE | FALSE | TRUE | 24000 | 19200 | 2.61 | 26400 | 2.42
213386503 | 10/31/23 | Live | Midea Electric Trading | AC PRO.COM | Singlezone Ducted, Centrally Ducted | 213386503 |  | HRCU-A-CB | AOD30-24HFN1-MW |  | AVBL-24HWFN1-MI3 |  |  |  | 12 | 19 | 9.3 | TRUE | TRUE | TRUE | 24000 | 19200 | 2.61 | 26400 | 2.42
213386502 | 10/31/23 | Live | Midea Electric Trading | AC PRO.COM | Singlezone Ducted, Centrally Ducted | 213386502 |  | HRCU-A-CB | AOX430U-18HFN1-M |  | AVBL-18HWFN1-MH3 |  |  |  | 12.4 | 17 | 9.5 | TRUE | TRUE | TRUE | 18000 | 13500 | 2.6 | 21200 | 2.49
213386552 | 10/31/23 | Live | Midea Electric Trading | MULTI MFG | Singlezone Ducted, Centrally Ducted | 213386552 |  | HRCU-A-CB | HHS-18HD-A |  | 18HSHP-C-M-A |  |  |  | 12.4 | 17 | 9.5 | FALSE | FALSE | TRUE | 18000 | 13500 | 2.6 | 21200 | 2.49
213386554 | 10/31/23 | Live | Midea Electric Trading | MULTI MFG | Singlezone Ducted, Centrally Ducted | 213386554 |  | HRCU-A-CB | HHS-30HD-A |  | 30HSHP-C-M-A |  |  |  | 11.7 | 18.2 | 8.8 | FALSE | FALSE | TRUE | 28000 | 20000 | 2.3 | 27111 | 2.23
213386504 | 10/31/23 | Live | Midea Electric Trading | AC PRO.COM | Singlezone Ducted, Centrally Ducted | 213386504 |  | HRCU-A-CB | AOD30U-30HFN1-MR0(X) |  | AVBL-30HWFN1-MJ3 |  |  |  | 11.7 | 18.2 | 8.8 | TRUE | TRUE | TRUE | 28000 | 20000 | 2.3 | 27111 | 2.23
213386484 | 10/31/23 | Live | Midea Electric Trading | ALSETRIA | Singlezone Ducted, Centrally Ducted | 213386484 |  | HRCU-A-C | MOD30-24HFN1-MW |  | MVBM-24A18T3N1 |  |  |  | 10.7 | 16.1 | 9.8 | TRUE | TRUE | TRUE | 24000 | 22400 | 2.42 | 25000 | 2.24
213386479 | 10/31/23 | Live | Midea Electric Trading | ECO-AIR | Singlezone Ducted, Centrally Ducted | 213386479 |  | HRCU-A-C | MOD30-24HFN1-MW |  | MVBM-24A18T3N1 |  |  |  | 10.7 | 16.1 | 9.8 | TRUE | TRUE | TRUE | 24000 | 22400 | 2.42 | 25000 | 2.24
213386478 | 10/31/23 | Live | Midea Electric Trading | ECO-AIR | Singlezone Ducted, Centrally Ducted | 213386478 |  | HRCU-A-C | MOD30-20HFN1-MW |  | MVBM-24A18T3N1 |  |  |  | 11.7 | 16.3 | 10.2 | TRUE | TRUE | TRUE | 20000 | 22400 | 2.42 | 25000 | 2.24
213386483 | 10/31/23 | Live | Midea Electric Trading | ALSETRIA | Singlezone Ducted, Centrally Ducted | 213386483 |  | HRCU-A-C | MOD30-20HFN1-MW |  | MVBM-24A18T3N1 |  |  |  | 11.7 | 16.3 | 10.2 | TRUE | TRUE | TRUE | 20000 | 22400 | 2.42 | 25000 | 2.24
213307908 | 10/31/23 | Live | Midea Electric Trading | ECO-AIR | Singlezone Ducted, Centrally Ducted | 213307908 |  | HRCU-A-CB | MOX430U-18HFN1-M |  | MVBE-18HWFN1-MM3E |  |  |  | 12.1 | 19.3 | 10.8 | TRUE | TRUE | TRUE | 18000 | 15800 | 2.82 | 22000 | 2.45
213307910 | 10/31/23 | Live | Midea Electric Trading | ALSETRIA | Singlezone Ducted, Centrally Ducted | 213307910 |  | HRCU-A-CB | MOX430U-18HFN1-M |  | MVBE-18HWFN1-MM3E |  |  |  | 12.1 | 19.3 | 10.8 | TRUE | TRUE | TRUE | 18000 | 15800 | 2.82 | 22000 | 2.45
213307909 | 10/31/23 | Live | Midea Electric Trading | ECO-AIR | Singlezone Ducted, Centrally Ducted | 213307909 |  | HRCU-A-CB | MOD30U-30HFN1-MR0(X) |  | MVBE-30HWFN1-ML3E |  |  |  | 10 | 16.9 | 9 | TRUE | TRUE | FALSE | 30000 | 19600 | 2.4 | 30000 | 2
213307911 | 10/31/23 | Live | Midea Electric Trading | ALSETRIA | Singlezone Ducted, Centrally Ducted | 213307911 |  | HRCU-A-CB | MOD30U-30HFN1-MR0(X) |  | MVBE-30HWFN1-ML3E |  |  |  | 10 | 16.9 | 9 | TRUE | TRUE | FALSE | 30000 | 19600 | 2.4 | 30000 | 2
213363367 | 10/31/23 | Live | Midea Electric Trading | ALSETRIA | Singlezone Ducted, Centrally Ducted | 213363367 |  | HRCU-A-C | MOE30U-45HFN1-M |  | MAC-60HWDN1-MN0 |  |  |  | 10 | 15.2 | 9.2 | TRUE | TRUE | TRUE | 45000 | 37000 | 2.26 | 38000 | 2.26
213363366 | 10/31/23 | Live | Midea Electric Trading | ECO-AIR | Singlezone Ducted, Centrally Ducted | 213363366 |  | HRCU-A-C | MOE30U-45HFN1-M |  | MAC-60HWDN1-MN0 |  |  |  | 10 | 15.2 | 9.2 | TRUE | TRUE | TRUE | 45000 | 37000 | 2.26 | 38000 | 2.26
213265612 | 10/31/23 | Live | Midea Electric Trading | COOPER&HUNTER | Singlezone Ducted, Centrally Ducted | 213265612 |  | HRCU-A-CB | CH-NHPR60LCU-230VO |  | CH-60AHU-W | 9 | 16.4 | 10.5 | 9 | 15.5 | 9.2 | TRUE | TRUE | FALSE | 55000 | 41000 | 2.56 | 57000 | 2.35
213386474 | 10/31/23 | Live | Midea Electric Trading | SENVILLE | Singlezone Ducted, Centrally Ducted | 213386474 |  | HRCU-A-CB | SENDC-60HF-OM |  | SENDC-60HF-IM | 9 | 16.4 | 10.5 | 8.8 | 15.3 | 9.4 | TRUE | TRUE | FALSE | 55000 | 42000 | 2.6 | 52500 | 2.3
213348327 | 10/31/23 | Live | Midea Electric Trading | KERR | Singlezone Ducted, Centrally Ducted | 213348327 |  | HRCU-A-CB | A-KCD60SA-1 |  | B-VCD60SA-1 | 9 | 16.4 | 10.5 | 8.8 | 15.3 | 9.4 | TRUE | TRUE | FALSE | 55000 | 42000 | 2.6 | 52500 | 2.3
213265608 | 10/31/23 | Live | Midea Electric Trading | COOPER&HUNTER | Singlezone Ducted, Centrally Ducted | 213265608 |  | HRCU-A-CB | CH-NHPR36LCU-230VO |  | CH-36AHU-W | 11 | 18 | 10.6 | 10 | 14.9 | 8.9 | FALSE | FALSE | FALSE | 36000 | 28600 | 2.2 | 43000 | 2.2
213386556 | 10/31/23 | Live | Midea Electric Trading | PANASONIC | Singlezone Ducted, Centrally Ducted | 213386556 |  | HRCU-A-C | CU-E18YAHK6 |  | CS-HE24YAC6 | 10 | 14.3 | 9.3 | 10.2 | 15.2 | 8.6 | FALSE | FALSE | TRUE | 18000 | 13000 | 2.59 | 14000 | 2.21
213265615 | 10/31/23 | Live | Midea Electric Trading | KERR | Singlezone Ducted, Centrally Ducted | 213265615 |  | HRCU-A-C | A-KCD18SA-1 |  | MCD18/24B1A | 11.6 | 15.6 | 8.8 | 11.7 | 16.1 | 9.5 | TRUE | TRUE | TRUE | 18000 | 14700 | 2.6 | 17400 | 2.42
213350737 | 10/31/23 | Live | Midea Electric Trading | DURASTAR | Singlezone Ducted, Centrally Ducted | 213350737 |  | HRCU-A-CB | DRA1U60S1A |  | DRAM60S1A | 10.3 | 18 | 9.2 | 8.8 | 14.9 | 8.5 | FALSE | FALSE | FALSE | 57000 | 37000 | 2.4 | 39000 | 2.2
213350736 | 10/31/23 | Live | Midea Electric Trading | DURASTAR | Singlezone Ducted, Centrally Ducted | 213350736 |  | HRCU-A-CB | DRA1U48S1A |  | DRAM48S1A | 9.3 | 17.3 | 10 | 8.8 | 15.8 | 9.4 | FALSE | FALSE | FALSE | 47000 | 37000 | 2.4 | 39000 | 2.2
213350735 | 10/31/23 | Live | Midea Electric Trading | DURASTAR | Singlezone Ducted, Centrally Ducted | 213350735 |  | HRCU-A-CB | DRA1U36S1A |  | DRAM36S1A | 10.4 | 18 | 9.1 | 10.1 | 16.9 | 8.2 | FALSE | FALSE | FALSE | 36000 | 20400 | 2.48 | 22700 | 2.1
213350738 | 10/31/23 | Live | Midea Electric Trading | DURASTAR | Singlezone Ducted, Centrally Ducted | 213350738 |  | HRCU-A-CB | DRA1H18S1A |  | DRAM18F1A | 12.5 | 20 | 10.8 | 11.7 | 17.6 | 9.6 | FALSE | FALSE | TRUE | 18000 | 15400 | 2.7 | 18200 | 2.14
213265604 | 10/31/23 | Live | Midea Electric Trading | COOPER&HUNTER | Singlezone Ducted, Centrally Ducted | 213265604 |  | HRCU-A-CB | CH-HPR18-230VO |  | CH-M18AHU-W | 12.5 | 20 | 10.8 | 11.7 | 17.6 | 9.6 | TRUE | TRUE | TRUE | 18000 | 15400 | 2.7 | 18200 | 2.14
213265611 | 10/31/23 | Live | Midea Electric Trading | COOPER&HUNTER | Singlezone Ducted, Centrally Ducted | 213265611 |  | HRCU-A-CB | CH-N60LCU-230VO |  | CH-60AHU-W | 10 | 17 | 10.4 | 9.6 | 16 | 8.5 | FALSE | FALSE | FALSE | 57000 | 37800 | 2.48 | 37800 | 2.48
213265609 | 10/31/23 | Live | Midea Electric Trading | COOPER&HUNTER | Singlezone Ducted, Centrally Ducted | 213265609 |  | HRCU-A-CB | CH-N48LCU-230VO |  | CH-48AHU-W | 8.6 | 16.2 | 10.8 | 8.2 | 15.3 | 9.2 | FALSE | FALSE | FALSE | 48000 | 38000 | 2.1 | 39000 | 2.1
213265607 | 10/31/23 | Live | Midea Electric Trading | COOPER&HUNTER | Singlezone Ducted, Centrally Ducted | 213265607 |  | HRCU-A-CB | CH-N36LCU-230VO |  | CH-36AHU-W | 8.8 | 17 | 11.3 | 8.2 | 15.4 | 9 | FALSE | FALSE | FALSE | 36000 | 27000 | 2.54 | 27200 | 2.53
213350741 | 10/31/23 | Live | Midea Electric Trading | DURASTAR | Singlezone Ducted, Centrally Ducted | 213350741 |  | HRCU-A-CB | DRA1H24S1A |  | DRAM24F1A | 12.5 | 21 | 11.6 | 11.7 | 18.4 | 9.3 | FALSE | FALSE | TRUE | 23000 | 16900 | 2.4 | 25000 | 2.22
213265606 | 10/31/23 | Live | Midea Electric Trading | COOPER&HUNTER | Singlezone Ducted, Centrally Ducted | 213265606 |  | HRCU-A-CB | CH-HPR24-230VO |  | CH-M24AHU-W | 12.5 | 21 | 11.6 | 11.7 | 18.4 | 9.3 | TRUE | TRUE | TRUE | 23000 | 16900 | 2.4 | 25000 | 2.22
213265605 | 10/31/23 | Live | Midea Electric Trading | COOPER&HUNTER | Singlezone Ducted, Centrally Ducted | 213265605 |  | HRCU-A-CB | CH-ES24-230VO |  | CH-M24AHU-W | 12.5 | 20 | 10 | 11.7 | 18 | 8.1 | TRUE | FALSE | TRUE | 24000 | 17000 | 2.98 | 18000 | 2.2
213350740 | 10/31/23 | Live | Midea Electric Trading | DURASTAR | Singlezone Ducted, Centrally Ducted | 213350740 |  | HRCU-A-CB | DRA1U24S1B |  | DRAM24F1A | 12.5 | 20 | 10 | 11.7 | 18 | 8.1 | FALSE | FALSE | TRUE | 24000 | 17000 | 2.98 | 18000 | 2.2
213350739 | 10/31/23 | Live | Midea Electric Trading | DURASTAR | Singlezone Ducted, Centrally Ducted | 213350739 |  | HRCU-A-CB | DRA1U18S1B |  | DRAM18F1A | 12.5 | 21.6 | 11.5 | 11.7 | 17.8 | 9.3 | FALSE | FALSE | TRUE | 18000 | 13200 | 2.67 | 14000 | 2.41
213265603 | 10/31/23 | Live | Midea Electric Trading | COOPER&HUNTER | Singlezone Ducted, Centrally Ducted | 213265603 |  | HRCU-A-CB | CH-ES18-230VO |  | CH-M18AHU-W | 12.5 | 21.6 | 11.5 | 11.7 | 17.8 | 9.3 | TRUE | FALSE | TRUE | 18000 | 13200 | 2.67 | 14000 | 2.41
213386473 | 10/31/23 | Live | Midea Electric Trading | SENVILLE | Singlezone Ducted, Centrally Ducted | 213386473 |  | HRCU-A-CB | SENDC-48HF-OM |  | SENDC-48HF-IM | 8.5 | 16 | 10 | 8.2 | 15.6 | 9.4 | TRUE | TRUE | FALSE | 47000 | 36000 | 2.36 | 48000 | 2.05
213348326 | 10/31/23 | Live | Midea Electric Trading | KERR | Singlezone Ducted, Centrally Ducted | 213348326 |  | HRCU-A-CB | A-KCD48SA-1 |  | B-VCD48SA-1 | 8.5 | 16 | 10 | 8.2 | 15.6 | 9.4 | TRUE | TRUE | FALSE | 47000 | 36000 | 2.36 | 48000 | 2.05
213349773 | 10/31/23 | Live | Midea Electric Trading | KERR | Singlezone Ducted, Centrally Ducted | 213349773 |  | HRCU-A-CB | A-KCD48SA-1 |  | B-KCD48SA-1 | 8.5 | 16 | 10 | 8.2 | 15.6 | 9.4 | TRUE | TRUE | FALSE | 47000 | 36000 | 2.36 | 48000 | 2.05
213386472 | 10/31/23 | Live | Midea Electric Trading | SENVILLE | Singlezone Ducted, Centrally Ducted | 213386472 |  | HRCU-A-CB | SENDC-24HF-OM |  | SENDC-24HF-IM | 12.5 | 20 | 12 | 11.7 | 17.4 | 10 | TRUE | TRUE | TRUE | 24000 | 19200 | 2.5 | 26400 | 2.14
213349770 | 10/31/23 | Live | Midea Electric Trading | KERR | Singlezone Ducted, Centrally Ducted | 213349770 |  | HRCU-A-CB | A-KCD24SA-1 |  | B-KCD24SA-1 | 12.5 | 20 | 12 | 11.7 | 17.4 | 10 | TRUE | TRUE | TRUE | 24000 | 19200 | 2.5 | 26400 | 2.14
213348323 | 10/31/23 | Live | Midea Electric Trading | KERR | Singlezone Ducted, Centrally Ducted | 213348323 |  | HRCU-A-CB | A-KCD24SA-1 |  | B-VCD24SA-1 | 12.5 | 20 | 12 | 11.7 | 17.4 | 10 | TRUE | TRUE | TRUE | 24000 | 19200 | 2.5 | 26400 | 2.14
213348322 | 10/31/23 | Live | Midea Electric Trading | KERR | Singlezone Ducted, Centrally Ducted | 213348322 |  | HRCU-A-CB | A-KCD18SA-1 |  | B-VCD18SA-1 | 12.5 | 20 | 11 | 12.4 | 18 | 9.3 | TRUE | TRUE | TRUE | 18000 | 13500 | 2.6 | 21000 | 2.21
213265614 | 10/31/23 | Live | Midea Electric Trading | KERR | Singlezone Ducted, Centrally Ducted | 213265614 |  | HRCU-A-CB | A-KCD18SA-1 |  | B-KCD18SA-1 | 12.5 | 20 | 11 | 12.4 | 18 | 9.3 | TRUE | TRUE | TRUE | 18000 | 13500 | 2.6 | 21000 | 2.21
213307898 | 10/31/23 | Live | Midea Electric Trading | WELLS | Multizone Mix of Ducted and Non-Ducted | 213307898 |  | HMSV-A-CB | WMCA-36HFMO | Mixed Ducted and Non-Ducted Indoor Units |  |  |  |  | 12 | 20.2 | 10.45 | TRUE | TRUE | TRUE | 36000 | 28600 | 2.35 | 36500 | 2.25
213307895 | 10/31/23 | Live | Midea Electric Trading | BLADEX | Multizone Mix of Ducted and Non-Ducted | 213307895 |  | HMSV-A-CB | B40XS-36SPHP1 | Mixed Ducted and Non-Ducted Indoor Units |  |  |  |  | 12 | 20.2 | 10.45 | FALSE | FALSE | TRUE | 36000 | 28600 | 2.35 | 36500 | 2.25
213307897 | 10/31/23 | Live | Midea Electric Trading | WELLS | Multizone All Ducted | 213307897 |  | HMSV-A-CB | WMCA-36HFMO | Ducted Indoor Units |  |  |  |  | 12 | 19.4 | 10 | TRUE | TRUE | TRUE | 36000 | 30000 | 2.2 | 36000 | 2.2
213307894 | 10/31/23 | Live | Midea Electric Trading | BLADEX | Multizone All Ducted | 213307894 |  | HMSV-A-CB | B40XS-36SPHP1 | Ducted Indoor Units |  |  |  |  | 12 | 19.4 | 10 | FALSE | FALSE | TRUE | 36000 | 30000 | 2.2 | 36000 | 2.2
213286780 | 10/31/23 | Live | Midea Electric Trading | WELLS | Multizone Mix of Ducted and Non-Ducted | 213286780 |  | HMSV-A-CB | WMCA-27HFMO | Mixed Ducted and Non-Ducted Indoor Units |  |  |  |  | 11.8 | 19.75 | 9.8 | TRUE | TRUE | TRUE | 27000 | 22600 | 2.35 | 29900 | 2.19
213286779 | 10/31/23 | Live | Midea Electric Trading | WELLS | Multizone All Ducted | 213286779 |  | HMSV-A-CB | WMCA-27HFMO | Ducted Indoor Units |  |  |  |  | 11.8 | 19 | 10 | TRUE | TRUE | TRUE | 27000 | 23000 | 2.4 | 29000 | 2.18
213279898 | 10/31/23 | Live | Midea Electric Trading | STAR AIR KONTROL | Singlezone Non-Ducted, Ceiling Placement | 213279898 |  | HRCU-A-CB-O | SAK-12-OC/220V | Mini-Splits | SAK-12-OC/220V | 12.6 | 21.2 | 10.8 | 12.6 | 22 | 9.8 | TRUE | FALSE | TRUE | 12000 | 7700 | 2 | 9000 | 2.42
213279897 | 10/31/23 | Live | Midea Electric Trading | STAR AIR KONTROL | Singlezone Non-Ducted, Ceiling Placement | 213279897 |  | HRCU-A-CB-O | SAK-09-OC/220V | Mini-Splits | SAK-09-OC/220V | 13 | 22 | 13 | 13 | 22.5 | 11.5 | TRUE | TRUE | TRUE | 9000 | 8000 | 2.66 | 10000 | 2.4
213279899 | 10/31/23 | Live | Midea Electric Trading | STAR AIR KONTROL | Singlezone Non-Ducted, Ceiling Placement | 213279899 |  | HRCU-A-CB-O | SAK-18-OC/220V | Mini-Splits | SAK-18-OC/220V | 12.5 | 21.2 | 12 | 12.5 | 21.8 | 10.7 | TRUE | FALSE | TRUE | 18000 | 12200 | 2.79 | 15500 | 2.4
213350762 | 10/31/23 | Live | Midea Electric Trading | E-COLD | Multizone Mix of Ducted and Non-Ducted | 213350762 |  | HMSV-A-CB | ECOLD-C55-MS-G0001 | Mixed Ducted and Non-Ducted Indoor Units |  | 10.5 | 19 | 11.15 | 10.5 | 19.6 | 9.1 | FALSE | FALSE | TRUE | 55000 | 35800 | 2.58 | 37000 | 2.17
213286774 | 10/31/23 | Live | Midea Electric Trading | WELLS | Multizone Mix of Ducted and Non-Ducted | 213286774 |  | HMSV-A-CB | WMMA-55HFMO | Mixed Ducted and Non-Ducted Indoor Units |  | 10.5 | 19 | 11.15 | 10.5 | 19.6 | 9.1 | FALSE | FALSE | TRUE | 55000 | 35800 | 2.58 | 37000 | 2.17
213363373 | 10/31/23 | Live | Midea Electric Trading | AIRGREAN | Multizone Mix of Ducted and Non-Ducted | 213363373 |  | HMSV-A-CB | AG-MO55IR410AH | Mixed Ducted and Non-Ducted Indoor Units |  | 10.5 | 19 | 11.15 | 10.5 | 19.6 | 9.1 | FALSE | FALSE | TRUE | 55000 | 35800 | 2.58 | 37000 | 2.17
213286786 | 10/31/23 | Live | Midea Electric Trading | WELLS | Multizone Mix of Ducted and Non-Ducted | 213286786 |  | HMSV-A-CB | WMCA-55HFMO | Mixed Ducted and Non-Ducted Indoor Units |  | 10.5 | 19 | 10.9 | 10.5 | 19.4 | 9.4 | TRUE | TRUE | TRUE | 55000 | 35000 | 2.45 | 45000 | 2.06
213286785 | 10/31/23 | Live | Midea Electric Trading | WELLS | Multizone All Ducted | 213286785 |  | HMSV-A-CB | WMCA-55HFMO | Ducted Indoor Units |  | 10.5 | 19 | 11 | 10.5 | 18.8 | 9.3 | TRUE | TRUE | TRUE | 55000 | 35200 | 2.5 | 45000 | 2.06
213279890 | 10/31/23 | Live | Midea Electric Trading | STAR AIR KONTROL | Singlezone Non-Ducted, Floor Placement | 213279890 |  | HRCU-A-CB-O | SAK-60CONS/220V | Mini-Splits | SAK-60CONS/220V | 9.8 | 18.7 | 10.5 | 9.8 | 19.8 | 9 | FALSE | FALSE | FALSE | 54000 | 35000 | 2.34 | 35200 | 1.98
213286771 | 10/31/23 | Live | Midea Electric Trading | WELLS | Multizone Mix of Ducted and Non-Ducted | 213286771 |  | HMSV-A-CB | WMMA-48HFMO | Mixed Ducted and Non-Ducted Indoor Units |  | 10.55 | 20.75 | 11 | 10.9 | 20.8 | 9.6 | FALSE | FALSE | TRUE | 48000 | 36000 | 2.6 | 37000 | 2.17
213350759 | 10/31/23 | Live | Midea Electric Trading | E-COLD | Multizone Mix of Ducted and Non-Ducted | 213350759 |  | HMSV-A-CB | ECOLD-C48-MS-G0001 | Mixed Ducted and Non-Ducted Indoor Units |  | 10.55 | 20.75 | 11 | 10.9 | 20.8 | 9.6 | FALSE | FALSE | TRUE | 48000 | 36000 | 2.6 | 37000 | 2.17
213350753 | 10/31/23 | Live | Midea Electric Trading | E-COLD | Multizone Mix of Ducted and Non-Ducted | 213350753 |  | HMSV-A-CB | ECOLD-C27-MS-G0001 | Mixed Ducted and Non-Ducted Indoor Units |  | 11.6 | 21.75 | 10.2 | 11.95 | 22.25 | 9.2 | FALSE | FALSE | TRUE | 27400 | 21000 | 2.48 | 22600 | 2.25
213307867 | 10/31/23 | Live | Midea Electric Trading | NG TRADE | Multizone Mix of Ducted and Non-Ducted | 213307867 |  | HMSV-A-CB | MOBMH270C | Mixed Ducted and Non-Ducted Indoor Units |  | 11.6 | 21.75 | 10.2 | 11.95 | 22.25 | 9.2 | TRUE | FALSE | TRUE | 27400 | 21000 | 2.48 | 22600 | 2.25
213286765 | 10/31/23 | Live | Midea Electric Trading | WELLS | Multizone Mix of Ducted and Non-Ducted | 213286765 |  | HMSV-A-CB | WMMA-27HFMO | Mixed Ducted and Non-Ducted Indoor Units |  | 11.6 | 21.75 | 10.2 | 11.95 | 22.25 | 9.2 | TRUE | FALSE | TRUE | 27400 | 21000 | 2.48 | 22600 | 2.25
213286783 | 10/31/23 | Live | Midea Electric Trading | WELLS | Multizone Mix of Ducted and Non-Ducted | 213286783 |  | HMSV-A-CB | WMCA-48HFMO | Mixed Ducted and Non-Ducted Indoor Units |  | 11.2 | 20.6 | 11 | 11.35 | 21.05 | 9.45 | FALSE | FALSE | TRUE | 47500 | 37400 | 2.4 | 45000 | 2.2
213350752 | 10/31/23 | Live | Midea Electric Trading | E-COLD | Multizone All Ducted | 213350752 |  | HMSV-A-CB | ECOLD-C27-MS-G0001 | Ducted Indoor Units |  | 11.2 | 21 | 10.2 | 11.7 | 21 | 9.2 | FALSE | FALSE | TRUE | 28000 | 22000 | 2.6 | 22600 | 2.25
213307866 | 10/31/23 | Live | Midea Electric Trading | NG TRADE | Multizone All Ducted | 213307866 |  | HMSV-A-CB | MOBMH270C | Ducted Indoor Units |  | 11.2 | 21 | 10.2 | 11.7 | 21 | 9.2 | TRUE | FALSE | TRUE | 28000 | 22000 | 2.6 | 22600 | 2.25
213286764 | 10/31/23 | Live | Midea Electric Trading | WELLS | Multizone All Ducted | 213286764 |  | HMSV-A-CB | WMMA-27HFMO | Ducted Indoor Units |  | 11.2 | 21 | 10.2 | 11.7 | 21 | 9.2 | TRUE | FALSE | TRUE | 28000 | 22000 | 2.6 | 22600 | 2.25
213307864 | 10/31/23 | Live | Midea Electric Trading | NG TRADE | Multizone Mix of Ducted and Non-Ducted | 213307864 |  | HMSV-A-CB | MOBMH180C | Mixed Ducted and Non-Ducted Indoor Units |  | 12.25 | 20.25 | 10.7 | 12.25 | 20 | 10 | TRUE | FALSE | TRUE | 18000 | 14600 | 2.5 | 16000 | 2.23
213286762 | 10/31/23 | Live | Midea Electric Trading | WELLS | Multizone Mix of Ducted and Non-Ducted | 213286762 |  | HMSV-A-CB | WMMA-18HFMO | Mixed Ducted and Non-Ducted Indoor Units |  | 12.25 | 20.25 | 10.7 | 12.25 | 20 | 10 | TRUE | FALSE | TRUE | 18000 | 14600 | 2.5 | 16000 | 2.23
213286761 | 10/31/23 | Live | Midea Electric Trading | WELLS | Multizone All Ducted | 213286761 |  | HMSV-A-CB | WMMA-18HFMO | Ducted Indoor Units |  | 12 | 19 | 10.8 | 12 | 19 | 9.8 | TRUE | TRUE | TRUE | 18000 | 14800 | 2.49 | 16000 | 2.23
213307863 | 10/31/23 | Live | Midea Electric Trading | NG TRADE | Multizone All Ducted | 213307863 |  | HMSV-A-CB | MOBMH180C | Ducted Indoor Units |  | 12 | 19 | 10.8 | 12 | 19 | 9.8 | TRUE | TRUE | TRUE | 18000 | 14800 | 2.49 | 16000 | 2.23
213304201 | 10/31/23 | Live | Midea Electric Trading | TECH CLIMATE | Singlezone Ducted, Compact Ducted | 213304201 |  | HRCU-A-CB | ODD1800 | Mini-Splits | DD1800 | 12.5 | 20.5 | 11 | 12.5 | 20 | 10.6 | FALSE | FALSE | TRUE | 17000 | 12600 | 2.66 | 14100 | 2.4
213369384 | 10/31/23 | Live | Midea Electric Trading | MOOVAIR | Singlezone Non-Ducted, Wall Placement | 213369384 |  | HRCU-A-CB-O | DMB18HOS42230E8B | Mini-Splits | DMB18HIW42230E8 | 14.5 | 28.2 | 13.7 | 15.3 | 26.3 | 15.5 | TRUE | TRUE | TRUE | 18000 | 20200 | 2.89 | 24485 | 1.98
213279894 | 10/31/23 | Live | Midea Electric Trading | STAR AIR KONTROL | Singlezone Non-Ducted, Wall Placement | 213279894 |  | HRCU-A-CB-O | SAK-24-CC/220V | Mini-Splits | SAK-24-CC/220V | 12.5 | 20.7 | 10.5 | 12.5 | 21.5 | 9.7 | TRUE | TRUE | TRUE | 24000 | 19000 | 2.6 | 20800 | 2.36
213279896 | 10/31/23 | Live | Midea Electric Trading | STAR AIR KONTROL | Singlezone Non-Ducted, Wall Placement | 213279896 |  | HRCU-A-CB-O | SAK-48-CC/220V | Mini-Splits | SAK-48-CC/220V | 9.5 | 17.8 | 11.5 | 9.5 | 18.5 | 9.8 | FALSE | FALSE | TRUE | 48000 | 30000 | 2.34 | 39000 | 2.05
213279895 | 10/31/23 | Live | Midea Electric Trading | STAR AIR KONTROL | Singlezone Non-Ducted, Wall Placement | 213279895 |  | HRCU-A-CB-O | SAK-36-CC/220V | Mini-Splits | SAK-36-CC/220V | 9 | 18.2 | 10.6 | 9.4 | 19.2 | 8.8 | FALSE | FALSE | FALSE | 36000 | 23000 | 2.45 | 26000 | 2.13
213279888 | 10/31/23 | Live | Midea Electric Trading | STAR AIR KONTROL | Singlezone Non-Ducted, Wall Placement | 213279888 |  | HRCU-A-CB-O | SAK-36CONS/220V | Mini-Splits | SAK-36CONS/220V | 8 | 17 | 10 | 8.5 | 19 | 9 | FALSE | FALSE | FALSE | 36000 | 23000 | 2.2 | 25000 | 2.11
213265556 | 10/31/23 | Live | Midea Electric Trading | KADEN | Singlezone Non-Ducted, Wall Placement | 213265556 |  | HRCU-A-CB-O | KO-PSX06HP-2AAMA | Mini-Splits | KI-PSX06WM-2AAMA | 15.8 | 26.5 | 14 | 15.8 | 26.5 | 13.6 | FALSE | FALSE | TRUE | 6000 | 8500 | 2.9 | 10041 | 2.45
213386497 | 10/31/23 | Live | Midea Electric Trading | BLADEX | Singlezone Non-Ducted, Wall Placement | 213386497 |  | HRCU-A-CB-O | BS21-24HFN1-ODU | Mini-Splits | BSWM21-24HWIU | 9.5 | 18.5 | 10.2 | 9.5 | 18.5 | 8.6 | FALSE | FALSE | FALSE | 24000 | 16500 | 2.38 | 19257 | 2.11
213386496 | 10/31/23 | Live | Midea Electric Trading | BLADEX | Singlezone Non-Ducted, Wall Placement | 213386496 |  | HRCU-A-CB-O | BS21-18HFN1-ODU | Mini-Splits | BSWM21-18HWIU | 11 | 19.5 | 10 | 11 | 19.5 | 8.7 | FALSE | FALSE | FALSE | 18000 | 11400 | 2.57 | 14370 | 2.49
213386495 | 10/31/23 | Live | Midea Electric Trading | BLADEX | Singlezone Non-Ducted, Wall Placement | 213386495 |  | HRCU-A-CB-O | BS21-12HFN1-ODU-230 | Mini-Splits | BSWM21-12HWIU-230 | 10.8 | 20.5 | 10.7 | 10.8 | 21.4 | 9.2 | FALSE | FALSE | FALSE | 12000 | 7000 | 2.5 | 9300 | 2
213386494 | 10/31/23 | Live | Midea Electric Trading | BLADEX | Singlezone Non-Ducted, Wall Placement | 213386494 |  | HRCU-A-CB-O | BS21-09HFN1-ODU-230 | Mini-Splits | BSWM21-09HWIU-230 | 12.6 | 21.5 | 10 | 12.6 | 21.7 | 9.4 | FALSE | FALSE | FALSE | 9000 | 6000 | 2.51 | 8065 | 2.17
213386493 | 10/31/23 | Live | Midea Electric Trading | BLADEX | Singlezone Non-Ducted, Wall Placement | 213386493 |  | HRCU-A-CB-O | BS21-12HFN1-ODU-115 | Mini-Splits | BSWM21-12HWIU-115 | 10.3 | 20 | 10.8 | 10.3 | 20.8 | 8.7 | FALSE | FALSE | FALSE | 12000 | 7800 | 2.31 | 8200 | 1.35
213386492 | 10/31/23 | Live | Midea Electric Trading | BLADEX | Singlezone Non-Ducted, Wall Placement | 213386492 |  | HRCU-A-CB-O | BS21-09HFN1-ODU-115 | Mini-Splits | BSWM21-09HWIU-115 | 12.5 | 21.5 | 10.3 | 12.5 | 21.5 | 9.1 | FALSE | FALSE | FALSE | 9000 | 6300 | 2.4 | 7973 | 1.88
213304198 | 10/31/23 | Live | Midea Electric Trading | TECH CLIMATE | Singlezone Non-Ducted, Wall Placement | 213304198 |  | HRCU-A-CB-O | ODD2400 | Mini-Splits | DS240 | 13 | 21 | 10 | 13 | 21 | 8.5 | FALSE | FALSE | FALSE | 24000 | 17400 | 2.28 | 23471 | 2.29
213304196 | 10/31/23 | Live | Midea Electric Trading | TECH CLIMATE | Singlezone Non-Ducted, Wall Placement | 213304196 |  | HRCU-A-CB-O | ODD1200 | Mini-Splits | DS120 | 13 | 22.2 | 11 | 13 | 23.1 | 10.8 | FALSE | FALSE | TRUE | 12000 | 10000 | 2.69 | 9843 | 2.33
213304197 | 10/31/23 | Live | Midea Electric Trading | TECH CLIMATE | Singlezone Non-Ducted, Wall Placement | 213304197 |  | HRCU-A-CB-O | ODD1800 | Mini-Splits | DS180 | 13.5 | 24 | 11.6 | 13.5 | 24 | 10.5 | FALSE | FALSE | TRUE | 18000 | 14100 | 2.65 | 16238 | 2.49
213304200 | 10/31/23 | Live | Midea Electric Trading | TECH CLIMATE | Singlezone Ducted, Compact Ducted | 213304200 |  | HRCU-A-CB | ODD1200 | Mini-Splits | DD1200 | 12.5 | 21.5 | 11.5 | 11.7 | 19 | 10.3 | FALSE | FALSE | TRUE | 11500 | 9300 | 2.78 | 10100 | 2.39
213304199 | 10/31/23 | Live | Midea Electric Trading | TECH CLIMATE | Singlezone Ducted, Compact Ducted | 213304199 |  | HRCU-A-CB | ODD900 | Mini-Splits | DD900 | 13.5 | 21 | 11.5 | 12.5 | 19.2 | 10.2 | FALSE | FALSE | TRUE | 9000 | 7700 | 2.59 | 10200 | 2.41
213279887 | 10/31/23 | Live | Midea Electric Trading | STAR AIR KONTROL | Singlezone Non-Ducted, Floor Placement | 213279887 |  | HRCU-A-CB-O | SAK-24CONS/220V | Mini-Splits | SAK-24CONS/220V | 12.5 | 20 | 11.2 | 12.5 | 21.2 | 10.3 | TRUE | TRUE | TRUE | 24000 | 16000 | 2.3 | 17600 | 2.16
213279892 | 10/31/23 | Live | Midea Electric Trading | STAR AIR KONTROL | Singlezone Non-Ducted, Ceiling Placement | 213279892 |  | HRCU-A-CB-O | SAK-12-CC/220V | Mini-Splits | SAK-12-CC/220V | 14 | 22 | 10.6 | 14 | 22.7 | 10 | TRUE | FALSE | TRUE | 12000 | 8900 | 2.75 | 9300 | 2.39
213279891 | 10/31/23 | Live | Midea Electric Trading | STAR AIR KONTROL | Singlezone Non-Ducted, Ceiling Placement | 213279891 |  | HRCU-A-CB-O | SAK-09-CC/220V | Mini-Splits | SAK-09-CC/220V | 13 | 20 | 10.5 | 13 | 20 | 10 | TRUE | TRUE | TRUE | 9000 | 7500 | 2.44 | 9400 | 2.19
213363378 | 10/31/23 | Live | Midea Electric Trading | BLUERIDGE | Multizone Mix of Ducted and Non-Ducted | 213363378 |  | HMSV-A-CB | BMM36HH2C | Mixed Ducted and Non-Ducted Indoor Units |  |  |  |  | 12 | 20.2 | 10.45 | TRUE | TRUE | TRUE | 36000 | 28600 | 2.35 | 36500 | 2.25
213363377 | 10/31/23 | Live | Midea Electric Trading | BLUERIDGE | Multizone All Ducted | 213363377 |  | HMSV-A-CB | BMM36HH2C | Ducted Indoor Units |  |  |  |  | 12 | 19.4 | 10 | TRUE | TRUE | TRUE | 36000 | 30000 | 2.2 | 36000 | 2.2
213265585 | 10/31/23 | Live | Midea Electric Trading | COOPER&HUNTER | Singlezone Ducted, Compact Ducted | 213265585 |  | HRCU-A-CB | CH-NHPR60LCU-230VO | Mini-Splits | CH-60LCDT-W | 9.4 | 18 | 11 | 9.4 | 15.8 | 9.5 | FALSE | FALSE | FALSE | 55000 | 40000 | 2.46 | 54000 | 2.2
213265595 | 10/31/23 | Live | Midea Electric Trading | COOPER&HUNTER | Singlezone Non-Ducted, Floor Placement | 213265595 |  | HRCU-A-CB-O | CH-NHPR60LCU-230VO | Mini-Splits | CH-60LCFC-W | 9 | 16.8 | 11.3 | 9 | 17.3 | 10.2 | FALSE | FALSE | TRUE | 55000 | 40000 | 2.58 | 58600 | 2.35
213265602 | 10/31/23 | Live | Midea Electric Trading | COOPER&HUNTER | Singlezone Non-Ducted, Ceiling Placement | 213265602 |  | HRCU-A-CB-O | CH-HPR18-230VO | Mini-Splits | CH-18MCT1W-W | 12.5 | 19.8 | 11.8 | 12.5 | 19.8 | 11.2 | TRUE | TRUE | TRUE | 16700 | 14500 | 2.4 | 18800 | 2.04
213265596 | 10/31/23 | Live | Midea Electric Trading | COOPER&HUNTER | Singlezone Non-Ducted, Ceiling Placement | 213265596 |  | HRCU-A-CB-O | CH-HPR06F9-230VO | Mini-Splits | CH-06MCT1W-W | 14.5 | 22 | 10.6 | 14.5 | 22 | 10.8 | TRUE | TRUE | TRUE | 6500 | 5700 | 2.61 | 10000 | 2.4
213265599 | 10/31/23 | Live | Midea Electric Trading | COOPER&HUNTER | Singlezone Non-Ducted, Ceiling Placement | 213265599 |  | HRCU-A-CB-O | CH-ES12-230VO | Mini-Splits | CH-12MCT1W-W | 12.6 | 21.2 | 10.8 | 12.6 | 22 | 9.8 | TRUE | FALSE | TRUE | 12000 | 7700 | 2 | 9000 | 2.42
213265600 | 10/31/23 | Live | Midea Electric Trading | COOPER&HUNTER | Singlezone Non-Ducted, Ceiling Placement | 213265600 |  | HRCU-A-CB-O | CH-HPR12-230VO | Mini-Splits | CH-12MCT1W-W | 13 | 22 | 11.3 | 13 | 23 | 10 | TRUE | TRUE | TRUE | 12000 | 9500 | 2.49 | 11500 | 2.07
213265598 | 10/31/23 | Live | Midea Electric Trading | COOPER&HUNTER | Singlezone Non-Ducted, Ceiling Placement | 213265598 |  | HRCU-A-CB-O | CH-HPR09-230VO | Mini-Splits | CH-09MCT1W-W | 13 | 23 | 13.6 | 13 | 24 | 12.4 | TRUE | TRUE | TRUE | 9000 | 9800 | 2.35 | 11400 | 1.83
213265597 | 10/31/23 | Live | Midea Electric Trading | COOPER&HUNTER | Singlezone Non-Ducted, Ceiling Placement | 213265597 |  | HRCU-A-CB-O | CH-ES09-230VO | Mini-Splits | CH-09MCT1W-W | 13 | 22 | 13 | 13 | 22.5 | 11.5 | TRUE | TRUE | TRUE | 9000 | 8000 | 2.66 | 10000 | 2.4
213265601 | 10/31/23 | Live | Midea Electric Trading | COOPER&HUNTER | Singlezone Non-Ducted, Ceiling Placement | 213265601 |  | HRCU-A-CB-O | CH-ES18-230VO | Mini-Splits | CH-18MCT1W-W | 12.5 | 21.2 | 12 | 12.5 | 21.8 | 10.7 | TRUE | FALSE | TRUE | 18000 | 12200 | 2.79 | 15500 | 2.4
213265584 | 10/31/23 | Live | Midea Electric Trading | COOPER&HUNTER | Singlezone Ducted, Compact Ducted | 213265584 |  | HRCU-A-CB | CH-N60LCU-230VO | Mini-Splits | CH-60LCDT-W | 10.6 | 19.2 | 10.2 | 10.3 | 17 | 8.4 | FALSE | FALSE | FALSE | 59000 | 34400 | 2.37 | 36000 | 2.29
213265594 | 10/31/23 | Live | Midea Electric Trading | COOPER&HUNTER | Singlezone Non-Ducted, Floor Placement | 213265594 |  | HRCU-A-CB-O | CH-N60LCU-230VO | Mini-Splits | CH-60LCFC-W | 9.8 | 18.7 | 10.5 | 9.8 | 19.8 | 9 | FALSE | FALSE | FALSE | 54000 | 35000 | 2.34 | 35200 | 1.98
213265576 | 10/31/23 | Live | Midea Electric Trading | COOPER&HUNTER | Singlezone Ducted, Compact Ducted | 213265576 |  | HRCU-A-CB | CH-ES18-230VO | Mini-Splits | CH-18MDT-W | 12.5 | 20.5 | 11 | 12.5 | 20 | 10.6 | TRUE | FALSE | TRUE | 17000 | 12600 | 2.66 | 14100 | 2.4
213265586 | 10/31/23 | Live | Midea Electric Trading | COOPER&HUNTER | Singlezone Non-Ducted, Floor Placement | 213265586 |  | HRCU-A-CB-O | CH-ES18-230VO | Mini-Splits | CH-18MFC-W | 12.5 | 21.5 | 10.5 | 12.5 | 23 | 10 | TRUE | FALSE | TRUE | 18000 | 12800 | 2.52 | 14200 | 2.29
213265567 | 10/31/23 | Live | Midea Electric Trading | COOPER&HUNTER | Singlezone Non-Ducted, Wall Placement | 213265567 |  | HRCU-A-CB-O | CH-HPR24-230VO | Mini-Splits | CH-24MCT-W | 11 | 20.2 | 11.6 | 11 | 20.5 | 11.5 | FALSE | FALSE | TRUE | 24000 | 21000 | 2.64 | 24000 | 2.17
213265566 | 10/31/23 | Live | Midea Electric Trading | COOPER&HUNTER | Singlezone Non-Ducted, Wall Placement | 213265566 |  | HRCU-A-CB-O | CH-ES24-230VO | Mini-Splits | CH-24MCT-W | 12.5 | 20.7 | 10.5 | 12.5 | 21.5 | 9.7 | TRUE | TRUE | TRUE | 24000 | 19000 | 2.6 | 20800 | 2.36
213265591 | 10/31/23 | Live | Midea Electric Trading | COOPER&HUNTER | Singlezone Non-Ducted, Wall Placement | 213265591 |  | HRCU-A-CB-O | CH-NHPR36LCU-230VO | Mini-Splits | CH-36LCFC-W | 8.6 | 17.5 | 10 | 8.8 | 17.6 | 10 | TRUE | TRUE | FALSE | 36000 | 32000 | 2.23 | 42000 | 1.9
213265582 | 10/31/23 | Live | Midea Electric Trading | COOPER&HUNTER | Singlezone Ducted, Compact Ducted | 213265582 |  | HRCU-A-CB | CH-N48LCU-230VO | Mini-Splits | CH-48LCDT-W | 9.2 | 17.4 | 10.3 | 8.5 | 15.1 | 9.3 | FALSE | FALSE | FALSE | 48000 | 34000 | 2.32 | 41000 | 2.32
213265570 | 10/31/23 | Live | Midea Electric Trading | COOPER&HUNTER | Singlezone Non-Ducted, Wall Placement | 213265570 |  | HRCU-A-CB-O | CH-N48LCU-230VO | Mini-Splits | CH-48LCCT-W | 9.5 | 17.8 | 11.5 | 9.5 | 18.5 | 9.8 | FALSE | FALSE | TRUE | 48000 | 30000 | 2.34 | 39000 | 2.05
213265580 | 10/31/23 | Live | Midea Electric Trading | COOPER&HUNTER | Singlezone Ducted, Compact Ducted | 213265580 |  | HRCU-A-CB | CH-N36LCU-230VO | Mini-Splits | CH-36LCDT-W | 9 | 16.7 | 11.5 | 8.8 | 15.8 | 8.8 | FALSE | FALSE | FALSE | 36000 | 25000 | 2.49 | 26000 | 2.22
213265568 | 10/31/23 | Live | Midea Electric Trading | COOPER&HUNTER | Singlezone Non-Ducted, Wall Placement | 213265568 |  | HRCU-A-CB-O | CH-N36LCU-230VO | Mini-Splits | CH-36LCCT-W | 9 | 18.2 | 10.6 | 9.4 | 19.2 | 8.8 | FALSE | FALSE | FALSE | 36000 | 23000 | 2.45 | 26000 | 2.13
213265590 | 10/31/23 | Live | Midea Electric Trading | COOPER&HUNTER | Singlezone Non-Ducted, Wall Placement | 213265590 |  | HRCU-A-CB-O | CH-N36LCU-230VO | Mini-Splits | CH-36LCFC-W | 8 | 17 | 10 | 8.5 | 19 | 9 | FALSE | FALSE | FALSE | 36000 | 23000 | 2.2 | 25000 | 2.11
213265587 | 10/31/23 | Live | Midea Electric Trading | COOPER&HUNTER | Singlezone Non-Ducted, Floor Placement | 213265587 |  | HRCU-A-CB-O | CH-HPR18-230VO | Mini-Splits | CH-18MFC-W | 12.5 | 20.2 | 10.6 | 12.5 | 20.5 | 9.8 | TRUE | TRUE | TRUE | 17000 | 12000 | 2.3 | 17000 | 1.9
213265577 | 10/31/23 | Live | Midea Electric Trading | COOPER&HUNTER | Singlezone Ducted, Compact Ducted | 213265577 |  | HRCU-A-CB | CH-HPR18-230VO | Mini-Splits | CH-18MDT-W | 12.5 | 19.6 | 11 | 11.7 | 18 | 9.5 | TRUE | TRUE | TRUE | 17000 | 15000 | 2.27 | 19000 | 2.02
213265563 | 10/31/23 | Live | Midea Electric Trading | COOPER&HUNTER | Singlezone Non-Ducted, Ceiling Placement | 213265563 |  | HRCU-A-CB-O | CH-HPR12-230VO | Mini-Splits | CH-12MCT-W | 12.7 | 21.5 | 10.6 | 12.7 | 22.3 | 10.2 | TRUE | TRUE | TRUE | 12000 | 9900 | 2.55 | 14000 | 2.29
213265574 | 10/31/23 | Live | Midea Electric Trading | COOPER&HUNTER | Singlezone Ducted, Compact Ducted | 213265574 |  | HRCU-A-CB | CH-ES12-230VO | Mini-Splits | CH-12MDT-W | 12.5 | 21.5 | 11.5 | 11.7 | 19 | 10.3 | TRUE | TRUE | TRUE | 11500 | 9300 | 2.78 | 10100 | 2.39
213265573 | 10/31/23 | Live | Midea Electric Trading | COOPER&HUNTER | Singlezone Ducted, Compact Ducted | 213265573 |  | HRCU-A-CB | CH-HPR09-230VO | Mini-Splits | CH-09MDT-W | 14 | 23 | 12 | 13.2 | 20.2 | 12 | TRUE | TRUE | TRUE | 9000 | 10100 | 2.41 | 11600 | 1.9
213265572 | 10/31/23 | Live | Midea Electric Trading | COOPER&HUNTER | Singlezone Ducted, Compact Ducted | 213265572 |  | HRCU-A-CB | CH-ES09-230VO | Mini-Splits | CH-09MDT-W | 13.5 | 21 | 11.5 | 12.5 | 19.2 | 10.2 | TRUE | TRUE | TRUE | 9000 | 7700 | 2.59 | 10200 | 2.41
213265588 | 10/31/23 | Live | Midea Electric Trading | COOPER&HUNTER | Singlezone Non-Ducted, Floor Placement | 213265588 |  | HRCU-A-CB-O | CH-ES24-230VO | Mini-Splits | CH-24MFC-W | 12.5 | 20 | 11.2 | 12.5 | 21.2 | 10.3 | TRUE | TRUE | TRUE | 24000 | 16000 | 2.3 | 17600 | 2.16
213265562 | 10/31/23 | Live | Midea Electric Trading | COOPER&HUNTER | Singlezone Non-Ducted, Ceiling Placement | 213265562 |  | HRCU-A-CB-O | CH-ES12-230VO | Mini-Splits | CH-12MCT-W | 14 | 22 | 10.6 | 14 | 22.7 | 10 | TRUE | FALSE | TRUE | 12000 | 8900 | 2.75 | 9300 | 2.39
213265560 | 10/31/23 | Live | Midea Electric Trading | COOPER&HUNTER | Singlezone Non-Ducted, Ceiling Placement | 213265560 |  | HRCU-A-CB-O | CH-ES09-230VO | Mini-Splits | CH-09MCT-W | 13 | 20 | 10.5 | 13 | 20 | 10 | TRUE | TRUE | TRUE | 9000 | 7500 | 2.44 | 9400 | 2.19
213307917 | 10/31/23 | Live | Midea Electric Trading | ECO-AIR | Multizone Mix of Ducted and Non-Ducted | 213307917 |  | HMSV-A-CB | M4OX630-36HFN1-M1X | Mixed Ducted and Non-Ducted Indoor Units |  |  |  |  | 12 | 20.2 | 10.45 | TRUE | TRUE | TRUE | 36000 | 28600 | 2.35 | 36500 | 2.25
213307914 | 10/31/23 | Live | Midea Electric Trading | ALSETRIA | Multizone Mix of Ducted and Non-Ducted | 213307914 |  | HMSV-A-CB | M4OX630-36HFN1-M1X | Mixed Ducted and Non-Ducted Indoor Units |  |  |  |  | 12 | 20.2 | 10.45 | TRUE | TRUE | TRUE | 36000 | 28600 | 2.35 | 36500 | 2.25
213307913 | 10/31/23 | Live | Midea Electric Trading | ALSETRIA | Multizone All Ducted | 213307913 |  | HMSV-A-CB | M4OX630-36HFN1-M1X | Ducted Indoor Units |  |  |  |  | 12 | 19.4 | 10 | TRUE | TRUE | TRUE | 36000 | 30000 | 2.2 | 36000 | 2.2
213307916 | 10/31/23 | Live | Midea Electric Trading | ECO-AIR | Multizone All Ducted | 213307916 |  | HMSV-A-CB | M4OX630-36HFN1-M1X | Ducted Indoor Units |  |  |  |  | 12 | 19.4 | 10 | TRUE | TRUE | TRUE | 36000 | 30000 | 2.2 | 36000 | 2.2
213349745 | 10/31/23 | Live | Midea Electric Trading | PIONEER | Singlezone Non-Ducted, Ceiling Placement | 213349745 |  | HRCU-A-CB-O | YN012GMFI22RPE | Mini-Splits | CK012GMFILCFHD | 12.6 | 21.2 | 10.8 | 12.6 | 22 | 9.8 | TRUE | FALSE | TRUE | 12000 | 7700 | 2 | 9000 | 2.42
213349746 | 10/31/23 | Live | Midea Electric Trading | PIONEER | Singlezone Non-Ducted, Ceiling Placement | 213349746 |  | HRCU-A-CB-O | YN009GMFI22RPE | Mini-Splits | CK009GMFILCFHD | 13 | 22 | 13 | 13 | 22.5 | 11.5 | TRUE | TRUE | TRUE | 9000 | 8000 | 2.66 | 10000 | 2.4
213349744 | 10/31/23 | Live | Midea Electric Trading | PIONEER | Singlezone Non-Ducted, Ceiling Placement | 213349744 |  | HRCU-A-CB-O | YN018GMFI22RPE | Mini-Splits | CK018GMFILCFHD | 12.5 | 21.2 | 12 | 12.5 | 21.8 | 10.7 | TRUE | FALSE | TRUE | 18000 | 12200 | 2.79 | 15500 | 2.4
213349747 | 10/31/23 | Live | Midea Electric Trading | PIONEER | Singlezone Non-Ducted, Wall Placement | 213349747 |  | HRCU-A-CB-O | YN018GMFI22RPE | Mini-Splits | FB018GMFILDFHE | 12.5 | 22 | 11.6 | 12.5 | 22.4 | 10.4 | TRUE | TRUE | TRUE | 16000 | 13400 | 2.38 | 15600 | 2.46
213386543 | 10/31/23 | Live | Midea Electric Trading | CONTINENTAL | Multizone Mix of Ducted and Non-Ducted | 213386543 |  | HMSV-A-CB | CDHAM-28-O | Mixed Ducted and Non-Ducted Indoor Units |  | 11.5 | 21 | 10.05 | 11.75 | 21.3 | 9.65 | TRUE | TRUE | FALSE | 28000 | 26200 | 2.3 | 27200 | 2.21
213386546 | 10/31/23 | Live | Midea Electric Trading | CONTINENTAL | Multizone Mix of Ducted and Non-Ducted | 213386546 |  | HMSV-A-CB | CDHAM-36-O | Mixed Ducted and Non-Ducted Indoor Units |  | 11.9 | 19.5 | 10.9 | 12.1 | 19.5 | 9.85 | FALSE | FALSE | FALSE | 36000 | 35000 | 2.43 | 35200 | 1.88
213386542 | 10/31/23 | Live | Midea Electric Trading | CONTINENTAL | Multizone All Ducted | 213386542 |  | HMSV-A-CB | CDHAM-28-O | Ducted Indoor Units |  | 11.5 | 20 | 10.1 | 11.7 | 20 | 9.5 | FALSE | FALSE | FALSE | 28000 | 27000 | 2.3 | 27200 | 2.21
213386535 | 10/31/23 | Live | Midea Electric Trading | CONTINENTAL | Singlezone Non-Ducted, Wall Placement | 213386535 |  | HRCU-A-CB-O | CDHAS22-24-O | Mini-Splits | CDHAS22-24-I | 13 | 21 | 10 | 13 | 21 | 8.5 | TRUE | FALSE | FALSE | 24000 | 17400 | 2.28 | 23471 | 2.29
213363365 | 10/31/23 | Live | Midea Electric Trading | AIRDACH | Singlezone Non-Ducted, Ceiling Placement | 213363365 |  | HRCU-A-CB-O | ACSH0924VM2-D | Mini-Splits | AICH0900VM1-D | 13 | 20 | 10.5 | 13 | 20 | 10 | FALSE | FALSE | TRUE | 9000 | 7500 | 2.44 | 9400 | 2.19
213386537 | 10/31/23 | Live | Midea Electric Trading | CONTINENTAL | Singlezone Non-Ducted, Wall Placement | 213386537 |  | HRCU-A-CB-O | CDHAS26-24-O | Mini-Splits | CDHAS26-24-I | 13 | 21.5 | 12 | 13 | 21.5 | 11.4 | FALSE | FALSE | TRUE | 24000 | 21200 | 2.88 | 24485 | 1.98
213307876 | 10/31/23 | Live | Midea Electric Trading | COMFORTSTAR | Singlezone Non-Ducted, Wall Placement | 213307876 |  | HRCU-A-CB-O | CARAT24CD(O)-HP | Mini-Splits | CARAT24CD(I)-HP | 9.5 | 18.5 | 10.2 | 9.5 | 18.5 | 8.6 | FALSE | FALSE | FALSE | 24000 | 16500 | 2.38 | 19257 | 2.11
213307875 | 10/31/23 | Live | Midea Electric Trading | COMFORTSTAR | Singlezone Non-Ducted, Wall Placement | 213307875 |  | HRCU-A-CB-O | CARAT18CD(O)-HP | Mini-Splits | CARAT18CD(I)-HP | 11 | 19.5 | 10 | 11 | 19.5 | 8.7 | FALSE | FALSE | FALSE | 18000 | 11400 | 2.57 | 14370 | 2.49
213307874 | 10/31/23 | Live | Midea Electric Trading | COMFORTSTAR | Singlezone Non-Ducted, Wall Placement | 213307874 |  | HRCU-A-CB-O | CARAT12CD(O)-HP | Mini-Splits | CARAT12CD(I)-HP | 10.8 | 20.5 | 10.7 | 10.8 | 21.4 | 9.2 | FALSE | FALSE | FALSE | 12000 | 7000 | 2.5 | 9300 | 2
213307873 | 10/31/23 | Live | Midea Electric Trading | COMFORTSTAR | Singlezone Non-Ducted, Wall Placement | 213307873 |  | HRCU-A-CB-O | CARAT12CA(O)-HP | Mini-Splits | CARAT12CA(I)-HP | 10.3 | 20 | 10.8 | 10.3 | 20.8 | 8.7 | FALSE | FALSE | FALSE | 12000 | 7800 | 2.31 | 8200 | 1.35
213386629 | 10/31/23 | Live | Daikin Comfort Technologies | GOODMAN | Singlezone Ducted, Centrally Ducted | 213386629 |  | HRCU-A-CB | GSZS604810A* | Ducted Indoor Units | AHVE60DP0400A* |  |  |  | 8 | 16.2 | 8.1 | FALSE | FALSE | FALSE | 45000 | 29800 | 2.47 | 36000 | 2.38
213386635 | 10/31/23 | Live | Daikin Comfort Technologies | GOODMAN | Singlezone Ducted, Centrally Ducted | 213386635 |  | HRCU-A-CB | GSZS604810A* | Ducted Indoor Units | AHVE48DP0400A* |  |  |  | 8 | 16.2 | 8.1 | FALSE | FALSE | FALSE | 45000 | 29800 | 2.47 | 36000 | 2.38
213386626 | 10/31/23 | Live | Daikin Comfort Technologies | GOODMAN | Singlezone Ducted, Centrally Ducted | 213386626 |  | HRCU-A-CB | GSZS603610A* | Ducted Indoor Units | AHVE42CP0400A* |  |  |  | 8.7 | 16.3 | 8.2 | FALSE | FALSE | FALSE | 33600 | 22400 | 2.43 | 25200 | 2.37
213386633 | 10/31/23 | Live | Daikin Comfort Technologies | GOODMAN | Singlezone Ducted, Centrally Ducted | 213386633 |  | HRCU-A-CB | GSZS603610A* | Ducted Indoor Units | AHVE36CP0400A* |  |  |  | 8.7 | 16.3 | 8.2 | FALSE | FALSE | FALSE | 33600 | 22400 | 2.43 | 25200 | 2.37
213386632 | 10/31/23 | Live | Daikin Comfort Technologies | GOODMAN | Singlezone Ducted, Centrally Ducted | 213386632 |  | HRCU-A-CB | GSZS603010A* | Ducted Indoor Units | AHVE36CP0400A* |  |  |  | 9.9 | 17.1 | 8.2 | FALSE | FALSE | FALSE | 27800 | 18000 | 2.52 | 21600 | 2.36
213386631 | 10/31/23 | Live | Daikin Comfort Technologies | GOODMAN | Singlezone Ducted, Centrally Ducted | 213386631 |  | HRCU-A-CB | GSZS602410A* | Ducted Indoor Units | AHVE24BP0400A* |  |  |  | 10.1 | 17.3 | 8.5 | FALSE | FALSE | TRUE | 22200 | 14600 | 2.58 | 17600 | 2.33
213386630 | 10/31/23 | Live | Daikin Comfort Technologies | GOODMAN | Singlezone Ducted, Centrally Ducted | 213386630 |  | HRCU-A-CB | GSZS601810A* | Ducted Indoor Units | AHVE24BP0400A* |  |  |  | 10.9 | 17.5 | 8.5 | FALSE | FALSE | TRUE | 16600 | 10800 | 2.71 | 17100 | 2.48
213255535 | 10/31/23 | Live | Daikin Comfort Technologies | AMANA | Singlezone Ducted, Centrally Ducted | 213255535 |  | HRCU-A-CB | ASZS604810A* | Ducted Indoor Units | AHVE60DP0400A* |  |  |  | 8 | 16.2 | 8.1 | FALSE | FALSE | FALSE | 45000 | 29800 | 2.47 | 36000 | 2.38
213255530 | 10/31/23 | Live | Daikin Comfort Technologies | AMANA | Singlezone Ducted, Centrally Ducted | 213255530 |  | HRCU-A-CB | ASZS604810A* | Ducted Indoor Units | AHVE48DP0400A* |  |  |  | 8 | 16.2 | 8.1 | FALSE | FALSE | FALSE | 45000 | 29800 | 2.47 | 36000 | 2.38
213255532 | 10/31/23 | Live | Daikin Comfort Technologies | AMANA | Singlezone Ducted, Centrally Ducted | 213255532 |  | HRCU-A-CB | ASZS603610A* | Ducted Indoor Units | AHVE42CP0400A* |  |  |  | 8.7 | 16.3 | 8.2 | FALSE | FALSE | FALSE | 33600 | 22400 | 2.43 | 25200 | 2.37
213255528 | 10/31/23 | Live | Daikin Comfort Technologies | AMANA | Singlezone Ducted, Centrally Ducted | 213255528 |  | HRCU-A-CB | ASZS603610A* | Ducted Indoor Units | AHVE36CP0400A* |  |  |  | 8.7 | 16.3 | 8.2 | FALSE | FALSE | FALSE | 33600 | 22400 | 2.43 | 25200 | 2.37
213255527 | 10/31/23 | Live | Daikin Comfort Technologies | AMANA | Singlezone Ducted, Centrally Ducted | 213255527 |  | HRCU-A-CB | ASZS603010A* | Ducted Indoor Units | AHVE36CP0400A* |  |  |  | 9.9 | 17.1 | 8.2 | FALSE | FALSE | FALSE | 27800 | 18000 | 2.52 | 21600 | 2.36
213255526 | 10/31/23 | Live | Daikin Comfort Technologies | AMANA | Singlezone Ducted, Centrally Ducted | 213255526 |  | HRCU-A-CB | ASZS602410A* | Ducted Indoor Units | AHVE24BP0400A* |  |  |  | 10.1 | 17.3 | 8.5 | FALSE | FALSE | TRUE | 22200 | 14600 | 2.58 | 17600 | 2.33
213255525 | 10/31/23 | Live | Daikin Comfort Technologies | AMANA | Singlezone Ducted, Centrally Ducted | 213255525 |  | HRCU-A-CB | ASZS601810A* | Ducted Indoor Units | AHVE24BP0400A* |  |  |  | 10.9 | 17.5 | 8.5 | FALSE | FALSE | TRUE | 16600 | 10800 | 2.71 | 17100 | 2.48
213255546 | 10/31/23 | Live | Daikin Comfort Technologies | DAIKIN | Singlezone Ducted, Centrally Ducted | 213255546 |  | HRCU-A-CB | DZ6VSA4810A* | Ducted Indoor Units | DFVE60DP0400A* |  |  |  | 8 | 16.2 | 8.1 | FALSE | FALSE | FALSE | 45000 | 29800 | 2.47 | 36000 | 2.38
213255541 | 10/31/23 | Live | Daikin Comfort Technologies | DAIKIN | Singlezone Ducted, Centrally Ducted | 213255541 |  | HRCU-A-CB | DZ6VSA4810A* | Ducted Indoor Units | DFVE48DP0400A* |  |  |  | 8 | 16.2 | 8.1 | FALSE | FALSE | FALSE | 45000 | 29800 | 2.47 | 36000 | 2.38
213255543 | 10/31/23 | Live | Daikin Comfort Technologies | DAIKIN | Singlezone Ducted, Centrally Ducted | 213255543 |  | HRCU-A-CB | DZ6VSA3610A* | Ducted Indoor Units | DFVE42CP0400A* |  |  |  | 8.7 | 16.3 | 8.2 | FALSE | FALSE | FALSE | 33600 | 22400 | 2.43 | 25200 | 2.37
213255539 | 10/31/23 | Live | Daikin Comfort Technologies | DAIKIN | Singlezone Ducted, Centrally Ducted | 213255539 |  | HRCU-A-CB | DZ6VSA3610A* | Ducted Indoor Units | DFVE36CP0400A* |  |  |  | 8.7 | 16.3 | 8.2 | FALSE | FALSE | FALSE | 33600 | 22400 | 2.43 | 25200 | 2.37
213255538 | 10/31/23 | Live | Daikin Comfort Technologies | DAIKIN | Singlezone Ducted, Centrally Ducted | 213255538 |  | HRCU-A-CB | DZ6VSA3010A* | Ducted Indoor Units | DFVE36CP0400A* |  |  |  | 9.9 | 17.1 | 8.2 | FALSE | FALSE | FALSE | 27800 | 18000 | 2.52 | 21600 | 2.36
213255537 | 10/31/23 | Live | Daikin Comfort Technologies | DAIKIN | Singlezone Ducted, Centrally Ducted | 213255537 |  | HRCU-A-CB | DZ6VSA2410A* | Ducted Indoor Units | DFVE24BP0400A* |  |  |  | 10.1 | 17.3 | 8.5 | FALSE | FALSE | TRUE | 22200 | 14600 | 2.58 | 17600 | 2.33
213255536 | 10/31/23 | Live | Daikin Comfort Technologies | DAIKIN | Singlezone Ducted, Centrally Ducted | 213255536 |  | HRCU-A-CB | DZ6VSA1810A* | Ducted Indoor Units | DFVE24BP0400A* |  |  |  | 10.9 | 17.5 | 8.5 | FALSE | FALSE | TRUE | 16600 | 10800 | 2.71 | 17100 | 2.48
213353373 | 10/31/23 | Live | Samsung Electronics | SAMSUNG | Multizone All Ducted | 213353373 |  | HMSV-A-CB | AJ030CXS4CH | Ducted Indoor Units |  |  |  |  | 13 | 20 | 9.5 | TRUE | TRUE | TRUE | 28400 | 17200 | 2.75 | 28600 | 1.67
213353372 | 10/31/23 | Live | Samsung Electronics | SAMSUNG | Multizone All Ducted | 213353372 |  | HMSV-A-CB | AJ024CXS4CH | Ducted Indoor Units |  |  |  |  | 13.5 | 20 | 9.5 | TRUE | TRUE | TRUE | 25000 | 15000 | 2.75 | 25000 | 1.57
213353371 | 10/31/23 | Live | Samsung Electronics | SAMSUNG | Multizone All Ducted | 213353371 |  | HMSV-A-CB | AJ020CXS3CH | Ducted Indoor Units |  |  |  |  | 13.45 | 20.5 | 9.5 | TRUE | TRUE | TRUE | 21000 | 13200 | 2.8 | 22000 | 1.45
213353370 | 10/31/23 | Live | Samsung Electronics | SAMSUNG | Multizone All Non-Ducted | 213353370 |  | HMSR-A-CB-O | AJ036CXS4CH | Non-Ducted Indoor Units |  |  |  |  | 12.5 | 21.5 | 9.5 | TRUE | TRUE | TRUE | 34000 | 23000 | 2.84 | 36600 | 1.83
213353369 | 10/31/23 | Live | Samsung Electronics | SAMSUNG | Multizone All Non-Ducted | 213353369 |  | HMSR-A-CB-O | AJ030CXS4CH | Non-Ducted Indoor Units |  |  |  |  | 13.5 | 22.5 | 10.4 | TRUE | TRUE | TRUE | 28400 | 17500 | 2.85 | 28600 | 2.1
213353368 | 10/31/23 | Live | Samsung Electronics | SAMSUNG | Multizone All Non-Ducted | 213353368 |  | HMSR-A-CB-O | AJ024CXS4CH | Non-Ducted Indoor Units |  |  |  |  | 14.55 | 23 | 10.4 | TRUE | TRUE | TRUE | 25000 | 15200 | 2.91 | 25000 | 2.12
213353367 | 10/31/23 | Live | Samsung Electronics | SAMSUNG | Multizone All Non-Ducted | 213353367 |  | HMSR-A-CB-O | AJ020CXS3CH | Non-Ducted Indoor Units |  |  |  |  | 15 | 23 | 10.5 | TRUE | TRUE | TRUE | 21000 | 13400 | 2.95 | 22000 | 2.22
212396575 | 05/02/23 | Live | Lennox Industries | ADP | Singlezone Ducted, Centrally Ducted | 212396575 |  | HRCU-A-CB | 4TXD2060A10NU** | Ducted Indoor Units | F,PE*CC4960 |  |  |  | 11 | 17 | 9 | FALSE | FALSE | TRUE | 48000 | 31800 | 2.1 | 48000 | 2.04
212396574 | 05/02/23 | Live | Lennox Industries | ADP | Singlezone Ducted, Centrally Ducted | 212396574 |  | HRCU-A-CB | 4TXD2060A10NU** | Ducted Indoor Units | F,PE*CC9960 |  |  |  | 10 | 15.75 | 9 | FALSE | FALSE | TRUE | 54000 | 36400 | 2.1 | 49000 | 2.02
212396573 | 05/02/23 | Live | Lennox Industries | ADP | Singlezone Ducted, Centrally Ducted | 212396573 |  | HRCU-A-CB | 4TXD2060A10NU** | Ducted Indoor Units | F,PE*CC7948 |  |  |  | 11 | 17 | 9 | FALSE | FALSE | TRUE | 48000 | 31800 | 2.1 | 48000 | 2.04
212396572 | 05/02/23 | Live | Lennox Industries | ADP | Singlezone Ducted, Centrally Ducted | 212396572 |  | HRCU-A-CB | 4TXD2060A10NU** | Ducted Indoor Units | F,PE*UU1960 |  |  |  | 10 | 15.8 | 9 | FALSE | FALSE | TRUE | 54000 | 36400 | 2.1 | 49000 | 2.02
212396571 | 05/02/23 | Live | Lennox Industries | ADP | Singlezone Ducted, Centrally Ducted | 212396571 |  | HRCU-A-CB | 4TXD2060A10NU** | Ducted Indoor Units | F,PE*CC7960 |  |  |  | 10 | 15.8 | 9 | FALSE | FALSE | TRUE | 54000 | 36400 | 2.1 | 49000 | 2.02
212396559 | 05/02/23 | Live | Lennox Industries | ADP | Singlezone Ducted, Centrally Ducted | 212396559 |  | HRCU-A-CB | 4TXD2060A10NU** | Ducted Indoor Units | F,PE*CC4960 |  |  |  | 11 | 17 | 9 | FALSE | FALSE | TRUE | 48000 | 31800 | 2.1 | 48000 | 2.04
212396558 | 05/02/23 | Live | Lennox Industries | ADP | Singlezone Ducted, Centrally Ducted | 212396558 |  | HRCU-A-CB | 4TXD2060A10NU** | Ducted Indoor Units | F,PE*CC9960 |  |  |  | 10 | 15.75 | 9 | FALSE | FALSE | TRUE | 54000 | 36400 | 2.1 | 49000 | 2.02
212396557 | 05/02/23 | Live | Lennox Industries | ADP | Singlezone Ducted, Centrally Ducted | 212396557 |  | HRCU-A-CB | 4TXD2060A10NU** | Ducted Indoor Units | F,PE*CC7948 |  |  |  | 11 | 17 | 9 | FALSE | FALSE | TRUE | 48000 | 31800 | 2.1 | 48000 | 2.04
212396556 | 05/02/23 | Live | Lennox Industries | ADP | Singlezone Ducted, Centrally Ducted | 212396556 |  | HRCU-A-CB | 4TXD2060A10NU** | Ducted Indoor Units | F,PE*UU1960 |  |  |  | 10 | 15.8 | 9 | FALSE | FALSE | TRUE | 54000 | 36400 | 2.1 | 49000 | 2.02
212396555 | 05/02/23 | Live | Lennox Industries | ADP | Singlezone Ducted, Centrally Ducted | 212396555 |  | HRCU-A-CB | 4TXD2060A10NU** | Ducted Indoor Units | F,PE*CC7960 |  |  |  | 10 | 15.8 | 9 | FALSE | FALSE | TRUE | 54000 | 36400 | 2.1 | 49000 | 2.02
212396570 | 05/02/23 | Live | Lennox Industries | ADP | Singlezone Ducted, Centrally Ducted | 212396570 |  | HRCU-A-CB | 4TXD2036A10NU** | Ducted Indoor Units | F,PE*G34925 |  |  |  | 11.5 | 17 | 9 | FALSE | FALSE | TRUE | 23600 | 15000 | 2.1 | 24000 | 2.43
212396569 | 05/02/23 | Live | Lennox Industries | ADP | Singlezone Ducted, Centrally Ducted | 212396569 |  | HRCU-A-CB | 4TXD2036A10NU** | Ducted Indoor Units | F,PE*G34930 |  |  |  | 11.5 | 17 | 9 | FALSE | FALSE | TRUE | 23600 | 15000 | 2.1 | 24000 | 2.43
212396568 | 05/02/23 | Live | Lennox Industries | ADP | Singlezone Ducted, Centrally Ducted | 212396568 |  | HRCU-A-CB | 4TXD2036A10NU** | Ducted Indoor Units | F,PE*G34936 |  |  |  | 9.8 | 15.6 | 8.8 | FALSE | FALSE | FALSE | 33200 | 24200 | 2.1 | 36000 | 1.94
212396567 | 05/02/23 | Live | Lennox Industries | ADP | Singlezone Ducted, Centrally Ducted | 212396567 |  | HRCU-A-CB | 4TXD2036A10NU** | Ducted Indoor Units | F,PE*G33925 |  |  |  | 11.5 | 17 | 8.95 | FALSE | FALSE | TRUE | 23400 | 15000 | 2.1 | 24000 | 2.43
212396566 | 05/02/23 | Live | Lennox Industries | ADP | Singlezone Ducted, Centrally Ducted | 212396566 |  | HRCU-A-CB | 4TXD2036A10NU** | Ducted Indoor Units | F,PE*G33930 |  |  |  | 11.5 | 17 | 8.95 | FALSE | FALSE | TRUE | 23400 | 15000 | 2.1 | 24000 | 2.43
212396565 | 05/02/23 | Live | Lennox Industries | ADP | Singlezone Ducted, Centrally Ducted | 212396565 |  | HRCU-A-CB | 4TXD2036A10NU** | Ducted Indoor Units | F,PE*G33936 |  |  |  | 9.8 | 15.5 | 8.8 | FALSE | FALSE | FALSE | 33200 | 24200 | 2.1 | 36000 | 1.94
212396564 | 05/02/23 | Live | Lennox Industries | ADP | Singlezone Ducted, Centrally Ducted | 212396564 |  | HRCU-A-CB | 4TXD2036A10NU** | Ducted Indoor Units | F,PE*E32924 |  |  |  | 11.5 | 16 | 8.85 | FALSE | FALSE | TRUE | 22800 | 15000 | 2.1 | 24000 | 2.43
212396563 | 05/02/23 | Live | Lennox Industries | ADP | Singlezone Ducted, Centrally Ducted | 212396563 |  | HRCU-A-CB | 4TXD2036A10NU** | Ducted Indoor Units | F,PE*E32925 |  |  |  | 11.5 | 16 | 8.85 | FALSE | FALSE | TRUE | 23000 | 15000 | 2.1 | 24000 | 2.43
212396562 | 05/02/23 | Live | Lennox Industries | ADP | Singlezone Ducted, Centrally Ducted | 212396562 |  | HRCU-A-CB | 4TXD2036A10NU** | Ducted Indoor Units | F,PE*E32930 |  |  |  | 11.5 | 16 | 8.85 | FALSE | FALSE | TRUE | 23000 | 15000 | 2.1 | 24000 | 2.43
212396561 | 05/02/23 | Live | Lennox Industries | ADP | Singlezone Ducted, Centrally Ducted | 212396561 |  | HRCU-A-CB | 4TXD2036A10NU** | Ducted Indoor Units | F,PE*E32936 |  |  |  | 9.5 | 15.2 | 8.7 | FALSE | FALSE | FALSE | 32200 | 24200 | 2.1 | 36000 | 1.94
212396560 | 05/02/23 | Live | Lennox Industries | ADP | Singlezone Ducted, Centrally Ducted | 212396560 |  | HRCU-A-CB | 4TXD2036A10NU** | Ducted Indoor Units | F,PE*BB8937 |  |  |  | 9.6 | 15.6 | 8.7 | FALSE | FALSE | FALSE | 32400 | 24000 | 2.1 | 36000 | 1.94
212396554 | 05/02/23 | Live | Lennox Industries | ADP | Singlezone Ducted, Centrally Ducted | 212396554 |  | HRCU-A-CB | 4TXD2036A10NU** | Ducted Indoor Units | F,PE*G34925 |  |  |  | 11.5 | 17 | 9 | FALSE | FALSE | TRUE | 23600 | 15000 | 2.1 | 24000 | 2.43
212396553 | 05/02/23 | Live | Lennox Industries | ADP | Singlezone Ducted, Centrally Ducted | 212396553 |  | HRCU-A-CB | 4TXD2036A10NU** | Ducted Indoor Units | F,PE*G34930 |  |  |  | 11.5 | 17 | 9 | FALSE | FALSE | TRUE | 23600 | 15000 | 2.1 | 24000 | 2.43
212396552 | 05/02/23 | Live | Lennox Industries | ADP | Singlezone Ducted, Centrally Ducted | 212396552 |  | HRCU-A-CB | 4TXD2036A10NU** | Ducted Indoor Units | F,PE*G34936 |  |  |  | 9.8 | 15.6 | 8.8 | FALSE | FALSE | FALSE | 33200 | 24200 | 2.1 | 36000 | 1.94
212396551 | 05/02/23 | Live | Lennox Industries | ADP | Singlezone Ducted, Centrally Ducted | 212396551 |  | HRCU-A-CB | 4TXD2036A10NU** | Ducted Indoor Units | F,PE*G33925 |  |  |  | 11.5 | 17 | 8.95 | FALSE | FALSE | TRUE | 23400 | 15000 | 2.1 | 24000 | 2.43
212396550 | 05/02/23 | Live | Lennox Industries | ADP | Singlezone Ducted, Centrally Ducted | 212396550 |  | HRCU-A-CB | 4TXD2036A10NU** | Ducted Indoor Units | F,PE*G33930 |  |  |  | 11.5 | 17 | 8.95 | FALSE | FALSE | TRUE | 23400 | 15000 | 2.1 | 24000 | 2.43
212396549 | 05/02/23 | Live | Lennox Industries | ADP | Singlezone Ducted, Centrally Ducted | 212396549 |  | HRCU-A-CB | 4TXD2036A10NU** | Ducted Indoor Units | F,PE*G33936 |  |  |  | 9.8 | 15.5 | 8.8 | FALSE | FALSE | FALSE | 33200 | 24200 | 2.1 | 36000 | 1.94
212396548 | 05/02/23 | Live | Lennox Industries | ADP | Singlezone Ducted, Centrally Ducted | 212396548 |  | HRCU-A-CB | 4TXD2036A10NU** | Ducted Indoor Units | F,PE*E32924 |  |  |  | 11.5 | 16 | 8.85 | FALSE | FALSE | TRUE | 22800 | 15000 | 2.1 | 24000 | 2.43
212396547 | 05/02/23 | Live | Lennox Industries | ADP | Singlezone Ducted, Centrally Ducted | 212396547 |  | HRCU-A-CB | 4TXD2036A10NU** | Ducted Indoor Units | F,PE*E32925 |  |  |  | 11.5 | 16 | 8.85 | FALSE | FALSE | TRUE | 23000 | 15000 | 2.1 | 24000 | 2.43
212396546 | 05/02/23 | Live | Lennox Industries | ADP | Singlezone Ducted, Centrally Ducted | 212396546 |  | HRCU-A-CB | 4TXD2036A10NU** | Ducted Indoor Units | F,PE*E32930 |  |  |  | 11.5 | 16 | 8.85 | FALSE | FALSE | TRUE | 23000 | 15000 | 2.1 | 24000 | 2.43
212396545 | 05/02/23 | Live | Lennox Industries | ADP | Singlezone Ducted, Centrally Ducted | 212396545 |  | HRCU-A-CB | 4TXD2036A10NU** | Ducted Indoor Units | F,PE*E32936 |  |  |  | 9.5 | 15.2 | 8.7 | FALSE | FALSE | FALSE | 32200 | 24200 | 2.1 | 36000 | 1.94
212396544 | 05/02/23 | Live | Lennox Industries | ADP | Singlezone Ducted, Centrally Ducted | 212396544 |  | HRCU-A-CB | 4TXD2036A10NU** | Ducted Indoor Units | F,PE*BB8937 |  |  |  | 9.6 | 15.6 | 8.7 | FALSE | FALSE | FALSE | 32400 | 24000 | 2.1 | 36000 | 1.94
213372243 | 10/30/23 | Live | CARRIER | MIDEA | Singlezone Ducted, Centrally Ducted | 213372243 |  | HRCU-A-C | 38MURAQ60AB3 |  | 40MULAQ60XDX + CI |  |  |  | 8.6 | 14.5 | 8.6 | FALSE | FALSE | FALSE | 53000 | 37000 | 2.26 | 38000 | 2.26
213372242 | 10/30/23 | Live | CARRIER | MIDEA | Singlezone Ducted, Centrally Ducted | 213372242 |  | HRCU-A-C | 38MURAQ48AB3 |  | 40MULAQ48XCX + CI | 9 | 14 | 10 | 8.6 | 14.3 | 9 | FALSE | FALSE | FALSE | 46000 | 32000 | 2.36 | 45000 | 2.11
213372240 | 10/30/23 | Live | CARRIER | MIDEA | Singlezone Ducted, Centrally Ducted | 213372240 |  | HRCU-A-C | 38MURAQ36AB3 |  | 40MULAQ36XBX + CI |  |  |  | 10 | 15.5 | 8.6 | TRUE | TRUE | TRUE | 36000 | 27400 | 2.12 | 38000 | 1.9
213372239 | 10/30/23 | Live | CARRIER | MIDEA | Singlezone Ducted, Centrally Ducted | 213372239 |  | HRCU-A-C | 38MURAQ30AB3 |  | 40MULAQ36XCX + CI | 10.7 | 14.2 | 9.5 | 10.5 | 15.5 | 9.7 | TRUE | TRUE | TRUE | 30000 | 22600 | 2.62 | 26000 | 2.28
213372238 | 10/30/23 | Live | CARRIER | MIDEA | Singlezone Ducted, Centrally Ducted | 213372238 |  | HRCU-A-C | 38MURAQ24AB3 |  | 40MULAQ24XBX + CI | 11 | 16 | 9.5 | 10.7 | 16.5 | 9.5 | TRUE | TRUE | TRUE | 24000 | 21000 | 2.58 | 23000 | 2.28
213372237 | 10/30/23 | Live | CARRIER | MIDEA | Singlezone Ducted, Centrally Ducted | 213372237 |  | HRCU-A-C | 38MURAQ24AB3 |  | 40MULAQ24XAX + CI |  |  |  | 10.7 | 16.1 | 9.8 | TRUE | TRUE | TRUE | 24000 | 22400 | 2.42 | 25000 | 2.24
213372236 | 10/30/23 | Live | CARRIER | MIDEA | Singlezone Ducted, Centrally Ducted | 213372236 |  | HRCU-A-C | 38MURAQ18AB3 |  | 40MULAQ24XBX + CI | 11.6 | 15.6 | 8.8 | 11.7 | 16.1 | 9.5 | TRUE | TRUE | TRUE | 18000 | 14700 | 2.6 | 17400 | 2.42
213372235 | 10/30/23 | Live | CARRIER | WEATHERMAKER | Singlezone Ducted, Centrally Ducted | 213372235 |  | HRCU-A-C | 38MURAQ60AB3 |  | 40MULAQ60XDX + CI |  |  |  | 8.6 | 14.5 | 8.6 | FALSE | FALSE | FALSE | 53000 | 37000 | 2.26 | 38000 | 2.26
213372234 | 10/30/23 | Live | CARRIER | WEATHERMAKER | Singlezone Ducted, Centrally Ducted | 213372234 |  | HRCU-A-C | 38MURAQ48AB3 |  | 40MULAQ48XCX + CI | 9 | 14 | 10 | 8.6 | 14.3 | 9 | FALSE | FALSE | FALSE | 46000 | 32000 | 2.36 | 45000 | 2.11
213372232 | 10/30/23 | Live | CARRIER | WEATHERMAKER | Singlezone Ducted, Centrally Ducted | 213372232 |  | HRCU-A-C | 38MURAQ36AB3 |  | 40MULAQ36XBX + CI |  |  |  | 10 | 15.5 | 8.6 | TRUE | TRUE | TRUE | 36000 | 27400 | 2.12 | 38000 | 1.9
213372231 | 10/30/23 | Live | CARRIER | WEATHERMAKER | Singlezone Ducted, Centrally Ducted | 213372231 |  | HRCU-A-C | 38MURAQ30AB3 |  | 40MULAQ36XCX + CI | 10.7 | 14.2 | 9.5 | 10.5 | 15.5 | 9.7 | TRUE | TRUE | TRUE | 30000 | 22600 | 2.62 | 26000 | 2.28
213372230 | 10/30/23 | Live | CARRIER | WEATHERMAKER | Singlezone Ducted, Centrally Ducted | 213372230 |  | HRCU-A-C | 38MURAQ24AB3 |  | 40MULAQ24XBX + CI | 11 | 16 | 9.5 | 10.7 | 16.5 | 9.5 | TRUE | TRUE | TRUE | 24000 | 21000 | 2.58 | 23000 | 2.28
213372229 | 10/30/23 | Live | CARRIER | WEATHERMAKER | Singlezone Ducted, Centrally Ducted | 213372229 |  | HRCU-A-C | 38MURAQ24AB3 |  | 40MULAQ24XAX + CI |  |  |  | 10.7 | 16.1 | 9.8 | TRUE | TRUE | TRUE | 24000 | 22400 | 2.42 | 25000 | 2.24
213372228 | 10/30/23 | Live | CARRIER | WEATHERMAKER | Singlezone Ducted, Centrally Ducted | 213372228 |  | HRCU-A-C | 38MURAQ18AB3 |  | 40MULAQ24XBX + CI | 11.6 | 15.6 | 8.8 | 11.7 | 16.1 | 9.5 | TRUE | TRUE | TRUE | 18000 | 14700 | 2.6 | 17400 | 2.42
213372227 | 10/30/23 | Live | CARRIER | PAYNE | Singlezone Ducted, Centrally Ducted | 213372227 |  | HRCU-A-C | 38MURAQ60AB3 |  | 40MULAQ60XDX + CI |  |  |  | 8.6 | 14.5 | 8.6 | FALSE | FALSE | FALSE | 53000 | 37000 | 2.26 | 38000 | 2.26
213372226 | 10/30/23 | Live | CARRIER | PAYNE | Singlezone Ducted, Centrally Ducted | 213372226 |  | HRCU-A-C | 38MURAQ48AB3 |  | 40MULAQ48XCX + CI | 9 | 14 | 10 | 8.6 | 14.3 | 9 | FALSE | FALSE | FALSE | 46000 | 32000 | 2.36 | 45000 | 2.11
213372224 | 10/30/23 | Live | CARRIER | PAYNE | Singlezone Ducted, Centrally Ducted | 213372224 |  | HRCU-A-C | 38MURAQ36AB3 |  | 40MULAQ36XBX + CI |  |  |  | 10 | 15.5 | 8.6 | TRUE | TRUE | TRUE | 36000 | 27400 | 2.12 | 38000 | 1.9
213372223 | 10/30/23 | Live | CARRIER | PAYNE | Singlezone Ducted, Centrally Ducted | 213372223 |  | HRCU-A-C | 38MURAQ30AB3 |  | 40MULAQ36XCX + CI | 10.7 | 14.2 | 9.5 | 10.5 | 15.5 | 9.7 | TRUE | TRUE | TRUE | 30000 | 22600 | 2.62 | 26000 | 2.28
213372222 | 10/30/23 | Live | CARRIER | PAYNE | Singlezone Ducted, Centrally Ducted | 213372222 |  | HRCU-A-C | 38MURAQ24AB3 |  | 40MULAQ24XBX + CI | 11 | 16 | 9.5 | 10.7 | 16.5 | 9.5 | TRUE | TRUE | TRUE | 24000 | 21000 | 2.58 | 23000 | 2.28
213372221 | 10/30/23 | Live | CARRIER | PAYNE | Singlezone Ducted, Centrally Ducted | 213372221 |  | HRCU-A-C | 38MURAQ24AB3 |  | 40MULAQ24XAX + CI |  |  |  | 10.7 | 16.1 | 9.8 | TRUE | TRUE | TRUE | 24000 | 22400 | 2.42 | 25000 | 2.24
213372220 | 10/30/23 | Live | CARRIER | PAYNE | Singlezone Ducted, Centrally Ducted | 213372220 |  | HRCU-A-C | 38MURAQ18AB3 |  | 40MULAQ24XBX + CI | 11.6 | 15.6 | 8.8 | 11.7 | 16.1 | 9.5 | TRUE | TRUE | TRUE | 18000 | 14700 | 2.6 | 17400 | 2.42
213372219 | 10/30/23 | Live | CARRIER | BRYANT | Singlezone Ducted, Centrally Ducted | 213372219 |  | HRCU-A-C | 38MURAQ60AB3 |  | 40MULAQ60XDX + CI |  |  |  | 8.6 | 14.5 | 8.6 | FALSE | FALSE | FALSE | 53000 | 37000 | 2.26 | 38000 | 2.26
213372218 | 10/30/23 | Live | CARRIER | BRYANT | Singlezone Ducted, Centrally Ducted | 213372218 |  | HRCU-A-C | 38MURAQ48AB3 |  | 40MULAQ48XCX + CI | 9 | 14 | 10 | 8.6 | 14.3 | 9 | FALSE | FALSE | FALSE | 46000 | 32000 | 2.36 | 45000 | 2.11
213372216 | 10/30/23 | Live | CARRIER | BRYANT | Singlezone Ducted, Centrally Ducted | 213372216 |  | HRCU-A-C | 38MURAQ36AB3 |  | 40MULAQ36XBX + CI |  |  |  | 10 | 15.5 | 8.6 | TRUE | TRUE | TRUE | 36000 | 27400 | 2.12 | 38000 | 1.9
213372215 | 10/30/23 | Live | CARRIER | BRYANT | Singlezone Ducted, Centrally Ducted | 213372215 |  | HRCU-A-C | 38MURAQ30AB3 |  | 40MULAQ36XCX + CI | 10.7 | 14.2 | 9.5 | 10.5 | 15.5 | 9.7 | TRUE | TRUE | TRUE | 30000 | 22600 | 2.62 | 26000 | 2.28
213372214 | 10/30/23 | Live | CARRIER | BRYANT | Singlezone Ducted, Centrally Ducted | 213372214 |  | HRCU-A-C | 38MURAQ24AB3 |  | 40MULAQ24XBX + CI | 11 | 16 | 9.5 | 10.7 | 16.5 | 9.5 | TRUE | TRUE | TRUE | 24000 | 21000 | 2.58 | 23000 | 2.28
213372213 | 10/30/23 | Live | CARRIER | BRYANT | Singlezone Ducted, Centrally Ducted | 213372213 |  | HRCU-A-C | 38MURAQ24AB3 |  | 40MULAQ24XAX + CI |  |  |  | 10.7 | 16.1 | 9.8 | TRUE | TRUE | TRUE | 24000 | 22400 | 2.42 | 25000 | 2.24
213372212 | 10/30/23 | Live | CARRIER | BRYANT | Singlezone Ducted, Centrally Ducted | 213372212 |  | HRCU-A-C | 38MURAQ18AB3 |  | 40MULAQ24XBX + CI | 11.6 | 15.6 | 8.8 | 11.7 | 16.1 | 9.5 | TRUE | TRUE | TRUE | 18000 | 14700 | 2.6 | 17400 | 2.42
213372210 | 10/30/23 | Live | CARRIER | CARRIER | Singlezone Ducted, Centrally Ducted | 213372210 |  | HRCU-A-C | 38MURAQ48AB3 |  | 40MULAQ48XCX + CI | 9 | 14 | 10 | 8.6 | 14.3 | 9 | FALSE | FALSE | FALSE | 46000 | 32000 | 2.36 | 45000 | 2.11
213372208 | 10/30/23 | Live | CARRIER | CARRIER | Singlezone Ducted, Centrally Ducted | 213372208 |  | HRCU-A-C | 38MURAQ36AB3 |  | 40MULAQ36XBX + CI |  |  |  | 10 | 15.5 | 8.6 | TRUE | TRUE | TRUE | 36000 | 27400 | 2.12 | 38000 | 1.9
213372207 | 10/30/23 | Live | CARRIER | CARRIER | Singlezone Ducted, Centrally Ducted | 213372207 |  | HRCU-A-C | 38MURAQ30AB3 |  | 40MULAQ36XCX + CI | 10.7 | 14.2 | 9.5 | 10.5 | 15.5 | 9.7 | TRUE | TRUE | TRUE | 30000 | 22600 | 2.62 | 26000 | 2.28
213372206 | 10/30/23 | Live | CARRIER | CARRIER | Singlezone Ducted, Centrally Ducted | 213372206 |  | HRCU-A-C | 38MURAQ24AB3 |  | 40MULAQ24XBX + CI | 11 | 16 | 9.5 | 10.7 | 16.5 | 9.5 | TRUE | TRUE | TRUE | 24000 | 21000 | 2.58 | 23000 | 2.28
213372205 | 10/30/23 | Live | CARRIER | CARRIER | Singlezone Ducted, Centrally Ducted | 213372205 |  | HRCU-A-C | 38MURAQ24AB3 |  | 40MULAQ24XAX + CI |  |  |  | 10.7 | 16.1 | 9.8 | TRUE | TRUE | TRUE | 24000 | 22400 | 2.42 | 25000 | 2.24
213372204 | 10/30/23 | Live | CARRIER | CARRIER | Singlezone Ducted, Centrally Ducted | 213372204 |  | HRCU-A-C | 38MURAQ18AB3 |  | 40MULAQ24XBX + CI | 11.6 | 15.6 | 8.8 | 11.7 | 16.1 | 9.5 | TRUE | TRUE | TRUE | 18000 | 14700 | 2.6 | 17400 | 2.42
213372203 | 10/30/23 | Live | CARRIER | LPS LEGACY | Singlezone Ducted, Centrally Ducted | 213372203 |  | HRCU-A-C | DLCURAH60ABK |  | DLFULAH60XDX + CI |  |  |  | 8.6 | 14.5 | 8.6 | FALSE | FALSE | FALSE | 53000 | 37000 | 2.26 | 38000 | 2.26
213372202 | 10/30/23 | Live | CARRIER | LPS LEGACY | Singlezone Ducted, Centrally Ducted | 213372202 |  | HRCU-A-C | DLCURAH48ABK |  | DLFULAH48XCX + CI | 9 | 14 | 10 | 8.6 | 14.3 | 9 | FALSE | FALSE | FALSE | 46000 | 32000 | 2.36 | 45000 | 2.11
213372201 | 10/30/23 | Live | CARRIER | LPS LEGACY | Singlezone Ducted, Centrally Ducted | 213372201 |  | HRCU-A-C | DLCURAH36ABK |  | DLFULAH36XCX + CI | 10.2 | 14.8 | 9.6 | 10 | 15.2 | 10 | TRUE | TRUE | TRUE | 35000 | 33000 | 2.4 | 38000 | 1.9
213372200 | 10/30/23 | Live | CARRIER | LPS LEGACY | Singlezone Ducted, Centrally Ducted | 213372200 |  | HRCU-A-C | DLCURAH36ABK |  | DLFULAH36XBX + CI |  |  |  | 10 | 15.5 | 8.6 | TRUE | TRUE | TRUE | 36000 | 27400 | 2.12 | 38000 | 1.9
213372199 | 10/30/23 | Live | CARRIER | LPS LEGACY | Singlezone Ducted, Centrally Ducted | 213372199 |  | HRCU-A-C | DLCURAH30ABK |  | DLFULAH36XCX + CI | 10.7 | 14.2 | 9.5 | 10.5 | 15.5 | 9.7 | TRUE | TRUE | TRUE | 30000 | 22600 | 2.62 | 26000 | 2.28
213372198 | 10/30/23 | Live | CARRIER | LPS LEGACY | Singlezone Ducted, Centrally Ducted | 213372198 |  | HRCU-A-C | DLCURAH24ABK |  | DLFULAH24XBX + CI | 11 | 16 | 9.5 | 10.7 | 16.5 | 9.5 | TRUE | TRUE | TRUE | 24000 | 21000 | 2.58 | 23000 | 2.28
213372197 | 10/30/23 | Live | CARRIER | LPS LEGACY | Singlezone Ducted, Centrally Ducted | 213372197 |  | HRCU-A-C | DLCURAH24ABK |  | DLFULAH24XAX + CI |  |  |  | 10.7 | 16.1 | 9.8 | TRUE | TRUE | TRUE | 24000 | 22400 | 2.42 | 25000 | 2.24
213372196 | 10/30/23 | Live | CARRIER | LPS LEGACY | Singlezone Ducted, Centrally Ducted | 213372196 |  | HRCU-A-C | DLCURAH18ABK |  | DLFULAH24XBX + CI | 11.6 | 15.6 | 8.8 | 11.7 | 16.1 | 9.5 | TRUE | TRUE | TRUE | 18000 | 14700 | 2.6 | 17400 | 2.42
213372195 | 10/30/23 | Live | CARRIER | AIRQUEST | Singlezone Ducted, Centrally Ducted | 213372195 |  | HRCU-A-C | DLCURAH60ABK |  | DLFULAH60XDX + CI |  |  |  | 8.6 | 14.5 | 8.6 | FALSE | FALSE | FALSE | 53000 | 37000 | 2.26 | 38000 | 2.26
213372194 | 10/30/23 | Live | CARRIER | AIRQUEST | Singlezone Ducted, Centrally Ducted | 213372194 |  | HRCU-A-C | DLCURAH48ABK |  | DLFULAH48XCX + CI | 9 | 14 | 10 | 8.6 | 14.3 | 9 | FALSE | FALSE | FALSE | 46000 | 32000 | 2.36 | 45000 | 2.11
213372193 | 10/30/23 | Live | CARRIER | AIRQUEST | Singlezone Ducted, Centrally Ducted | 213372193 |  | HRCU-A-C | DLCURAH36ABK |  | DLFULAH36XCX + CI | 10.2 | 14.8 | 9.6 | 10 | 15.2 | 10 | TRUE | TRUE | TRUE | 35000 | 33000 | 2.4 | 38000 | 1.9
213372192 | 10/30/23 | Live | CARRIER | AIRQUEST | Singlezone Ducted, Centrally Ducted | 213372192 |  | HRCU-A-C | DLCURAH36ABK |  | DLFULAH36XBX + CI |  |  |  | 10 | 15.5 | 8.6 | TRUE | TRUE | TRUE | 36000 | 27400 | 2.12 | 38000 | 1.9
213372191 | 10/30/23 | Live | CARRIER | AIRQUEST | Singlezone Ducted, Centrally Ducted | 213372191 |  | HRCU-A-C | DLCURAH30ABK |  | DLFULAH36XCX + CI | 10.7 | 14.2 | 9.5 | 10.5 | 15.5 | 9.7 | TRUE | TRUE | TRUE | 30000 | 22600 | 2.62 | 26000 | 2.28
213372190 | 10/30/23 | Live | CARRIER | AIRQUEST | Singlezone Ducted, Centrally Ducted | 213372190 |  | HRCU-A-C | DLCURAH24ABK |  | DLFULAH24XBX + CI | 11 | 16 | 9.5 | 10.7 | 16.5 | 9.5 | TRUE | TRUE | TRUE | 24000 | 21000 | 2.58 | 23000 | 2.28
213372189 | 10/30/23 | Live | CARRIER | AIRQUEST | Singlezone Ducted, Centrally Ducted | 213372189 |  | HRCU-A-C | DLCURAH24ABK |  | DLFULAH24XAX + CI |  |  |  | 10.7 | 16.1 | 9.8 | TRUE | TRUE | TRUE | 24000 | 22400 | 2.42 | 25000 | 2.24
213372188 | 10/30/23 | Live | CARRIER | AIRQUEST | Singlezone Ducted, Centrally Ducted | 213372188 |  | HRCU-A-C | DLCURAH18ABK |  | DLFULAH24XBX + CI | 11.6 | 15.6 | 8.8 | 11.7 | 16.1 | 9.5 | TRUE | TRUE | TRUE | 18000 | 14700 | 2.6 | 17400 | 2.42
213372187 | 10/30/23 | Live | CARRIER | SMART COMFORT | Singlezone Ducted, Centrally Ducted | 213372187 |  | HRCU-A-C | DLCURAH60ABK |  | DLFULAH60XDX + CI |  |  |  | 8.6 | 14.5 | 8.6 | FALSE | FALSE | FALSE | 53000 | 37000 | 2.26 | 38000 | 2.26
213372186 | 10/30/23 | Live | CARRIER | SMART COMFORT | Singlezone Ducted, Centrally Ducted | 213372186 |  | HRCU-A-C | DLCURAH48ABK |  | DLFULAH48XCX + CI | 9 | 14 | 10 | 8.6 | 14.3 | 9 | FALSE | FALSE | FALSE | 46000 | 32000 | 2.36 | 45000 | 2.11
213372185 | 10/30/23 | Live | CARRIER | SMART COMFORT | Singlezone Ducted, Centrally Ducted | 213372185 |  | HRCU-A-C | DLCURAH36ABK |  | DLFULAH36XCX + CI | 10.2 | 14.8 | 9.6 | 10 | 15.2 | 10 | TRUE | TRUE | TRUE | 35000 | 33000 | 2.4 | 38000 | 1.9
213372184 | 10/30/23 | Live | CARRIER | SMART COMFORT | Singlezone Ducted, Centrally Ducted | 213372184 |  | HRCU-A-C | DLCURAH36ABK |  | DLFULAH36XBX + CI |  |  |  | 10 | 15.5 | 8.6 | TRUE | TRUE | TRUE | 36000 | 27400 | 2.12 | 38000 | 1.9
213372183 | 10/30/23 | Live | CARRIER | SMART COMFORT | Singlezone Ducted, Centrally Ducted | 213372183 |  | HRCU-A-C | DLCURAH30ABK |  | DLFULAH36XCX + CI | 10.7 | 14.2 | 9.5 | 10.5 | 15.5 | 9.7 | TRUE | TRUE | TRUE | 30000 | 22600 | 2.62 | 26000 | 2.28
213372182 | 10/30/23 | Live | CARRIER | SMART COMFORT | Singlezone Ducted, Centrally Ducted | 213372182 |  | HRCU-A-C | DLCURAH24ABK |  | DLFULAH24XBX + CI | 11 | 16 | 9.5 | 10.7 | 16.5 | 9.5 | TRUE | TRUE | TRUE | 24000 | 21000 | 2.58 | 23000 | 2.28
213372181 | 10/30/23 | Live | CARRIER | SMART COMFORT | Singlezone Ducted, Centrally Ducted | 213372181 |  | HRCU-A-C | DLCURAH24ABK |  | DLFULAH24XAX + CI |  |  |  | 10.7 | 16.1 | 9.8 | TRUE | TRUE | TRUE | 24000 | 22400 | 2.42 | 25000 | 2.24
213372180 | 10/30/23 | Live | CARRIER | SMART COMFORT | Singlezone Ducted, Centrally Ducted | 213372180 |  | HRCU-A-C | DLCURAH18ABK |  | DLFULAH24XBX + CI | 11.6 | 15.6 | 8.8 | 11.7 | 16.1 | 9.5 | TRUE | TRUE | TRUE | 18000 | 14700 | 2.6 | 17400 | 2.42
213372179 | 10/30/23 | Live | CARRIER | TEMPSTAR | Singlezone Ducted, Centrally Ducted | 213372179 |  | HRCU-A-C | DLCURAH60ABK |  | DLFULAH60XDX + CI |  |  |  | 8.6 | 14.5 | 8.6 | FALSE | FALSE | FALSE | 53000 | 37000 | 2.26 | 38000 | 2.26
213372178 | 10/30/23 | Live | CARRIER | TEMPSTAR | Singlezone Ducted, Centrally Ducted | 213372178 |  | HRCU-A-C | DLCURAH48ABK |  | DLFULAH48XCX + CI | 9 | 14 | 10 | 8.6 | 14.3 | 9 | FALSE | FALSE | FALSE | 46000 | 32000 | 2.36 | 45000 | 2.11
213372177 | 10/30/23 | Live | CARRIER | TEMPSTAR | Singlezone Ducted, Centrally Ducted | 213372177 |  | HRCU-A-C | DLCURAH36ABK |  | DLFULAH36XCX + CI | 10.2 | 14.8 | 9.6 | 10 | 15.2 | 10 | TRUE | TRUE | TRUE | 35000 | 33000 | 2.4 | 38000 | 1.9
213372176 | 10/30/23 | Live | CARRIER | TEMPSTAR | Singlezone Ducted, Centrally Ducted | 213372176 |  | HRCU-A-C | DLCURAH36ABK |  | DLFULAH36XBX + CI |  |  |  | 10 | 15.5 | 8.6 | TRUE | TRUE | TRUE | 36000 | 27400 | 2.12 | 38000 | 1.9
213372175 | 10/30/23 | Live | CARRIER | TEMPSTAR | Singlezone Ducted, Centrally Ducted | 213372175 |  | HRCU-A-C | DLCURAH30ABK |  | DLFULAH36XCX + CI | 10.7 | 14.2 | 9.5 | 10.5 | 15.5 | 9.7 | TRUE | TRUE | TRUE | 30000 | 22600 | 2.62 | 26000 | 2.28
213372174 | 10/30/23 | Live | CARRIER | TEMPSTAR | Singlezone Ducted, Centrally Ducted | 213372174 |  | HRCU-A-C | DLCURAH24ABK |  | DLFULAH24XBX + CI | 11 | 16 | 9.5 | 10.7 | 16.5 | 9.5 | TRUE | TRUE | TRUE | 24000 | 21000 | 2.58 | 23000 | 2.28
213372173 | 10/30/23 | Live | CARRIER | TEMPSTAR | Singlezone Ducted, Centrally Ducted | 213372173 |  | HRCU-A-C | DLCURAH24ABK |  | DLFULAH24XAX + CI |  |  |  | 10.7 | 16.1 | 9.8 | TRUE | TRUE | TRUE | 24000 | 22400 | 2.42 | 25000 | 2.24
213372172 | 10/30/23 | Live | CARRIER | TEMPSTAR | Singlezone Ducted, Centrally Ducted | 213372172 |  | HRCU-A-C | DLCURAH18ABK |  | DLFULAH24XBX + CI | 11.6 | 15.6 | 8.8 | 11.7 | 16.1 | 9.5 | TRUE | TRUE | TRUE | 18000 | 14700 | 2.6 | 17400 | 2.42
213372171 | 10/30/23 | Live | CARRIER | MIDEA | Singlezone Ducted, Centrally Ducted | 213372171 |  | HRCU-A-C | DLCURAH60ABK |  | DLFULAH60XDX + CI |  |  |  | 8.6 | 14.5 | 8.6 | FALSE | FALSE | FALSE | 53000 | 37000 | 2.26 | 38000 | 2.26
213372170 | 10/30/23 | Live | CARRIER | MIDEA | Singlezone Ducted, Centrally Ducted | 213372170 |  | HRCU-A-C | DLCURAH48ABK |  | DLFULAH48XCX + CI | 9 | 14 | 10 | 8.6 | 14.3 | 9 | FALSE | FALSE | FALSE | 46000 | 32000 | 2.36 | 45000 | 2.11
213372169 | 10/30/23 | Live | CARRIER | MIDEA | Singlezone Ducted, Centrally Ducted | 213372169 |  | HRCU-A-C | DLCURAH36ABK |  | DLFULAH36XCX + CI | 10.2 | 14.8 | 9.6 | 10 | 15.2 | 10 | TRUE | TRUE | TRUE | 35000 | 33000 | 2.4 | 38000 | 1.9
213372168 | 10/30/23 | Live | CARRIER | MIDEA | Singlezone Ducted, Centrally Ducted | 213372168 |  | HRCU-A-C | DLCURAH36ABK |  | DLFULAH36XBX + CI |  |  |  | 10 | 15.5 | 8.6 | TRUE | TRUE | TRUE | 36000 | 27400 | 2.12 | 38000 | 1.9
213372167 | 10/30/23 | Live | CARRIER | MIDEA | Singlezone Ducted, Centrally Ducted | 213372167 |  | HRCU-A-C | DLCURAH30ABK |  | DLFULAH36XCX + CI | 10.7 | 14.2 | 9.5 | 10.5 | 15.5 | 9.7 | TRUE | TRUE | TRUE | 30000 | 22600 | 2.62 | 26000 | 2.28
213372166 | 10/30/23 | Live | CARRIER | MIDEA | Singlezone Ducted, Centrally Ducted | 213372166 |  | HRCU-A-C | DLCURAH24ABK |  | DLFULAH24XBX + CI | 11 | 16 | 9.5 | 10.7 | 16.5 | 9.5 | TRUE | TRUE | TRUE | 24000 | 21000 | 2.58 | 23000 | 2.28
213372165 | 10/30/23 | Live | CARRIER | MIDEA | Singlezone Ducted, Centrally Ducted | 213372165 |  | HRCU-A-C | DLCURAH24ABK |  | DLFULAH24XAX + CI |  |  |  | 10.7 | 16.1 | 9.8 | TRUE | TRUE | TRUE | 24000 | 22400 | 2.42 | 25000 | 2.24
213372164 | 10/30/23 | Live | CARRIER | MIDEA | Singlezone Ducted, Centrally Ducted | 213372164 |  | HRCU-A-C | DLCURAH18ABK |  | DLFULAH24XBX + CI | 11.6 | 15.6 | 8.8 | 11.7 | 16.1 | 9.5 | TRUE | TRUE | TRUE | 18000 | 14700 | 2.6 | 17400 | 2.42
213372163 | 10/30/23 | Live | CARRIER | KENMORE | Singlezone Ducted, Centrally Ducted | 213372163 |  | HRCU-A-C | DLCURAH60ABK |  | DLFULAH60XDX + CI |  |  |  | 8.6 | 14.5 | 8.6 | FALSE | FALSE | FALSE | 53000 | 37000 | 2.26 | 38000 | 2.26
213372162 | 10/30/23 | Live | CARRIER | KENMORE | Singlezone Ducted, Centrally Ducted | 213372162 |  | HRCU-A-C | DLCURAH48ABK |  | DLFULAH48XCX + CI | 9 | 14 | 10 | 8.6 | 14.3 | 9 | FALSE | FALSE | FALSE | 46000 | 32000 | 2.36 | 45000 | 2.11
213372161 | 10/30/23 | Live | CARRIER | KENMORE | Singlezone Ducted, Centrally Ducted | 213372161 |  | HRCU-A-C | DLCURAH36ABK |  | DLFULAH36XCX + CI | 10.2 | 14.8 | 9.6 | 10 | 15.2 | 10 | TRUE | TRUE | TRUE | 35000 | 33000 | 2.4 | 38000 | 1.9
213372160 | 10/30/23 | Live | CARRIER | KENMORE | Singlezone Ducted, Centrally Ducted | 213372160 |  | HRCU-A-C | DLCURAH36ABK |  | DLFULAH36XBX + CI |  |  |  | 10 | 15.5 | 8.6 | TRUE | TRUE | TRUE | 36000 | 27400 | 2.12 | 38000 | 1.9
213372159 | 10/30/23 | Live | CARRIER | KENMORE | Singlezone Ducted, Centrally Ducted | 213372159 |  | HRCU-A-C | DLCURAH30ABK |  | DLFULAH36XCX + CI | 10.7 | 14.2 | 9.5 | 10.5 | 15.5 | 9.7 | TRUE | TRUE | TRUE | 30000 | 22600 | 2.62 | 26000 | 2.28
213372158 | 10/30/23 | Live | CARRIER | KENMORE | Singlezone Ducted, Centrally Ducted | 213372158 |  | HRCU-A-C | DLCURAH24ABK |  | DLFULAH24XBX + CI | 11 | 16 | 9.5 | 10.7 | 16.5 | 9.5 | TRUE | TRUE | TRUE | 24000 | 21000 | 2.58 | 23000 | 2.28
213372157 | 10/30/23 | Live | CARRIER | KENMORE | Singlezone Ducted, Centrally Ducted | 213372157 |  | HRCU-A-C | DLCURAH24ABK |  | DLFULAH24XAX + CI |  |  |  | 10.7 | 16.1 | 9.8 | TRUE | TRUE | TRUE | 24000 | 22400 | 2.42 | 25000 | 2.24
213372156 | 10/30/23 | Live | CARRIER | KENMORE | Singlezone Ducted, Centrally Ducted | 213372156 |  | HRCU-A-C | DLCURAH18ABK |  | DLFULAH24XBX + CI | 11.6 | 15.6 | 8.8 | 11.7 | 16.1 | 9.5 | TRUE | TRUE | TRUE | 18000 | 14700 | 2.6 | 17400 | 2.42
213372155 | 10/30/23 | Live | CARRIER | KEEPRITE | Singlezone Ducted, Centrally Ducted | 213372155 |  | HRCU-A-C | DLCURAH60ABK |  | DLFULAH60XDX + CI |  |  |  | 8.6 | 14.5 | 8.6 | FALSE | FALSE | FALSE | 53000 | 37000 | 2.26 | 38000 | 2.26
213372154 | 10/30/23 | Live | CARRIER | KEEPRITE | Singlezone Ducted, Centrally Ducted | 213372154 |  | HRCU-A-C | DLCURAH48ABK |  | DLFULAH48XCX + CI | 9 | 14 | 10 | 8.6 | 14.3 | 9 | FALSE | FALSE | FALSE | 46000 | 32000 | 2.36 | 45000 | 2.11
213372153 | 10/30/23 | Live | CARRIER | KEEPRITE | Singlezone Ducted, Centrally Ducted | 213372153 |  | HRCU-A-C | DLCURAH36ABK |  | DLFULAH36XCX + CI | 10.2 | 14.8 | 9.6 | 10 | 15.2 | 10 | TRUE | TRUE | TRUE | 35000 | 33000 | 2.4 | 38000 | 1.9
213372152 | 10/30/23 | Live | CARRIER | KEEPRITE | Singlezone Ducted, Centrally Ducted | 213372152 |  | HRCU-A-C | DLCURAH36ABK |  | DLFULAH36XBX + CI |  |  |  | 10 | 15.5 | 8.6 | TRUE | TRUE | TRUE | 36000 | 27400 | 2.12 | 38000 | 1.9
213372151 | 10/30/23 | Live | CARRIER | KEEPRITE | Singlezone Ducted, Centrally Ducted | 213372151 |  | HRCU-A-C | DLCURAH30ABK |  | DLFULAH36XCX + CI | 10.7 | 14.2 | 9.5 | 10.5 | 15.5 | 9.7 | TRUE | TRUE | TRUE | 30000 | 22600 | 2.62 | 26000 | 2.28
213372150 | 10/30/23 | Live | CARRIER | KEEPRITE | Singlezone Ducted, Centrally Ducted | 213372150 |  | HRCU-A-C | DLCURAH24ABK |  | DLFULAH24XBX + CI | 11 | 16 | 9.5 | 10.7 | 16.5 | 9.5 | TRUE | TRUE | TRUE | 24000 | 21000 | 2.58 | 23000 | 2.28
213372149 | 10/30/23 | Live | CARRIER | KEEPRITE | Singlezone Ducted, Centrally Ducted | 213372149 |  | HRCU-A-C | DLCURAH24ABK |  | DLFULAH24XAX + CI |  |  |  | 10.7 | 16.1 | 9.8 | TRUE | TRUE | TRUE | 24000 | 22400 | 2.42 | 25000 | 2.24
213372148 | 10/30/23 | Live | CARRIER | KEEPRITE | Singlezone Ducted, Centrally Ducted | 213372148 |  | HRCU-A-C | DLCURAH18ABK |  | DLFULAH24XBX + CI | 11.6 | 15.6 | 8.8 | 11.7 | 16.1 | 9.5 | TRUE | TRUE | TRUE | 18000 | 14700 | 2.6 | 17400 | 2.42
213372147 | 10/30/23 | Live | CARRIER | HEIL | Singlezone Ducted, Centrally Ducted | 213372147 |  | HRCU-A-C | DLCURAH60ABK |  | DLFULAH60XDX + CI |  |  |  | 8.6 | 14.5 | 8.6 | FALSE | FALSE | FALSE | 53000 | 37000 | 2.26 | 38000 | 2.26
213372146 | 10/30/23 | Live | CARRIER | HEIL | Singlezone Ducted, Centrally Ducted | 213372146 |  | HRCU-A-C | DLCURAH48ABK |  | DLFULAH48XCX + CI | 9 | 14 | 10 | 8.6 | 14.3 | 9 | FALSE | FALSE | FALSE | 46000 | 32000 | 2.36 | 45000 | 2.11
213372145 | 10/30/23 | Live | CARRIER | HEIL | Singlezone Ducted, Centrally Ducted | 213372145 |  | HRCU-A-C | DLCURAH36ABK |  | DLFULAH36XCX + CI | 10.2 | 14.8 | 9.6 | 10 | 15.2 | 10 | TRUE | TRUE | TRUE | 35000 | 33000 | 2.4 | 38000 | 1.9
213372144 | 10/30/23 | Live | CARRIER | HEIL | Singlezone Ducted, Centrally Ducted | 213372144 |  | HRCU-A-C | DLCURAH36ABK |  | DLFULAH36XBX + CI |  |  |  | 10 | 15.5 | 8.6 | TRUE | TRUE | TRUE | 36000 | 27400 | 2.12 | 38000 | 1.9
213372143 | 10/30/23 | Live | CARRIER | HEIL | Singlezone Ducted, Centrally Ducted | 213372143 |  | HRCU-A-C | DLCURAH30ABK |  | DLFULAH36XCX + CI | 10.7 | 14.2 | 9.5 | 10.5 | 15.5 | 9.7 | TRUE | TRUE | TRUE | 30000 | 22600 | 2.62 | 26000 | 2.28
213372142 | 10/30/23 | Live | CARRIER | HEIL | Singlezone Ducted, Centrally Ducted | 213372142 |  | HRCU-A-C | DLCURAH24ABK |  | DLFULAH24XBX + CI | 11 | 16 | 9.5 | 10.7 | 16.5 | 9.5 | TRUE | TRUE | TRUE | 24000 | 21000 | 2.58 | 23000 | 2.28
213372141 | 10/30/23 | Live | CARRIER | HEIL | Singlezone Ducted, Centrally Ducted | 213372141 |  | HRCU-A-C | DLCURAH24ABK |  | DLFULAH24XAX + CI |  |  |  | 10.7 | 16.1 | 9.8 | TRUE | TRUE | TRUE | 24000 | 22400 | 2.42 | 25000 | 2.24
213372140 | 10/30/23 | Live | CARRIER | HEIL | Singlezone Ducted, Centrally Ducted | 213372140 |  | HRCU-A-C | DLCURAH18ABK |  | DLFULAH24XBX + CI | 11.6 | 15.6 | 8.8 | 11.7 | 16.1 | 9.5 | TRUE | TRUE | TRUE | 18000 | 14700 | 2.6 | 17400 | 2.42
213372139 | 10/30/23 | Live | CARRIER | DAY & NIGHT | Singlezone Ducted, Centrally Ducted | 213372139 |  | HRCU-A-C | DLCURAH60ABK |  | DLFULAH60XDX + CI |  |  |  | 8.6 | 14.5 | 8.6 | FALSE | FALSE | FALSE | 53000 | 37000 | 2.26 | 38000 | 2.26
213372138 | 10/30/23 | Live | CARRIER | DAY & NIGHT | Singlezone Ducted, Centrally Ducted | 213372138 |  | HRCU-A-C | DLCURAH48ABK |  | DLFULAH48XCX + CI | 9 | 14 | 10 | 8.6 | 14.3 | 9 | FALSE | FALSE | FALSE | 46000 | 32000 | 2.36 | 45000 | 2.11
213372137 | 10/30/23 | Live | CARRIER | DAY & NIGHT | Singlezone Ducted, Centrally Ducted | 213372137 |  | HRCU-A-C | DLCURAH36ABK |  | DLFULAH36XCX + CI | 10.2 | 14.8 | 9.6 | 10 | 15.2 | 10 | TRUE | TRUE | TRUE | 35000 | 33000 | 2.4 | 38000 | 1.9
213372136 | 10/30/23 | Live | CARRIER | DAY & NIGHT | Singlezone Ducted, Centrally Ducted | 213372136 |  | HRCU-A-C | DLCURAH36ABK |  | DLFULAH36XBX + CI |  |  |  | 10 | 15.5 | 8.6 | TRUE | TRUE | TRUE | 36000 | 27400 | 2.12 | 38000 | 1.9
213372135 | 10/30/23 | Live | CARRIER | DAY & NIGHT | Singlezone Ducted, Centrally Ducted | 213372135 |  | HRCU-A-C | DLCURAH30ABK |  | DLFULAH36XCX + CI | 10.7 | 14.2 | 9.5 | 10.5 | 15.5 | 9.7 | TRUE | TRUE | TRUE | 30000 | 22600 | 2.62 | 26000 | 2.28
213372134 | 10/30/23 | Live | CARRIER | DAY & NIGHT | Singlezone Ducted, Centrally Ducted | 213372134 |  | HRCU-A-C | DLCURAH24ABK |  | DLFULAH24XBX + CI | 11 | 16 | 9.5 | 10.7 | 16.5 | 9.5 | TRUE | TRUE | TRUE | 24000 | 21000 | 2.58 | 23000 | 2.28
213372133 | 10/30/23 | Live | CARRIER | DAY & NIGHT | Singlezone Ducted, Centrally Ducted | 213372133 |  | HRCU-A-C | DLCURAH24ABK |  | DLFULAH24XAX + CI |  |  |  | 10.7 | 16.1 | 9.8 | TRUE | TRUE | TRUE | 24000 | 22400 | 2.42 | 25000 | 2.24
213372132 | 10/30/23 | Live | CARRIER | DAY & NIGHT | Singlezone Ducted, Centrally Ducted | 213372132 |  | HRCU-A-C | DLCURAH18ABK |  | DLFULAH24XBX + CI | 11.6 | 15.6 | 8.8 | 11.7 | 16.1 | 9.5 | TRUE | TRUE | TRUE | 18000 | 14700 | 2.6 | 17400 | 2.42
213372131 | 10/30/23 | Live | CARRIER | COMFORTMAKER | Singlezone Ducted, Centrally Ducted | 213372131 |  | HRCU-A-C | DLCURAH60ABK |  | DLFULAH60XDX + CI |  |  |  | 8.6 | 14.5 | 8.6 | FALSE | FALSE | FALSE | 53000 | 37000 | 2.26 | 38000 | 2.26
213372130 | 10/30/23 | Live | CARRIER | COMFORTMAKER | Singlezone Ducted, Centrally Ducted | 213372130 |  | HRCU-A-C | DLCURAH48ABK |  | DLFULAH48XCX + CI | 9 | 14 | 10 | 8.6 | 14.3 | 9 | FALSE | FALSE | FALSE | 46000 | 32000 | 2.36 | 45000 | 2.11
213372129 | 10/30/23 | Live | CARRIER | COMFORTMAKER | Singlezone Ducted, Centrally Ducted | 213372129 |  | HRCU-A-C | DLCURAH36ABK |  | DLFULAH36XCX + CI | 10.2 | 14.8 | 9.6 | 10 | 15.2 | 10 | TRUE | TRUE | TRUE | 35000 | 33000 | 2.4 | 38000 | 1.9
213372128 | 10/30/23 | Live | CARRIER | COMFORTMAKER | Singlezone Ducted, Centrally Ducted | 213372128 |  | HRCU-A-C | DLCURAH36ABK |  | DLFULAH36XBX + CI |  |  |  | 10 | 15.5 | 8.6 | TRUE | TRUE | TRUE | 36000 | 27400 | 2.12 | 38000 | 1.9
213372127 | 10/30/23 | Live | CARRIER | COMFORTMAKER | Singlezone Ducted, Centrally Ducted | 213372127 |  | HRCU-A-C | DLCURAH30ABK |  | DLFULAH36XCX + CI | 10.7 | 14.2 | 9.5 | 10.5 | 15.5 | 9.7 | TRUE | TRUE | TRUE | 30000 | 22600 | 2.62 | 26000 | 2.28
213372126 | 10/30/23 | Live | CARRIER | COMFORTMAKER | Singlezone Ducted, Centrally Ducted | 213372126 |  | HRCU-A-C | DLCURAH24ABK |  | DLFULAH24XBX + CI | 11 | 16 | 9.5 | 10.7 | 16.5 | 9.5 | TRUE | TRUE | TRUE | 24000 | 21000 | 2.58 | 23000 | 2.28
213372125 | 10/30/23 | Live | CARRIER | COMFORTMAKER | Singlezone Ducted, Centrally Ducted | 213372125 |  | HRCU-A-C | DLCURAH24ABK |  | DLFULAH24XAX + CI |  |  |  | 10.7 | 16.1 | 9.8 | TRUE | TRUE | TRUE | 24000 | 22400 | 2.42 | 25000 | 2.24
213372124 | 10/30/23 | Live | CARRIER | COMFORTMAKER | Singlezone Ducted, Centrally Ducted | 213372124 |  | HRCU-A-C | DLCURAH18ABK |  | DLFULAH24XBX + CI | 11.6 | 15.6 | 8.8 | 11.7 | 16.1 | 9.5 | TRUE | TRUE | TRUE | 18000 | 14700 | 2.6 | 17400 | 2.42
213372123 | 10/30/23 | Live | CARRIER | ARCOAIRE | Singlezone Ducted, Centrally Ducted | 213372123 |  | HRCU-A-C | DLCURAH60ABK |  | DLFULAH60XDX + CI |  |  |  | 8.6 | 14.5 | 8.6 | FALSE | FALSE | FALSE | 53000 | 37000 | 2.26 | 38000 | 2.26
213372122 | 10/30/23 | Live | CARRIER | ARCOAIRE | Singlezone Ducted, Centrally Ducted | 213372122 |  | HRCU-A-C | DLCURAH48ABK |  | DLFULAH48XCX + CI | 9 | 14 | 10 | 8.6 | 14.3 | 9 | FALSE | FALSE | FALSE | 46000 | 32000 | 2.36 | 45000 | 2.11
213372121 | 10/30/23 | Live | CARRIER | ARCOAIRE | Singlezone Ducted, Centrally Ducted | 213372121 |  | HRCU-A-C | DLCURAH36ABK |  | DLFULAH36XCX + CI | 10.2 | 14.8 | 9.6 | 10 | 15.2 | 10 | TRUE | TRUE | TRUE | 35000 | 33000 | 2.4 | 38000 | 1.9
213372120 | 10/30/23 | Live | CARRIER | ARCOAIRE | Singlezone Ducted, Centrally Ducted | 213372120 |  | HRCU-A-C | DLCURAH36ABK |  | DLFULAH36XBX + CI |  |  |  | 10 | 15.5 | 8.6 | TRUE | TRUE | TRUE | 36000 | 27400 | 2.12 | 38000 | 1.9
213372119 | 10/30/23 | Live | CARRIER | ARCOAIRE | Singlezone Ducted, Centrally Ducted | 213372119 |  | HRCU-A-C | DLCURAH30ABK |  | DLFULAH36XCX + CI | 10.7 | 14.2 | 9.5 | 10.5 | 15.5 | 9.7 | TRUE | TRUE | TRUE | 30000 | 22600 | 2.62 | 26000 | 2.28
213372118 | 10/30/23 | Live | CARRIER | ARCOAIRE | Singlezone Ducted, Centrally Ducted | 213372118 |  | HRCU-A-C | DLCURAH24ABK |  | DLFULAH24XBX + CI | 11 | 16 | 9.5 | 10.7 | 16.5 | 9.5 | TRUE | TRUE | TRUE | 24000 | 21000 | 2.58 | 23000 | 2.28
213372117 | 10/30/23 | Live | CARRIER | ARCOAIRE | Singlezone Ducted, Centrally Ducted | 213372117 |  | HRCU-A-C | DLCURAH24ABK |  | DLFULAH24XAX + CI |  |  |  | 10.7 | 16.1 | 9.8 | TRUE | TRUE | TRUE | 24000 | 22400 | 2.42 | 25000 | 2.24
213372116 | 10/30/23 | Live | CARRIER | ARCOAIRE | Singlezone Ducted, Centrally Ducted | 213372116 |  | HRCU-A-C | DLCURAH18ABK |  | DLFULAH24XBX + CI | 11.6 | 15.6 | 8.8 | 11.7 | 16.1 | 9.5 | TRUE | TRUE | TRUE | 18000 | 14700 | 2.6 | 17400 | 2.42
213500522 | 10/30/23 | Live | Midea Electric Trading | INNOVAIR | Singlezone Ducted, Centrally Ducted | 213500522 |  | HRCU-A-C | SEV18H2R19 |  | MAC24H1418E |  |  |  | 10.2 | 15.2 | 8.5 | FALSE | FALSE | TRUE | 18000 | 12800 | 2.61 | 13000 | 2.2
213500940 | 10/30/23 | Live | Midea Electric Trading | STEALTH | Singlezone Ducted, Centrally Ducted | 213500940 |  | HRCU-A-CB | ACIQ-36-HPC |  | ACIQ-36-AHB* |  |  |  | 11.7 | 16.3 | 9.5 | TRUE | TRUE | TRUE | 35000 | 31800 | 2.4 | 36000 | 1.9
213500939 | 10/30/23 | Live | Midea Electric Trading | POLARWAVE | Singlezone Ducted, Centrally Ducted | 213500939 |  | HRCU-A-CB | ACIQ-36-HPC |  | ACIQ-36-AHB* |  |  |  | 11.7 | 16.3 | 9.5 | TRUE | TRUE | TRUE | 35000 | 31800 | 2.4 | 36000 | 1.9
213500938 | 10/30/23 | Live | Midea Electric Trading | DIYCOOL | Singlezone Ducted, Centrally Ducted | 213500938 |  | HRCU-A-CB | ACIQ-36-HPC |  | ACIQ-36-AHB* |  |  |  | 11.7 | 16.3 | 9.5 | TRUE | TRUE | TRUE | 35000 | 31800 | 2.4 | 36000 | 1.9
213500937 | 10/30/23 | Live | Midea Electric Trading | ACIQ | Singlezone Ducted, Centrally Ducted | 213500937 |  | HRCU-A-CB | ACIQ-36-HPC |  | ACIQ-36-AHB* |  |  |  | 11.7 | 16.3 | 9.5 | TRUE | TRUE | TRUE | 35000 | 31800 | 2.4 | 36000 | 1.9
213500936 | 10/30/23 | Live | Midea Electric Trading | 1HVAC | Singlezone Ducted, Centrally Ducted | 213500936 |  | HRCU-A-CB | ACIQ-36-HPC |  | ACIQ-36-AHB* |  |  |  | 11.7 | 16.3 | 9.5 | TRUE | TRUE | TRUE | 35000 | 31800 | 2.4 | 36000 | 1.9
213500528 | 10/30/23 | Live | Midea Electric Trading | KEPLER | Singlezone Ducted, Centrally Ducted | 213500528 |  | HRCU-A-CB | AZPN/B36WDUID |  | AZPN/36WAH |  |  |  | 11.7 | 16.3 | 9.5 | TRUE | TRUE | TRUE | 35000 | 31800 | 2.4 | 36000 | 1.9
213500527 | 10/30/23 | Live | Midea Electric Trading | BLADEX | Singlezone Ducted, Centrally Ducted | 213500527 |  | HRCU-A-CB | BX30S-36HPHYHA |  | BLA-36HWAHU1 |  |  |  | 11.7 | 16.3 | 9.5 | FALSE | FALSE | TRUE | 35000 | 31800 | 2.4 | 36000 | 1.9
213479397 | 10/30/23 | Live | Midea Electric Trading | TEMP SHIFT | Multizone Mix of Ducted and Non-Ducted | 213479397 |  | HMSV-A-CB | TSM4OX63036HFN1M1X | Mixed Ducted and Non-Ducted Indoor Units |  |  |  |  | 12 | 20.2 | 10.45 | FALSE | FALSE | TRUE | 36000 | 28600 | 2.35 | 36500 | 2.25
213479396 | 10/30/23 | Live | Midea Electric Trading | TEMP SHIFT | Multizone All Ducted | 213479396 |  | HMSV-A-CB | TSM4OX63036HFN1M1X | Ducted Indoor Units |  |  |  |  | 12 | 19.4 | 10 | FALSE | FALSE | TRUE | 36000 | 30000 | 2.2 | 36000 | 2.2
213479394 | 10/30/23 | Live | Midea Electric Trading | TEMP SHIFT | Multizone Mix of Ducted and Non-Ducted | 213479394 |  | HMSV-A-CB | TSM3OK27HFN1M | Mixed Ducted and Non-Ducted Indoor Units |  |  |  |  | 11.8 | 19.75 | 9.8 | FALSE | FALSE | TRUE | 27000 | 22600 | 2.35 | 29900 | 2.19
213479393 | 10/30/23 | Live | Midea Electric Trading | TEMP SHIFT | Multizone All Ducted | 213479393 |  | HMSV-A-CB | TSM3OK27HFN1M | Ducted Indoor Units |  |  |  |  | 11.8 | 19 | 10 | FALSE | FALSE | TRUE | 27000 | 23000 | 2.4 | 29000 | 2.18
213479403 | 10/30/23 | Live | Midea Electric Trading | TEMP SHIFT | Multizone Mix of Ducted and Non-Ducted | 213479403 |  | HMSV-A-CB | TSM5OA55HFN1M[X] | Mixed Ducted and Non-Ducted Indoor Units |  | 10.5 | 19 | 10.9 | 10.5 | 19.4 | 9.4 | FALSE | FALSE | TRUE | 55000 | 35000 | 2.45 | 45000 | 2.06
213479402 | 10/30/23 | Live | Midea Electric Trading | TEMP SHIFT | Multizone All Ducted | 213479402 |  | HMSV-A-CB | TSM5OA55HFN1M[X] | Ducted Indoor Units |  | 10.5 | 19 | 11 | 10.5 | 18.8 | 9.3 | FALSE | FALSE | TRUE | 55000 | 35200 | 2.5 | 45000 | 2.06
213479400 | 10/30/23 | Live | Midea Electric Trading | TEMP SHIFT | Multizone Mix of Ducted and Non-Ducted | 213479400 |  | HMSV-A-CB | TSM5OG48HFN1M[X] | Mixed Ducted and Non-Ducted Indoor Units |  | 11.2 | 20.6 | 11 | 11.35 | 21.05 | 9.45 | FALSE | FALSE | TRUE | 47500 | 37400 | 2.4 | 45000 | 2.2
213479382 | 10/30/23 | Live | Midea Electric Trading | TEMP SHIFT | Singlezone Non-Ducted, Wall Placement | 213479382 |  | HRCU-A-CB-O | TSMOD3024HFN1MU0W | Mini-Splits | TSMCD124HRFN1MT0W(GA) | 11 | 20.2 | 11.6 | 11 | 20.5 | 11.5 | FALSE | FALSE | TRUE | 24000 | 21000 | 2.64 | 24000 | 2.17
213479406 | 10/30/23 | Live | Midea Electric Trading | CANAIR | Multizone Mix of Ducted and Non-Ducted | 213479406 |  | HMSV-A-CB | C28MC328H21 | Mixed Ducted and Non-Ducted Indoor Units |  | 12 | 21.25 | 10.7 | 12.1 | 21.5 | 10.05 | TRUE | TRUE | TRUE | 28000 | 26800 | 2.3 | 27200 | 2.21
213479405 | 10/30/23 | Live | Midea Electric Trading | CANAIR | Multizone All Ducted | 213479405 |  | HMSV-A-CB | C28MC328H21 | Ducted Indoor Units |  | 11.5 | 20 | 10.1 | 11.7 | 20 | 9.5 | TRUE | TRUE | TRUE | 28000 | 27000 | 2.3 | 27200 | 2.21
213479387 | 10/30/23 | Live | Midea Electric Trading | TEMP SHIFT | Singlezone Ducted, Compact Ducted | 213479387 |  | HRCU-A-CB | TSMOX43017HFN1MT0W | Mini-Splits | TSMTIU18HWFN1M | 12.5 | 19.6 | 11 | 11.7 | 18 | 9.5 | FALSE | FALSE | TRUE | 17000 | 15000 | 2.27 | 19000 | 2.02
213479380 | 10/30/23 | Live | Midea Electric Trading | TEMP SHIFT | Singlezone Non-Ducted, Ceiling Placement | 213479380 |  | HRCU-A-CB-O | TSMOX33012HFN1MW5W | Mini-Splits | TSCCA3U12HRFN1M(C) | 12.7 | 21.5 | 10.6 | 12.7 | 22.3 | 10.2 | FALSE | FALSE | TRUE | 12000 | 9900 | 2.55 | 14000 | 2.29
213479385 | 10/30/23 | Live | Midea Electric Trading | TEMP SHIFT | Singlezone Ducted, Compact Ducted | 213479385 |  | HRCU-A-CB | TSMOX33009HFN1MY5W | Mini-Splits | TSMTIU09HWFN1M | 14 | 23 | 12 | 13.2 | 20.2 | 12 | FALSE | FALSE | TRUE | 9000 | 10100 | 2.41 | 11600 | 1.9
213489790 | 10/30/23 | Live | Midea Electric Trading | INNOVAIR | Singlezone Ducted, Centrally Ducted | 213489790 |  | HRCU-A-CB | SHV36H2R20-S |  | DEV36H2R19 |  |  |  | 11.7 | 16.3 | 9.5 | TRUE | TRUE | TRUE | 35000 | 31800 | 2.4 | 36000 | 1.9
213484699 | 10/30/23 | Live | Midea Electric Trading | TEMP SHIFT | Singlezone Ducted, Centrally Ducted | 213484699 |  | HRCU-A-CB | TSMOX63036HFN1M3X |  | TSMVC36HWFN1M |  |  |  | 11.7 | 16.3 | 9.5 | FALSE | FALSE | TRUE | 35000 | 31800 | 2.4 | 36000 | 1.9
213481579 | 10/30/23 | Live | Midea Electric Trading | DIRECT AIR | Singlezone Ducted, Centrally Ducted | 213481579 |  | HRCU-A-CB | DIRM-36MAGICPRO20-OU1F |  | DIRM-36MAGICPRO20-AH |  |  |  | 11.7 | 16.3 | 9.5 | TRUE | TRUE | TRUE | 35000 | 31800 | 2.4 | 36000 | 1.9
213479752 | 10/30/23 | Live | Midea Electric Trading | COMFORTSTAR | Singlezone Ducted, Centrally Ducted | 213479752 |  | HRCU-A-CB | CPH36CD(O)-B |  | AHU36-SG2 |  |  |  | 11.7 | 16.3 | 9.5 | TRUE | TRUE | TRUE | 35000 | 31800 | 2.4 | 36000 | 1.9
213433274 | 10/30/23 | Live | Midea Electric Trading | DIYCOOL | Singlezone Ducted, Centrally Ducted | 213433274 |  | HRCU-A-CB | ACIQ-36-HPB |  | ACIQ-36W-P |  |  |  | 10 | 17 | 9.9 | TRUE | TRUE | TRUE | 36000 | 32800 | 2.42 | 43400 | 6.12
213433293 | 10/30/23 | Live | Midea Electric Trading | POLARWAVE | Singlezone Ducted, Centrally Ducted | 213433293 |  | HRCU-A-CB | ACIQ-36-HPB |  | ACIQ-36W-P |  |  |  | 10 | 17 | 9.9 | TRUE | TRUE | TRUE | 36000 | 32800 | 2.42 | 43400 | 6.12
213433312 | 10/30/23 | Live | Midea Electric Trading | STEALTH | Singlezone Ducted, Centrally Ducted | 213433312 |  | HRCU-A-CB | ACIQ-36-HPB |  | ACIQ-36W-P |  |  |  | 10 | 17 | 9.9 | TRUE | TRUE | TRUE | 36000 | 32800 | 2.42 | 43400 | 6.12
213433255 | 10/30/23 | Live | Midea Electric Trading | ACIQ | Singlezone Ducted, Centrally Ducted | 213433255 |  | HRCU-A-CB | ACIQ-36-HPB |  | ACIQ-36W-P |  |  |  | 10 | 17 | 9.9 | TRUE | TRUE | TRUE | 36000 | 32800 | 2.42 | 43400 | 6.12
213493018 | 10/30/23 | Live | Midea Electric Trading | 1HVAC | Singlezone Ducted, Centrally Ducted | 213493018 |  | HRCU-A-C | ACIQ-36-EHPB |  | ACIQ-36-ACL-17 |  |  |  | 9.7 | 14.6 | 7.7 | FALSE | FALSE | FALSE | 35000 | 19400 | 2.1 | 21200 | 2.2
213493025 | 10/30/23 | Live | Midea Electric Trading | ACIQ | Singlezone Ducted, Centrally Ducted | 213493025 |  | HRCU-A-C | ACIQ-36-EHPB |  | ACIQ-36-ACL-17 |  |  |  | 9.7 | 14.6 | 7.7 | FALSE | FALSE | FALSE | 35000 | 19400 | 2.1 | 21200 | 2.2
213493045 | 10/30/23 | Live | Midea Electric Trading | STEALTH | Singlezone Ducted, Centrally Ducted | 213493045 |  | HRCU-A-C | ACIQ-36-EHPB |  | ACIQ-36-ACL-17 |  |  |  | 9.7 | 14.6 | 7.7 | FALSE | FALSE | FALSE | 35000 | 19400 | 2.1 | 21200 | 2.2
213493031 | 10/30/23 | Live | Midea Electric Trading | DIYCOOL | Singlezone Ducted, Centrally Ducted | 213493031 |  | HRCU-A-C | ACIQ-36-EHPB |  | ACIQ-36-ACL-17 |  |  |  | 9.7 | 14.6 | 7.7 | FALSE | FALSE | FALSE | 35000 | 19400 | 2.1 | 21200 | 2.2
213493038 | 10/30/23 | Live | Midea Electric Trading | POLARWAVE | Singlezone Ducted, Centrally Ducted | 213493038 |  | HRCU-A-C | ACIQ-36-EHPB |  | ACIQ-36-ACL-17 |  |  |  | 9.7 | 14.6 | 7.7 | FALSE | FALSE | FALSE | 35000 | 19400 | 2.1 | 21200 | 2.2
213433217 | 10/30/23 | Live | Midea Electric Trading | KEPLER | Singlezone Ducted, Centrally Ducted | 213433217 |  | HRCU-A-C | AZPNS/36ROD |  | AZPN/C36WAC |  |  |  | 9.7 | 14.6 | 7.7 | FALSE | FALSE | FALSE | 35000 | 19400 | 2.1 | 21200 | 2.2
213386884 | 10/30/23 | Live | Midea Electric Trading | INNOVAIR | Singlezone Ducted, Centrally Ducted | 213386884 |  | HRCU-A-CB | SEV36H2R19 |  | WEV36H2R19 |  |  |  | 10 | 16.9 | 8 | FALSE | FALSE | FALSE | 35000 | 19000 | 2.2 | 21800 | 2
213433285 | 10/30/23 | Live | Midea Electric Trading | POLARWAVE | Singlezone Ducted, Centrally Ducted | 213433285 |  | HRCU-A-CB | ACIQ-36-EHPB |  | ACIQ-36W-WM |  |  |  | 10 | 16.9 | 8 | FALSE | FALSE | FALSE | 35000 | 19000 | 2.2 | 21800 | 2
213433304 | 10/30/23 | Live | Midea Electric Trading | STEALTH | Singlezone Ducted, Centrally Ducted | 213433304 |  | HRCU-A-CB | ACIQ-36-EHPB |  | ACIQ-36W-WM |  |  |  | 10 | 16.9 | 8 | FALSE | FALSE | FALSE | 35000 | 19000 | 2.2 | 21800 | 2
213433266 | 10/30/23 | Live | Midea Electric Trading | DIYCOOL | Singlezone Ducted, Centrally Ducted | 213433266 |  | HRCU-A-CB | ACIQ-36-EHPB |  | ACIQ-36W-WM |  |  |  | 10 | 16.9 | 8 | FALSE | FALSE | FALSE | 35000 | 19000 | 2.2 | 21800 | 2
213433247 | 10/30/23 | Live | Midea Electric Trading | ACIQ | Singlezone Ducted, Centrally Ducted | 213433247 |  | HRCU-A-CB | ACIQ-36-EHPB |  | ACIQ-36W-WM |  |  |  | 10 | 16.9 | 8 | FALSE | FALSE | FALSE | 35000 | 19000 | 2.2 | 21800 | 2
213386882 | 10/30/23 | Live | Midea Electric Trading | INNOVAIR | Singlezone Ducted, Centrally Ducted | 213386882 |  | HRCU-A-CB | SEV18H2R19 |  | WEV18H2R19 |  |  |  | 10.7 | 17 | 8.8 | FALSE | FALSE | FALSE | 18000 | 11500 | 2.59 | 12500 | 2.75
213433301 | 10/30/23 | Live | Midea Electric Trading | STEALTH | Singlezone Ducted, Centrally Ducted | 213433301 |  | HRCU-A-CB | ACIQ-18-EHPB |  | ACIQ-18W-WM |  |  |  | 10.7 | 17 | 8.8 | FALSE | FALSE | FALSE | 18000 | 11500 | 2.59 | 12500 | 2.75
213433244 | 10/30/23 | Live | Midea Electric Trading | ACIQ | Singlezone Ducted, Centrally Ducted | 213433244 |  | HRCU-A-CB | ACIQ-18-EHPB |  | ACIQ-18W-WM |  |  |  | 10.7 | 17 | 8.8 | FALSE | FALSE | FALSE | 18000 | 11500 | 2.59 | 12500 | 2.75
213433282 | 10/30/23 | Live | Midea Electric Trading | POLARWAVE | Singlezone Ducted, Centrally Ducted | 213433282 |  | HRCU-A-CB | ACIQ-18-EHPB |  | ACIQ-18W-WM |  |  |  | 10.7 | 17 | 8.8 | FALSE | FALSE | FALSE | 18000 | 11500 | 2.59 | 12500 | 2.75
213433263 | 10/30/23 | Live | Midea Electric Trading | DIYCOOL | Singlezone Ducted, Centrally Ducted | 213433263 |  | HRCU-A-CB | ACIQ-18-EHPB |  | ACIQ-18W-WM |  |  |  | 10.7 | 17 | 8.8 | FALSE | FALSE | FALSE | 18000 | 11500 | 2.59 | 12500 | 2.75
213433245 | 10/30/23 | Live | Midea Electric Trading | ACIQ | Singlezone Ducted, Centrally Ducted | 213433245 |  | HRCU-A-CB | ACIQ-24-EHPB |  | ACIQ-24W-WM |  |  |  | 10.5 | 17 | 10.2 | TRUE | TRUE | FALSE | 24000 | 19500 | 2.6 | 21600 | 2.41
213433264 | 10/30/23 | Live | Midea Electric Trading | DIYCOOL | Singlezone Ducted, Centrally Ducted | 213433264 |  | HRCU-A-CB | ACIQ-24-EHPB |  | ACIQ-24W-WM |  |  |  | 10.5 | 17 | 10.2 | TRUE | TRUE | FALSE | 24000 | 19500 | 2.6 | 21600 | 2.41
213433283 | 10/30/23 | Live | Midea Electric Trading | POLARWAVE | Singlezone Ducted, Centrally Ducted | 213433283 |  | HRCU-A-CB | ACIQ-24-EHPB |  | ACIQ-24W-WM |  |  |  | 10.5 | 17 | 10.2 | TRUE | TRUE | FALSE | 24000 | 19500 | 2.6 | 21600 | 2.41
213433302 | 10/30/23 | Live | Midea Electric Trading | STEALTH | Singlezone Ducted, Centrally Ducted | 213433302 |  | HRCU-A-CB | ACIQ-24-EHPB |  | ACIQ-24W-WM |  |  |  | 10.5 | 17 | 10.2 | TRUE | TRUE | FALSE | 24000 | 19500 | 2.6 | 21600 | 2.41
213386881 | 10/30/23 | Live | Midea Electric Trading | INNOVAIR | Singlezone Ducted, Centrally Ducted | 213386881 |  | HRCU-A-CB | SEV24H2R19 |  | WEV24H2R19 |  |  |  | 10.5 | 17 | 10.2 | TRUE | TRUE | FALSE | 24000 | 19500 | 2.6 | 21600 | 2.41
213433291 | 10/30/23 | Live | Midea Electric Trading | POLARWAVE | Singlezone Ducted, Centrally Ducted | 213433291 |  | HRCU-A-CB | ACIQ-24-HPB |  | ACIQ-24W-P |  |  |  | 12 | 19 | 9.3 | TRUE | TRUE | TRUE | 24000 | 19200 | 2.61 | 26400 | 2.42
213433310 | 10/30/23 | Live | Midea Electric Trading | STEALTH | Singlezone Ducted, Centrally Ducted | 213433310 |  | HRCU-A-CB | ACIQ-24-HPB |  | ACIQ-24W-P |  |  |  | 12 | 19 | 9.3 | TRUE | TRUE | TRUE | 24000 | 19200 | 2.61 | 26400 | 2.42
213433272 | 10/30/23 | Live | Midea Electric Trading | DIYCOOL | Singlezone Ducted, Centrally Ducted | 213433272 |  | HRCU-A-CB | ACIQ-24-HPB |  | ACIQ-24W-P |  |  |  | 12 | 19 | 9.3 | TRUE | TRUE | TRUE | 24000 | 19200 | 2.61 | 26400 | 2.42
213433253 | 10/30/23 | Live | Midea Electric Trading | ACIQ | Singlezone Ducted, Centrally Ducted | 213433253 |  | HRCU-A-CB | ACIQ-24-HPB |  | ACIQ-24W-P |  |  |  | 12 | 19 | 9.3 | TRUE | TRUE | TRUE | 24000 | 19200 | 2.61 | 26400 | 2.42
213433252 | 10/30/23 | Live | Midea Electric Trading | ACIQ | Singlezone Ducted, Centrally Ducted | 213433252 |  | HRCU-A-CB | ACIQ-18-HPB |  | ACIQ-18W-P |  |  |  | 12.4 | 17 | 9.5 | TRUE | TRUE | TRUE | 18000 | 13500 | 2.6 | 21200 | 2.49
213433271 | 10/30/23 | Live | Midea Electric Trading | DIYCOOL | Singlezone Ducted, Centrally Ducted | 213433271 |  | HRCU-A-CB | ACIQ-18-HPB |  | ACIQ-18W-P |  |  |  | 12.4 | 17 | 9.5 | TRUE | TRUE | TRUE | 18000 | 13500 | 2.6 | 21200 | 2.49
213433309 | 10/30/23 | Live | Midea Electric Trading | STEALTH | Singlezone Ducted, Centrally Ducted | 213433309 |  | HRCU-A-CB | ACIQ-18-HPB |  | ACIQ-18W-P |  |  |  | 12.4 | 17 | 9.5 | TRUE | TRUE | TRUE | 18000 | 13500 | 2.6 | 21200 | 2.49
213433290 | 10/30/23 | Live | Midea Electric Trading | POLARWAVE | Singlezone Ducted, Centrally Ducted | 213433290 |  | HRCU-A-CB | ACIQ-18-HPB |  | ACIQ-18W-P |  |  |  | 12.4 | 17 | 9.5 | TRUE | TRUE | TRUE | 18000 | 13500 | 2.6 | 21200 | 2.49
213433273 | 10/30/23 | Live | Midea Electric Trading | DIYCOOL | Singlezone Ducted, Centrally Ducted | 213433273 |  | HRCU-A-CB | ACIQ-30-HPB |  | ACIQ-30W-P |  |  |  | 11.7 | 18.2 | 8.8 | TRUE | TRUE | TRUE | 28000 | 20000 | 2.3 | 27111 | 2.23
213433292 | 10/30/23 | Live | Midea Electric Trading | POLARWAVE | Singlezone Ducted, Centrally Ducted | 213433292 |  | HRCU-A-CB | ACIQ-30-HPB |  | ACIQ-30W-P |  |  |  | 11.7 | 18.2 | 8.8 | TRUE | TRUE | TRUE | 28000 | 20000 | 2.3 | 27111 | 2.23
213433311 | 10/30/23 | Live | Midea Electric Trading | STEALTH | Singlezone Ducted, Centrally Ducted | 213433311 |  | HRCU-A-CB | ACIQ-30-HPB |  | ACIQ-30W-P |  |  |  | 11.7 | 18.2 | 8.8 | TRUE | TRUE | TRUE | 28000 | 20000 | 2.3 | 27111 | 2.23
213433254 | 10/30/23 | Live | Midea Electric Trading | ACIQ | Singlezone Ducted, Centrally Ducted | 213433254 |  | HRCU-A-CB | ACIQ-30-HPB |  | ACIQ-30W-P |  |  |  | 11.7 | 18.2 | 8.8 | TRUE | TRUE | TRUE | 28000 | 20000 | 2.3 | 27111 | 2.23
213386888 | 10/30/23 | Live | Midea Electric Trading | INNOVAIR | Singlezone Ducted, Centrally Ducted | 213386888 |  | HRCU-A-C | SEV24H2R19 |  | MAC24H1418E |  |  |  | 10 | 15.4 | 9.2 | FALSE | FALSE | TRUE | 24000 | 22600 | 2.56 | 22600 | 2.56
213493041 | 10/30/23 | Live | Midea Electric Trading | STEALTH | Singlezone Ducted, Centrally Ducted | 213493041 |  | HRCU-A-C | ACIQ-24-EHPB |  | ACIQ-24-ACL-14 |  |  |  | 10 | 15.4 | 9.2 | FALSE | FALSE | TRUE | 24000 | 22600 | 2.56 | 22600 | 2.56
213493035 | 10/30/23 | Live | Midea Electric Trading | POLARWAVE | Singlezone Ducted, Centrally Ducted | 213493035 |  | HRCU-A-C | ACIQ-24-EHPB |  | ACIQ-24-ACL-14 |  |  |  | 10 | 15.4 | 9.2 | FALSE | FALSE | TRUE | 24000 | 22600 | 2.56 | 22600 | 2.56
213493028 | 10/30/23 | Live | Midea Electric Trading | DIYCOOL | Singlezone Ducted, Centrally Ducted | 213493028 |  | HRCU-A-C | ACIQ-24-EHPB |  | ACIQ-24-ACL-14 |  |  |  | 10 | 15.4 | 9.2 | FALSE | FALSE | TRUE | 24000 | 22600 | 2.56 | 22600 | 2.56
213493022 | 10/30/23 | Live | Midea Electric Trading | ACIQ | Singlezone Ducted, Centrally Ducted | 213493022 |  | HRCU-A-C | ACIQ-24-EHPB |  | ACIQ-24-ACL-14 |  |  |  | 10 | 15.4 | 9.2 | FALSE | FALSE | TRUE | 24000 | 22600 | 2.56 | 22600 | 2.56
213493015 | 10/30/23 | Live | Midea Electric Trading | 1HVAC | Singlezone Ducted, Centrally Ducted | 213493015 |  | HRCU-A-C | ACIQ-24-EHPB |  | ACIQ-24-ACL-14 |  |  |  | 10 | 15.4 | 9.2 | FALSE | FALSE | TRUE | 24000 | 22600 | 2.56 | 22600 | 2.56
213492168 | 10/30/23 | Live | Midea Electric Trading | STEALTH | Singlezone Ducted, Centrally Ducted | 213492168 |  | HRCU-A-C | ACIQ-24-HPB |  | ACIQ-24-ACL-14 |  |  |  | 10.7 | 16.1 | 9.8 | TRUE | TRUE | TRUE | 24000 | 22400 | 2.42 | 25000 | 2.24
213433212 | 10/30/23 | Live | Midea Electric Trading | KEPLER | Singlezone Ducted, Centrally Ducted | 213433212 |  | HRCU-A-C | AZPN/24WD* |  | AZPN/A24WACUID |  |  |  | 10.7 | 16.1 | 9.8 | TRUE | TRUE | TRUE | 24000 | 22400 | 2.42 | 25000 | 2.24
213425840 | 10/30/23 | Live | Midea Electric Trading | DIRECT AIR | Singlezone Ducted, Centrally Ducted | 213425840 |  | HRCU-A-C | DIRM-24MAGICPRO20-OU |  | DIRM-24MAGICPRO20-145-COIL |  |  |  | 10.7 | 16.1 | 9.8 | TRUE | TRUE | TRUE | 24000 | 22400 | 2.42 | 25000 | 2.24
213386887 | 10/30/23 | Live | Midea Electric Trading | INNOVAIR | Singlezone Ducted, Centrally Ducted | 213386887 |  | HRCU-A-C | SHV24H2R20 |  | MAC24H1418E |  |  |  | 10.7 | 16.1 | 9.8 | TRUE | TRUE | TRUE | 24000 | 22400 | 2.42 | 25000 | 2.24
213492147 | 10/30/23 | Live | Midea Electric Trading | DIYCOOL | Singlezone Ducted, Centrally Ducted | 213492147 |  | HRCU-A-C | ACIQ-24-HPB |  | ACIQ-24-ACL-14 |  |  |  | 10.7 | 16.1 | 9.8 | TRUE | TRUE | TRUE | 24000 | 22400 | 2.42 | 25000 | 2.24
213492157 | 10/30/23 | Live | Midea Electric Trading | POLARWAVE | Singlezone Ducted, Centrally Ducted | 213492157 |  | HRCU-A-C | ACIQ-24-HPB |  | ACIQ-24-ACL-14 |  |  |  | 10.7 | 16.1 | 9.8 | TRUE | TRUE | TRUE | 24000 | 22400 | 2.42 | 25000 | 2.24
213492135 | 10/30/23 | Live | Midea Electric Trading | ACIQ | Singlezone Ducted, Centrally Ducted | 213492135 |  | HRCU-A-C | ACIQ-24-HPB |  | ACIQ-24-ACL-14 |  |  |  | 10.7 | 16.1 | 9.8 | TRUE | TRUE | TRUE | 24000 | 22400 | 2.42 | 25000 | 2.24
213492123 | 10/30/23 | Live | Midea Electric Trading | 1HVAC | Singlezone Ducted, Centrally Ducted | 213492123 |  | HRCU-A-C | ACIQ-24-HPB |  | ACIQ-24-ACL-14 |  |  |  | 10.7 | 16.1 | 9.8 | TRUE | TRUE | TRUE | 24000 | 22400 | 2.42 | 25000 | 2.24
213481581 | 10/30/23 | Live | Midea Electric Trading | DIRECT AIR | Singlezone Ducted, Centrally Ducted | 213481581 |  | HRCU-A-C | DIRM-24MAGICPRO20-OU |  | DIRM-24MAGICPRO20-145-COIL* |  |  |  | 11.7 | 16.3 | 10.2 | TRUE | TRUE | TRUE | 20000 | 22400 | 2.42 | 25000 | 2.24
213386886 | 10/30/23 | Live | Midea Electric Trading | INNOVAIR | Singlezone Ducted, Centrally Ducted | 213386886 |  | HRCU-A-C | SHV24H2R20* |  | MAC24H1418E |  |  |  | 11.7 | 16.3 | 10.2 | TRUE | TRUE | TRUE | 20000 | 22400 | 2.42 | 25000 | 2.24
213433211 | 10/30/23 | Live | Midea Electric Trading | KEPLER | Singlezone Ducted, Centrally Ducted | 213433211 |  | HRCU-A-C | AZPN/24WD |  | AZPN/A24WACUID |  |  |  | 11.7 | 16.3 | 10.2 | TRUE | TRUE | TRUE | 20000 | 22400 | 2.42 | 25000 | 2.24
213433305 | 10/30/23 | Live | Midea Electric Trading | STEALTH | Singlezone Ducted, Centrally Ducted | 213433305 |  | HRCU-A-CB | ACIQ-18-HPB |  | ACIQ-18W-WM |  |  |  | 12.1 | 19.3 | 10.8 | TRUE | TRUE | TRUE | 18000 | 15800 | 2.82 | 22000 | 2.45
213433286 | 10/30/23 | Live | Midea Electric Trading | POLARWAVE | Singlezone Ducted, Centrally Ducted | 213433286 |  | HRCU-A-CB | ACIQ-18-HPB |  | ACIQ-18W-WM |  |  |  | 12.1 | 19.3 | 10.8 | TRUE | TRUE | TRUE | 18000 | 15800 | 2.82 | 22000 | 2.45
213433267 | 10/30/23 | Live | Midea Electric Trading | DIYCOOL | Singlezone Ducted, Centrally Ducted | 213433267 |  | HRCU-A-CB | ACIQ-18-HPB |  | ACIQ-18W-WM |  |  |  | 12.1 | 19.3 | 10.8 | TRUE | TRUE | TRUE | 18000 | 15800 | 2.82 | 22000 | 2.45
213433248 | 10/30/23 | Live | Midea Electric Trading | ACIQ | Singlezone Ducted, Centrally Ducted | 213433248 |  | HRCU-A-CB | ACIQ-18-HPB |  | ACIQ-18W-WM |  |  |  | 12.1 | 19.3 | 10.8 | TRUE | TRUE | TRUE | 18000 | 15800 | 2.82 | 22000 | 2.45
213433250 | 10/30/23 | Live | Midea Electric Trading | ACIQ | Singlezone Ducted, Centrally Ducted | 213433250 |  | HRCU-A-CB | ACIQ-30-HPB |  | ACIQ-30W-WM |  |  |  | 10 | 16.9 | 9 | TRUE | TRUE | FALSE | 30000 | 19600 | 2.4 | 30000 | 2
213433269 | 10/30/23 | Live | Midea Electric Trading | DIYCOOL | Singlezone Ducted, Centrally Ducted | 213433269 |  | HRCU-A-CB | ACIQ-30-HPB |  | ACIQ-30W-WM |  |  |  | 10 | 16.9 | 9 | TRUE | TRUE | FALSE | 30000 | 19600 | 2.4 | 30000 | 2
213433288 | 10/30/23 | Live | Midea Electric Trading | POLARWAVE | Singlezone Ducted, Centrally Ducted | 213433288 |  | HRCU-A-CB | ACIQ-30-HPB |  | ACIQ-30W-WM |  |  |  | 10 | 16.9 | 9 | TRUE | TRUE | FALSE | 30000 | 19600 | 2.4 | 30000 | 2
213433307 | 10/30/23 | Live | Midea Electric Trading | STEALTH | Singlezone Ducted, Centrally Ducted | 213433307 |  | HRCU-A-CB | ACIQ-30-HPB |  | ACIQ-30W-WM |  |  |  | 10 | 16.9 | 9 | TRUE | TRUE | FALSE | 30000 | 19600 | 2.4 | 30000 | 2
213433308 | 10/30/23 | Live | Midea Electric Trading | STEALTH | Singlezone Ducted, Centrally Ducted | 213433308 |  | HRCU-A-CB | ACIQ-36-HPB |  | ACIQ-36W-WM |  |  |  | 10.2 | 17.6 | 9.2 | TRUE | TRUE | FALSE | 36000 | 28600 | 2.24 | 41000 | 2
213433289 | 10/30/23 | Live | Midea Electric Trading | POLARWAVE | Singlezone Ducted, Centrally Ducted | 213433289 |  | HRCU-A-CB | ACIQ-36-HPB |  | ACIQ-36W-WM |  |  |  | 10.2 | 17.6 | 9.2 | TRUE | TRUE | FALSE | 36000 | 28600 | 2.24 | 41000 | 2
213433270 | 10/30/23 | Live | Midea Electric Trading | DIYCOOL | Singlezone Ducted, Centrally Ducted | 213433270 |  | HRCU-A-CB | ACIQ-36-HPB |  | ACIQ-36W-WM |  |  |  | 10.2 | 17.6 | 9.2 | TRUE | TRUE | FALSE | 36000 | 28600 | 2.24 | 41000 | 2
213433251 | 10/30/23 | Live | Midea Electric Trading | ACIQ | Singlezone Ducted, Centrally Ducted | 213433251 |  | HRCU-A-CB | ACIQ-36-HPB |  | ACIQ-36W-WM |  |  |  | 10.2 | 17.6 | 9.2 | TRUE | TRUE | FALSE | 36000 | 28600 | 2.24 | 41000 | 2
213433249 | 10/30/23 | Live | Midea Electric Trading | ACIQ | Singlezone Ducted, Centrally Ducted | 213433249 |  | HRCU-A-CB | ACIQ-24-HPB |  | ACIQ-24W-WM |  |  |  | 11.7 | 17.5 | 10.5 | TRUE | TRUE | TRUE | 24000 | 20000 | 2.7 | 31500 | 2.72
213433268 | 10/30/23 | Live | Midea Electric Trading | DIYCOOL | Singlezone Ducted, Centrally Ducted | 213433268 |  | HRCU-A-CB | ACIQ-24-HPB |  | ACIQ-24W-WM |  |  |  | 11.7 | 17.5 | 10.5 | TRUE | TRUE | TRUE | 24000 | 20000 | 2.7 | 31500 | 2.72
213433306 | 10/30/23 | Live | Midea Electric Trading | STEALTH | Singlezone Ducted, Centrally Ducted | 213433306 |  | HRCU-A-CB | ACIQ-24-HPB |  | ACIQ-24W-WM |  |  |  | 11.7 | 17.5 | 10.5 | TRUE | TRUE | TRUE | 24000 | 20000 | 2.7 | 31500 | 2.72
213433287 | 10/30/23 | Live | Midea Electric Trading | POLARWAVE | Singlezone Ducted, Centrally Ducted | 213433287 |  | HRCU-A-CB | ACIQ-24-HPB |  | ACIQ-24W-WM |  |  |  | 11.7 | 17.5 | 10.5 | TRUE | TRUE | TRUE | 24000 | 20000 | 2.7 | 31500 | 2.72
213433300 | 10/30/23 | Live | Midea Electric Trading | STEALTH | Singlezone Ducted, Centrally Ducted | 213433300 |  | HRCU-A-C | ACIQ-60HPB |  | ACIQ-60-ACL |  |  |  | 8.6 | 14.5 | 8.6 | FALSE | FALSE | FALSE | 53000 | 37000 | 2.26 | 38000 | 2.26
213433281 | 10/30/23 | Live | Midea Electric Trading | POLARWAVE | Singlezone Ducted, Centrally Ducted | 213433281 |  | HRCU-A-C | ACIQ-60HPB |  | ACIQ-60-ACL |  |  |  | 8.6 | 14.5 | 8.6 | FALSE | FALSE | FALSE | 53000 | 37000 | 2.26 | 38000 | 2.26
213433262 | 10/30/23 | Live | Midea Electric Trading | DIYCOOL | Singlezone Ducted, Centrally Ducted | 213433262 |  | HRCU-A-C | ACIQ-60HPB |  | ACIQ-60-ACL |  |  |  | 8.6 | 14.5 | 8.6 | FALSE | FALSE | FALSE | 53000 | 37000 | 2.26 | 38000 | 2.26
213433243 | 10/30/23 | Live | Midea Electric Trading | ACIQ | Singlezone Ducted, Centrally Ducted | 213433243 |  | HRCU-A-C | ACIQ-60HPB |  | ACIQ-60-ACL |  |  |  | 8.6 | 14.5 | 8.6 | FALSE | FALSE | FALSE | 53000 | 37000 | 2.26 | 38000 | 2.26
213430646 | 10/30/23 | Live | Midea Electric Trading | ATK | Singlezone Ducted, Centrally Ducted | 213430646 |  | HRCU-A-C | ACI-AUO60SHP-M |  | ACI-DCO60CP24 |  |  |  | 8.6 | 14.5 | 8.6 | FALSE | FALSE | FALSE | 53000 | 37000 | 2.26 | 38000 | 2.26
213493033 | 10/30/23 | Live | Midea Electric Trading | POLARWAVE | Singlezone Ducted, Centrally Ducted | 213493033 |  | HRCU-A-C | ACIQ-18-EHPB |  | ACIQ-24-ACL | 10 | 14.3 | 9.3 | 10.2 | 15.2 | 8.6 | FALSE | FALSE | TRUE | 18000 | 13000 | 2.59 | 14000 | 2.21
213493040 | 10/30/23 | Live | Midea Electric Trading | STEALTH | Singlezone Ducted, Centrally Ducted | 213493040 |  | HRCU-A-C | ACIQ-18-EHPB |  | ACIQ-24-ACL | 10 | 14.3 | 9.3 | 10.2 | 15.2 | 8.6 | FALSE | FALSE | TRUE | 18000 | 13000 | 2.59 | 14000 | 2.21
213493020 | 10/30/23 | Live | Midea Electric Trading | ACIQ | Singlezone Ducted, Centrally Ducted | 213493020 |  | HRCU-A-C | ACIQ-18-EHPB |  | ACIQ-24-ACL | 10 | 14.3 | 9.3 | 10.2 | 15.2 | 8.6 | FALSE | FALSE | TRUE | 18000 | 13000 | 2.59 | 14000 | 2.21
213493027 | 10/30/23 | Live | Midea Electric Trading | DIYCOOL | Singlezone Ducted, Centrally Ducted | 213493027 |  | HRCU-A-C | ACIQ-18-EHPB |  | ACIQ-24-ACL | 10 | 14.3 | 9.3 | 10.2 | 15.2 | 8.6 | FALSE | FALSE | TRUE | 18000 | 13000 | 2.59 | 14000 | 2.21
213493014 | 10/30/23 | Live | Midea Electric Trading | 1HVAC | Singlezone Ducted, Centrally Ducted | 213493014 |  | HRCU-A-C | ACIQ-18-EHPB |  | ACIQ-24-ACL | 10 | 14.3 | 9.3 | 10.2 | 15.2 | 8.6 | FALSE | FALSE | TRUE | 18000 | 13000 | 2.59 | 14000 | 2.21
213430645 | 10/30/23 | Live | Midea Electric Trading | ATK | Singlezone Ducted, Centrally Ducted | 213430645 |  | HRCU-A-C | ACI-AUO48SHP-M |  | ACI-CCO48CP21 | 9 | 14 | 10 | 8.6 | 14.3 | 9 | FALSE | FALSE | FALSE | 46000 | 32000 | 2.36 | 45000 | 2.11
213433216 | 10/30/23 | Live | Midea Electric Trading | KEPLER | Singlezone Ducted, Centrally Ducted | 213433216 |  | HRCU-A-C | AZPN48WD |  | AZPN/C48WACUID | 9 | 14 | 10 | 8.6 | 14.3 | 9 | FALSE | FALSE | FALSE | 46000 | 32000 | 2.36 | 45000 | 2.11
213492170 | 10/30/23 | Live | Midea Electric Trading | STEALTH | Singlezone Ducted, Centrally Ducted | 213492170 |  | HRCU-A-C | ACIQ-30-HPB |  | ACIQ-36-ACL | 10.7 | 14.2 | 9.5 | 10.5 | 15.5 | 9.7 | TRUE | TRUE | TRUE | 30000 | 22600 | 2.62 | 26000 | 2.28
213492158 | 10/30/23 | Live | Midea Electric Trading | POLARWAVE | Singlezone Ducted, Centrally Ducted | 213492158 |  | HRCU-A-C | ACIQ-30-HPB |  | ACIQ-36-ACL | 10.7 | 14.2 | 9.5 | 10.5 | 15.5 | 9.7 | TRUE | TRUE | TRUE | 30000 | 22600 | 2.62 | 26000 | 2.28
213492148 | 10/30/23 | Live | Midea Electric Trading | DIYCOOL | Singlezone Ducted, Centrally Ducted | 213492148 |  | HRCU-A-C | ACIQ-30-HPB |  | ACIQ-36-ACL | 10.7 | 14.2 | 9.5 | 10.5 | 15.5 | 9.7 | TRUE | TRUE | TRUE | 30000 | 22600 | 2.62 | 26000 | 2.28
213492136 | 10/30/23 | Live | Midea Electric Trading | ACIQ | Singlezone Ducted, Centrally Ducted | 213492136 |  | HRCU-A-C | ACIQ-30-HPB |  | ACIQ-36-ACL | 10.7 | 14.2 | 9.5 | 10.5 | 15.5 | 9.7 | TRUE | TRUE | TRUE | 30000 | 22600 | 2.62 | 26000 | 2.28
213492124 | 10/30/23 | Live | Midea Electric Trading | 1HVAC | Singlezone Ducted, Centrally Ducted | 213492124 |  | HRCU-A-C | ACIQ-30-HPB |  | ACIQ-36-ACL | 10.7 | 14.2 | 9.5 | 10.5 | 15.5 | 9.7 | TRUE | TRUE | TRUE | 30000 | 22600 | 2.62 | 26000 | 2.28
213492167 | 10/30/23 | Live | Midea Electric Trading | STEALTH | Singlezone Ducted, Centrally Ducted | 213492167 |  | HRCU-A-C | ACIQ-18-HPB |  | ACIQ-24-ACL | 11.6 | 15.6 | 8.8 | 11.7 | 16.1 | 9.5 | TRUE | TRUE | TRUE | 18000 | 14700 | 2.6 | 17400 | 2.42
213492122 | 10/30/23 | Live | Midea Electric Trading | 1HVAC | Singlezone Ducted, Centrally Ducted | 213492122 |  | HRCU-A-C | ACIQ-18-HPB |  | ACIQ-24-ACL | 11.6 | 15.6 | 8.8 | 11.7 | 16.1 | 9.5 | TRUE | TRUE | TRUE | 18000 | 14700 | 2.6 | 17400 | 2.42
213492134 | 10/30/23 | Live | Midea Electric Trading | ACIQ | Singlezone Ducted, Centrally Ducted | 213492134 |  | HRCU-A-C | ACIQ-18-HPB |  | ACIQ-24-ACL | 11.6 | 15.6 | 8.8 | 11.7 | 16.1 | 9.5 | TRUE | TRUE | TRUE | 18000 | 14700 | 2.6 | 17400 | 2.42
213492145 | 10/30/23 | Live | Midea Electric Trading | DIYCOOL | Singlezone Ducted, Centrally Ducted | 213492145 |  | HRCU-A-C | ACIQ-18-HPB |  | ACIQ-24-ACL | 11.6 | 15.6 | 8.8 | 11.7 | 16.1 | 9.5 | TRUE | TRUE | TRUE | 18000 | 14700 | 2.6 | 17400 | 2.42
213492156 | 10/30/23 | Live | Midea Electric Trading | POLARWAVE | Singlezone Ducted, Centrally Ducted | 213492156 |  | HRCU-A-C | ACIQ-18-HPB |  | ACIQ-24-ACL | 11.6 | 15.6 | 8.8 | 11.7 | 16.1 | 9.5 | TRUE | TRUE | TRUE | 18000 | 14700 | 2.6 | 17400 | 2.42
213493043 | 10/30/23 | Live | Midea Electric Trading | STEALTH | Singlezone Ducted, Centrally Ducted | 213493043 |  | HRCU-A-C | ACIQ-30-EHPB |  | ACIQ-36-ACL | 10 | 14.2 | 9.5 | 10.2 | 14.9 | 9.3 | FALSE | FALSE | FALSE | 30000 | 22000 | 2.6 | 24400 | 2.1
213493036 | 10/30/23 | Live | Midea Electric Trading | POLARWAVE | Singlezone Ducted, Centrally Ducted | 213493036 |  | HRCU-A-C | ACIQ-30-EHPB |  | ACIQ-36-ACL | 10 | 14.2 | 9.5 | 10.2 | 14.9 | 9.3 | FALSE | FALSE | FALSE | 30000 | 22000 | 2.6 | 24400 | 2.1
213493030 | 10/30/23 | Live | Midea Electric Trading | DIYCOOL | Singlezone Ducted, Centrally Ducted | 213493030 |  | HRCU-A-C | ACIQ-30-EHPB |  | ACIQ-36-ACL | 10 | 14.2 | 9.5 | 10.2 | 14.9 | 9.3 | FALSE | FALSE | FALSE | 30000 | 22000 | 2.6 | 24400 | 2.1
213493023 | 10/30/23 | Live | Midea Electric Trading | ACIQ | Singlezone Ducted, Centrally Ducted | 213493023 |  | HRCU-A-C | ACIQ-30-EHPB |  | ACIQ-36-ACL | 10 | 14.2 | 9.5 | 10.2 | 14.9 | 9.3 | FALSE | FALSE | FALSE | 30000 | 22000 | 2.6 | 24400 | 2.1
213493017 | 10/30/23 | Live | Midea Electric Trading | 1HVAC | Singlezone Ducted, Centrally Ducted | 213493017 |  | HRCU-A-C | ACIQ-30-EHPB |  | ACIQ-36-ACL | 10 | 14.2 | 9.5 | 10.2 | 14.9 | 9.3 | FALSE | FALSE | FALSE | 30000 | 22000 | 2.6 | 24400 | 2.1
213433242 | 10/30/23 | Live | Midea Electric Trading | ACIQ | Singlezone Ducted, Centrally Ducted | 213433242 |  | HRCU-A-CB | ACIQ-60-EHPB |  | ACIQ-60AHB | 10.3 | 18 | 9.2 | 8.8 | 14.9 | 8.5 | FALSE | FALSE | FALSE | 57000 | 37000 | 2.4 | 39000 | 2.2
213430648 | 10/30/23 | Live | Midea Electric Trading | ATK | Singlezone Ducted, Centrally Ducted | 213430648 |  | HRCU-A-CB | ACI-SDAUO60SHP |  | ACI-AUI60VHE | 10.3 | 18 | 9.2 | 8.8 | 14.9 | 8.5 | FALSE | FALSE | FALSE | 57000 | 37000 | 2.4 | 39000 | 2.2
213433261 | 10/30/23 | Live | Midea Electric Trading | DIYCOOL | Singlezone Ducted, Centrally Ducted | 213433261 |  | HRCU-A-CB | ACIQ-60-EHPB |  | ACIQ-60AHB | 10.3 | 18 | 9.2 | 8.8 | 14.9 | 8.5 | FALSE | FALSE | FALSE | 57000 | 37000 | 2.4 | 39000 | 2.2
213433280 | 10/30/23 | Live | Midea Electric Trading | POLARWAVE | Singlezone Ducted, Centrally Ducted | 213433280 |  | HRCU-A-CB | ACIQ-60-EHPB |  | ACIQ-60AHB | 10.3 | 18 | 9.2 | 8.8 | 14.9 | 8.5 | FALSE | FALSE | FALSE | 57000 | 37000 | 2.4 | 39000 | 2.2
213433299 | 10/30/23 | Live | Midea Electric Trading | STEALTH | Singlezone Ducted, Centrally Ducted | 213433299 |  | HRCU-A-CB | ACIQ-60-EHPB |  | ACIQ-60AHB | 10.3 | 18 | 9.2 | 8.8 | 14.9 | 8.5 | FALSE | FALSE | FALSE | 57000 | 37000 | 2.4 | 39000 | 2.2
213433298 | 10/30/23 | Live | Midea Electric Trading | STEALTH | Singlezone Ducted, Centrally Ducted | 213433298 |  | HRCU-A-CB | ACIQ-48-EHPB |  | ACIQ-48-AHB | 9.3 | 17.3 | 10 | 8.8 | 15.8 | 9.4 | FALSE | FALSE | FALSE | 47000 | 37000 | 2.4 | 39000 | 2.2
213433279 | 10/30/23 | Live | Midea Electric Trading | POLARWAVE | Singlezone Ducted, Centrally Ducted | 213433279 |  | HRCU-A-CB | ACIQ-48-EHPB |  | ACIQ-48-AHB | 9.3 | 17.3 | 10 | 8.8 | 15.8 | 9.4 | FALSE | FALSE | FALSE | 47000 | 37000 | 2.4 | 39000 | 2.2
213433260 | 10/30/23 | Live | Midea Electric Trading | DIYCOOL | Singlezone Ducted, Centrally Ducted | 213433260 |  | HRCU-A-CB | ACIQ-48-EHPB |  | ACIQ-48-AHB | 9.3 | 17.3 | 10 | 8.8 | 15.8 | 9.4 | FALSE | FALSE | FALSE | 47000 | 37000 | 2.4 | 39000 | 2.2
213430651 | 10/30/23 | Live | Midea Electric Trading | ATK | Singlezone Ducted, Centrally Ducted | 213430651 |  | HRCU-A-CB | ACI-SDAUO48SHP |  | ACI-AUI48VHE | 9.3 | 17.3 | 10 | 8.8 | 15.8 | 9.4 | FALSE | FALSE | FALSE | 47000 | 37000 | 2.4 | 39000 | 2.2
213433241 | 10/30/23 | Live | Midea Electric Trading | ACIQ | Singlezone Ducted, Centrally Ducted | 213433241 |  | HRCU-A-CB | ACIQ-48-EHPB |  | ACIQ-48-AHB | 9.3 | 17.3 | 10 | 8.8 | 15.8 | 9.4 | FALSE | FALSE | FALSE | 47000 | 37000 | 2.4 | 39000 | 2.2
213433240 | 10/30/23 | Live | Midea Electric Trading | ACIQ | Singlezone Ducted, Centrally Ducted | 213433240 |  | HRCU-A-CB | ACIQ-36-EHPB |  | ACIQ-36-AHB | 10.4 | 18 | 9.1 | 10.1 | 16.9 | 8.2 | FALSE | FALSE | FALSE | 36000 | 20400 | 2.48 | 22700 | 2.1
213430656 | 10/30/23 | Live | Midea Electric Trading | ATK | Singlezone Ducted, Centrally Ducted | 213430656 |  | HRCU-A-CB | ACI-SDAUO36SHP |  | ACI-AUI36VHE | 10.4 | 18 | 9.1 | 10.1 | 16.9 | 8.2 | FALSE | FALSE | FALSE | 36000 | 20400 | 2.48 | 22700 | 2.1
213433259 | 10/30/23 | Live | Midea Electric Trading | DIYCOOL | Singlezone Ducted, Centrally Ducted | 213433259 |  | HRCU-A-CB | ACIQ-36-EHPB |  | ACIQ-36-AHB | 10.4 | 18 | 9.1 | 10.1 | 16.9 | 8.2 | FALSE | FALSE | FALSE | 36000 | 20400 | 2.48 | 22700 | 2.1
213433278 | 10/30/23 | Live | Midea Electric Trading | POLARWAVE | Singlezone Ducted, Centrally Ducted | 213433278 |  | HRCU-A-CB | ACIQ-36-EHPB |  | ACIQ-36-AHB | 10.4 | 18 | 9.1 | 10.1 | 16.9 | 8.2 | FALSE | FALSE | FALSE | 36000 | 20400 | 2.48 | 22700 | 2.1
213433297 | 10/30/23 | Live | Midea Electric Trading | STEALTH | Singlezone Ducted, Centrally Ducted | 213433297 |  | HRCU-A-CB | ACIQ-36-EHPB |  | ACIQ-36-AHB | 10.4 | 18 | 9.1 | 10.1 | 16.9 | 8.2 | FALSE | FALSE | FALSE | 36000 | 20400 | 2.48 | 22700 | 2.1
213433238 | 10/30/23 | Live | Midea Electric Trading | ACIQ | Singlezone Ducted, Centrally Ducted | 213433238 |  | HRCU-A-CB | ACIQ-24-EHPB |  | ACIQ-24-AHB | 11.3 | 19.4 | 11.3 | 10.5 | 17 | 9.2 | TRUE | TRUE | TRUE | 24000 | 21000 | 2.8 | 22000 | 2.8
213430655 | 10/30/23 | Live | Midea Electric Trading | ATK | Singlezone Ducted, Centrally Ducted | 213430655 |  | HRCU-A-CB | ACI-SDAUO24SHP |  | ACI-AUI24VHE | 11.3 | 19.4 | 11.3 | 10.5 | 17 | 9.2 | FALSE | FALSE | TRUE | 24000 | 21000 | 2.8 | 22000 | 2.8
213433257 | 10/30/23 | Live | Midea Electric Trading | DIYCOOL | Singlezone Ducted, Centrally Ducted | 213433257 |  | HRCU-A-CB | ACIQ-24-EHPB |  | ACIQ-24-AHB | 11.3 | 19.4 | 11.3 | 10.5 | 17 | 9.2 | TRUE | TRUE | TRUE | 24000 | 21000 | 2.8 | 22000 | 2.8
213433276 | 10/30/23 | Live | Midea Electric Trading | POLARWAVE | Singlezone Ducted, Centrally Ducted | 213433276 |  | HRCU-A-CB | ACIQ-24-EHPB |  | ACIQ-24-AHB | 11.3 | 19.4 | 11.3 | 10.5 | 17 | 9.2 | TRUE | TRUE | TRUE | 24000 | 21000 | 2.8 | 22000 | 2.8
213433295 | 10/30/23 | Live | Midea Electric Trading | STEALTH | Singlezone Ducted, Centrally Ducted | 213433295 |  | HRCU-A-CB | ACIQ-24-EHPB |  | ACIQ-24-AHB | 11.3 | 19.4 | 11.3 | 10.5 | 17 | 9.2 | TRUE | TRUE | TRUE | 24000 | 21000 | 2.8 | 22000 | 2.8
213433294 | 10/30/23 | Live | Midea Electric Trading | STEALTH | Singlezone Ducted, Centrally Ducted | 213433294 |  | HRCU-A-CB | ACIQ-18-EHPB |  | ACIQ-18-AHB | 11.1 | 19 | 10.8 | 10.9 | 17 | 8.8 | FALSE | FALSE | TRUE | 18000 | 12000 | 2.71 | 12000 | 2.71
213433275 | 10/30/23 | Live | Midea Electric Trading | POLARWAVE | Singlezone Ducted, Centrally Ducted | 213433275 |  | HRCU-A-CB | ACIQ-18-EHPB |  | ACIQ-18-AHB | 11.1 | 19 | 10.8 | 10.9 | 17 | 8.8 | FALSE | FALSE | TRUE | 18000 | 12000 | 2.71 | 12000 | 2.71
213433256 | 10/30/23 | Live | Midea Electric Trading | DIYCOOL | Singlezone Ducted, Centrally Ducted | 213433256 |  | HRCU-A-CB | ACIQ-18-EHPB |  | ACIQ-18-AHB | 11.1 | 19 | 10.8 | 10.9 | 17 | 8.8 | FALSE | FALSE | TRUE | 18000 | 12000 | 2.71 | 12000 | 2.71
213430653 | 10/30/23 | Live | Midea Electric Trading | ATK | Singlezone Ducted, Centrally Ducted | 213430653 |  | HRCU-A-CB | ACI-SDAUO18SHP |  | ACI-AUI18VHE | 11.1 | 19 | 10.8 | 10.9 | 17 | 8.8 | FALSE | FALSE | TRUE | 18000 | 12000 | 2.71 | 12000 | 2.71
213386877 | 10/30/23 | Live | Midea Electric Trading | INNOVAIR | Singlezone Ducted, Centrally Ducted | 213386877 |  | HRCU-A-CB | SHV18H2R20 |  | DEV18H2R19 | 12.5 | 20 | 11 | 12.4 | 18 | 9.3 | TRUE | TRUE | TRUE | 18000 | 13500 | 2.6 | 21000 | 2.21
213483768 | 10/30/23 | Live | Midea Electric Trading | MITS AIR | Singlezone Ducted, Centrally Ducted | 213483768 |  | HRCU-A-CB | MOX630-36HFN1-M3X |  | MVC-36HWFN1-M |  |  |  | 11.7 | 16.3 | 9.5 | FALSE | FALSE | TRUE | 35000 | 31800 | 2.4 | 36000 | 1.9
213488871 | 10/30/23 | Live | Midea Electric Trading | DETTSON | Singlezone Ducted, Centrally Ducted | 213488871 |  | HRCU-A-CB | EVD-36-O-S |  | EVD-36-I |  |  |  | 11.7 | 16.3 | 9.5 | TRUE | TRUE | TRUE | 35000 | 31800 | 2.4 | 36000 | 1.9
213485863 | 10/30/23 | Live | Midea Electric Trading | ECO-AIR | Singlezone Ducted, Centrally Ducted | 213485863 |  | HRCU-A-CB | MOX630-36HFN1-M3X |  | MVC-36HWFN1-M |  |  |  | 11.7 | 16.3 | 9.5 | TRUE | TRUE | TRUE | 35000 | 31800 | 2.4 | 36000 | 1.9
213485861 | 10/30/23 | Live | Midea Electric Trading | ALSETRIA | Singlezone Ducted, Centrally Ducted | 213485861 |  | HRCU-A-CB | MOX630-36HFN1-M3X |  | MVC-36HWFN1-M |  |  |  | 11.7 | 16.3 | 9.5 | TRUE | TRUE | TRUE | 35000 | 31800 | 2.4 | 36000 | 1.9
213479415 | 10/30/23 | Live | Midea Electric Trading | CANAIR | Singlezone Ducted, Centrally Ducted | 213479415 |  | HRCU-A-CB | CDH2036C22 |  | CDH2036F21 |  |  |  | 11.7 | 16.3 | 9.5 | TRUE | TRUE | TRUE | 35000 | 31800 | 2.4 | 36000 | 1.9
213433236 | 10/30/23 | Live | Midea Electric Trading | 1HVAC | Singlezone Ducted, Centrally Ducted | 213433236 |  | HRCU-A-CB | ACIQ-36-HPB |  | ACIQ-36W-P |  |  |  | 10 | 17 | 9.9 | TRUE | TRUE | TRUE | 36000 | 32800 | 2.42 | 43400 | 6.12
213433228 | 10/30/23 | Live | Midea Electric Trading | 1HVAC | Singlezone Ducted, Centrally Ducted | 213433228 |  | HRCU-A-CB | ACIQ-36-EHPB |  | ACIQ-36W-WM |  |  |  | 10 | 16.9 | 8 | FALSE | FALSE | FALSE | 35000 | 19000 | 2.2 | 21800 | 2
213433225 | 10/30/23 | Live | Midea Electric Trading | 1HVAC | Singlezone Ducted, Centrally Ducted | 213433225 |  | HRCU-A-CB | ACIQ-18-EHPB |  | ACIQ-18W-WM |  |  |  | 10.7 | 17 | 8.8 | FALSE | FALSE | FALSE | 18000 | 11500 | 2.59 | 12500 | 2.75
213433226 | 10/30/23 | Live | Midea Electric Trading | 1HVAC | Singlezone Ducted, Centrally Ducted | 213433226 |  | HRCU-A-CB | ACIQ-24-EHPB |  | ACIQ-24W-WM |  |  |  | 10.5 | 17 | 10.2 | TRUE | TRUE | FALSE | 24000 | 19500 | 2.6 | 21600 | 2.41
213433234 | 10/30/23 | Live | Midea Electric Trading | 1HVAC | Singlezone Ducted, Centrally Ducted | 213433234 |  | HRCU-A-CB | ACIQ-24-HPB |  | ACIQ-24W-P |  |  |  | 12 | 19 | 9.3 | TRUE | TRUE | TRUE | 24000 | 19200 | 2.61 | 26400 | 2.42
213433233 | 10/30/23 | Live | Midea Electric Trading | 1HVAC | Singlezone Ducted, Centrally Ducted | 213433233 |  | HRCU-A-CB | ACIQ-18-HPB |  | ACIQ-18W-P |  |  |  | 12.4 | 17 | 9.5 | TRUE | TRUE | TRUE | 18000 | 13500 | 2.6 | 21200 | 2.49
213433235 | 10/30/23 | Live | Midea Electric Trading | 1HVAC | Singlezone Ducted, Centrally Ducted | 213433235 |  | HRCU-A-CB | ACIQ-30-HPB |  | ACIQ-30W-P |  |  |  | 11.7 | 18.2 | 8.8 | TRUE | TRUE | TRUE | 28000 | 20000 | 2.3 | 27111 | 2.23
213479418 | 10/30/23 | Live | Midea Electric Trading | CANAIR | Singlezone Ducted, Centrally Ducted | 213479418 |  | HRCU-A-C | CDH2024C21 |  | MVBM-24A18T3N1 |  |  |  | 10.7 | 16.1 | 9.8 | TRUE | TRUE | TRUE | 24000 | 22400 | 2.42 | 25000 | 2.24
213386699 | 10/30/23 | Live | Midea Electric Trading | DETTSON | Singlezone Ducted, Centrally Ducted | 213386699 |  | HRCU-A-C | EVD-24-O |  | MAC24H1418E |  |  |  | 10.7 | 16.1 | 9.8 | TRUE | TRUE | TRUE | 24000 | 22400 | 2.42 | 25000 | 2.24
213386698 | 10/30/23 | Live | Midea Electric Trading | DETTSON | Singlezone Ducted, Centrally Ducted | 213386698 |  | HRCU-A-C | EVD-24-O* |  | MAC24H1418E |  |  |  | 11.7 | 16.3 | 10.2 | TRUE | TRUE | TRUE | 20000 | 22400 | 2.42 | 25000 | 2.24
213479417 | 10/30/23 | Live | Midea Electric Trading | CANAIR | Singlezone Ducted, Centrally Ducted | 213479417 |  | HRCU-A-C | CDH2024C21 |  | MVBM-24A18T3N1* |  |  |  | 11.7 | 16.3 | 10.2 | TRUE | TRUE | TRUE | 20000 | 22400 | 2.42 | 25000 | 2.24
213433229 | 10/30/23 | Live | Midea Electric Trading | 1HVAC | Singlezone Ducted, Centrally Ducted | 213433229 |  | HRCU-A-CB | ACIQ-18-HPB |  | ACIQ-18W-WM |  |  |  | 12.1 | 19.3 | 10.8 | TRUE | TRUE | TRUE | 18000 | 15800 | 2.82 | 22000 | 2.45
213433231 | 10/30/23 | Live | Midea Electric Trading | 1HVAC | Singlezone Ducted, Centrally Ducted | 213433231 |  | HRCU-A-CB | ACIQ-30-HPB |  | ACIQ-30W-WM |  |  |  | 10 | 16.9 | 9 | TRUE | TRUE | FALSE | 30000 | 19600 | 2.4 | 30000 | 2
213433232 | 10/30/23 | Live | Midea Electric Trading | 1HVAC | Singlezone Ducted, Centrally Ducted | 213433232 |  | HRCU-A-CB | ACIQ-36-HPB |  | ACIQ-36W-WM |  |  |  | 10.2 | 17.6 | 9.2 | TRUE | TRUE | FALSE | 36000 | 28600 | 2.24 | 41000 | 2
213433230 | 10/30/23 | Live | Midea Electric Trading | 1HVAC | Singlezone Ducted, Centrally Ducted | 213433230 |  | HRCU-A-CB | ACIQ-24-HPB |  | ACIQ-24W-WM |  |  |  | 11.7 | 17.5 | 10.5 | TRUE | TRUE | TRUE | 24000 | 20000 | 2.7 | 31500 | 2.72
213433224 | 10/30/23 | Live | Midea Electric Trading | 1HVAC | Singlezone Ducted, Centrally Ducted | 213433224 |  | HRCU-A-C | ACIQ-60HPB |  | ACIQ-60-ACL |  |  |  | 8.6 | 14.5 | 8.6 | FALSE | FALSE | FALSE | 53000 | 37000 | 2.26 | 38000 | 2.26
213433223 | 10/30/23 | Live | Midea Electric Trading | 1HVAC | Singlezone Ducted, Centrally Ducted | 213433223 |  | HRCU-A-CB | ACIQ-60-EHPB |  | ACIQ-60AHB | 10.3 | 18 | 9.2 | 8.8 | 14.9 | 8.5 | FALSE | FALSE | FALSE | 57000 | 37000 | 2.4 | 39000 | 2.2
213433222 | 10/30/23 | Live | Midea Electric Trading | 1HVAC | Singlezone Ducted, Centrally Ducted | 213433222 |  | HRCU-A-CB | ACIQ-48-EHPB |  | ACIQ-48-AHB | 9.3 | 17.3 | 10 | 8.8 | 15.8 | 9.4 | FALSE | FALSE | FALSE | 47000 | 37000 | 2.4 | 39000 | 2.2
213433221 | 10/30/23 | Live | Midea Electric Trading | 1HVAC | Singlezone Ducted, Centrally Ducted | 213433221 |  | HRCU-A-CB | ACIQ-36-EHPB |  | ACIQ-36-AHB | 10.4 | 18 | 9.1 | 10.1 | 16.9 | 8.2 | FALSE | FALSE | FALSE | 36000 | 20400 | 2.48 | 22700 | 2.1
213433219 | 10/30/23 | Live | Midea Electric Trading | 1HVAC | Singlezone Ducted, Centrally Ducted | 213433219 |  | HRCU-A-CB | ACIQ-24-EHPB |  | ACIQ-24-AHB | 11.3 | 19.4 | 11.3 | 10.5 | 17 | 9.2 | TRUE | TRUE | TRUE | 24000 | 21000 | 2.8 | 22000 | 2.8
213433237 | 10/30/23 | Live | Midea Electric Trading | ACIQ | Singlezone Ducted, Centrally Ducted | 213433237 |  | HRCU-A-CB | ACIQ-18-EHPB |  | ACIQ-18-AHB | 11.1 | 19 | 10.8 | 10.9 | 17 | 8.8 | FALSE | FALSE | TRUE | 18000 | 12000 | 2.71 | 12000 | 2.71
213433218 | 10/30/23 | Live | Midea Electric Trading | 1HVAC | Singlezone Ducted, Centrally Ducted | 213433218 |  | HRCU-A-CB | ACIQ-18-EHPB |  | ACIQ-18-AHB | 11.1 | 19 | 10.8 | 10.9 | 17 | 8.8 | FALSE | FALSE | TRUE | 18000 | 12000 | 2.71 | 12000 | 2.71
213298361 | 10/20/23 | Live | TCL AIR CONDITIONER (ZHONGSHAN) CO.,LTD. | KANIONco | Multizone All Non-Ducted | 213298361 |  | HMSR-A-CB-O | KWSMO-27IR410AHSP | Non-Ducted Indoor Units |  | 12.5 | 22 | 10 | 12 | 22 | 9 | TRUE | FALSE | FALSE | 24000 | 18100 | 2.95 | 19000 | 2.53
213298359 | 10/20/23 | Live | TCL AIR CONDITIONER (ZHONGSHAN) CO.,LTD. | KANIONco | Multizone All Non-Ducted | 213298359 |  | HMSR-A-CB-O | KWSMO-18IR410AHSP | Non-Ducted Indoor Units |  | 12.5 | 22 | 10 | 12 | 22 | 9 | FALSE | FALSE | FALSE | 17000 | 12200 | 2.65 | 15000 | 2.2
211240226 | 05/04/23 | Live | CARRIER | CARRIER | Singlezone Ducted, Centrally Ducted | 211240226 |  | HRCU-A-CB | 38MURAQ24AB3* | Ducted Indoor Units | FV4CN(B,F)003L |  |  |  | 10.5 | 17.5 | 8.5 | FALSE | FALSE | TRUE | 24400 | 19000 | 2.61 | 19270 | 2.75
211240225 | 05/04/23 | Live | CARRIER | CARRIER | Singlezone Ducted, Centrally Ducted | 211240225 |  | HRCU-A-CB | 38MURAQ24AB3* | Ducted Indoor Units | FV4CNF002L |  |  |  | 10 | 17 | 8.5 | FALSE | FALSE | TRUE | 23800 | 19000 | 2.61 | 19270 | 2.75
211240224 | 05/04/23 | Live | CARRIER | CARRIER | Singlezone Ducted, Centrally Ducted | 211240224 |  | HRCU-A-CB | 38MURAQ24AB3* | Ducted Indoor Units | FM(C,U)4Z36**AL* |  |  |  | 10.5 | 18 | 9 | FALSE | FALSE | TRUE | 24200 | 19300 | 2.72 | 19580 | 2.85
211240223 | 05/04/23 | Live | CARRIER | CARRIER | Singlezone Ducted, Centrally Ducted | 211240223 |  | HRCU-A-CB | 38MURAQ24AB3* | Ducted Indoor Units | FM(C,U)4Z30**AL* |  |  |  | 10.5 | 18 | 9 | FALSE | FALSE | TRUE | 24200 | 19300 | 2.72 | 19580 | 2.85
211240222 | 05/04/23 | Live | CARRIER | CARRIER | Singlezone Ducted, Centrally Ducted | 211240222 |  | HRCU-A-CB | 38MURAQ24AB3* | Ducted Indoor Units | FM(C,U)4Z24**AL* |  |  |  | 10 | 17.5 | 9 | FALSE | FALSE | TRUE | 23800 | 19500 | 2.66 | 19780 | 2.8
211240221 | 05/04/23 | Live | CARRIER | CARRIER | Singlezone Ducted, Centrally Ducted | 211240221 |  | HRCU-A-CB | 38MURAQ24AB3* | Ducted Indoor Units | FM(C,U)4X36**AL* |  |  |  | 10 | 15 | 8.5 | FALSE | FALSE | FALSE | 25000 | 19900 | 2.7 | 20180 | 2.84
211240220 | 05/04/23 | Live | CARRIER | CARRIER | Singlezone Ducted, Centrally Ducted | 211240220 |  | HRCU-A-CB | 38MURAQ24AB3* | Ducted Indoor Units | FM(C,U)4X30**AL* |  |  |  | 10 | 15.2 | 8.5 | FALSE | FALSE | TRUE | 25000 | 19900 | 2.7 | 20180 | 2.84
211240219 | 05/04/23 | Live | CARRIER | CARRIER | Singlezone Ducted, Centrally Ducted | 211240219 |  | HRCU-A-CB | 38MURAQ24AB3* | Ducted Indoor Units | FMA4X36**AL* |  |  |  | 10.5 | 18 | 9 | FALSE | FALSE | TRUE | 25800 | 19600 | 2.84 | 19880 | 2.99
211240218 | 05/04/23 | Live | CARRIER | CARRIER | Singlezone Ducted, Centrally Ducted | 211240218 |  | HRCU-A-CB | 38MURAQ24AB3* | Ducted Indoor Units | FMA4X30**AL* |  |  |  | 10.5 | 18 | 9 | FALSE | FALSE | TRUE | 25800 | 19600 | 2.84 | 19880 | 2.99
211240217 | 05/04/23 | Live | CARRIER | CARRIER | Singlezone Ducted, Centrally Ducted | 211240217 |  | HRCU-A-CB | 38MURAQ24AB3* | Ducted Indoor Units | FMA4X24**AL* |  |  |  | 10 | 17 | 9 | FALSE | FALSE | TRUE | 23600 | 19600 | 2.66 | 19880 | 2.8
211240216 | 05/04/23 | Live | CARRIER | CARRIER | Singlezone Ducted, Centrally Ducted | 211240216 |  | HRCU-A-CB | 38MURAQ24AB3* | Ducted Indoor Units | FMA4P30**AL* |  |  |  | 10 | 15.2 | 9 | FALSE | FALSE | TRUE | 25200 | 20000 | 2.71 | 20290 | 2.86
211240215 | 05/04/23 | Live | CARRIER | CARRIER | Singlezone Ducted, Centrally Ducted | 211240215 |  | HRCU-A-CB | 38MURAQ24AB3* | Ducted Indoor Units | FMA4P24**AL* |  |  |  | 9.5 | 15 | 8.5 | FALSE | FALSE | FALSE | 24000 | 19900 | 2.62 | 20180 | 2.75
211240214 | 05/04/23 | Live | CARRIER | CARRIER | Singlezone Ducted, Centrally Ducted | 211240214 |  | HRCU-A-CB | 38MURAQ24AB3* | Ducted Indoor Units | FX4DN(B,F)037L |  |  |  | 10.5 | 17.5 | 8 | FALSE | FALSE | FALSE | 24000 | 18500 | 2.56 | 18760 | 2.7
211240213 | 05/04/23 | Live | CARRIER | CARRIER | Singlezone Ducted, Centrally Ducted | 211240213 |  | HRCU-A-CB | 38MURAQ24AB3* | Ducted Indoor Units | FX4DNF031L |  |  |  | 10 | 16.5 | 8.5 | FALSE | FALSE | TRUE | 24200 | 19100 | 2.6 | 19370 | 2.73
211240212 | 05/04/23 | Live | CARRIER | CARRIER | Singlezone Ducted, Centrally Ducted | 211240212 |  | HRCU-A-CB | 38MURAQ24AB3* | Ducted Indoor Units | FX4DNF025L |  |  |  | 10 | 17 | 8.5 | FALSE | FALSE | TRUE | 24000 | 19100 | 2.58 | 19370 | 2.72
211240211 | 05/04/23 | Live | CARRIER | CARRIER | Singlezone Ducted, Centrally Ducted | 211240211 |  | HRCU-A-CB | 38MURAQ24AB3* | Ducted Indoor Units | FB4CNP030L |  |  |  | 10 | 17 | 8.5 | FALSE | FALSE | TRUE | 24000 | 19100 | 2.58 | 19370 | 2.72
211240210 | 05/04/23 | Live | CARRIER | CARRIER | Singlezone Ducted, Centrally Ducted | 211240210 |  | HRCU-A-CB | 38MURAQ24AB3* | Ducted Indoor Units | FB4CNP025L |  |  |  | 10 | 17.5 | 8.5 | FALSE | FALSE | TRUE | 23800 | 19000 | 2.58 | 19270 | 2.72
211240209 | 05/04/23 | Live | CARRIER | CARRIER | Singlezone Ducted, Centrally Ducted | 211240209 |  | HRCU-A-CB | 38MURAQ24AB3* | Ducted Indoor Units | FB4CNF030L |  |  |  | 10 | 17 | 8.5 | FALSE | FALSE | TRUE | 24000 | 19100 | 2.58 | 19370 | 2.72
211240208 | 05/04/23 | Live | CARRIER | CARRIER | Singlezone Ducted, Centrally Ducted | 211240208 |  | HRCU-A-CB | 38MURAQ24AB3* | Ducted Indoor Units | FZ4ANP036L |  |  |  | 10 | 17 | 8.5 | FALSE | FALSE | TRUE | 23600 | 19000 | 2.55 | 19270 | 2.69
211239231 | 05/04/23 | Live | CARRIER | GRANDAIRE | Singlezone Ducted, Centrally Ducted | 211239231 |  | HRCU-A-CB | WDLCURAH24ABK | Ducted Indoor Units | WBHL244*B* |  |  |  | 10 | 16 | 9 | FALSE | FALSE | TRUE | 24000 | 19200 | 2.56 | 19470 | 2.69
211239230 | 05/04/23 | Live | CARRIER | TEMPSTAR | Singlezone Ducted, Centrally Ducted | 211239230 |  | HRCU-A-CB | DLCURAH24ABK | Ducted Indoor Units | FJMA4*24L*B* |  |  |  | 10 | 16 | 9 | FALSE | FALSE | TRUE | 24000 | 19200 | 2.56 | 19470 | 2.69
211239229 | 05/04/23 | Live | CARRIER | SMART COMFORT | Singlezone Ducted, Centrally Ducted | 211239229 |  | HRCU-A-CB | DLCURAH24ABK | Ducted Indoor Units | FJMA4*24L*B* |  |  |  | 10 | 16 | 9 | FALSE | FALSE | TRUE | 24000 | 19200 | 2.56 | 19470 | 2.69
211239228 | 05/04/23 | Live | CARRIER | KEEPRITE | Singlezone Ducted, Centrally Ducted | 211239228 |  | HRCU-A-CB | DLCURAH24ABK | Ducted Indoor Units | FJMA4*24L*B* |  |  |  | 10 | 16 | 9 | FALSE | FALSE | TRUE | 24000 | 19200 | 2.56 | 19470 | 2.69
211239227 | 05/04/23 | Live | CARRIER | HEIL | Singlezone Ducted, Centrally Ducted | 211239227 |  | HRCU-A-CB | DLCURAH24ABK | Ducted Indoor Units | FJMA4*24L*B* |  |  |  | 10 | 16 | 9 | FALSE | FALSE | TRUE | 24000 | 19200 | 2.56 | 19470 | 2.69
211239226 | 05/04/23 | Live | CARRIER | DAY & NIGHT | Singlezone Ducted, Centrally Ducted | 211239226 |  | HRCU-A-CB | DLCURAH24ABK | Ducted Indoor Units | FJMA4*24L*B* |  |  |  | 10 | 16 | 9 | FALSE | FALSE | TRUE | 24000 | 19200 | 2.56 | 19470 | 2.69
211239225 | 05/04/23 | Live | CARRIER | COMFORTMAKER | Singlezone Ducted, Centrally Ducted | 211239225 |  | HRCU-A-CB | DLCURAH24ABK | Ducted Indoor Units | FJMA4*24L*B* |  |  |  | 10 | 16 | 9 | FALSE | FALSE | TRUE | 24000 | 19200 | 2.56 | 19470 | 2.69
211239224 | 05/04/23 | Live | CARRIER | ARCOAIRE | Singlezone Ducted, Centrally Ducted | 211239224 |  | HRCU-A-CB | DLCURAH24ABK | Ducted Indoor Units | FJMA4*24L*B* |  |  |  | 10 | 16 | 9 | FALSE | FALSE | TRUE | 24000 | 19200 | 2.56 | 19470 | 2.69
211239223 | 05/04/23 | Live | CARRIER | AIRQUEST | Singlezone Ducted, Centrally Ducted | 211239223 |  | HRCU-A-CB | DLCURAH24ABK | Ducted Indoor Units | FJMA4*24L*B* |  |  |  | 10 | 16 | 9 | FALSE | FALSE | TRUE | 24000 | 19200 | 2.56 | 19470 | 2.69
211239222 | 10/27/23 | Live | CARRIER | PAYNE HEATING AND COOLING | Singlezone Ducted, Centrally Ducted | 211239222 |  | HRCU-A-CB | 38MURAQ24AB3* | Ducted Indoor Units | FJ4DN*B24L* |  |  |  | 10 | 16 | 9 | FALSE | FALSE | TRUE | 24000 | 19200 | 2.56 | 19470 | 2.69
211239221 | 10/27/23 | Live | CARRIER | BRYANT HEATING AND COOLING SYSTEMS | Singlezone Ducted, Centrally Ducted | 211239221 |  | HRCU-A-CB | 38MURAQ24AB3* | Ducted Indoor Units | FJ4DN*B24L* |  |  |  | 10 | 16 | 9 | FALSE | FALSE | TRUE | 24000 | 19200 | 2.56 | 19470 | 2.69
211239220 | 10/27/23 | Live | CARRIER | CARRIER | Singlezone Ducted, Centrally Ducted | 211239220 |  | HRCU-A-CB | 38MURAQ24AB3* | Ducted Indoor Units | FJ4DN*B24L* |  |  |  | 10 | 16 | 9 | FALSE | FALSE | TRUE | 24000 | 19200 | 2.56 | 19470 | 2.69
213353726 | 10/27/23 | Live | CARRIER | TEMPSTAR | Singlezone Ducted, Centrally Ducted | 213353726 |  | HRCU-A-CB | DLCURAH18AAK | Ducted Indoor Units | F5MA4*24L*B* |  |  |  | 10 | 16.5 | 7.8 | FALSE | FALSE | FALSE | 17600 | 11600 | 2.52 | 11730 | 2.62
213353725 | 10/27/23 | Live | CARRIER | SMART COMFORT | Singlezone Ducted, Centrally Ducted | 213353725 |  | HRCU-A-CB | DLCURAH18AAK | Ducted Indoor Units | F5MA4*24L*B* |  |  |  | 10 | 16.5 | 7.8 | FALSE | FALSE | FALSE | 17600 | 11600 | 2.52 | 11730 | 2.62
213353724 | 10/27/23 | Live | CARRIER | KEEPRITE | Singlezone Ducted, Centrally Ducted | 213353724 |  | HRCU-A-CB | DLCURAH18AAK | Ducted Indoor Units | F5MA4*24L*B* |  |  |  | 10 | 16.5 | 7.8 | FALSE | FALSE | FALSE | 17600 | 11600 | 2.52 | 11730 | 2.62
213353723 | 10/27/23 | Live | CARRIER | HEIL | Singlezone Ducted, Centrally Ducted | 213353723 |  | HRCU-A-CB | DLCURAH18AAK | Ducted Indoor Units | F5MA4*24L*B* |  |  |  | 10 | 16.5 | 7.8 | FALSE | FALSE | FALSE | 17600 | 11600 | 2.52 | 11730 | 2.62
213353722 | 10/27/23 | Live | CARRIER | DAY & NIGHT | Singlezone Ducted, Centrally Ducted | 213353722 |  | HRCU-A-CB | DLCURAH18AAK | Ducted Indoor Units | F5MA4*24L*B* |  |  |  | 10 | 16.5 | 7.8 | FALSE | FALSE | FALSE | 17600 | 11600 | 2.52 | 11730 | 2.62
213353721 | 10/27/23 | Live | CARRIER | COMFORTMAKER | Singlezone Ducted, Centrally Ducted | 213353721 |  | HRCU-A-CB | DLCURAH18AAK | Ducted Indoor Units | F5MA4*24L*B* |  |  |  | 10 | 16.5 | 7.8 | FALSE | FALSE | FALSE | 17600 | 11600 | 2.52 | 11730 | 2.62
213353720 | 10/27/23 | Live | CARRIER | ARCOAIRE | Singlezone Ducted, Centrally Ducted | 213353720 |  | HRCU-A-CB | DLCURAH18AAK | Ducted Indoor Units | F5MA4*24L*B* |  |  |  | 10 | 16.5 | 7.8 | FALSE | FALSE | FALSE | 17600 | 11600 | 2.52 | 11730 | 2.62
213353719 | 10/27/23 | Live | CARRIER | AIRQUEST | Singlezone Ducted, Centrally Ducted | 213353719 |  | HRCU-A-CB | DLCURAH18AAK | Ducted Indoor Units | F5MA4*24L*B* |  |  |  | 10 | 16.5 | 7.8 | FALSE | FALSE | FALSE | 17600 | 11600 | 2.52 | 11730 | 2.62
213353718 | 10/27/23 | Live | CARRIER | BRYANT HEATING AND COOLING SYSTEMS | Singlezone Ducted, Centrally Ducted | 213353718 |  | HRCU-A-CB | 38MURAQ18AA3* | Ducted Indoor Units | F54AA*B24L* |  |  |  | 10 | 16.5 | 7.8 | FALSE | FALSE | FALSE | 17600 | 11600 | 2.52 | 11730 | 2.62
213353717 | 10/27/23 | Live | CARRIER | CARRIER | Singlezone Ducted, Centrally Ducted | 213353717 |  | HRCU-A-CB | 38MURAQ18AA3* | Ducted Indoor Units | F54AA*B24L* |  |  |  | 10 | 16.5 | 7.8 | FALSE | FALSE | FALSE | 17600 | 11600 | 2.52 | 11730 | 2.62
213353746 | 10/27/23 | Live | CARRIER | TEMPSTAR | Singlezone Ducted, Centrally Ducted | 213353746 |  | HRCU-A-CB | DLCURAH18ABK | Ducted Indoor Units | F5MA4*24L*B* |  |  |  | 10.5 | 16 | 8.5 | FALSE | FALSE | TRUE | 18100 | 12500 | 2.44 | 12680 | 2.56
213353745 | 10/27/23 | Live | CARRIER | SMART COMFORT | Singlezone Ducted, Centrally Ducted | 213353745 |  | HRCU-A-CB | DLCURAH18ABK | Ducted Indoor Units | F5MA4*24L*B* |  |  |  | 10.5 | 16 | 8.5 | FALSE | FALSE | TRUE | 18100 | 12500 | 2.44 | 12680 | 2.56
213353744 | 10/27/23 | Live | CARRIER | KEEPRITE | Singlezone Ducted, Centrally Ducted | 213353744 |  | HRCU-A-CB | DLCURAH18ABK | Ducted Indoor Units | F5MA4*24L*B* |  |  |  | 10.5 | 16 | 8.5 | FALSE | FALSE | TRUE | 18100 | 12500 | 2.44 | 12680 | 2.56
213353743 | 10/27/23 | Live | CARRIER | HEIL | Singlezone Ducted, Centrally Ducted | 213353743 |  | HRCU-A-CB | DLCURAH18ABK | Ducted Indoor Units | F5MA4*24L*B* |  |  |  | 10.5 | 16 | 8.5 | FALSE | FALSE | TRUE | 18100 | 12500 | 2.44 | 12680 | 2.56
213353742 | 10/27/23 | Live | CARRIER | DAY & NIGHT | Singlezone Ducted, Centrally Ducted | 213353742 |  | HRCU-A-CB | DLCURAH18ABK | Ducted Indoor Units | F5MA4*24L*B* |  |  |  | 10.5 | 16 | 8.5 | FALSE | FALSE | TRUE | 18100 | 12500 | 2.44 | 12680 | 2.56
213353741 | 10/27/23 | Live | CARRIER | COMFORTMAKER | Singlezone Ducted, Centrally Ducted | 213353741 |  | HRCU-A-CB | DLCURAH18ABK | Ducted Indoor Units | F5MA4*24L*B* |  |  |  | 10.5 | 16 | 8.5 | FALSE | FALSE | TRUE | 18100 | 12500 | 2.44 | 12680 | 2.56
213353740 | 10/27/23 | Live | CARRIER | ARCOAIRE | Singlezone Ducted, Centrally Ducted | 213353740 |  | HRCU-A-CB | DLCURAH18ABK | Ducted Indoor Units | F5MA4*24L*B* |  |  |  | 10.5 | 16 | 8.5 | FALSE | FALSE | TRUE | 18100 | 12500 | 2.44 | 12680 | 2.56
213353739 | 10/27/23 | Live | CARRIER | AIRQUEST | Singlezone Ducted, Centrally Ducted | 213353739 |  | HRCU-A-CB | DLCURAH18ABK | Ducted Indoor Units | F5MA4*24L*B* |  |  |  | 10.5 | 16 | 8.5 | FALSE | FALSE | TRUE | 18100 | 12500 | 2.44 | 12680 | 2.56
213353738 | 10/27/23 | Live | CARRIER | BRYANT HEATING AND COOLING SYSTEMS | Singlezone Ducted, Centrally Ducted | 213353738 |  | HRCU-A-CB | 38MURAQ18AB3* | Ducted Indoor Units | F54AA*B24L* |  |  |  | 10.5 | 16 | 8.5 | FALSE | FALSE | TRUE | 18100 | 12500 | 2.44 | 12680 | 2.56
213353737 | 10/27/23 | Live | CARRIER | CARRIER | Singlezone Ducted, Centrally Ducted | 213353737 |  | HRCU-A-CB | 38MURAQ18AB3* | Ducted Indoor Units | F54AA*B24L* |  |  |  | 10.5 | 16 | 8.5 | FALSE | FALSE | TRUE | 18100 | 12500 | 2.44 | 12680 | 2.56
213353736 | 10/27/23 | Live | CARRIER | TEMPSTAR | Singlezone Ducted, Centrally Ducted | 213353736 |  | HRCU-A-CB | DLCURAH18ABK | Ducted Indoor Units | F5MA4*18L*A* |  |  |  | 10.5 | 16 | 9 | FALSE | FALSE | TRUE | 18200 | 12800 | 2.5 | 12990 | 2.63
213353735 | 10/27/23 | Live | CARRIER | SMART COMFORT | Singlezone Ducted, Centrally Ducted | 213353735 |  | HRCU-A-CB | DLCURAH18ABK | Ducted Indoor Units | F5MA4*18L*A* |  |  |  | 10.5 | 16 | 9 | FALSE | FALSE | TRUE | 18200 | 12800 | 2.5 | 12990 | 2.63
213353734 | 10/27/23 | Live | CARRIER | KEEPRITE | Singlezone Ducted, Centrally Ducted | 213353734 |  | HRCU-A-CB | DLCURAH18ABK | Ducted Indoor Units | F5MA4*18L*A* |  |  |  | 10.5 | 16 | 9 | FALSE | FALSE | TRUE | 18200 | 12800 | 2.5 | 12990 | 2.63
213353733 | 10/27/23 | Live | CARRIER | HEIL | Singlezone Ducted, Centrally Ducted | 213353733 |  | HRCU-A-CB | DLCURAH18ABK | Ducted Indoor Units | F5MA4*18L*A* |  |  |  | 10.5 | 16 | 9 | FALSE | FALSE | TRUE | 18200 | 12800 | 2.5 | 12990 | 2.63
213353732 | 10/27/23 | Live | CARRIER | DAY & NIGHT | Singlezone Ducted, Centrally Ducted | 213353732 |  | HRCU-A-CB | DLCURAH18ABK | Ducted Indoor Units | F5MA4*18L*A* |  |  |  | 10.5 | 16 | 9 | FALSE | FALSE | TRUE | 18200 | 12800 | 2.5 | 12990 | 2.63
213353731 | 10/27/23 | Live | CARRIER | COMFORTMAKER | Singlezone Ducted, Centrally Ducted | 213353731 |  | HRCU-A-CB | DLCURAH18ABK | Ducted Indoor Units | F5MA4*18L*A* |  |  |  | 10.5 | 16 | 9 | FALSE | FALSE | TRUE | 18200 | 12800 | 2.5 | 12990 | 2.63
213353730 | 10/27/23 | Live | CARRIER | ARCOAIRE | Singlezone Ducted, Centrally Ducted | 213353730 |  | HRCU-A-CB | DLCURAH18ABK | Ducted Indoor Units | F5MA4*18L*A* |  |  |  | 10.5 | 16 | 9 | FALSE | FALSE | TRUE | 18200 | 12800 | 2.5 | 12990 | 2.63
213353729 | 10/27/23 | Live | CARRIER | AIRQUEST | Singlezone Ducted, Centrally Ducted | 213353729 |  | HRCU-A-CB | DLCURAH18ABK | Ducted Indoor Units | F5MA4*18L*A* |  |  |  | 10.5 | 16 | 9 | FALSE | FALSE | TRUE | 18200 | 12800 | 2.5 | 12990 | 2.63
213353728 | 10/27/23 | Live | CARRIER | BRYANT HEATING AND COOLING SYSTEMS | Singlezone Ducted, Centrally Ducted | 213353728 |  | HRCU-A-CB | 38MURAQ18AB3* | Ducted Indoor Units | F54AA*A18L* |  |  |  | 10.5 | 16 | 9 | FALSE | FALSE | TRUE | 18200 | 12800 | 2.5 | 12990 | 2.63
213353727 | 10/27/23 | Live | CARRIER | CARRIER | Singlezone Ducted, Centrally Ducted | 213353727 |  | HRCU-A-CB | 38MURAQ18AB3* | Ducted Indoor Units | F54AA*A18L* |  |  |  | 10.5 | 16 | 9 | FALSE | FALSE | TRUE | 18200 | 12800 | 2.5 | 12990 | 2.63
213249256 | 10/27/23 | Live | CARRIER | TEMPSTAR | Singlezone Ducted, Centrally Ducted | 213249256 |  | HRCU-A-CB | DLCURAH18ABK | Ducted Indoor Units | FEVA0024**+NAVA43601CK |  |  |  | 11 | 16.5 | 8.5 | FALSE | FALSE | TRUE | 18100 | 12300 | 2.44 | 12480 | 2.58
213249255 | 10/27/23 | Live | CARRIER | SMART COMFORT | Singlezone Ducted, Centrally Ducted | 213249255 |  | HRCU-A-CB | DLCURAH18ABK | Ducted Indoor Units | FEVA0024**+NAVA43601CK |  |  |  | 11 | 16.5 | 8.5 | FALSE | FALSE | TRUE | 18100 | 12300 | 2.44 | 12480 | 2.58
213249254 | 10/27/23 | Live | CARRIER | KEEPRITE | Singlezone Ducted, Centrally Ducted | 213249254 |  | HRCU-A-CB | DLCURAH18ABK | Ducted Indoor Units | FEVA0024**+NAVA43601CK |  |  |  | 11 | 16.5 | 8.5 | FALSE | FALSE | TRUE | 18100 | 12300 | 2.44 | 12480 | 2.58
213249253 | 10/27/23 | Live | CARRIER | HEIL | Singlezone Ducted, Centrally Ducted | 213249253 |  | HRCU-A-CB | DLCURAH18ABK | Ducted Indoor Units | FEVA0024**+NAVA43601CK |  |  |  | 11 | 16.5 | 8.5 | FALSE | FALSE | TRUE | 18100 | 12300 | 2.44 | 12480 | 2.58
213249252 | 10/27/23 | Live | CARRIER | DAY & NIGHT | Singlezone Ducted, Centrally Ducted | 213249252 |  | HRCU-A-CB | DLCURAH18ABK | Ducted Indoor Units | FEVA0024**+NAVA43601CK |  |  |  | 11 | 16.5 | 8.5 | FALSE | FALSE | TRUE | 18100 | 12300 | 2.44 | 12480 | 2.58
213249251 | 10/27/23 | Live | CARRIER | COMFORTMAKER | Singlezone Ducted, Centrally Ducted | 213249251 |  | HRCU-A-CB | DLCURAH18ABK | Ducted Indoor Units | FEVA0024**+NAVA43601CK |  |  |  | 11 | 16.5 | 8.5 | FALSE | FALSE | TRUE | 18100 | 12300 | 2.44 | 12480 | 2.58
213249250 | 10/27/23 | Live | CARRIER | ARCOAIRE | Singlezone Ducted, Centrally Ducted | 213249250 |  | HRCU-A-CB | DLCURAH18ABK | Ducted Indoor Units | FEVA0024**+NAVA43601CK |  |  |  | 11 | 16.5 | 8.5 | FALSE | FALSE | TRUE | 18100 | 12300 | 2.44 | 12480 | 2.58
213249249 | 10/27/23 | Live | CARRIER | AIRQUEST | Singlezone Ducted, Centrally Ducted | 213249249 |  | HRCU-A-CB | DLCURAH18ABK | Ducted Indoor Units | FEVA0024**+NAVA43601CK |  |  |  | 11 | 16.5 | 8.5 | FALSE | FALSE | TRUE | 18100 | 12300 | 2.44 | 12480 | 2.58
213249248 | 10/27/23 | Live | CARRIER | PAYNE HEATING AND COOLING | Singlezone Ducted, Centrally Ducted | 213249248 |  | HRCU-A-CB | 38MURAQ18AB3* | Ducted Indoor Units | FEVA0024**+NAVA43601CK |  |  |  | 11 | 16.5 | 8.5 | FALSE | FALSE | TRUE | 18100 | 12300 | 2.44 | 12480 | 2.58
213249247 | 10/27/23 | Live | CARRIER | BRYANT HEATING AND COOLING SYSTEMS | Singlezone Ducted, Centrally Ducted | 213249247 |  | HRCU-A-CB | 38MURAQ18AB3* | Ducted Indoor Units | FEVA0024**+NAVA43601CK |  |  |  | 11 | 16.5 | 8.5 | FALSE | FALSE | TRUE | 18100 | 12300 | 2.44 | 12480 | 2.58
213249246 | 10/27/23 | Live | CARRIER | CARRIER | Singlezone Ducted, Centrally Ducted | 213249246 |  | HRCU-A-CB | 38MURAQ18AB3* | Ducted Indoor Units | FEVA0024**+NAVA43601CK |  |  |  | 11 | 16.5 | 8.5 | FALSE | FALSE | TRUE | 18100 | 12300 | 2.44 | 12480 | 2.58
211265047 | 05/04/23 | Live | CARRIER | TEMPSTAR | Singlezone Ducted, Centrally Ducted | 211265047 |  | HRCU-A-CB | DLCURAH18ABK | Ducted Indoor Units | FVM4X24***L |  |  |  | 11 | 16.5 | 8.5 | FALSE | FALSE | TRUE | 18100 | 12400 | 2.47 | 12580 | 2.61
211265045 | 05/04/23 | Live | CARRIER | SMART COMFORT | Singlezone Ducted, Centrally Ducted | 211265045 |  | HRCU-A-CB | DLCURAH18ABK | Ducted Indoor Units | FVM4X24***L |  |  |  | 11 | 16.5 | 8.5 | FALSE | FALSE | TRUE | 18100 | 12400 | 2.47 | 12580 | 2.61
211265044 | 05/04/23 | Live | CARRIER | KEEPRITE | Singlezone Ducted, Centrally Ducted | 211265044 |  | HRCU-A-CB | DLCURAH18ABK | Ducted Indoor Units | FVM4X24***L |  |  |  | 11 | 16.5 | 8.5 | FALSE | FALSE | TRUE | 18100 | 12400 | 2.47 | 12580 | 2.61
211265042 | 05/04/23 | Live | CARRIER | HEIL | Singlezone Ducted, Centrally Ducted | 211265042 |  | HRCU-A-CB | DLCURAH18ABK | Ducted Indoor Units | FVM4X24***L |  |  |  | 11 | 16.5 | 8.5 | FALSE | FALSE | TRUE | 18100 | 12400 | 2.47 | 12580 | 2.61
211265039 | 05/04/23 | Live | CARRIER | DAY & NIGHT | Singlezone Ducted, Centrally Ducted | 211265039 |  | HRCU-A-CB | DLCURAH18ABK | Ducted Indoor Units | FVM4X24***L |  |  |  | 11 | 16.5 | 8.5 | FALSE | FALSE | TRUE | 18100 | 12400 | 2.47 | 12580 | 2.61
211265037 | 05/04/23 | Live | CARRIER | COMFORTMAKER | Singlezone Ducted, Centrally Ducted | 211265037 |  | HRCU-A-CB | DLCURAH18ABK | Ducted Indoor Units | FVM4X24***L |  |  |  | 11 | 16.5 | 8.5 | FALSE | FALSE | TRUE | 18100 | 12400 | 2.47 | 12580 | 2.61
211265035 | 05/04/23 | Live | CARRIER | ARCOAIRE | Singlezone Ducted, Centrally Ducted | 211265035 |  | HRCU-A-CB | DLCURAH18ABK | Ducted Indoor Units | FVM4X24***L |  |  |  | 11 | 16.5 | 8.5 | FALSE | FALSE | TRUE | 18100 | 12400 | 2.47 | 12580 | 2.61
211265033 | 05/04/23 | Live | CARRIER | AIRQUEST | Singlezone Ducted, Centrally Ducted | 211265033 |  | HRCU-A-CB | DLCURAH18ABK | Ducted Indoor Units | FVM4X24***L |  |  |  | 11 | 16.5 | 8.5 | FALSE | FALSE | TRUE | 18100 | 12400 | 2.47 | 12580 | 2.61
211265031 | 05/04/23 | Live | CARRIER | PAYNE HEATING AND COOLING | Singlezone Ducted, Centrally Ducted | 211265031 |  | HRCU-A-CB | 38MURAQ18AB3* | Ducted Indoor Units | FV4CNF002L |  |  |  | 11 | 16.5 | 8.5 | FALSE | FALSE | TRUE | 18100 | 12400 | 2.47 | 12580 | 2.61
211265030 | 05/04/23 | Live | CARRIER | BRYANT HEATING AND COOLING SYSTEMS | Singlezone Ducted, Centrally Ducted | 211265030 |  | HRCU-A-CB | 38MURAQ18AB3* | Ducted Indoor Units | FV4CNF002L |  |  |  | 11 | 16.5 | 8.5 | FALSE | FALSE | TRUE | 18100 | 12400 | 2.47 | 12580 | 2.61
211265027 | 05/04/23 | Live | CARRIER | GRANDAIRE | Singlezone Ducted, Centrally Ducted | 211265027 |  | HRCU-A-CB | WDLCURAH18ABK | Ducted Indoor Units | FM(C,U)4Z30**AL* |  |  |  | 11 | 17.5 | 8.5 | FALSE | FALSE | TRUE | 18000 | 12400 | 2.46 | 12580 | 2.6
211265025 | 05/04/23 | Live | CARRIER | TEMPSTAR | Singlezone Ducted, Centrally Ducted | 211265025 |  | HRCU-A-CB | DLCURAH18ABK | Ducted Indoor Units | FM(C,U)4Z30**AL* |  |  |  | 11 | 17.5 | 8.5 | FALSE | FALSE | TRUE | 18000 | 12400 | 2.46 | 12580 | 2.6
211265023 | 05/04/23 | Live | CARRIER | SMART COMFORT | Singlezone Ducted, Centrally Ducted | 211265023 |  | HRCU-A-CB | DLCURAH18ABK | Ducted Indoor Units | FM(C,U)4Z30**AL* |  |  |  | 11 | 17.5 | 8.5 | FALSE | FALSE | TRUE | 18000 | 12400 | 2.46 | 12580 | 2.6
211265021 | 05/04/23 | Live | CARRIER | KEEPRITE | Singlezone Ducted, Centrally Ducted | 211265021 |  | HRCU-A-CB | DLCURAH18ABK | Ducted Indoor Units | FM(C,U)4Z30**AL* |  |  |  | 11 | 17.5 | 8.5 | FALSE | FALSE | TRUE | 18000 | 12400 | 2.46 | 12580 | 2.6
211265019 | 05/04/23 | Live | CARRIER | HEIL | Singlezone Ducted, Centrally Ducted | 211265019 |  | HRCU-A-CB | DLCURAH18ABK | Ducted Indoor Units | FM(C,U)4Z30**AL* |  |  |  | 11 | 17.5 | 8.5 | FALSE | FALSE | TRUE | 18000 | 12400 | 2.46 | 12580 | 2.6
211265017 | 05/04/23 | Live | CARRIER | DAY & NIGHT | Singlezone Ducted, Centrally Ducted | 211265017 |  | HRCU-A-CB | DLCURAH18ABK | Ducted Indoor Units | FM(C,U)4Z30**AL* |  |  |  | 11 | 17.5 | 8.5 | FALSE | FALSE | TRUE | 18000 | 12400 | 2.46 | 12580 | 2.6
211265016 | 05/04/23 | Live | CARRIER | COMFORTMAKER | Singlezone Ducted, Centrally Ducted | 211265016 |  | HRCU-A-CB | DLCURAH18ABK | Ducted Indoor Units | FM(C,U)4Z30**AL* |  |  |  | 11 | 17.5 | 8.5 | FALSE | FALSE | TRUE | 18000 | 12400 | 2.46 | 12580 | 2.6
211265014 | 05/04/23 | Live | CARRIER | ARCOAIRE | Singlezone Ducted, Centrally Ducted | 211265014 |  | HRCU-A-CB | DLCURAH18ABK | Ducted Indoor Units | FM(C,U)4Z30**AL* |  |  |  | 11 | 17.5 | 8.5 | FALSE | FALSE | TRUE | 18000 | 12400 | 2.46 | 12580 | 2.6
211265012 | 05/04/23 | Live | CARRIER | AIRQUEST | Singlezone Ducted, Centrally Ducted | 211265012 |  | HRCU-A-CB | DLCURAH18ABK | Ducted Indoor Units | FM(C,U)4Z30**AL* |  |  |  | 11 | 17.5 | 8.5 | FALSE | FALSE | TRUE | 18000 | 12400 | 2.46 | 12580 | 2.6
211265010 | 05/04/23 | Live | CARRIER | PAYNE HEATING AND COOLING | Singlezone Ducted, Centrally Ducted | 211265010 |  | HRCU-A-CB | 38MURAQ18AB3* | Ducted Indoor Units | FM(C,U)4Z30**AL* |  |  |  | 11 | 17.5 | 8.5 | FALSE | FALSE | TRUE | 18000 | 12400 | 2.46 | 12580 | 2.6
211265008 | 05/04/23 | Live | CARRIER | BRYANT HEATING AND COOLING SYSTEMS | Singlezone Ducted, Centrally Ducted | 211265008 |  | HRCU-A-CB | 38MURAQ18AB3* | Ducted Indoor Units | FM(C,U)4Z30**AL* |  |  |  | 11 | 17.5 | 8.5 | FALSE | FALSE | TRUE | 18000 | 12400 | 2.46 | 12580 | 2.6
211265006 | 05/04/23 | Live | CARRIER | GRANDAIRE | Singlezone Ducted, Centrally Ducted | 211265006 |  | HRCU-A-CB | WDLCURAH18ABK | Ducted Indoor Units | FM(C,U)4Z24**AL* |  |  |  | 11 | 17 | 9 | FALSE | FALSE | TRUE | 17800 | 12500 | 2.46 | 12680 | 2.58
211265004 | 05/04/23 | Live | CARRIER | TEMPSTAR | Singlezone Ducted, Centrally Ducted | 211265004 |  | HRCU-A-CB | DLCURAH18ABK | Ducted Indoor Units | FM(C,U)4Z24**AL* |  |  |  | 11 | 17 | 9 | FALSE | FALSE | TRUE | 17800 | 12500 | 2.46 | 12680 | 2.58
211265002 | 05/04/23 | Live | CARRIER | SMART COMFORT | Singlezone Ducted, Centrally Ducted | 211265002 |  | HRCU-A-CB | DLCURAH18ABK | Ducted Indoor Units | FM(C,U)4Z24**AL* |  |  |  | 11 | 17 | 9 | FALSE | FALSE | TRUE | 17800 | 12500 | 2.46 | 12680 | 2.58
211265000 | 05/04/23 | Live | CARRIER | KEEPRITE | Singlezone Ducted, Centrally Ducted | 211265000 |  | HRCU-A-CB | DLCURAH18ABK | Ducted Indoor Units | FM(C,U)4Z24**AL* |  |  |  | 11 | 17 | 9 | FALSE | FALSE | TRUE | 17800 | 12500 | 2.46 | 12680 | 2.58
211264998 | 05/04/23 | Live | CARRIER | HEIL | Singlezone Ducted, Centrally Ducted | 211264998 |  | HRCU-A-CB | DLCURAH18ABK | Ducted Indoor Units | FM(C,U)4Z24**AL* |  |  |  | 11 | 17 | 9 | FALSE | FALSE | TRUE | 17800 | 12500 | 2.46 | 12680 | 2.58
211264996 | 05/04/23 | Live | CARRIER | DAY & NIGHT | Singlezone Ducted, Centrally Ducted | 211264996 |  | HRCU-A-CB | DLCURAH18ABK | Ducted Indoor Units | FM(C,U)4Z24**AL* |  |  |  | 11 | 17 | 9 | FALSE | FALSE | TRUE | 17800 | 12500 | 2.46 | 12680 | 2.58
211264994 | 05/04/23 | Live | CARRIER | COMFORTMAKER | Singlezone Ducted, Centrally Ducted | 211264994 |  | HRCU-A-CB | DLCURAH18ABK | Ducted Indoor Units | FM(C,U)4Z24**AL* |  |  |  | 11 | 17 | 9 | FALSE | FALSE | TRUE | 17800 | 12500 | 2.46 | 12680 | 2.58
211264992 | 05/04/23 | Live | CARRIER | ARCOAIRE | Singlezone Ducted, Centrally Ducted | 211264992 |  | HRCU-A-CB | DLCURAH18ABK | Ducted Indoor Units | FM(C,U)4Z24**AL* |  |  |  | 11 | 17 | 9 | FALSE | FALSE | TRUE | 17800 | 12500 | 2.46 | 12680 | 2.58
211264990 | 05/04/23 | Live | CARRIER | AIRQUEST | Singlezone Ducted, Centrally Ducted | 211264990 |  | HRCU-A-CB | DLCURAH18ABK | Ducted Indoor Units | FM(C,U)4Z24**AL* |  |  |  | 11 | 17 | 9 | FALSE | FALSE | TRUE | 17800 | 12500 | 2.46 | 12680 | 2.58
211264988 | 05/04/23 | Live | CARRIER | PAYNE HEATING AND COOLING | Singlezone Ducted, Centrally Ducted | 211264988 |  | HRCU-A-CB | 38MURAQ18AB3* | Ducted Indoor Units | FM(C,U)4Z24**AL* |  |  |  | 11 | 17 | 9 | FALSE | FALSE | TRUE | 17800 | 12500 | 2.46 | 12680 | 2.58
211264986 | 05/04/23 | Live | CARRIER | BRYANT HEATING AND COOLING SYSTEMS | Singlezone Ducted, Centrally Ducted | 211264986 |  | HRCU-A-CB | 38MURAQ18AB3* | Ducted Indoor Units | FM(C,U)4Z24**AL* |  |  |  | 11 | 17 | 9 | FALSE | FALSE | TRUE | 17800 | 12500 | 2.46 | 12680 | 2.58
211264984 | 05/04/23 | Live | CARRIER | GRANDAIRE | Singlezone Ducted, Centrally Ducted | 211264984 |  | HRCU-A-CB | WDLCURAH18ABK | Ducted Indoor Units | FM(C,U)4Z18**AL* |  |  |  | 11 | 17 | 9 | FALSE | FALSE | TRUE | 17800 | 12500 | 2.46 | 12680 | 2.58
211264982 | 05/04/23 | Live | CARRIER | TEMPSTAR | Singlezone Ducted, Centrally Ducted | 211264982 |  | HRCU-A-CB | DLCURAH18ABK | Ducted Indoor Units | FM(C,U)4Z18**AL* |  |  |  | 11 | 17 | 9 | FALSE | FALSE | TRUE | 17800 | 12500 | 2.46 | 12680 | 2.58
211264980 | 05/04/23 | Live | CARRIER | SMART COMFORT | Singlezone Ducted, Centrally Ducted | 211264980 |  | HRCU-A-CB | DLCURAH18ABK | Ducted Indoor Units | FM(C,U)4Z18**AL* |  |  |  | 11 | 17 | 9 | FALSE | FALSE | TRUE | 17800 | 12500 | 2.46 | 12680 | 2.58
211264978 | 05/04/23 | Live | CARRIER | KEEPRITE | Singlezone Ducted, Centrally Ducted | 211264978 |  | HRCU-A-CB | DLCURAH18ABK | Ducted Indoor Units | FM(C,U)4Z18**AL* |  |  |  | 11 | 17 | 9 | FALSE | FALSE | TRUE | 17800 | 12500 | 2.46 | 12680 | 2.58
211264976 | 05/04/23 | Live | CARRIER | HEIL | Singlezone Ducted, Centrally Ducted | 211264976 |  | HRCU-A-CB | DLCURAH18ABK | Ducted Indoor Units | FM(C,U)4Z18**AL* |  |  |  | 11 | 17 | 9 | FALSE | FALSE | TRUE | 17800 | 12500 | 2.46 | 12680 | 2.58
211264974 | 05/04/23 | Live | CARRIER | DAY & NIGHT | Singlezone Ducted, Centrally Ducted | 211264974 |  | HRCU-A-CB | DLCURAH18ABK | Ducted Indoor Units | FM(C,U)4Z18**AL* |  |  |  | 11 | 17 | 9 | FALSE | FALSE | TRUE | 17800 | 12500 | 2.46 | 12680 | 2.58
211264973 | 05/04/23 | Live | CARRIER | COMFORTMAKER | Singlezone Ducted, Centrally Ducted | 211264973 |  | HRCU-A-CB | DLCURAH18ABK | Ducted Indoor Units | FM(C,U)4Z18**AL* |  |  |  | 11 | 17 | 9 | FALSE | FALSE | TRUE | 17800 | 12500 | 2.46 | 12680 | 2.58
211264970 | 05/04/23 | Live | CARRIER | ARCOAIRE | Singlezone Ducted, Centrally Ducted | 211264970 |  | HRCU-A-CB | DLCURAH18ABK | Ducted Indoor Units | FM(C,U)4Z18**AL* |  |  |  | 11 | 17 | 9 | FALSE | FALSE | TRUE | 17800 | 12500 | 2.46 | 12680 | 2.58
211264968 | 05/04/23 | Live | CARRIER | AIRQUEST | Singlezone Ducted, Centrally Ducted | 211264968 |  | HRCU-A-CB | DLCURAH18ABK | Ducted Indoor Units | FM(C,U)4Z18**AL* |  |  |  | 11 | 17 | 9 | FALSE | FALSE | TRUE | 17800 | 12500 | 2.46 | 12680 | 2.58
211264966 | 05/04/23 | Live | CARRIER | PAYNE HEATING AND COOLING | Singlezone Ducted, Centrally Ducted | 211264966 |  | HRCU-A-CB | 38MURAQ18AB3* | Ducted Indoor Units | FM(C,U)4Z18**AL* |  |  |  | 11 | 17 | 9 | FALSE | FALSE | TRUE | 17800 | 12500 | 2.46 | 12680 | 2.58
211264964 | 05/04/23 | Live | CARRIER | BRYANT HEATING AND COOLING SYSTEMS | Singlezone Ducted, Centrally Ducted | 211264964 |  | HRCU-A-CB | 38MURAQ18AB3* | Ducted Indoor Units | FM(C,U)4Z18**AL* |  |  |  | 11 | 17 | 9 | FALSE | FALSE | TRUE | 17800 | 12500 | 2.46 | 12680 | 2.58
211264962 | 05/04/23 | Live | CARRIER | GRANDAIRE | Singlezone Ducted, Centrally Ducted | 211264962 |  | HRCU-A-CB | WDLCURAH18ABK | Ducted Indoor Units | FMA4X24**AL* |  |  |  | 10.5 | 16 | 8.5 | FALSE | FALSE | TRUE | 17400 | 12400 | 2.38 | 12580 | 2.51
211264960 | 05/04/23 | Live | CARRIER | TEMPSTAR | Singlezone Ducted, Centrally Ducted | 211264960 |  | HRCU-A-CB | DLCURAH18ABK | Ducted Indoor Units | FMA4X24**AL* |  |  |  | 10.5 | 16 | 8.5 | FALSE | FALSE | TRUE | 17400 | 12400 | 2.38 | 12580 | 2.51
211264958 | 05/04/23 | Live | CARRIER | SMART COMFORT | Singlezone Ducted, Centrally Ducted | 211264958 |  | HRCU-A-CB | DLCURAH18ABK | Ducted Indoor Units | FMA4X24**AL* |  |  |  | 10.5 | 16 | 8.5 | FALSE | FALSE | TRUE | 17400 | 12400 | 2.38 | 12580 | 2.51
211264956 | 05/04/23 | Live | CARRIER | KEEPRITE | Singlezone Ducted, Centrally Ducted | 211264956 |  | HRCU-A-CB | DLCURAH18ABK | Ducted Indoor Units | FMA4X24**AL* |  |  |  | 10.5 | 16 | 8.5 | FALSE | FALSE | TRUE | 17400 | 12400 | 2.38 | 12580 | 2.51
211264954 | 05/04/23 | Live | CARRIER | HEIL | Singlezone Ducted, Centrally Ducted | 211264954 |  | HRCU-A-CB | DLCURAH18ABK | Ducted Indoor Units | FMA4X24**AL* |  |  |  | 10.5 | 16 | 8.5 | FALSE | FALSE | TRUE | 17400 | 12400 | 2.38 | 12580 | 2.51
211264952 | 05/04/23 | Live | CARRIER | DAY & NIGHT | Singlezone Ducted, Centrally Ducted | 211264952 |  | HRCU-A-CB | DLCURAH18ABK | Ducted Indoor Units | FMA4X24**AL* |  |  |  | 10.5 | 16 | 8.5 | FALSE | FALSE | TRUE | 17400 | 12400 | 2.38 | 12580 | 2.51
211264950 | 05/04/23 | Live | CARRIER | COMFORTMAKER | Singlezone Ducted, Centrally Ducted | 211264950 |  | HRCU-A-CB | DLCURAH18ABK | Ducted Indoor Units | FMA4X24**AL* |  |  |  | 10.5 | 16 | 8.5 | FALSE | FALSE | TRUE | 17400 | 12400 | 2.38 | 12580 | 2.51
211264948 | 05/04/23 | Live | CARRIER | ARCOAIRE | Singlezone Ducted, Centrally Ducted | 211264948 |  | HRCU-A-CB | DLCURAH18ABK | Ducted Indoor Units | FMA4X24**AL* |  |  |  | 10.5 | 16 | 8.5 | FALSE | FALSE | TRUE | 17400 | 12400 | 2.38 | 12580 | 2.51
211264946 | 05/04/23 | Live | CARRIER | AIRQUEST | Singlezone Ducted, Centrally Ducted | 211264946 |  | HRCU-A-CB | DLCURAH18ABK | Ducted Indoor Units | FMA4X24**AL* |  |  |  | 10.5 | 16 | 8.5 | FALSE | FALSE | TRUE | 17400 | 12400 | 2.38 | 12580 | 2.51
211264944 | 05/04/23 | Live | CARRIER | PAYNE HEATING AND COOLING | Singlezone Ducted, Centrally Ducted | 211264944 |  | HRCU-A-CB | 38MURAQ18AB3* | Ducted Indoor Units | FMA4X24**AL* |  |  |  | 10.5 | 16 | 8.5 | FALSE | FALSE | TRUE | 17400 | 12400 | 2.38 | 12580 | 2.51
211264942 | 05/04/23 | Live | CARRIER | BRYANT HEATING AND COOLING SYSTEMS | Singlezone Ducted, Centrally Ducted | 211264942 |  | HRCU-A-CB | 38MURAQ18AB3* | Ducted Indoor Units | FMA4X24**AL* |  |  |  | 10.5 | 16 | 8.5 | FALSE | FALSE | TRUE | 17400 | 12400 | 2.38 | 12580 | 2.51
211264940 | 05/04/23 | Live | CARRIER | GRANDAIRE | Singlezone Ducted, Centrally Ducted | 211264940 |  | HRCU-A-CB | WDLCURAH18ABK | Ducted Indoor Units | FMA4X18**AL* |  |  |  | 10.5 | 16 | 8.5 | FALSE | FALSE | TRUE | 17400 | 12400 | 2.38 | 12580 | 2.51
211264938 | 05/04/23 | Live | CARRIER | TEMPSTAR | Singlezone Ducted, Centrally Ducted | 211264938 |  | HRCU-A-CB | DLCURAH18ABK | Ducted Indoor Units | FMA4X18**AL* |  |  |  | 10.5 | 16 | 8.5 | FALSE | FALSE | TRUE | 17400 | 12400 | 2.38 | 12580 | 2.51
211264936 | 05/04/23 | Live | CARRIER | SMART COMFORT | Singlezone Ducted, Centrally Ducted | 211264936 |  | HRCU-A-CB | DLCURAH18ABK | Ducted Indoor Units | FMA4X18**AL* |  |  |  | 10.5 | 16 | 8.5 | FALSE | FALSE | TRUE | 17400 | 12400 | 2.38 | 12580 | 2.51
211264934 | 05/04/23 | Live | CARRIER | KEEPRITE | Singlezone Ducted, Centrally Ducted | 211264934 |  | HRCU-A-CB | DLCURAH18ABK | Ducted Indoor Units | FMA4X18**AL* |  |  |  | 10.5 | 16 | 8.5 | FALSE | FALSE | TRUE | 17400 | 12400 | 2.38 | 12580 | 2.51
211264932 | 05/04/23 | Live | CARRIER | HEIL | Singlezone Ducted, Centrally Ducted | 211264932 |  | HRCU-A-CB | DLCURAH18ABK | Ducted Indoor Units | FMA4X18**AL* |  |  |  | 10.5 | 16 | 8.5 | FALSE | FALSE | TRUE | 17400 | 12400 | 2.38 | 12580 | 2.51
211264930 | 05/04/23 | Live | CARRIER | DAY & NIGHT | Singlezone Ducted, Centrally Ducted | 211264930 |  | HRCU-A-CB | DLCURAH18ABK | Ducted Indoor Units | FMA4X18**AL* |  |  |  | 10.5 | 16 | 8.5 | FALSE | FALSE | TRUE | 17400 | 12400 | 2.38 | 12580 | 2.51
211264928 | 05/04/23 | Live | CARRIER | COMFORTMAKER | Singlezone Ducted, Centrally Ducted | 211264928 |  | HRCU-A-CB | DLCURAH18ABK | Ducted Indoor Units | FMA4X18**AL* |  |  |  | 10.5 | 16 | 8.5 | FALSE | FALSE | TRUE | 17400 | 12400 | 2.38 | 12580 | 2.51
211264926 | 05/04/23 | Live | CARRIER | ARCOAIRE | Singlezone Ducted, Centrally Ducted | 211264926 |  | HRCU-A-CB | DLCURAH18ABK | Ducted Indoor Units | FMA4X18**AL* |  |  |  | 10.5 | 16 | 8.5 | FALSE | FALSE | TRUE | 17400 | 12400 | 2.38 | 12580 | 2.51
211264924 | 05/04/23 | Live | CARRIER | AIRQUEST | Singlezone Ducted, Centrally Ducted | 211264924 |  | HRCU-A-CB | DLCURAH18ABK | Ducted Indoor Units | FMA4X18**AL* |  |  |  | 10.5 | 16 | 8.5 | FALSE | FALSE | TRUE | 17400 | 12400 | 2.38 | 12580 | 2.51
211264923 | 05/04/23 | Live | CARRIER | PAYNE HEATING AND COOLING | Singlezone Ducted, Centrally Ducted | 211264923 |  | HRCU-A-CB | 38MURAQ18AB3* | Ducted Indoor Units | FMA4X18**AL* |  |  |  | 10.5 | 16 | 8.5 | FALSE | FALSE | TRUE | 17400 | 12400 | 2.38 | 12580 | 2.51
211264921 | 05/04/23 | Live | CARRIER | BRYANT HEATING AND COOLING SYSTEMS | Singlezone Ducted, Centrally Ducted | 211264921 |  | HRCU-A-CB | 38MURAQ18AB3* | Ducted Indoor Units | FMA4X18**AL* |  |  |  | 10.5 | 16 | 8.5 | FALSE | FALSE | TRUE | 17400 | 12400 | 2.38 | 12580 | 2.51
211264919 | 05/04/23 | Live | CARRIER | GRANDAIRE | Singlezone Ducted, Centrally Ducted | 211264919 |  | HRCU-A-CB | WDLCURAH18ABK | Ducted Indoor Units | WAXL304A* |  |  |  | 10.5 | 16 | 8.5 | FALSE | FALSE | TRUE | 18100 | 12400 | 2.42 | 12580 | 2.54
211264917 | 05/04/23 | Live | CARRIER | TEMPSTAR | Singlezone Ducted, Centrally Ducted | 211264917 |  | HRCU-A-CB | DLCURAH18ABK | Ducted Indoor Units | FXM4X30**AL |  |  |  | 10.5 | 16 | 8.5 | FALSE | FALSE | TRUE | 18100 | 12400 | 2.42 | 12580 | 2.54
211264915 | 05/04/23 | Live | CARRIER | SMART COMFORT | Singlezone Ducted, Centrally Ducted | 211264915 |  | HRCU-A-CB | DLCURAH18ABK | Ducted Indoor Units | FXM4X30**AL |  |  |  | 10.5 | 16 | 8.5 | FALSE | FALSE | TRUE | 18100 | 12400 | 2.42 | 12580 | 2.54
211264913 | 05/04/23 | Live | CARRIER | KEEPRITE | Singlezone Ducted, Centrally Ducted | 211264913 |  | HRCU-A-CB | DLCURAH18ABK | Ducted Indoor Units | FXM4X30**AL |  |  |  | 10.5 | 16 | 8.5 | FALSE | FALSE | TRUE | 18100 | 12400 | 2.42 | 12580 | 2.54
211264911 | 05/04/23 | Live | CARRIER | HEIL | Singlezone Ducted, Centrally Ducted | 211264911 |  | HRCU-A-CB | DLCURAH18ABK | Ducted Indoor Units | FXM4X30**AL |  |  |  | 10.5 | 16 | 8.5 | FALSE | FALSE | TRUE | 18100 | 12400 | 2.42 | 12580 | 2.54
211264909 | 05/04/23 | Live | CARRIER | DAY & NIGHT | Singlezone Ducted, Centrally Ducted | 211264909 |  | HRCU-A-CB | DLCURAH18ABK | Ducted Indoor Units | FXM4X30**AL |  |  |  | 10.5 | 16 | 8.5 | FALSE | FALSE | TRUE | 18100 | 12400 | 2.42 | 12580 | 2.54
211264907 | 05/04/23 | Live | CARRIER | COMFORTMAKER | Singlezone Ducted, Centrally Ducted | 211264907 |  | HRCU-A-CB | DLCURAH18ABK | Ducted Indoor Units | FXM4X30**AL |  |  |  | 10.5 | 16 | 8.5 | FALSE | FALSE | TRUE | 18100 | 12400 | 2.42 | 12580 | 2.54
211264905 | 05/04/23 | Live | CARRIER | ARCOAIRE | Singlezone Ducted, Centrally Ducted | 211264905 |  | HRCU-A-CB | DLCURAH18ABK | Ducted Indoor Units | FXM4X30**AL |  |  |  | 10.5 | 16 | 8.5 | FALSE | FALSE | TRUE | 18100 | 12400 | 2.42 | 12580 | 2.54
211264903 | 05/04/23 | Live | CARRIER | AIRQUEST | Singlezone Ducted, Centrally Ducted | 211264903 |  | HRCU-A-CB | DLCURAH18ABK | Ducted Indoor Units | FXM4X30**AL |  |  |  | 10.5 | 16 | 8.5 | FALSE | FALSE | TRUE | 18100 | 12400 | 2.42 | 12580 | 2.54
211264901 | 05/04/23 | Live | CARRIER | PAYNE HEATING AND COOLING | Singlezone Ducted, Centrally Ducted | 211264901 |  | HRCU-A-CB | 38MURAQ18AB3* | Ducted Indoor Units | PF4MNB031L |  |  |  | 10.5 | 16 | 8.5 | FALSE | FALSE | TRUE | 18100 | 12400 | 2.42 | 12580 | 2.54
211264899 | 05/04/23 | Live | CARRIER | BRYANT HEATING AND COOLING SYSTEMS | Singlezone Ducted, Centrally Ducted | 211264899 |  | HRCU-A-CB | 38MURAQ18AB3* | Ducted Indoor Units | FX4DNF031L |  |  |  | 10.5 | 16 | 8.5 | FALSE | FALSE | TRUE | 18100 | 12400 | 2.42 | 12580 | 2.54
211264896 | 05/04/23 | Live | CARRIER | GRANDAIRE | Singlezone Ducted, Centrally Ducted | 211264896 |  | HRCU-A-CB | WDLCURAH18ABK | Ducted Indoor Units | WAXL244A* |  |  |  | 10.5 | 16 | 8.5 | FALSE | FALSE | TRUE | 18100 | 12400 | 2.44 | 12580 | 2.56
211264894 | 05/04/23 | Live | CARRIER | TEMPSTAR | Singlezone Ducted, Centrally Ducted | 211264894 |  | HRCU-A-CB | DLCURAH18ABK | Ducted Indoor Units | FXM4X24**AL |  |  |  | 10.5 | 16 | 8.5 | FALSE | FALSE | TRUE | 18100 | 12400 | 2.44 | 12580 | 2.56
211264892 | 05/04/23 | Live | CARRIER | SMART COMFORT | Singlezone Ducted, Centrally Ducted | 211264892 |  | HRCU-A-CB | DLCURAH18ABK | Ducted Indoor Units | FXM4X24**AL |  |  |  | 10.5 | 16 | 8.5 | FALSE | FALSE | TRUE | 18100 | 12400 | 2.44 | 12580 | 2.56
211264890 | 05/04/23 | Live | CARRIER | KEEPRITE | Singlezone Ducted, Centrally Ducted | 211264890 |  | HRCU-A-CB | DLCURAH18ABK | Ducted Indoor Units | FXM4X24**AL |  |  |  | 10.5 | 16 | 8.5 | FALSE | FALSE | TRUE | 18100 | 12400 | 2.44 | 12580 | 2.56
211264889 | 05/04/23 | Live | CARRIER | HEIL | Singlezone Ducted, Centrally Ducted | 211264889 |  | HRCU-A-CB | DLCURAH18ABK | Ducted Indoor Units | FXM4X24**AL |  |  |  | 10.5 | 16 | 8.5 | FALSE | FALSE | TRUE | 18100 | 12400 | 2.44 | 12580 | 2.56
211264887 | 05/04/23 | Live | CARRIER | DAY & NIGHT | Singlezone Ducted, Centrally Ducted | 211264887 |  | HRCU-A-CB | DLCURAH18ABK | Ducted Indoor Units | FXM4X24**AL |  |  |  | 10.5 | 16 | 8.5 | FALSE | FALSE | TRUE | 18100 | 12400 | 2.44 | 12580 | 2.56
211264885 | 05/04/23 | Live | CARRIER | COMFORTMAKER | Singlezone Ducted, Centrally Ducted | 211264885 |  | HRCU-A-CB | DLCURAH18ABK | Ducted Indoor Units | FXM4X24**AL |  |  |  | 10.5 | 16 | 8.5 | FALSE | FALSE | TRUE | 18100 | 12400 | 2.44 | 12580 | 2.56
211264883 | 05/04/23 | Live | CARRIER | ARCOAIRE | Singlezone Ducted, Centrally Ducted | 211264883 |  | HRCU-A-CB | DLCURAH18ABK | Ducted Indoor Units | FXM4X24**AL |  |  |  | 10.5 | 16 | 8.5 | FALSE | FALSE | TRUE | 18100 | 12400 | 2.44 | 12580 | 2.56
211264881 | 05/04/23 | Live | CARRIER | AIRQUEST | Singlezone Ducted, Centrally Ducted | 211264881 |  | HRCU-A-CB | DLCURAH18ABK | Ducted Indoor Units | FXM4X24**AL |  |  |  | 10.5 | 16 | 8.5 | FALSE | FALSE | TRUE | 18100 | 12400 | 2.44 | 12580 | 2.56
211264879 | 05/04/23 | Live | CARRIER | PAYNE HEATING AND COOLING | Singlezone Ducted, Centrally Ducted | 211264879 |  | HRCU-A-CB | 38MURAQ18AB3* | Ducted Indoor Units | PF4MNB025L |  |  |  | 10.5 | 16 | 8.5 | FALSE | FALSE | TRUE | 18100 | 12400 | 2.44 | 12580 | 2.56
211264877 | 05/04/23 | Live | CARRIER | BRYANT HEATING AND COOLING SYSTEMS | Singlezone Ducted, Centrally Ducted | 211264877 |  | HRCU-A-CB | 38MURAQ18AB3* | Ducted Indoor Units | FX4DNF025L |  |  |  | 10.5 | 16 | 8.5 | FALSE | FALSE | TRUE | 18100 | 12400 | 2.44 | 12580 | 2.56
211264774 | 05/04/23 | Live | CARRIER | TEMPSTAR | Singlezone Ducted, Centrally Ducted | 211264774 |  | HRCU-A-CB | DLCURAH18ABK | Ducted Indoor Units | FEM4P18**AL |  |  |  | 10.5 | 16 | 8.5 | FALSE | FALSE | TRUE | 17400 | 12300 | 2.34 | 12480 | 2.45
211264772 | 05/04/23 | Live | CARRIER | SMART COMFORT | Singlezone Ducted, Centrally Ducted | 211264772 |  | HRCU-A-CB | DLCURAH18ABK | Ducted Indoor Units | FEM4P18**AL |  |  |  | 10.5 | 16 | 8.5 | FALSE | FALSE | TRUE | 17400 | 12300 | 2.34 | 12480 | 2.45
211264770 | 05/04/23 | Live | CARRIER | KEEPRITE | Singlezone Ducted, Centrally Ducted | 211264770 |  | HRCU-A-CB | DLCURAH18ABK | Ducted Indoor Units | FEM4P18**AL |  |  |  | 10.5 | 16 | 8.5 | FALSE | FALSE | TRUE | 17400 | 12300 | 2.34 | 12480 | 2.45
211264768 | 05/04/23 | Live | CARRIER | HEIL | Singlezone Ducted, Centrally Ducted | 211264768 |  | HRCU-A-CB | DLCURAH18ABK | Ducted Indoor Units | FEM4P18**AL |  |  |  | 10.5 | 16 | 8.5 | FALSE | FALSE | TRUE | 17400 | 12300 | 2.34 | 12480 | 2.45
211264766 | 05/04/23 | Live | CARRIER | DAY & NIGHT | Singlezone Ducted, Centrally Ducted | 211264766 |  | HRCU-A-CB | DLCURAH18ABK | Ducted Indoor Units | FEM4P18**AL |  |  |  | 10.5 | 16 | 8.5 | FALSE | FALSE | TRUE | 17400 | 12300 | 2.34 | 12480 | 2.45
211264764 | 05/04/23 | Live | CARRIER | COMFORTMAKER | Singlezone Ducted, Centrally Ducted | 211264764 |  | HRCU-A-CB | DLCURAH18ABK | Ducted Indoor Units | FEM4P18**AL |  |  |  | 10.5 | 16 | 8.5 | FALSE | FALSE | TRUE | 17400 | 12300 | 2.34 | 12480 | 2.45
211264762 | 05/04/23 | Live | CARRIER | ARCOAIRE | Singlezone Ducted, Centrally Ducted | 211264762 |  | HRCU-A-CB | DLCURAH18ABK | Ducted Indoor Units | FEM4P18**AL |  |  |  | 10.5 | 16 | 8.5 | FALSE | FALSE | TRUE | 17400 | 12300 | 2.34 | 12480 | 2.45
211264760 | 05/04/23 | Live | CARRIER | AIRQUEST | Singlezone Ducted, Centrally Ducted | 211264760 |  | HRCU-A-CB | DLCURAH18ABK | Ducted Indoor Units | FEM4P18**AL |  |  |  | 10.5 | 16 | 8.5 | FALSE | FALSE | TRUE | 17400 | 12300 | 2.34 | 12480 | 2.45
211264752 | 05/04/23 | Live | CARRIER | GRANDAIRE | Singlezone Ducted, Centrally Ducted | 211264752 |  | HRCU-A-CB | WDLCURAH18ABK | Ducted Indoor Units | WBHL184*A* |  |  |  | 10.5 | 15.5 | 8.5 | FALSE | FALSE | TRUE | 18000 | 12700 | 2.43 | 12890 | 2.57
211264750 | 05/04/23 | Live | CARRIER | TEMPSTAR | Singlezone Ducted, Centrally Ducted | 211264750 |  | HRCU-A-CB | DLCURAH18ABK | Ducted Indoor Units | FJMA4*18L*A* |  |  |  | 10.5 | 15.5 | 8.5 | FALSE | FALSE | TRUE | 18000 | 12700 | 2.43 | 12890 | 2.57
211264748 | 05/04/23 | Live | CARRIER | SMART COMFORT | Singlezone Ducted, Centrally Ducted | 211264748 |  | HRCU-A-CB | DLCURAH18ABK | Ducted Indoor Units | FJMA4*18L*A* |  |  |  | 10.5 | 15.5 | 8.5 | FALSE | FALSE | TRUE | 18000 | 12700 | 2.43 | 12890 | 2.57
211264746 | 05/04/23 | Live | CARRIER | KEEPRITE | Singlezone Ducted, Centrally Ducted | 211264746 |  | HRCU-A-CB | DLCURAH18ABK | Ducted Indoor Units | FJMA4*18L*A* |  |  |  | 10.5 | 15.5 | 8.5 | FALSE | FALSE | TRUE | 18000 | 12700 | 2.43 | 12890 | 2.57
211264744 | 05/04/23 | Live | CARRIER | HEIL | Singlezone Ducted, Centrally Ducted | 211264744 |  | HRCU-A-CB | DLCURAH18ABK | Ducted Indoor Units | FJMA4*18L*A* |  |  |  | 10.5 | 15.5 | 8.5 | FALSE | FALSE | TRUE | 18000 | 12700 | 2.43 | 12890 | 2.57
211264742 | 05/04/23 | Live | CARRIER | DAY & NIGHT | Singlezone Ducted, Centrally Ducted | 211264742 |  | HRCU-A-CB | DLCURAH18ABK | Ducted Indoor Units | FJMA4*18L*A* |  |  |  | 10.5 | 15.5 | 8.5 | FALSE | FALSE | TRUE | 18000 | 12700 | 2.43 | 12890 | 2.57
211264741 | 05/04/23 | Live | CARRIER | COMFORTMAKER | Singlezone Ducted, Centrally Ducted | 211264741 |  | HRCU-A-CB | DLCURAH18ABK | Ducted Indoor Units | FJMA4*18L*A* |  |  |  | 10.5 | 15.5 | 8.5 | FALSE | FALSE | TRUE | 18000 | 12700 | 2.43 | 12890 | 2.57
211264738 | 05/04/23 | Live | CARRIER | ARCOAIRE | Singlezone Ducted, Centrally Ducted | 211264738 |  | HRCU-A-CB | DLCURAH18ABK | Ducted Indoor Units | FJMA4*18L*A* |  |  |  | 10.5 | 15.5 | 8.5 | FALSE | FALSE | TRUE | 18000 | 12700 | 2.43 | 12890 | 2.57
211264736 | 05/04/23 | Live | CARRIER | AIRQUEST | Singlezone Ducted, Centrally Ducted | 211264736 |  | HRCU-A-CB | DLCURAH18ABK | Ducted Indoor Units | FJMA4*18L*A* |  |  |  | 10.5 | 15.5 | 8.5 | FALSE | FALSE | TRUE | 18000 | 12700 | 2.43 | 12890 | 2.57
211264734 | 05/04/23 | Live | CARRIER | PAYNE HEATING AND COOLING | Singlezone Ducted, Centrally Ducted | 211264734 |  | HRCU-A-CB | 38MURAQ18AB3* | Ducted Indoor Units | PF4MN*A18L* |  |  |  | 10.5 | 15.5 | 8.5 | FALSE | FALSE | TRUE | 18000 | 12700 | 2.43 | 12890 | 2.57
211264732 | 05/04/23 | Live | CARRIER | PAYNE HEATING AND COOLING | Singlezone Ducted, Centrally Ducted | 211264732 |  | HRCU-A-CB | 38MURAQ18AB3* | Ducted Indoor Units | FJ4DN*A18L* |  |  |  | 10.5 | 15.5 | 8.5 | FALSE | FALSE | TRUE | 18000 | 12700 | 2.43 | 12890 | 2.57
211264730 | 05/04/23 | Live | CARRIER | BRYANT HEATING AND COOLING SYSTEMS | Singlezone Ducted, Centrally Ducted | 211264730 |  | HRCU-A-CB | 38MURAQ18AB3* | Ducted Indoor Units | PF4MN*A18L* |  |  |  | 10.5 | 15.5 | 8.5 | FALSE | FALSE | TRUE | 18000 | 12700 | 2.43 | 12890 | 2.57
211264728 | 05/04/23 | Live | CARRIER | BRYANT HEATING AND COOLING SYSTEMS | Singlezone Ducted, Centrally Ducted | 211264728 |  | HRCU-A-CB | 38MURAQ18AB3* | Ducted Indoor Units | FJ4DN*A18L* |  |  |  | 10.5 | 15.5 | 8.5 | FALSE | FALSE | TRUE | 18000 | 12700 | 2.43 | 12890 | 2.57
211264726 | 05/04/23 | Live | CARRIER | CARRIER | Singlezone Ducted, Centrally Ducted | 211264726 |  | HRCU-A-CB | 38MURAQ18AB3* | Ducted Indoor Units | PF4MN*A18L* |  |  |  | 10.5 | 15.5 | 8.5 | FALSE | FALSE | TRUE | 18000 | 12700 | 2.43 | 12890 | 2.57
211258125 | 05/04/23 | Live | CARRIER | CARRIER | Singlezone Ducted, Centrally Ducted | 211258125 |  | HRCU-A-CB | 38MURAQ18AB3* | Ducted Indoor Units | FV4CNF002L |  |  |  | 11 | 16.5 | 8.5 | FALSE | FALSE | TRUE | 18100 | 12400 | 2.47 | 12580 | 2.61
211258124 | 05/04/23 | Live | CARRIER | CARRIER | Singlezone Ducted, Centrally Ducted | 211258124 |  | HRCU-A-CB | 38MURAQ18AB3* | Ducted Indoor Units | FM(C,U)4Z30**AL* |  |  |  | 11 | 17.5 | 8.5 | FALSE | FALSE | TRUE | 18000 | 12400 | 2.46 | 12580 | 2.6
211258123 | 05/04/23 | Live | CARRIER | CARRIER | Singlezone Ducted, Centrally Ducted | 211258123 |  | HRCU-A-CB | 38MURAQ18AB3* | Ducted Indoor Units | FM(C,U)4Z24**AL* |  |  |  | 11 | 17 | 9 | FALSE | FALSE | TRUE | 17800 | 12500 | 2.46 | 12680 | 2.58
211258122 | 05/04/23 | Live | CARRIER | CARRIER | Singlezone Ducted, Centrally Ducted | 211258122 |  | HRCU-A-CB | 38MURAQ18AB3* | Ducted Indoor Units | FM(C,U)4Z18**AL* |  |  |  | 11 | 17 | 9 | FALSE | FALSE | TRUE | 17800 | 12500 | 2.46 | 12680 | 2.58
211258121 | 05/04/23 | Live | CARRIER | CARRIER | Singlezone Ducted, Centrally Ducted | 211258121 |  | HRCU-A-CB | 38MURAQ18AB3* | Ducted Indoor Units | FMA4X24**AL* |  |  |  | 10.5 | 16 | 8.5 | FALSE | FALSE | TRUE | 17400 | 12400 | 2.38 | 12580 | 2.51
211258120 | 05/04/23 | Live | CARRIER | CARRIER | Singlezone Ducted, Centrally Ducted | 211258120 |  | HRCU-A-CB | 38MURAQ18AB3* | Ducted Indoor Units | FMA4X18**AL* |  |  |  | 10.5 | 16 | 8.5 | FALSE | FALSE | TRUE | 17400 | 12400 | 2.38 | 12580 | 2.51
211258119 | 05/04/23 | Live | CARRIER | CARRIER | Singlezone Ducted, Centrally Ducted | 211258119 |  | HRCU-A-CB | 38MURAQ18AB3* | Ducted Indoor Units | FX4DNF031L |  |  |  | 10.5 | 16 | 8.5 | FALSE | FALSE | TRUE | 18100 | 12400 | 2.42 | 12580 | 2.54
211258116 | 05/04/23 | Live | CARRIER | CARRIER | Singlezone Ducted, Centrally Ducted | 211258116 |  | HRCU-A-CB | 38MURAQ18AB3* | Ducted Indoor Units | FX4DNF025L |  |  |  | 10.5 | 16 | 8.5 | FALSE | FALSE | TRUE | 18100 | 12400 | 2.44 | 12580 | 2.56
211258106 | 05/04/23 | Live | CARRIER | CARRIER | Singlezone Ducted, Centrally Ducted | 211258106 |  | HRCU-A-CB | 38MURAQ18AB3* | Ducted Indoor Units | FJ4DN*A18L* |  |  |  | 10.5 | 15.5 | 8.5 | FALSE | FALSE | TRUE | 18000 | 12700 | 2.43 | 12890 | 2.57
211257345 | 05/04/23 | Live | CARRIER | CARRIER | Singlezone Ducted, Centrally Ducted | 211257345 |  | HRCU-A-CB | 38MURAQ18AB3* | Ducted Indoor Units | PF4MN*B24L* |  |  |  | 10.5 | 15.5 | 9 | FALSE | FALSE | TRUE | 18500 | 12800 | 2.5 | 12990 | 2.63
211257344 | 05/04/23 | Live | CARRIER | GRANDAIRE | Singlezone Ducted, Centrally Ducted | 211257344 |  | HRCU-A-CB | WDLCURAH18ABK | Ducted Indoor Units | WBHL244*B* |  |  |  | 10.5 | 15.5 | 9 | FALSE | FALSE | TRUE | 18500 | 12800 | 2.5 | 12990 | 2.63
211257343 | 05/04/23 | Live | CARRIER | TEMPSTAR | Singlezone Ducted, Centrally Ducted | 211257343 |  | HRCU-A-CB | DLCURAH18ABK | Ducted Indoor Units | FJMA4*24L*B* |  |  |  | 10.5 | 15.5 | 9 | FALSE | FALSE | TRUE | 18500 | 12800 | 2.5 | 12990 | 2.63
211257342 | 05/04/23 | Live | CARRIER | SMART COMFORT | Singlezone Ducted, Centrally Ducted | 211257342 |  | HRCU-A-CB | DLCURAH18ABK | Ducted Indoor Units | FJMA4*24L*B* |  |  |  | 10.5 | 15.5 | 9 | FALSE | FALSE | TRUE | 18500 | 12800 | 2.5 | 12990 | 2.63
211257341 | 05/04/23 | Live | CARRIER | KEEPRITE | Singlezone Ducted, Centrally Ducted | 211257341 |  | HRCU-A-CB | DLCURAH18ABK | Ducted Indoor Units | FJMA4*24L*B* |  |  |  | 10.5 | 15.5 | 9 | FALSE | FALSE | TRUE | 18500 | 12800 | 2.5 | 12990 | 2.63
211257340 | 05/04/23 | Live | CARRIER | HEIL | Singlezone Ducted, Centrally Ducted | 211257340 |  | HRCU-A-CB | DLCURAH18ABK | Ducted Indoor Units | FJMA4*24L*B* |  |  |  | 10.5 | 15.5 | 9 | FALSE | FALSE | TRUE | 18500 | 12800 | 2.5 | 12990 | 2.63
211257339 | 05/04/23 | Live | CARRIER | DAY & NIGHT | Singlezone Ducted, Centrally Ducted | 211257339 |  | HRCU-A-CB | DLCURAH18ABK | Ducted Indoor Units | FJMA4*24L*B* |  |  |  | 10.5 | 15.5 | 9 | FALSE | FALSE | TRUE | 18500 | 12800 | 2.5 | 12990 | 2.63
211257338 | 05/04/23 | Live | CARRIER | COMFORTMAKER | Singlezone Ducted, Centrally Ducted | 211257338 |  | HRCU-A-CB | DLCURAH18ABK | Ducted Indoor Units | FJMA4*24L*B* |  |  |  | 10.5 | 15.5 | 9 | FALSE | FALSE | TRUE | 18500 | 12800 | 2.5 | 12990 | 2.63
211257337 | 05/04/23 | Live | CARRIER | ARCOAIRE | Singlezone Ducted, Centrally Ducted | 211257337 |  | HRCU-A-CB | DLCURAH18ABK | Ducted Indoor Units | FJMA4*24L*B* |  |  |  | 10.5 | 15.5 | 9 | FALSE | FALSE | TRUE | 18500 | 12800 | 2.5 | 12990 | 2.63
211257336 | 05/04/23 | Live | CARRIER | AIRQUEST | Singlezone Ducted, Centrally Ducted | 211257336 |  | HRCU-A-CB | DLCURAH18ABK | Ducted Indoor Units | FJMA4*24L*B* |  |  |  | 10.5 | 15.5 | 9 | FALSE | FALSE | TRUE | 18500 | 12800 | 2.5 | 12990 | 2.63
211257335 | 05/04/23 | Live | CARRIER | PAYNE HEATING AND COOLING | Singlezone Ducted, Centrally Ducted | 211257335 |  | HRCU-A-CB | 38MURAQ18AB3* | Ducted Indoor Units | PF4MN*B24L* |  |  |  | 10.5 | 15.5 | 9 | FALSE | FALSE | TRUE | 18500 | 12800 | 2.5 | 12990 | 2.63
211257334 | 05/04/23 | Live | CARRIER | PAYNE HEATING AND COOLING | Singlezone Ducted, Centrally Ducted | 211257334 |  | HRCU-A-CB | 38MURAQ18AB3* | Ducted Indoor Units | FJ4DN*B24L* |  |  |  | 10.5 | 15.5 | 9 | FALSE | FALSE | TRUE | 18500 | 12800 | 2.5 | 12990 | 2.63
211257333 | 05/04/23 | Live | CARRIER | BRYANT HEATING AND COOLING SYSTEMS | Singlezone Ducted, Centrally Ducted | 211257333 |  | HRCU-A-CB | 38MURAQ18AB3* | Ducted Indoor Units | PF4MN*B24L* |  |  |  | 10.5 | 15.5 | 9 | FALSE | FALSE | TRUE | 18500 | 12800 | 2.5 | 12990 | 2.63
211257332 | 05/04/23 | Live | CARRIER | BRYANT HEATING AND COOLING SYSTEMS | Singlezone Ducted, Centrally Ducted | 211257332 |  | HRCU-A-CB | 38MURAQ18AB3* | Ducted Indoor Units | FJ4DN*B24L* |  |  |  | 10.5 | 15.5 | 9 | FALSE | FALSE | TRUE | 18500 | 12800 | 2.5 | 12990 | 2.63
211257311 | 05/04/23 | Live | CARRIER | CARRIER | Singlezone Ducted, Centrally Ducted | 211257311 |  | HRCU-A-CB | 38MURAQ18AB3* | Ducted Indoor Units | FJ4DN*B24L* |  |  |  | 10.5 | 15.5 | 9 | FALSE | FALSE | TRUE | 18500 | 12800 | 2.5 | 12990 | 2.63
213265555 | 10/26/23 | Live | Hisense | GRIDLESS | Singlezone Non-Ducted, Wall Placement | 213265555 |  | HRCU-A-CB-O | O-AYD24SD-1 | Mini-Splits | I-AYD24W-1 | 12.5 | 21 | 11.5 | 12.5 | 21 | 10 | TRUE | TRUE | TRUE | 24000 | 15500 | 1.31 | 21000 | 1.62
213265554 | 10/26/23 | Live | Hisense | GRIDLESS | Singlezone Non-Ducted, Wall Placement | 213265554 |  | HRCU-A-CB-O | O-AYD18SD-1 | Mini-Splits | I-AYD18W-1 | 13 | 20.5 | 10.5 | 13.2 | 20.5 | 9.5 | TRUE | TRUE | TRUE | 18000 | 10500 | 1.2 | 17500 | 1.84
213265553 | 10/26/23 | Live | Hisense | GRIDLESS | Singlezone Non-Ducted, Wall Placement | 213265553 |  | HRCU-A-CB-O | O-AYD12SD-1 | Mini-Splits | I-AYD12W-1 | 12.5 | 23 | 11 | 12.7 | 23.5 | 9.5 | TRUE | TRUE | TRUE | 12000 | 6800 | 2.73 | 11500 | 2.41
213265552 | 10/26/23 | Live | Hisense | GRIDLESS | Singlezone Non-Ducted, Wall Placement | 213265552 |  | HRCU-A-CB-O | O-AYD09SD-1 | Mini-Splits | I-AYD09W-1 | 14.5 | 24.5 | 12 | 14.5 | 25.5 | 10.5 | TRUE | TRUE | TRUE | 9000 | 5500 | 2.93 | 9500 | 2.14
213249675 | 10/26/23 | Live | Hisense | GRIDLESS | Singlezone Ducted, Centrally Ducted | 213249675 |  | HRCU-A-CB | O-AYC48SD-1 |  | I-AYC48VAH-1 | 10.2 | 18 | 10 | 10.1 | 17.5 | 8.5 | TRUE | TRUE | TRUE | 48000 | 31000 | 2.36 | 39000 | 2.3
213249674 | 10/26/23 | Live | Hisense | GRIDLESS | Singlezone Ducted, Centrally Ducted | 213249674 |  | HRCU-A-CB | O-AYC36SD-1 |  | I-AYC36VAH-1 | 9.55 | 18 | 11 | 10.1 | 18 | 9.5 | FALSE | FALSE | TRUE | 34000 | 24000 | 2.5 | 34520 | 2.38
213249673 | 10/26/23 | Live | Hisense | GRIDLESS | Singlezone Ducted, Centrally Ducted | 213249673 |  | HRCU-A-CB | O-AYC24SD-1 |  | I-AYC24VAH-1 | 10.9 | 18 | 10 | 10.1 | 16.5 | 9 | TRUE | TRUE | TRUE | 22000 | 16000 | 2.4 | 18000 | 1.99
207465467 | 01/23/23 | Live | Samsung Electonics | SAMSUNG | Singlezone Ducted, Centrally Ducted | 207465467 |  | HRCU-A-CB | AC042BXADCH | Mini-Splits | AC042BNZDCH | 9.5 | 17 | 9.5 | 9.5 | 17.5 | 8.4 | TRUE | TRUE | FALSE | 42000 | 41500 | 1.66 | 44700 | 2.05
213369614 | 10/23/23 | Live | Lennox Industries | ADP | Singlezone Ducted, Centrally Ducted | 213369614 |  | HRCU-A-C | 4TXD2036A10NU** | Ducted Indoor Units | *G33936+TD |  |  |  | 9 | 15 | 8.4 | FALSE | FALSE | FALSE | 31200 | 21000 | 2.1 | 9250 | 2.56
213369613 | 10/23/23 | Live | Lennox Industries | ADP | Singlezone Ducted, Centrally Ducted | 213369613 |  | HRCU-A-C | 4TXD2036A10NU** | Ducted Indoor Units | *G33936 |  |  |  | 10.5 | 15.2 | 8.4 | FALSE | FALSE | TRUE | 22400 | 14000 | 2.1 | 9250 | 2.56
213370126 | 10/23/23 | Live | Lennox Industries | ADP | Singlezone Ducted, Centrally Ducted | 213370126 |  | HRCU-A-C | TU60-48WADU | Ducted Indoor Units | *E51960+TD |  |  |  | 9.5 | 15.2 | 8.45 | FALSE | FALSE | FALSE | 50500 | 34200 | 2.1 | 31400 | 2.5
213370125 | 10/23/23 | Live | Lennox Industries | ADP | Singlezone Ducted, Centrally Ducted | 213370125 |  | HRCU-A-C | TU60-48WADU | Ducted Indoor Units | *E51960 |  |  |  | 10 | 15.2 | 8.45 | FALSE | FALSE | TRUE | 47000 | 30200 | 2.1 | 31400 | 2.5
213370124 | 10/23/23 | Live | Lennox Industries | ADP | Singlezone Ducted, Centrally Ducted | 213370124 |  | HRCU-A-C | TU60-48WADU | Ducted Indoor Units | *E50960+TD |  |  |  | 9.5 | 15.2 | 8.4 | FALSE | FALSE | FALSE | 50500 | 34200 | 2.1 | 31400 | 2.5
213370123 | 10/23/23 | Live | Lennox Industries | ADP | Singlezone Ducted, Centrally Ducted | 213370123 |  | HRCU-A-C | TU60-48WADU | Ducted Indoor Units | *E50960 |  |  |  | 10 | 15.2 | 8.4 | FALSE | FALSE | TRUE | 47000 | 30200 | 2.1 | 31400 | 2.5
213249109 | 09/07/23 | Live | Lennox Industries | ADP | Singlezone Ducted, Centrally Ducted | 213249109 |  | HRCU-A-C | TU60-48WADU | Ducted Indoor Units | *E49960+TD |  |  |  | 10 | 15.2 | 8.35 | FALSE | FALSE | TRUE | 47000 | 30200 | 2.1 | 31400 | 2.5
213370120 | 10/23/23 | Live | Lennox Industries | ADP | Singlezone Ducted, Centrally Ducted | 213370120 |  | HRCU-A-C | TU36-24WADU | Ducted Indoor Units | *G35936+TD |  |  |  | 9 | 15.2 | 8.5 | FALSE | FALSE | FALSE | 31800 | 21000 | 2.1 | 24000 | 2.31
213370129 | 10/23/23 | Live | Lennox Industries | ADP | Singlezone Ducted, Centrally Ducted | 213370129 |  | HRCU-A-C | TU36-24WADU | Ducted Indoor Units | *G35936 |  |  |  | 11 | 15.2 | 8.5 | FALSE | FALSE | TRUE | 23000 | 14000 | 2.1 | 24000 | 2.31
213370122 | 10/23/23 | Live | Lennox Industries | ADP | Singlezone Ducted, Centrally Ducted | 213370122 |  | HRCU-A-C | TU36-24WADU | Ducted Indoor Units | *E35936+TD |  |  |  | 9 | 15.2 | 8.5 | FALSE | FALSE | FALSE | 31800 | 21000 | 2.1 | 24000 | 2.31
213370121 | 10/23/23 | Live | Lennox Industries | ADP | Singlezone Ducted, Centrally Ducted | 213370121 |  | HRCU-A-C | TU36-24WADU | Ducted Indoor Units | *E35936 |  |  |  | 11 | 15.2 | 8.5 | FALSE | FALSE | TRUE | 23000 | 14000 | 2.1 | 24000 | 2.31
213370119 | 10/23/23 | Live | Lennox Industries | ADP | Singlezone Ducted, Centrally Ducted | 213370119 |  | HRCU-A-C | TU36-24WADU | Ducted Indoor Units | *E33936+TD |  |  |  | 9 | 15 | 8.4 | FALSE | FALSE | FALSE | 31200 | 21000 | 2.1 | 24000 | 2.31
213370128 | 10/23/23 | Live | Lennox Industries | ADP | Singlezone Ducted, Centrally Ducted | 213370128 |  | HRCU-A-C | TU36-24WADU | Ducted Indoor Units | *E33936 |  |  |  | 10.5 | 15.2 | 8.4 | FALSE | FALSE | TRUE | 22400 | 14000 | 2.1 | 24000 | 2.31
213250280 | 10/23/23 | Live | Lennox Industries | ADP | Singlezone Ducted, Centrally Ducted | 213250280 |  | HRCU-A-C | WSEHV4860RA1-N | Ducted Indoor Units | *G52960+TD |  |  |  | 10 | 15.2 | 8.5 | FALSE | FALSE | TRUE | 47000 | 30200 | 2.1 | 48000 | 2.04
213250281 | 10/23/23 | Live | Lennox Industries | ADP | Singlezone Ducted, Centrally Ducted | 213250281 |  | HRCU-A-C | WSEHV4860RA1-N | Ducted Indoor Units | *G52960 |  |  |  | 9.5 | 15.2 | 8.5 | FALSE | FALSE | FALSE | 50500 | 34200 | 2.1 | 48000 | 2.04
213369612 | 10/23/23 | Live | Lennox Industries | ADP | Singlezone Ducted, Centrally Ducted | 213369612 |  | HRCU-A-C | WSEHV4860RA1-N | Ducted Indoor Units | *E50960+TD |  |  |  | 9.5 | 15.2 | 8.4 | FALSE | FALSE | FALSE | 50500 | 34200 | 2.1 | 48000 | 2.04
213369611 | 10/23/23 | Live | Lennox Industries | ADP | Singlezone Ducted, Centrally Ducted | 213369611 |  | HRCU-A-C | WSEHV4860RA1-N | Ducted Indoor Units | *E50960 |  |  |  | 10 | 15.2 | 8.4 | FALSE | FALSE | TRUE | 47000 | 30200 | 2.1 | 48000 | 2.04
213369610 | 10/23/23 | Live | Lennox Industries | ADP | Singlezone Ducted, Centrally Ducted | 213369610 |  | HRCU-A-C | WSEHV2436RA1-N | Ducted Indoor Units | *G33936+TD |  |  |  | 9 | 15 | 8.4 | FALSE | FALSE | FALSE | 31200 | 21000 | 2.1 | 24000 | 2.43
213369609 | 10/23/23 | Live | Lennox Industries | ADP | Singlezone Ducted, Centrally Ducted | 213369609 |  | HRCU-A-C | WSEHV2436RA1-N | Ducted Indoor Units | *G33936 |  |  |  | 10.5 | 15.2 | 8.4 | FALSE | FALSE | TRUE | 22400 | 14000 | 2.1 | 24000 | 2.43
213369608 | 10/23/23 | Live | Lennox Industries | ADP | Singlezone Ducted, Centrally Ducted | 213369608 |  | HRCU-A-C | DMA36HOS20230E7 | Ducted Indoor Units | *G8J936+TD |  |  |  | 9.5 | 15.2 | 9.8 | FALSE | FALSE | FALSE | 34600 | 32000 | 2.1 | 30400 | 2
213369685 | 10/23/23 | Live | Lennox Industries | ADP | Singlezone Ducted, Centrally Ducted | 213369685 |  | HRCU-A-C | DMA30HOS20230E7 | Ducted Indoor Units | *G8J936+TD |  |  |  | 10.5 | 15.2 | 9.5 | FALSE | FALSE | TRUE | 29800 | 21600 | 2.1 | 26000 | 2.28
213369684 | 10/23/23 | Live | Lennox Industries | ADP | Singlezone Ducted, Centrally Ducted | 213369684 |  | HRCU-A-C | DMA30HOS20230E7 | Ducted Indoor Units | *G7J936+TD |  |  |  | 10 | 15.2 | 9.35 | FALSE | FALSE | TRUE | 29400 | 21600 | 2.1 | 26000 | 2.28
213369683 | 10/23/23 | Live | Lennox Industries | ADP | Singlezone Ducted, Centrally Ducted | 213369683 |  | HRCU-A-C | DMA30HOS20230E7 | Ducted Indoor Units | *G33936+TD |  |  |  | 10 | 15.2 | 9.35 | FALSE | FALSE | TRUE | 29400 | 21600 | 2.1 | 26000 | 2.28
213369682 | 10/23/23 | Live | Lennox Industries | ADP | Singlezone Ducted, Centrally Ducted | 213369682 |  | HRCU-A-C | DMA30HOS20230E7 | Ducted Indoor Units | *E32936+TD |  |  |  | 10 | 15.2 | 9.2 | FALSE | FALSE | TRUE | 29000 | 21600 | 2.1 | 26000 | 2.28
213369681 | 10/23/23 | Live | Lennox Industries | ADP | Singlezone Ducted, Centrally Ducted | 213369681 |  | HRCU-A-C | DMA30HOS20230E7 | Ducted Indoor Units | *E31930+TD |  |  |  | 10 | 15.2 | 9.05 | FALSE | FALSE | TRUE | 28600 | 21400 | 2.1 | 26000 | 2.28
213369680 | 10/23/23 | Live | Lennox Industries | ADP | Singlezone Ducted, Centrally Ducted | 213369680 |  | HRCU-A-C | DMA24HOS20230E7 | Ducted Indoor Units | *G21930+TD |  |  |  | 10 | 16 | 8.8 | FALSE | FALSE | TRUE | 23000 | 19800 | 2.1 | 23000 | 2.28
213369679 | 10/23/23 | Live | Lennox Industries | ADP | Singlezone Ducted, Centrally Ducted | 213369679 |  | HRCU-A-C | DMA24HOS20230E7 | Ducted Indoor Units | *G21924+TD |  |  |  | 10 | 16 | 8.8 | FALSE | FALSE | TRUE | 23000 | 19800 | 2.1 | 23000 | 2.28
213369678 | 10/23/23 | Live | Lennox Industries | ADP | Singlezone Ducted, Centrally Ducted | 213369678 |  | HRCU-A-C | DMA24HOS20230E7 | Ducted Indoor Units | *E20924+TD |  |  |  | 10 | 16 | 8.6 | FALSE | FALSE | TRUE | 22400 | 19800 | 2.1 | 23000 | 2.28
213369677 | 10/23/23 | Live | Lennox Industries | ADP | Singlezone Ducted, Centrally Ducted | 213369677 |  | HRCU-A-C | DMA18HOS20230E7 | Ducted Indoor Units | *G21930+TD |  |  |  | 11.5 | 16 | 8.85 | FALSE | FALSE | TRUE | 17700 | 13600 | 2.1 | 17400 | 2.42
213369676 | 10/23/23 | Live | Lennox Industries | ADP | Singlezone Ducted, Centrally Ducted | 213369676 |  | HRCU-A-C | DMA18HOS20230E7 | Ducted Indoor Units | *G21924+TD |  |  |  | 11.5 | 16 | 8.85 | FALSE | FALSE | TRUE | 17700 | 13600 | 2.1 | 17400 | 2.42
213369675 | 10/23/23 | Live | Lennox Industries | ADP | Singlezone Ducted, Centrally Ducted | 213369675 |  | HRCU-A-C | DMA18HOS20230E7 | Ducted Indoor Units | *G21918+TD |  |  |  | 11.5 | 16 | 8.85 | FALSE | FALSE | TRUE | 17700 | 13600 | 2.1 | 17400 | 2.42
213369674 | 10/23/23 | Live | Lennox Industries | ADP | Singlezone Ducted, Centrally Ducted | 213369674 |  | HRCU-A-C | DMA18HOS20230E7 | Ducted Indoor Units | *E20924+TD |  |  |  | 11 | 16 | 8.65 | FALSE | FALSE | TRUE | 17100 | 13500 | 2.1 | 17400 | 2.42
213369673 | 10/23/23 | Live | Lennox Industries | ADP | Singlezone Ducted, Centrally Ducted | 213369673 |  | HRCU-A-C | DMA18HOS20230E7 | Ducted Indoor Units | *E20918+TD |  |  |  | 11 | 16 | 8.65 | FALSE | FALSE | TRUE | 17100 | 13500 | 2.1 | 17400 | 2.42
213255509 | 09/06/23 | Live | Lennox Industries | ADP | Singlezone Ducted, Centrally Ducted | 213255509 |  | HRCU-A-C | KU60UHO | Ducted Indoor Units | *G52960+TD |  |  |  | 10 | 15.2 | 8.5 | FALSE | FALSE | TRUE | 47000 | 30200 | 2.1 | 31400 | 2.5
213255510 | 09/06/23 | Live | Lennox Industries | ADP | Singlezone Ducted, Centrally Ducted | 213255510 |  | HRCU-A-C | KU60UHO | Ducted Indoor Units | *G52960 |  |  |  | 9.5 | 15.2 | 8.5 | FALSE | FALSE | FALSE | 50500 | 34200 | 2.1 | 31400 | 2.5
213369672 | 10/23/23 | Live | Lennox Industries | ADP | Singlezone Ducted, Centrally Ducted | 213369672 |  | HRCU-A-C | KU60UHO | Ducted Indoor Units | *E51960+TD |  |  |  | 10 | 15.2 | 8.45 | FALSE | FALSE | TRUE | 47000 | 30200 | 2.1 | 31400 | 2.5
213369607 | 10/23/23 | Live | Lennox Industries | ADP | Singlezone Ducted, Centrally Ducted | 213369607 |  | HRCU-A-C | KU60UHO | Ducted Indoor Units | *E50960+TD |  |  |  | 9.5 | 15.2 | 8.4 | FALSE | FALSE | FALSE | 50500 | 34200 | 2.1 | 31400 | 2.5
213369606 | 10/23/23 | Live | Lennox Industries | ADP | Singlezone Ducted, Centrally Ducted | 213369606 |  | HRCU-A-C | KU60UHO | Ducted Indoor Units | *E50960 |  |  |  | 10 | 15.2 | 8.4 | FALSE | FALSE | TRUE | 47000 | 30200 | 2.1 | 31400 | 2.5
213369671 | 10/23/23 | Live | Lennox Industries | ADP | Singlezone Ducted, Centrally Ducted | 213369671 |  | HRCU-A-C | KU36UHO | Ducted Indoor Units | *G35936+TD |  |  |  | 11 | 15.2 | 8.5 | FALSE | FALSE | TRUE | 23000 | 14000 | 2.1 | 24000 | 2.31
213369605 | 10/23/23 | Live | Lennox Industries | ADP | Singlezone Ducted, Centrally Ducted | 213369605 |  | HRCU-A-C | KU36UHO | Ducted Indoor Units | *G34936+TD |  |  |  | 9 | 15.2 | 8.5 | FALSE | FALSE | FALSE | 31600 | 21000 | 2.1 | 24000 | 2.31
213369604 | 10/23/23 | Live | Lennox Industries | ADP | Singlezone Ducted, Centrally Ducted | 213369604 |  | HRCU-A-C | KU36UHO | Ducted Indoor Units | *G34936 |  |  |  | 11 | 15.2 | 8.5 | FALSE | FALSE | TRUE | 22800 | 14000 | 2.1 | 24000 | 2.31
213255507 | 09/06/23 | Live | Lennox Industries | ADP | Singlezone Ducted, Centrally Ducted | 213255507 |  | HRCU-A-C | KU36UHO | Ducted Indoor Units | *E34936+TD |  |  |  | 11 | 15.2 | 8.5 | FALSE | FALSE | TRUE | 22800 | 14000 | 2.1 | 24000 | 2.31
213255508 | 09/06/23 | Live | Lennox Industries | ADP | Singlezone Ducted, Centrally Ducted | 213255508 |  | HRCU-A-C | KU36UHO | Ducted Indoor Units | *E34936 |  |  |  | 9 | 15.2 | 8.5 | FALSE | FALSE | FALSE | 31600 | 21000 | 2.1 | 24000 | 2.31
213369669 | 10/23/23 | Live | Lennox Industries | ADP | Singlezone Ducted, Centrally Ducted | 213369669 |  | HRCU-A-C | KU36UHO | Ducted Indoor Units | *E33936+TD |  |  |  | 10.5 | 15.2 | 8.4 | FALSE | FALSE | TRUE | 22400 | 14000 | 2.1 | 24000 | 2.31
213369668 | 10/23/23 | Live | Lennox Industries | ADP | Singlezone Ducted, Centrally Ducted | 213369668 |  | HRCU-A-C | A-KCD30SA-1 | Ducted Indoor Units | *E32936+TD |  |  |  | 10 | 15.2 | 9.2 | FALSE | FALSE | TRUE | 29000 | 21600 | 2.1 | 30000 | 2.2
211750026 | 10/23/23 | Live | Lennox Industries | ADP | Singlezone Ducted, Centrally Ducted | 211750026 |  | HRCU-A-C | GUD60W/A-D(U) | Ducted Indoor Units | *E50960+TD |  |  |  | 9.5 | 15.2 | 8.4 | FALSE | FALSE | FALSE | 50500 | 34200 | 2.1 | 31400 | 2.5
213369603 | 10/23/23 | Live | Lennox Industries | ADP | Singlezone Ducted, Centrally Ducted | 213369603 |  | HRCU-A-C | GUD60W/A-D(U) | Ducted Indoor Units | *E50948+TD |  |  |  | 9.5 | 15.2 | 8.4 | FALSE | FALSE | FALSE | 50500 | 34200 | 2.1 | 31400 | 2.5
213369602 | 10/23/23 | Live | Lennox Industries | ADP | Singlezone Ducted, Centrally Ducted | 213369602 |  | HRCU-A-C | GUD60W/A-D(U) | Ducted Indoor Units | *E50948 |  |  |  | 10 | 15.2 | 8.4 | FALSE | FALSE | TRUE | 47000 | 30200 | 2.1 | 31400 | 2.5
211750021 | 10/23/23 | Live | Lennox Industries | ADP | Singlezone Ducted, Centrally Ducted | 211750021 |  | HRCU-A-C | GUD36W/A-D(U) | Ducted Indoor Units | *G33936+TD |  |  |  | 9 | 15 | 8.4 | FALSE | FALSE | FALSE | 31200 | 21000 | 2.1 | 24000 | 2.31
213369601 | 10/23/23 | Live | Lennox Industries | ADP | Singlezone Ducted, Centrally Ducted | 213369601 |  | HRCU-A-C | GUD36W/A-D(U) | Ducted Indoor Units | *G33936 |  |  |  | 10.5 | 15.2 | 8.4 | FALSE | FALSE | TRUE | 22400 | 14000 | 2.1 | 24000 | 2.31
211750030 | 10/23/23 | Live | Lennox Industries | ADP | Singlezone Ducted, Centrally Ducted | 211750030 |  | HRCU-A-C | FLEXX36HP230V1AO | Ducted Indoor Units | *G33936+TD |  |  |  | 9 | 15 | 8.4 | FALSE | FALSE | FALSE | 31200 | 21000 | 2.1 | 24000 | 2.31
213369600 | 10/23/23 | Live | Lennox Industries | ADP | Singlezone Ducted, Centrally Ducted | 213369600 |  | HRCU-A-C | FLEXX36HP230V1AO | Ducted Indoor Units | *G33936 |  |  |  | 10.5 | 15.2 | 8.4 | FALSE | FALSE | TRUE | 22400 | 14000 | 2.1 | 24000 | 2.31
213369666 | 10/23/23 | Live | Lennox Industries | ADP | Singlezone Ducted, Centrally Ducted | 213369666 |  | HRCU-A-C | AUH4860ZGDA* | Ducted Indoor Units | *G52960+TD |  |  |  | 10 | 15.2 | 8.5 | FALSE | FALSE | TRUE | 47000 | 30200 | 2.1 | 36900 | 2.08
213369665 | 10/23/23 | Live | Lennox Industries | ADP | Singlezone Ducted, Centrally Ducted | 213369665 |  | HRCU-A-C | AUH4860ZGDA* | Ducted Indoor Units | *G52948+TD |  |  |  | 10 | 15.2 | 8.5 | FALSE | FALSE | TRUE | 47000 | 30200 | 2.1 | 36900 | 2.08
213369664 | 10/23/23 | Live | Lennox Industries | ADP | Singlezone Ducted, Centrally Ducted | 213369664 |  | HRCU-A-C | AUH4860ZGDA* | Ducted Indoor Units | *E88960+TD |  |  |  | 10 | 15.2 | 8.5 | FALSE | FALSE | TRUE | 47000 | 30200 | 2.1 | 36900 | 2.08
213369663 | 10/23/23 | Live | Lennox Industries | ADP | Singlezone Ducted, Centrally Ducted | 213369663 |  | HRCU-A-C | AUH4860ZGDA* | Ducted Indoor Units | *E88948+TD |  |  |  | 10 | 15.2 | 8.5 | FALSE | FALSE | TRUE | 47000 | 30200 | 2.1 | 36900 | 2.08
213369662 | 10/23/23 | Live | Lennox Industries | ADP | Singlezone Ducted, Centrally Ducted | 213369662 |  | HRCU-A-C | AUH4860ZGDA* | Ducted Indoor Units | *E86960+TD |  |  |  | 10 | 15.2 | 8.5 | FALSE | FALSE | TRUE | 47000 | 30200 | 2.1 | 36900 | 2.08
213369661 | 10/23/23 | Live | Lennox Industries | ADP | Singlezone Ducted, Centrally Ducted | 213369661 |  | HRCU-A-C | AUH4860ZGDA* | Ducted Indoor Units | *E86948+TD |  |  |  | 10 | 15.2 | 8.5 | FALSE | FALSE | TRUE | 47000 | 30200 | 2.1 | 36900 | 2.08
213369660 | 10/23/23 | Live | Lennox Industries | ADP | Singlezone Ducted, Centrally Ducted | 213369660 |  | HRCU-A-C | AUH4860ZGDA* | Ducted Indoor Units | *E51960+TD |  |  |  | 10 | 15.2 | 8.45 | FALSE | FALSE | TRUE | 47000 | 30200 | 2.1 | 36900 | 2.08
213369659 | 10/23/23 | Live | Lennox Industries | ADP | Singlezone Ducted, Centrally Ducted | 213369659 |  | HRCU-A-C | AUH4860ZGDA* | Ducted Indoor Units | *E51948+TD |  |  |  | 10 | 15.2 | 8.45 | FALSE | FALSE | TRUE | 47000 | 30200 | 2.1 | 36900 | 2.08
213369658 | 10/23/23 | Live | Lennox Industries | ADP | Singlezone Ducted, Centrally Ducted | 213369658 |  | HRCU-A-C | AUH4860ZGDA* | Ducted Indoor Units | *E50960+TD |  |  |  | 10 | 15.2 | 8.4 | FALSE | FALSE | TRUE | 47000 | 30200 | 2.1 | 36900 | 2.08
213369657 | 10/23/23 | Live | Lennox Industries | ADP | Singlezone Ducted, Centrally Ducted | 213369657 |  | HRCU-A-C | AUH4860ZGDA* | Ducted Indoor Units | *E50948+TD |  |  |  | 10 | 15.2 | 8.4 | FALSE | FALSE | TRUE | 47000 | 30200 | 2.1 | 36900 | 2.08
213369656 | 10/23/23 | Live | Lennox Industries | ADP | Singlezone Ducted, Centrally Ducted | 213369656 |  | HRCU-A-C | AUH4860ZGDA* | Ducted Indoor Units | *E49960+TD |  |  |  | 10 | 15.2 | 8.35 | FALSE | FALSE | TRUE | 47000 | 30200 | 2.1 | 36900 | 2.08
213369655 | 10/23/23 | Live | Lennox Industries | ADP | Singlezone Ducted, Centrally Ducted | 213369655 |  | HRCU-A-C | AUH4860ZGDA* | Ducted Indoor Units | *E49948+TD |  |  |  | 10 | 15.2 | 8.35 | FALSE | FALSE | TRUE | 47000 | 30200 | 2.1 | 36900 | 2.08
213369654 | 10/23/23 | Live | Lennox Industries | ADP | Singlezone Ducted, Centrally Ducted | 213369654 |  | HRCU-A-C | AUH2436ZGDA* | Ducted Indoor Units | *G9J936+TD |  |  |  | 11 | 15.2 | 8.5 | FALSE | FALSE | TRUE | 22800 | 14000 | 2.1 | 23100 | 1.99
213369653 | 10/23/23 | Live | Lennox Industries | ADP | Singlezone Ducted, Centrally Ducted | 213369653 |  | HRCU-A-C | AUH2436ZGDA* | Ducted Indoor Units | *G9J930+TD |  |  |  | 11 | 15.2 | 8.5 | FALSE | FALSE | TRUE | 22800 | 14000 | 2.1 | 23100 | 1.99
213369652 | 10/23/23 | Live | Lennox Industries | ADP | Singlezone Ducted, Centrally Ducted | 213369652 |  | HRCU-A-C | AUH2436ZGDA* | Ducted Indoor Units | *G8J930+TD |  |  |  | 10.5 | 15.2 | 8.5 | FALSE | FALSE | TRUE | 22600 | 14000 | 2.1 | 23100 | 1.99
213369651 | 10/23/23 | Live | Lennox Industries | ADP | Singlezone Ducted, Centrally Ducted | 213369651 |  | HRCU-A-C | AUH2436ZGDA* | Ducted Indoor Units | *G34936+TD |  |  |  | 11 | 15.2 | 8.5 | FALSE | FALSE | TRUE | 22800 | 14000 | 2.1 | 23100 | 1.99
213369650 | 10/23/23 | Live | Lennox Industries | ADP | Singlezone Ducted, Centrally Ducted | 213369650 |  | HRCU-A-C | AUH2436ZGDA* | Ducted Indoor Units | *G33936+TD |  |  |  | 10.5 | 15.2 | 8.4 | FALSE | FALSE | TRUE | 22400 | 14000 | 2.1 | 23100 | 1.99
213369649 | 10/23/23 | Live | Lennox Industries | ADP | Singlezone Ducted, Centrally Ducted | 213369649 |  | HRCU-A-C | AUH2436ZGDA* | Ducted Indoor Units | *G33930+TD |  |  |  | 10.5 | 15.2 | 8.4 | FALSE | FALSE | TRUE | 22400 | 14000 | 2.1 | 23100 | 1.99
213369648 | 10/23/23 | Live | Lennox Industries | ADP | Singlezone Ducted, Centrally Ducted | 213369648 |  | HRCU-A-C | AUH2436ZGDA* | Ducted Indoor Units | *E7J930+TD |  |  |  | 10.5 | 15.2 | 8.4 | FALSE | FALSE | TRUE | 22200 | 14000 | 2.1 | 23100 | 1.99
213369647 | 10/23/23 | Live | Lennox Industries | ADP | Singlezone Ducted, Centrally Ducted | 213369647 |  | HRCU-A-C | AUH2436ZGDA* | Ducted Indoor Units | *E7J924+TD |  |  |  | 10.5 | 15.2 | 8.4 | FALSE | FALSE | TRUE | 22200 | 14000 | 2.1 | 23100 | 1.99
213369646 | 10/23/23 | Live | Lennox Industries | ADP | Singlezone Ducted, Centrally Ducted | 213369646 |  | HRCU-A-C | MOX430U-24HFN1-MR0 | Ducted Indoor Units | *G21924+TD |  |  |  | 9.5 | 15.2 | 9.05 | FALSE | FALSE | FALSE | 23000 | 20800 | 2.1 | 22000 | 2.8
213369645 | 10/23/23 | Live | Lennox Industries | ADP | Singlezone Ducted, Centrally Ducted | 213369645 |  | HRCU-A-C | MOX430U-24HFN1-MR0 | Ducted Indoor Units | *E20924+TD |  |  |  | 9 | 15.2 | 8.85 | FALSE | FALSE | FALSE | 22400 | 20800 | 2.1 | 22000 | 2.8
213369644 | 10/23/23 | Live | Lennox Industries | ADP | Singlezone Ducted, Centrally Ducted | 213369644 |  | HRCU-A-C | MOX430U-18HFN1-M | Ducted Indoor Units | *G20924+TD |  |  |  | 11 | 16 | 8.65 | FALSE | FALSE | TRUE | 17100 | 13500 | 2.1 | 22000 | 2.45
213369599 | 10/23/23 | Live | Lennox Industries | ADP | Singlezone Ducted, Centrally Ducted | 213369599 |  | HRCU-A-C | MOX330-18HFN1-MR0 | Ducted Indoor Units | *G21924+TD |  |  |  | 10 | 15.2 | 8.05 | FALSE | FALSE | FALSE | 17600 | 11900 | 2.1 | 14000 | 2.21
213369598 | 10/23/23 | Live | Lennox Industries | ADP | Singlezone Ducted, Centrally Ducted | 213369598 |  | HRCU-A-C | MOX330-18HFN1-MR0 | Ducted Indoor Units | *E20924+TD |  |  |  | 9.5 | 15.2 | 7.85 | FALSE | FALSE | FALSE | 17100 | 11900 | 2.1 | 14000 | 2.21
213369597 | 10/23/23 | Live | Lennox Industries | ADP | Singlezone Ducted, Centrally Ducted | 213369597 |  | HRCU-A-C | MOE30U-60HFN1-MR0 | Ducted Indoor Units | *G3K960+TD |  |  |  | 9 | 15.2 | 8.45 | FALSE | FALSE | FALSE | 52500 | 33000 | 2.1 | 39000 | 2.2
213369596 | 10/23/23 | Live | Lennox Industries | ADP | Singlezone Ducted, Centrally Ducted | 213369596 |  | HRCU-A-C | MOD30-24HFN1-MW | Ducted Indoor Units | *G20924+TD |  |  |  | 10 | 16 | 8.6 | FALSE | FALSE | TRUE | 22400 | 19800 | 2.1 | 31500 | 2.72
213369641 | 10/23/23 | Live | Lennox Industries | ADP | Singlezone Ducted, Centrally Ducted | 213369641 |  | HRCU-A-C | DIRM-36MAGICPRO20-OU | Ducted Indoor Units | *E32936+TD |  |  |  | 9.5 | 15.2 | 8.2 | FALSE | FALSE | FALSE | 33800 | 26400 | 2.1 | 30400 | 2
213369640 | 10/23/23 | Live | Lennox Industries | ADP | Singlezone Ducted, Centrally Ducted | 213369640 |  | HRCU-A-C | DIRM-30MAGICPRO20-OU | Ducted Indoor Units | *E32936+TD |  |  |  | 10 | 15.2 | 9.2 | FALSE | FALSE | TRUE | 29000 | 21600 | 2.1 | 26000 | 2.28
213369639 | 10/23/23 | Live | Lennox Industries | ADP | Singlezone Ducted, Centrally Ducted | 213369639 |  | HRCU-A-C | EVD-36-O | Ducted Indoor Units | *G8J936+TD |  |  |  | 9.5 | 15.2 | 8.45 | FALSE | FALSE | FALSE | 34600 | 26400 | 2.1 | 30400 | 2
213369638 | 10/23/23 | Live | Lennox Industries | ADP | Singlezone Ducted, Centrally Ducted | 213369638 |  | HRCU-A-C | EVD-36-O | Ducted Indoor Units | *G33936+TD |  |  |  | 9.5 | 15.2 | 8.3 | FALSE | FALSE | FALSE | 34400 | 26400 | 2.1 | 30400 | 2
213369637 | 10/23/23 | Live | Lennox Industries | ADP | Singlezone Ducted, Centrally Ducted | 213369637 |  | HRCU-A-C | EVD-36-O | Ducted Indoor Units | *E32936+TD |  |  |  | 9.5 | 15.2 | 8.2 | FALSE | FALSE | FALSE | 33800 | 26400 | 2.1 | 30400 | 2
213369636 | 10/23/23 | Live | Lennox Industries | ADP | Singlezone Ducted, Centrally Ducted | 213369636 |  | HRCU-A-C | EVD-30-O | Ducted Indoor Units | *G8J936+TD |  |  |  | 10.5 | 15.2 | 9.5 | FALSE | FALSE | TRUE | 29800 | 21600 | 2.1 | 26000 | 2.28
213369635 | 10/23/23 | Live | Lennox Industries | ADP | Singlezone Ducted, Centrally Ducted | 213369635 |  | HRCU-A-C | EVD-30-O | Ducted Indoor Units | *G33936+TD |  |  |  | 10 | 15.2 | 9.35 | FALSE | FALSE | TRUE | 29400 | 21600 | 2.1 | 26000 | 2.28
213369634 | 10/23/23 | Live | Lennox Industries | ADP | Singlezone Ducted, Centrally Ducted | 213369634 |  | HRCU-A-C | EVD-30-O | Ducted Indoor Units | *E32936+TD |  |  |  | 10 | 15.2 | 9.2 | FALSE | FALSE | TRUE | 29000 | 21600 | 2.1 | 26000 | 2.28
213369633 | 10/23/23 | Live | Lennox Industries | ADP | Singlezone Ducted, Centrally Ducted | 213369633 |  | HRCU-A-C | EVD-30-O | Ducted Indoor Units | *E31930+TD |  |  |  | 10 | 15.2 | 9.05 | FALSE | FALSE | TRUE | 28600 | 21400 | 2.1 | 26000 | 2.28
213369632 | 10/23/23 | Live | Lennox Industries | ADP | Singlezone Ducted, Centrally Ducted | 213369632 |  | HRCU-A-C | EVD-24-O | Ducted Indoor Units | *G21924+TD |  |  |  | 10 | 16 | 8.8 | FALSE | FALSE | TRUE | 23000 | 19800 | 2.1 | 23000 | 2.28
213369631 | 10/23/23 | Live | Lennox Industries | ADP | Singlezone Ducted, Centrally Ducted | 213369631 |  | HRCU-A-C | EVD-18-O | Ducted Indoor Units | *G21924+TD |  |  |  | 11.5 | 16 | 8.85 | FALSE | FALSE | TRUE | 17700 | 13600 | 2.1 | 17400 | 2.42
213369595 | 10/23/23 | Live | Lennox Industries | ADP | Singlezone Ducted, Centrally Ducted | 213369595 |  | HRCU-A-C | WSEHV2436RA1-C | Ducted Indoor Units | *G33936+TD |  |  |  | 10.5 | 15 | 8.4 | FALSE | FALSE | FALSE | 31200 | 21000 | 2.1 | 24000 | 2.43
213369594 | 10/23/23 | Live | Lennox Industries | ADP | Singlezone Ducted, Centrally Ducted | 213369594 |  | HRCU-A-C | WSEHV2436RA1-C | Ducted Indoor Units | *G33936 |  |  |  | 10.5 | 15.2 | 8.4 | FALSE | FALSE | TRUE | 22400 | 14000 | 2.1 | 24000 | 2.43
213369593 | 10/23/23 | Live | Lennox Industries | ADP | Singlezone Ducted, Centrally Ducted | 213369593 |  | HRCU-A-C | WSEHV2436RA1-C | Ducted Indoor Units | *E7J936+TD |  |  |  | 9 | 15 | 8.4 | FALSE | FALSE | FALSE | 31000 | 21000 | 2.1 | 24000 | 2.43
213369592 | 10/23/23 | Live | Lennox Industries | ADP | Singlezone Ducted, Centrally Ducted | 213369592 |  | HRCU-A-C | WSEHV2436RA1-C | Ducted Indoor Units | *E7J936 |  |  |  | 10.5 | 15.2 | 8.4 | FALSE | FALSE | TRUE | 22200 | 14000 | 2.1 | 24000 | 2.43
213164379 | 10/23/23 | Live | Lennox Industries | ADP | Singlezone Ducted, Centrally Ducted | 213164379 |  | HRCU-A-CB | HMH72B341 | Ducted Indoor Units | CV367A9+AEF36AXP* |  |  |  | 10 | 18 | 8.5 | FALSE | FALSE | TRUE | 34000 | 24400 | 2.1 | 25200 | 2.6
213164378 | 10/23/23 | Live | Lennox Industries | ADP | Singlezone Ducted, Centrally Ducted | 213164378 |  | HRCU-A-CB | HMH72B341 | Ducted Indoor Units | CX363B935+AEF48BXP* |  |  |  | 10 | 18 | 8.55 | FALSE | FALSE | TRUE | 33400 | 23600 | 2.1 | 25200 | 2.6
213164376 | 10/23/23 | Live | Lennox Industries | ADP | Singlezone Ducted, Centrally Ducted | 213164376 |  | HRCU-A-CB | HMH72B341 | Ducted Indoor Units | CV365B9+AEF48BXP* |  |  |  | 10 | 18 | 8.6 | FALSE | FALSE | TRUE | 33800 | 23600 | 2.1 | 25200 | 2.6
213164375 | 10/23/23 | Live | Lennox Industries | ADP | Singlezone Ducted, Centrally Ducted | 213164375 |  | HRCU-A-CB | HMH72B341 | Ducted Indoor Units | CX361B935+AEF48BXP* |  |  |  | 10.5 | 18 | 8.7 | FALSE | FALSE | TRUE | 34000 | 23600 | 2.1 | 25200 | 2.6
213164374 | 10/23/23 | Live | Lennox Industries | ADP | Singlezone Ducted, Centrally Ducted | 213164374 |  | HRCU-A-CB | HMH72B341 | Ducted Indoor Units | CH365B9+AEF48BXP* |  |  |  | 10 | 18 | 8.6 | FALSE | FALSE | TRUE | 33800 | 23600 | 2.1 | 25200 | 2.6
213164372 | 10/23/23 | Live | Lennox Industries | ADP | Singlezone Ducted, Centrally Ducted | 213164372 |  | HRCU-A-CB | HMH72B341 | Ducted Indoor Units | CV363B9+AEF48BXP* |  |  |  | 10 | 18 | 8.5 | FALSE | FALSE | TRUE | 33200 | 23600 | 2.1 | 25200 | 2.6
212407342 | 05/02/23 | Live | Lennox Industries | ADP | Singlezone Ducted, Centrally Ducted | 212407342 |  | HRCU-A-CB | HMH72B341 | Ducted Indoor Units | F,PE*E32936 |  |  |  | 10 | 17 | 9.3 | FALSE | FALSE | TRUE | 32600 | 23600 | 2.1 | 25200 | 2.6
4397405 | 10/23/23 | Live | Fujitsu General America, Inc. | FUJITSU | Multizone All Non-Ducted | 4397405 |  | HMSV-A-CB | AOU24RLXFZ | Non-Ducted Indoor Units |  | 12.5 | 18 | 9.5 | 12.5 | 18.5 | 8.7 | TRUE | FALSE | FALSE | 22000 | 14100 | 2.75 | 19900 | 2.23
213255599 | 09/06/23 | Live | Midea Electric Trading | INNOVAIR | Singlezone Ducted, Centrally Ducted | 213255599 |  | HRCU-A-CB | SHV30H2R20 |  | WEV30H2R19 |  |  |  | 10 | 16.9 | 9 | FALSE | FALSE | FALSE | 30000 | 19600 | 2.4 | 30000 | 2
206717016 | 10/20/23 | Live | LG | LG | Multizone Mix of Ducted and Non-Ducted | 206717016 |  | HMSV-A-CB | LMU601HV | Mixed Ducted and Non-Ducted Indoor Units |  | 11.15 | 19.5 | 10.75 | 11.15 | 19.5 | 9.75 | TRUE | TRUE | FALSE | 60000 | 42000 | 2.77 | 53771 | 2.76
206717003 | 10/20/23 | Live | LG | LG | Multizone All Ducted | 206717003 |  | HMSV-A-CB | LMU601HV | Ducted Indoor Units |  | 11 | 18.5 | 10.5 | 11 | 18.5 | 9.5 | TRUE | TRUE | TRUE | 60000 | 42000 | 2.74 | 53982 | 2.75
211133472 | 02/10/23 | Live | Samsung Electronics | SAMSUNG | Singlezone Ducted, Centrally Ducted | 211133472 |  | HRCU-A-CB | AC048BXUPCH | Ducted Indoor Units | BVRMC3948 |  |  |  | 8.6 | 17 | 8.5 | TRUE | TRUE | FALSE | 48000 | 46000 | 2 | 54200 | 2.21
211133469 | 02/10/23 | Live | Samsung Electronics | SAMSUNG | Singlezone Ducted, Centrally Ducted | 211133469 |  | HRCU-A-CB | AC036BXUPCH | Ducted Indoor Units | BVRMC3937 |  |  |  | 10.5 | 18.5 | 8.4 | TRUE | TRUE | TRUE | 36000 | 40500 | 2 | 41700 | 2.11
211133470 | 02/10/23 | Live | Samsung Electronics | SAMSUNG | Singlezone Ducted, Centrally Ducted | 211133470 |  | HRCU-A-CB | AC060BXUPCH | Ducted Indoor Units | BVRMC7960 |  |  |  | 8.5 | 17.5 | 9 | TRUE | TRUE | FALSE | 57000 | 54000 | 2 | 57000 | 2.24
213288941 | 10/10/23 | Live | Samsung Electronics | SAMSUNG | Singlezone Non-Ducted, Wall Placement | 213288941 |  | HRCU-A-CB-O | AR24CSDAEWKX | Mini-Splits | AR24CSDADWKN |  |  |  | 12.5 | 20 | 9.5 | TRUE | TRUE | TRUE | 21000 | 28000 | 3.91 | 28000 | 2
213288943 | 10/10/23 | Live | Samsung Electronics | SAMSUNG | Singlezone Non-Ducted, Wall Placement | 213288943 |  | HRCU-A-CB-O | AR18CSDAEWKX | Mini-Splits | AR18CSDABWKN |  |  |  | 13.15 | 21 | 9.7 | TRUE | TRUE | TRUE | 18000 | 22400 | 3.28 | 22400 | 2.12
213288942 | 10/10/23 | Live | Samsung Electronics | SAMSUNG | Singlezone Non-Ducted, Wall Placement | 213288942 |  | HRCU-A-CB-O | AR24CSDADWKX | Mini-Splits | AR24CSDADWKN |  |  |  | 12.5 | 20 | 9.5 | TRUE | TRUE | TRUE | 21000 | 28000 | 3.91 | 28000 | 2
213288945 | 10/10/23 | Live | Samsung Electronics | SAMSUNG | Singlezone Non-Ducted, Wall Placement | 213288945 |  | HRCU-A-CB-O | AR18CSDADWKX | Mini-Splits | AR18CSDABWKN |  |  |  | 13.15 | 21 | 9.7 | TRUE | TRUE | TRUE | 18000 | 22400 | 3.28 | 22400 | 2.12
207349920 | 09/07/22 | Live | Samsung Electronics | SAMSUNG | Multizone All Non-Ducted | 207349920 |  | HMSR-A-CB-O | AJ036BXS4CH | Non-Ducted Indoor Units |  | 12.5 | 20 | 10.5 | 12.5 | 21.5 | 9.3 | TRUE | TRUE | FALSE | 34000 | 21600 | 2.89 | 36600 | 1.83
207698064 | 10/27/22 | Live | Samsung Electronics | SAMSUNG | Singlezone Non-Ducted, Wall Placement | 207698064 |  | HRCU-A-CB-O | AR36BSHUMGMX | Mini-Splits | AR36BSHUMGMN | 9.5 | 18.6 | 10.1 | 9.5 | 19.2 | 8.5 | TRUE | TRUE | FALSE | 36000 | 30400 | 2.45 | 29000 | 1.76
207465457 | 12/14/22 | Live | Samsung Electonics | SAMSUNG | Singlezone Non-Ducted, Wall Placement | 207465457 |  | HRCU-A-CB-O | AC030BXADCH | Mini-Splits | AC030BN6DCH | 11 | 20.1 | 10.2 | 11 | 20.7 | 8.7 | TRUE | TRUE | FALSE | 30000 | 31200 | 2.03 | 32600 | 2.07
207698070 | 12/14/22 | Live | Samsung Electonics | SAMSUNG | Singlezone Ducted, Centrally Ducted | 207698070 |  | HRCU-A-CB | AC030BXSCCH | Mini-Splits | AC030BNHDCH | 12 | 18.3 | 11.1 | 12 | 18.7 | 8.6 | TRUE | TRUE | TRUE | 30000 | 33400 | 1.9 | 35500 | 2.11
207349918 | 09/07/22 | Live | Samsung Electronics | SAMSUNG | Multizone All Non-Ducted | 207349918 |  | HMSR-A-CB-O | AJ024BXS4CH | Non-Ducted Indoor Units |  | 13 | 19 | 10 | 13 | 20 | 9 | TRUE | TRUE | FALSE | 25000 | 14600 | 2.66 | 25000 | 2.12
207465463 | 12/14/22 | Live | Samsung Electonics | SAMSUNG | Singlezone Non-Ducted, Wall Placement | 207465463 |  | HRCU-A-CB-O | AC036BXADCH | Mini-Splits | AC036BNTDCH | 9.5 | 18.6 | 10.1 | 9.5 | 19.2 | 8.5 | TRUE | TRUE | FALSE | 36000 | 30400 | 1.98 | 36700 | 2
207349916 | 09/07/22 | Live | Samsung Electronics | SAMSUNG | Multizone All Non-Ducted | 207349916 |  | HMSR-A-CB-O | AJ036BXJ4CH | Non-Ducted Indoor Units |  | 12.5 | 19.5 | 10 | 12.5 | 21 | 9 | TRUE | FALSE | FALSE | 32000 | 21000 | 2.44 | 30500 | 2.11
210299847 | 10/27/22 | Live | Samsung Electronics | SAMSUNG | Singlezone Ducted, Centrally Ducted | 210299847 |  | HRCU-A-CB | AC048BXUPCH | Ducted Indoor Units | AV480CT | 9.3 | 17.3 | 10 | 8.6 | 17 | 8.5 | TRUE | TRUE | FALSE | 48000 | 46000 | 2 | 54200 | 2.21
210273924 | 10/27/22 | Live | Samsung Electronics | SAMSUNG | Singlezone Ducted, Centrally Ducted | 210273924 |  | HRCU-A-CB | AC036BXUPCH | Ducted Indoor Units | AV360CT | 11 | 19 | 10.5 | 10.5 | 18.5 | 8.4 | TRUE | TRUE | TRUE | 36000 | 40500 | 2 | 41700 | 2.11
210436265 | 06/07/23 | Live | Samsung Electronics | SAMSUNG | Singlezone Non-Ducted, Wall Placement | 210436265 |  | HRCU-A-CB-O | AR15CSDACWKX | Mini-Splits | AR15CSDABWKN | 14 | 21.5 | 10.8 | 14 | 21.5 | 10.8 | TRUE | TRUE | TRUE | 15000 | 20400 | 4.98 | 20400 | 2.2
210445759 | 06/07/23 | Live | Samsung Electronics | SAMSUNG | Singlezone Non-Ducted, Wall Placement | 210445759 |  | HRCU-A-CB-O | AR12CSDABWKX | Mini-Splits | AR12CSDABWKN | 13.5 | 23 | 12.5 | 13.5 | 23 | 10.5 | TRUE | TRUE | TRUE | 12000 | 11400 | 4.77 | 11400 | 2.35
210445757 | 06/07/23 | Live | Samsung Electronics | SAMSUNG | Singlezone Non-Ducted, Wall Placement | 210445757 |  | HRCU-A-CB-O | AR09CSDABWKX | Mini-Splits | AR09CSDABWKN | 15.5 | 24.5 | 12.5 | 15.5 | 24.5 | 10.5 | TRUE | TRUE | TRUE | 9000 | 10000 | 4.88 | 10000 | 2.42
210445761 | 06/07/23 | Live | Samsung Electronics | SAMSUNG | Singlezone Non-Ducted, Wall Placement | 210445761 |  | HRCU-A-CB-O | AR15CSDABWKX | Mini-Splits | AR15CSDABWKN | 14 | 21.5 | 10.8 | 14 | 21.5 | 10.8 | TRUE | TRUE | TRUE | 15000 | 20400 | 4.98 | 20400 | 2.2
209248939 | 10/19/23 | Live | TCL AIR CONDITIONER (ZHONGSHAN) CO.,LTD. | KANIONco | Singlezone Non-Ducted, Wall Placement | 209248939 |  | HRCU-A-CB-O | KWSM-24IR410AHS20 | Mini-Splits | KWSM-24IR410AHS20 | 12.5 | 20 | 10 | 12.5 | 20 | 9 | TRUE | FALSE | FALSE | 23000 | 13900 | 2.75 | 21760 | 2.21
209248938 | 10/19/23 | Live | TCL AIR CONDITIONER (ZHONGSHAN) CO.,LTD. | KANIONco | Singlezone Non-Ducted, Wall Placement | 209248938 |  | HRCU-A-CB-O | KWSM-18IR410AHS21.5 | Mini-Splits | KWSM-18IR410AHS21.5 | 13 | 21.5 | 10 | 13 | 22 | 9 | TRUE | FALSE | FALSE | 18000 | 10000 | 2.85 | 15600 | 2.64
209248935 | 10/19/23 | Live | TCL AIR CONDITIONER (ZHONGSHAN) CO.,LTD. | KANIONco | Singlezone Non-Ducted, Wall Placement | 209248935 |  | HRCU-A-CB-O | KWSM-12IR410AHS22L | Mini-Splits | KWSM-12IR410AHS22L | 12.5 | 22 | 10 | 12.5 | 22 | 9 | FALSE | FALSE | FALSE | 12000 | 7100 | 3.02 | 10900 | 2.5
209248934 | 10/19/23 | Live | TCL AIR CONDITIONER (ZHONGSHAN) CO.,LTD. | KANIONco | Singlezone Non-Ducted, Wall Placement | 209248934 |  | HRCU-A-CB-O | KWSM-09IR410AHS22L | Mini-Splits | KWSM-09IR410AHS22L | 12.5 | 22 | 10 | 12.5 | 23 | 9 | FALSE | FALSE | FALSE | 9000 | 5900 | 2.79 | 8380 | 2.59
210644245 | 10/16/23 | Live | Mitsubishi Electric Trane | TRANE / MITSUBISHI ELECTRIC | Singlezone Non-Ducted, Wall Placement | 210644245 |  | HRCU-A-CB-O | NTXSST36C112A* | Mini-Splits | NAXWST36C112A* |  |  |  | 8.8 | 18.4 | 8.5 | FALSE | FALSE | FALSE | 33200 | 21600 | 2.29 | 22800 | 2.29
210644243 | 10/16/23 | Live | Mitsubishi Electric Trane | TRANE / MITSUBISHI ELECTRIC | Singlezone Non-Ducted, Wall Placement | 210644243 |  | HRCU-A-CB-O | NTXSST36C112A* | Mini-Splits | NTXWST36C112A* |  |  |  | 8.8 | 18.4 | 8.5 | FALSE | FALSE | FALSE | 33200 | 21600 | 2.29 | 22800 | 2.29
210644236 | 10/16/23 | Live | Mitsubishi Electric Trane | TRANE / MITSUBISHI ELECTRIC | Singlezone Non-Ducted, Wall Placement | 210644236 |  | HRCU-A-CB-O | NTXSST36C112A* | Mini-Splits | MSZ-GS36NA2*** |  |  |  | 8.8 | 18.4 | 8.5 | FALSE | FALSE | FALSE | 33200 | 21600 | 2.29 | 22800 | 2.29
210644242 | 10/16/23 | Live | Mitsubishi Electric Trane | TRANE / MITSUBISHI ELECTRIC | Singlezone Non-Ducted, Wall Placement | 210644242 |  | HRCU-A-CB-O | NTXSST30C112A* | Mini-Splits | NTXWST30C112A* |  |  |  | 9.2 | 19.1 | 8.9 | FALSE | FALSE | FALSE | 30600 | 20000 | 2.34 | 20800 | 2.34
210644244 | 10/16/23 | Live | Mitsubishi Electric Trane | TRANE / MITSUBISHI ELECTRIC | Singlezone Non-Ducted, Wall Placement | 210644244 |  | HRCU-A-CB-O | NTXSST30C112A* | Mini-Splits | NAXWST30C112A* |  |  |  | 9.2 | 19.1 | 8.9 | FALSE | FALSE | FALSE | 30600 | 20000 | 2.34 | 20800 | 2.34
210644235 | 10/16/23 | Live | Mitsubishi Electric Trane | TRANE / MITSUBISHI ELECTRIC | Singlezone Non-Ducted, Wall Placement | 210644235 |  | HRCU-A-CB-O | NTXSST30C112A* | Mini-Splits | MSZ-GS30NA2*** |  |  |  | 9.2 | 19.1 | 8.9 | FALSE | FALSE | FALSE | 30600 | 20000 | 2.34 | 20800 | 2.34
210435242 | 02/16/23 | Live | Daikin Comfort Technologies | DAIKIN | Singlezone Ducted, Centrally Ducted | 210435242 |  | HRCU-A-CB | DZ6VSA6010A* | Ducted Indoor Units | DV60FECD14A* |  |  |  | 8 | 16.1 | 8.1 | FALSE | FALSE | FALSE | 53000 | 34800 | 2.63 | 40500 | 2.39
210791261 | 02/16/23 | Live | Daikin Comfort Technologies | DAIKIN | Singlezone Ducted, Centrally Ducted | 210791261 |  | HRCU-A-CB | DZ6VSA6010A* | Ducted Indoor Units | DV59FECD14A* | 8.3 | 16 | 10 | 8 | 16.1 | 8.1 | FALSE | FALSE | FALSE | 49000 | 34500 | 2.61 | 40500 | 2.39
210798387 | 02/15/23 | Live | Daikin Comfort Technologies | AMANA | Singlezone Ducted, Centrally Ducted | 210798387 |  | HRCU-A-CB | ASZS604210A* | Ducted Indoor Units | AHVE60DP1400A* |  |  |  | 8.5 | 16.9 | 8.1 | FALSE | FALSE | FALSE | 39500 | 25600 | 2.66 | 35600 | 2.16
210773180 | 02/15/23 | Live | Daikin Comfort Technologies | AMANA | Singlezone Ducted, Centrally Ducted | 210773180 |  | HRCU-A-CB | ASZS604210A* | Ducted Indoor Units | AHVE48DP1400A* |  |  |  | 8.5 | 16.9 | 8.1 | FALSE | FALSE | FALSE | 39500 | 25600 | 2.66 | 35600 | 2.16
210798386 | 02/15/23 | Live | Daikin Comfort Technologies | AMANA | Singlezone Ducted, Centrally Ducted | 210798386 |  | HRCU-A-CB | ASZS604210A* | Ducted Indoor Units | AHVE42CP1400A* |  |  |  | 8.5 | 16.7 | 8.1 | FALSE | FALSE | FALSE | 39500 | 25600 | 2.66 | 35600 | 2.16
210435098 | 02/16/23 | Live | Daikin Comfort Technologies | DAIKIN | Singlezone Ducted, Centrally Ducted | 210435098 |  | HRCU-A-CB | DZ6VSA4210A* | Ducted Indoor Units | DV60FECD14A* |  |  |  | 8.5 | 16.9 | 8.1 | FALSE | FALSE | FALSE | 39500 | 25600 | 2.66 | 35600 | 2.16
210435097 | 02/16/23 | Live | Daikin Comfort Technologies | DAIKIN | Singlezone Ducted, Centrally Ducted | 210435097 |  | HRCU-A-CB | DZ6VSA4210A* | Ducted Indoor Units | DV48FECD14A* |  |  |  | 8.5 | 16.9 | 8.1 | FALSE | FALSE | FALSE | 39500 | 25600 | 2.66 | 35600 | 2.16
210435096 | 02/16/23 | Live | Daikin Comfort Technologies | DAIKIN | Singlezone Ducted, Centrally Ducted | 210435096 |  | HRCU-A-CB | DZ6VSA4210A* | Ducted Indoor Units | DV42FECC14A* |  |  |  | 8.5 | 16.7 | 8.1 | FALSE | FALSE | FALSE | 39500 | 25600 | 2.66 | 35600 | 2.16
210435095 | 02/16/23 | Live | Daikin Comfort Technologies | DAIKIN | Singlezone Ducted, Centrally Ducted | 210435095 |  | HRCU-A-CB | DZ6VSA4210A* | Ducted Indoor Units | DFVE60DP1400A* |  |  |  | 8.5 | 16.9 | 8.1 | FALSE | FALSE | FALSE | 39500 | 25600 | 2.66 | 35600 | 2.16
210435094 | 02/16/23 | Live | Daikin Comfort Technologies | DAIKIN | Singlezone Ducted, Centrally Ducted | 210435094 |  | HRCU-A-CB | DZ6VSA4210A* | Ducted Indoor Units | DFVE42CP1400A* |  |  |  | 8.5 | 16.7 | 8.1 | FALSE | FALSE | FALSE | 39500 | 25600 | 2.66 | 35600 | 2.16
210435085 | 02/16/23 | Live | Daikin Comfort Technologies | DAIKIN | Singlezone Ducted, Centrally Ducted | 210435085 |  | HRCU-A-CB | DZ6VSA4210A* | Ducted Indoor Units | DFVE48DP1400A* | 8.5 | 16.9 | 8.2 | 8.5 | 16.9 | 8.1 | FALSE | FALSE | FALSE | 39500 | 25600 | 2.66 | 35600 | 2.16
210791260 | 02/16/23 | Live | Daikin Comfort Technologies | DAIKIN | Singlezone Ducted, Centrally Ducted | 210791260 |  | HRCU-A-CB | DZ6VSA4210A* | Ducted Indoor Units | DV47FECD14A* | 9 | 17 | 10 | 8.5 | 16.9 | 8.1 | FALSE | FALSE | FALSE | 37000 | 25200 | 2.62 | 35600 | 2.16
213362003 | 10/18/23 | Live | Daikin Comfort Technologies | LIBERTY HEATING & AIR CONDITIONING | Singlezone Ducted, Centrally Ducted | 213362003 |  | HRCU-A-CB | ASZV906010A* | Ducted Indoor Units | AVPEC61D14B* |  |  |  | 10.5 | 19 | 8.2 | FALSE | FALSE | TRUE | 51500 | 33400 | 2.58 | 37400 | 2.45
213362002 | 10/18/23 | Live | Daikin Comfort Technologies | FRANKLIN | Singlezone Ducted, Centrally Ducted | 213362002 |  | HRCU-A-CB | ASZV906010A* | Ducted Indoor Units | AVPEC61D14B* |  |  |  | 10.5 | 19 | 8.2 | FALSE | FALSE | TRUE | 51500 | 33400 | 2.58 | 37400 | 2.45
213354819 | 10/18/23 | Live | Daikin Comfort Technologies | DAIKIN | Singlezone Ducted, Centrally Ducted | 213354819 |  | HRCU-A-CB | DZ9VCA3610A* | Ducted Indoor Units | DV37PECC14A* |  |  |  | 11.5 | 18.5 | 8.2 | FALSE | FALSE | TRUE | 33600 | 21600 | 2.65 | 29200 | 2.23
213354818 | 10/18/23 | Live | Daikin Comfort Technologies | AMANA | Singlezone Ducted, Centrally Ducted | 213354818 |  | HRCU-A-CB | ASZV906010A* | Ducted Indoor Units | AVPEC61D14B* |  |  |  | 10.5 | 19 | 8.2 | FALSE | FALSE | TRUE | 51500 | 33400 | 2.58 | 37400 | 2.45
213349203 | 10/18/23 | Live | Daikin Comfort Technologies | GOODMAN | Singlezone Ducted, Centrally Ducted | 213349203 |  | HRCU-A-CB | GSZS606010A* | Ducted Indoor Units | CA*EA6030*4A*+MBVC2000**-1A* |  |  |  | 8 | 16.1 | 8.1 | FALSE | FALSE | FALSE | 52500 | 34800 | 2.51 | 39500 | 2.42
213349199 | 10/18/23 | Live | Daikin Comfort Technologies | GOODMAN | Singlezone Ducted, Centrally Ducted | 213349199 |  | HRCU-A-CB | GSZS604810A* | Ducted Indoor Units | CA*EA6030*4A*+MBVC2000**-1A* |  |  |  | 8 | 16.2 | 8.1 | FALSE | FALSE | FALSE | 45000 | 29800 | 2.52 | 37300 | 2.39
213349193 | 10/18/23 | Live | Daikin Comfort Technologies | GOODMAN | Singlezone Ducted, Centrally Ducted | 213349193 |  | HRCU-A-CB | GSZS604810A* | Ducted Indoor Units | CA*EA4830*4A*+MBVC1600**-1A* |  |  |  | 8 | 16.2 | 8.1 | FALSE | FALSE | FALSE | 45000 | 29800 | 2.52 | 37300 | 2.39
213349185 | 10/18/23 | Live | Daikin Comfort Technologies | GOODMAN | Singlezone Ducted, Centrally Ducted | 213349185 |  | HRCU-A-CB | GSZS604210A* | Ducted Indoor Units | CA*EA6030*4A*+MBVC2000**-1A* |  |  |  | 8.5 | 16.9 | 8.1 | FALSE | FALSE | FALSE | 40000 | 25600 | 2.54 | 34400 | 2.22
213349179 | 10/18/23 | Live | Daikin Comfort Technologies | GOODMAN | Singlezone Ducted, Centrally Ducted | 213349179 |  | HRCU-A-CB | GSZS604210A* | Ducted Indoor Units | CA*EA4830*4A*+MBVC1600**-1A* |  |  |  | 8.5 | 16.9 | 8.1 | FALSE | FALSE | FALSE | 39500 | 25600 | 2.54 | 34400 | 2.22
213349028 | 10/18/23 | Live | Daikin Comfort Technologies | GOODMAN | Singlezone Ducted, Centrally Ducted | 213349028 |  | HRCU-A-CB | GSZS606010A* | Ducted Indoor Units | AHVE60DP1400A* |  |  |  | 8 | 16.1 | 8.1 | FALSE | FALSE | FALSE | 53000 | 34800 | 2.63 | 40500 | 2.39
213349032 | 10/18/23 | Live | Daikin Comfort Technologies | GOODMAN | Singlezone Ducted, Centrally Ducted | 213349032 |  | HRCU-A-CB | GSZS604810A* | Ducted Indoor Units | AHVE60DP1400A* |  |  |  | 8 | 16.2 | 8.1 | FALSE | FALSE | FALSE | 45000 | 29800 | 2.47 | 36000 | 2.38
213349027 | 10/18/23 | Live | Daikin Comfort Technologies | GOODMAN | Singlezone Ducted, Centrally Ducted | 213349027 |  | HRCU-A-CB | GSZS604810A* | Ducted Indoor Units | AHVE48DP1400A* |  |  |  | 8 | 16.2 | 8.1 | FALSE | FALSE | FALSE | 45000 | 29800 | 2.47 | 36000 | 2.38
213349031 | 10/18/23 | Live | Daikin Comfort Technologies | GOODMAN | Singlezone Ducted, Centrally Ducted | 213349031 |  | HRCU-A-CB | GSZS604210A* | Ducted Indoor Units | AHVE60DP1400A* |  |  |  | 8.5 | 16.9 | 8.1 | FALSE | FALSE | FALSE | 39500 | 25600 | 2.66 | 35600 | 2.16
213349026 | 10/18/23 | Live | Daikin Comfort Technologies | GOODMAN | Singlezone Ducted, Centrally Ducted | 213349026 |  | HRCU-A-CB | GSZS604210A* | Ducted Indoor Units | AHVE48DP1400A* |  |  |  | 8.5 | 16.9 | 8.1 | FALSE | FALSE | FALSE | 39500 | 25600 | 2.66 | 35600 | 2.16
213349030 | 10/18/23 | Live | Daikin Comfort Technologies | GOODMAN | Singlezone Ducted, Centrally Ducted | 213349030 |  | HRCU-A-CB | GSZS604210A* | Ducted Indoor Units | AHVE42CP1400A* |  |  |  | 8.5 | 16.7 | 8.1 | FALSE | FALSE | FALSE | 39500 | 25600 | 2.66 | 35600 | 2.16
213349171 | 10/18/23 | Live | Daikin Comfort Technologies | GOODMAN | Singlezone Ducted, Centrally Ducted | 213349171 |  | HRCU-A-CB | GSZS603610A* | Ducted Indoor Units | CA*EA3026*4A*+MBVC2000**-1A* |  |  |  | 8.7 | 16.3 | 8.2 | FALSE | FALSE | FALSE | 33200 | 22400 | 2.43 | 25200 | 2.37
213349170 | 10/18/23 | Live | Daikin Comfort Technologies | GOODMAN | Singlezone Ducted, Centrally Ducted | 213349170 |  | HRCU-A-CB | GSZS603610A* | Ducted Indoor Units | CA*EA3026*4A*+MBVC1600**-1A* |  |  |  | 8.7 | 16.3 | 8.2 | FALSE | FALSE | FALSE | 33200 | 22400 | 2.43 | 25200 | 2.37
213349169 | 10/18/23 | Live | Daikin Comfort Technologies | GOODMAN | Singlezone Ducted, Centrally Ducted | 213349169 |  | HRCU-A-CB | GSZS603610A* | Ducted Indoor Units | CA*EA3026*4A*+MBVC1200**-1A* |  |  |  | 8.7 | 16.3 | 8.2 | FALSE | FALSE | FALSE | 33200 | 22400 | 2.43 | 25200 | 2.37
213349029 | 10/18/23 | Live | Daikin Comfort Technologies | GOODMAN | Singlezone Ducted, Centrally Ducted | 213349029 |  | HRCU-A-CB | GSZS603610A* | Ducted Indoor Units | AHVE42CP1400A* |  |  |  | 8.7 | 16.3 | 8.2 | FALSE | FALSE | FALSE | 33600 | 22400 | 2.43 | 25200 | 2.37
213349025 | 10/18/23 | Live | Daikin Comfort Technologies | GOODMAN | Singlezone Ducted, Centrally Ducted | 213349025 |  | HRCU-A-CB | GSZS603610A* | Ducted Indoor Units | AHVE36CP1400A* |  |  |  | 8.7 | 16.3 | 8.2 | FALSE | FALSE | FALSE | 33600 | 22400 | 2.43 | 25200 | 2.37
213349168 | 10/18/23 | Live | Daikin Comfort Technologies | GOODMAN | Singlezone Ducted, Centrally Ducted | 213349168 |  | HRCU-A-CB | GSZS603010A* | Ducted Indoor Units | CA*EA3026*4A*+MBVC1600**-1A* |  |  |  | 9.9 | 17.1 | 8.2 | FALSE | FALSE | FALSE | 27400 | 18000 | 2.52 | 21600 | 2.36
213349167 | 10/18/23 | Live | Daikin Comfort Technologies | GOODMAN | Singlezone Ducted, Centrally Ducted | 213349167 |  | HRCU-A-CB | GSZS603010A* | Ducted Indoor Units | CA*EA3026*4A*+MBVC1200**-1A* |  |  |  | 9.9 | 17.1 | 8.2 | FALSE | FALSE | FALSE | 27400 | 18000 | 2.52 | 21600 | 2.36
213349166 | 10/18/23 | Live | Daikin Comfort Technologies | GOODMAN | Singlezone Ducted, Centrally Ducted | 213349166 |  | HRCU-A-CB | GSZS603010A* | Ducted Indoor Units | CA*EA2422*4A*+MBVC1600**-1A* |  |  |  | 9.9 | 17.1 | 8.2 | FALSE | FALSE | FALSE | 27400 | 18000 | 2.52 | 21600 | 2.36
213349165 | 10/18/23 | Live | Daikin Comfort Technologies | GOODMAN | Singlezone Ducted, Centrally Ducted | 213349165 |  | HRCU-A-CB | GSZS603010A* | Ducted Indoor Units | CA*EA2422*4A*+MBVC1200**-1A* |  |  |  | 9.9 | 17.1 | 8.2 | FALSE | FALSE | FALSE | 27400 | 18000 | 2.52 | 21600 | 2.36
213349024 | 10/18/23 | Live | Daikin Comfort Technologies | GOODMAN | Singlezone Ducted, Centrally Ducted | 213349024 |  | HRCU-A-CB | GSZS603010A* | Ducted Indoor Units | AHVE36CP1400A* |  |  |  | 9.9 | 17.1 | 8.2 | FALSE | FALSE | FALSE | 27800 | 18000 | 2.52 | 21600 | 2.36
213349164 | 10/18/23 | Live | Daikin Comfort Technologies | GOODMAN | Singlezone Ducted, Centrally Ducted | 213349164 |  | HRCU-A-CB | GSZS602410A* | Ducted Indoor Units | CA*EA2422*4A*+MBVC1600**-1A* |  |  |  | 10.1 | 17.3 | 8.5 | FALSE | FALSE | TRUE | 22200 | 14600 | 2.58 | 17600 | 2.33
213349163 | 10/18/23 | Live | Daikin Comfort Technologies | GOODMAN | Singlezone Ducted, Centrally Ducted | 213349163 |  | HRCU-A-CB | GSZS602410A* | Ducted Indoor Units | CA*EA2422*4A*+MBVC1200**-1A* |  |  |  | 10.1 | 17.3 | 8.5 | FALSE | FALSE | TRUE | 22200 | 14600 | 2.58 | 17600 | 2.33
213349162 | 10/18/23 | Live | Daikin Comfort Technologies | GOODMAN | Singlezone Ducted, Centrally Ducted | 213349162 |  | HRCU-A-CB | GSZS602410A* | Ducted Indoor Units | CA*EA1818*4A*+MBVC1600**-1A* |  |  |  | 10.1 | 17.3 | 8.5 | FALSE | FALSE | TRUE | 22200 | 14600 | 2.58 | 17600 | 2.33
213349161 | 10/18/23 | Live | Daikin Comfort Technologies | GOODMAN | Singlezone Ducted, Centrally Ducted | 213349161 |  | HRCU-A-CB | GSZS602410A* | Ducted Indoor Units | CA*EA1818*4A*+MBVC1200**-1A* |  |  |  | 10.1 | 17.3 | 8.5 | FALSE | FALSE | TRUE | 22200 | 14600 | 2.58 | 17600 | 2.33
213349023 | 10/18/23 | Live | Daikin Comfort Technologies | GOODMAN | Singlezone Ducted, Centrally Ducted | 213349023 |  | HRCU-A-CB | GSZS602410A* | Ducted Indoor Units | AHVE24BP1400A* |  |  |  | 10.1 | 17.3 | 8.5 | FALSE | FALSE | TRUE | 22200 | 14600 | 2.58 | 17600 | 2.33
213349160 | 10/18/23 | Live | Daikin Comfort Technologies | GOODMAN | Singlezone Ducted, Centrally Ducted | 213349160 |  | HRCU-A-CB | GSZS601810A* | Ducted Indoor Units | CA*EA2422*4A*+MBVC1600**-1A* |  |  |  | 10.9 | 17.5 | 8.5 | FALSE | FALSE | TRUE | 16600 | 10800 | 2.71 | 17100 | 2.48
213349159 | 10/18/23 | Live | Daikin Comfort Technologies | GOODMAN | Singlezone Ducted, Centrally Ducted | 213349159 |  | HRCU-A-CB | GSZS601810A* | Ducted Indoor Units | CA*EA2422*4A*+MBVC1200**-1A* |  |  |  | 10.9 | 17.5 | 8.5 | FALSE | FALSE | TRUE | 16600 | 10800 | 2.71 | 17100 | 2.48
213349158 | 10/18/23 | Live | Daikin Comfort Technologies | GOODMAN | Singlezone Ducted, Centrally Ducted | 213349158 |  | HRCU-A-CB | GSZS601810A* | Ducted Indoor Units | CA*EA1818*4A*+MBVC1600**-1A* |  |  |  | 10.9 | 17.5 | 8.5 | FALSE | FALSE | TRUE | 16600 | 10800 | 2.71 | 17100 | 2.48
213349157 | 10/18/23 | Live | Daikin Comfort Technologies | GOODMAN | Singlezone Ducted, Centrally Ducted | 213349157 |  | HRCU-A-CB | GSZS601810A* | Ducted Indoor Units | CA*EA1818*4A*+MBVC1200**-1A* |  |  |  | 10.9 | 17.5 | 8.5 | FALSE | FALSE | TRUE | 16600 | 10800 | 2.71 | 17100 | 2.48
213349022 | 10/18/23 | Live | Daikin Comfort Technologies | GOODMAN | Singlezone Ducted, Centrally Ducted | 213349022 |  | HRCU-A-CB | GSZS601810A* | Ducted Indoor Units | AHVE24BP1400A* |  |  |  | 10.9 | 17.5 | 8.5 | FALSE | FALSE | TRUE | 16600 | 10800 | 2.71 | 17100 | 2.48
213265613 | 10/18/23 | Live | Midea Electric Trading | MAXI AIR | Singlezone Ducted, Centrally Ducted | 213265613 |  | HRCU-A-C | MAXS-2430 |  | NE-F52-MAC36HWD | 10.7 | 14.2 | 9.5 | 10.5 | 15.5 | 9.7 | FALSE | FALSE | TRUE | 30000 | 22600 | 2.62 | 26000 | 2.28
202373740 | 02/02/22 | Live | Mitsubishi Electric Trane | TRANE / MITSUBISHI ELECTRIC | Singlezone Non-Ducted, Wall Placement | 202373740 |  | HRCU-A-CB-O | NTXSMT18A112A* | Mini-Splits | NTXWMT18A112A* | 10.5 | 18 | 10 | 10.5 | 19 | 9.5 | FALSE | FALSE | TRUE | 17200 | 11500 | 2.59 | 15000 | 2.3
209319660 | 03/14/23 | Live | Mitsubishi Electric Trane | AMERICAN STANDARD / MITSUBISHI ELECTRIC | Multizone All Non-Ducted | 209319660 |  | HMSR-A-CB-O | NTXMMX36A142C* | Non-Ducted Indoor Units |  |  |  |  | 9.4 | 19.2 | 9.8 | FALSE | FALSE | TRUE | 35400 | 22400 | 2.89 | 26600 | 2.27
209310462 | 03/14/23 | Live | Mitsubishi Electric Trane | TRANE / MITSUBISHI ELECTRIC | Multizone All Non-Ducted | 209310462 |  | HMSR-A-CB-O | NTXMMX36A142C* | Non-Ducted Indoor Units |  |  |  |  | 9.4 | 19.2 | 9.8 | FALSE | FALSE | TRUE | 35400 | 22400 | 2.89 | 26600 | 2.27
209319657 | 03/14/23 | Live | Mitsubishi Electric Trane | AMERICAN STANDARD / MITSUBISHI ELECTRIC | Multizone All Non-Ducted | 209319657 |  | HMSR-A-CB-O | NTXMMX30A132C* | Non-Ducted Indoor Units |  |  |  |  | 10.6 | 19 | 10 | FALSE | FALSE | TRUE | 28400 | 18600 | 3 | 21000 | 2.15
209310460 | 03/14/23 | Live | Mitsubishi Electric Trane | TRANE / MITSUBISHI ELECTRIC | Multizone All Non-Ducted | 209310460 |  | HMSR-A-CB-O | NTXMMX30A132C* | Non-Ducted Indoor Units |  |  |  |  | 10.6 | 19 | 10 | FALSE | FALSE | TRUE | 28400 | 18600 | 3 | 21000 | 2.15
209319655 | 03/14/23 | Live | Mitsubishi Electric Trane | AMERICAN STANDARD / MITSUBISHI ELECTRIC | Multizone All Non-Ducted | 209319655 |  | HMSR-A-CB-O | NTXMMX24A132C* | Non-Ducted Indoor Units |  |  |  |  | 13.6 | 20 | 10 | FALSE | FALSE | FALSE | 22000 | 14300 | 3.02 | 19600 | 2.01
209310458 | 03/14/23 | Live | Mitsubishi Electric Trane | TRANE / MITSUBISHI ELECTRIC | Multizone All Non-Ducted | 209310458 |  | HMSR-A-CB-O | NTXMMX24A132C* | Non-Ducted Indoor Units |  |  |  |  | 13.6 | 20 | 10 | FALSE | FALSE | FALSE | 22000 | 14300 | 3.02 | 19600 | 2.01
211289251 | 05/13/23 | Live | Mitsubishi Electric Trane | MITSUBISHI ELECTRIC | Singlezone Non-Ducted, Ceiling Placement | 211289251 |  | HRCU-A-CB-O | SUZ-KA15NA2 | Mini-Splits | SLZ-KF15NA | 12.2 | 19.8 | 11.2 | 12.2 | 20.7 | 10.7 | TRUE | FALSE | TRUE | 14100 | 11900 | 2.7 | 11900 | 2.7
207679250 | 09/11/23 | Live | Mitsubishi Electric Trane | Mitsubishi Electric | Singlezone Non-Ducted, Wall Placement | 207679250 |  | HRCU-A-CB-O | MUZ-GS18NAH*** | Mini-Splits | MSZ-GS18NA*** | 13.45 | 20.5 | 11.7 | 13.45 | 21.5 | 10 | FALSE | FALSE | FALSE | 18000 | 13300 | 2.67 | 18200 | 2.56
209832246 | 01/20/21 | Live | Mitsubishi Electric Trane | MITSUBISHI ELECTRIC | Singlezone Non-Ducted, Wall Placement | 209832246 | 204629276 | HRCU-A-CB-O | NTXSMT18A112A* | Mini-Splits | MSZ-HM18NA*** | 10.5 | 18 | 10 | 10.5 | 19 | 9.5 | FALSE | FALSE | TRUE | 17200 | 11500 | 2.59 | 15000 | 2.3
211497095 | 02/02/22 | Live | Mitsubishi Electric Trane | TRANE / MITSUBISHI ELECTRIC | Singlezone Non-Ducted, Ceiling Placement | 211497095 | 202392229 | HRCU-A-CB-O | NTXSKS15A112AA | Mini-Splits | NTXCKS15A112** | 12.2 | 19.8 | 11.2 | 12.2 | 20.7 | 10.7 | TRUE | FALSE | TRUE | 14100 | 11900 | 2.7 | 11900 | 2.7
202373737 | 02/02/22 | Live | Mitsubishi Electric Trane | TRANE / MITSUBISHI ELECTRIC | Singlezone Non-Ducted, Wall Placement | 202373737 |  | HRCU-A-CB-O | NTXSMT09A112A* | Mini-Splits | NTXWMT09A112A* | 12 | 18 | 10 | 12 | 20 | 10 | FALSE | FALSE | TRUE | 9000 | 6700 | 2.52 | 7200 | 1.16
202373738 | 02/02/22 | Live | Mitsubishi Electric Trane | TRANE / MITSUBISHI ELECTRIC | Singlezone Non-Ducted, Wall Placement | 202373738 |  | HRCU-A-CB-O | NTXSMT12A112A* | Mini-Splits | NTXWMT12A112A* | 9.9 | 18 | 10 | 9.9 | 20 | 10 | FALSE | FALSE | TRUE | 12000 | 7600 | 2.78 | 9000 | 2.66
202373739 | 02/02/22 | Live | Mitsubishi Electric Trane | TRANE / MITSUBISHI ELECTRIC | Singlezone Non-Ducted, Wall Placement | 202373739 |  | HRCU-A-CB-O | NTXSMT15A112A* | Mini-Splits | NTXWMT15A112A* | 12 | 18 | 10 | 12 | 20 | 10 | FALSE | FALSE | TRUE | 14000 | 11500 | 2.55 | 14000 | 2.25
209832244 | 01/20/21 | Live | Mitsubishi Electric Trane | MITSUBISHI ELECTRIC | Singlezone Non-Ducted, Wall Placement | 209832244 | 204629275 | HRCU-A-CB-O | NTXSMT15A112A* | Mini-Splits | MSZ-HM15NA*** | 12 | 18 | 10 | 12 | 20 | 10 | FALSE | FALSE | TRUE | 14000 | 11500 | 2.55 | 14000 | 2.25
202373733 | 02/02/22 | Live | Mitsubishi Electric Trane | TRANE / MITSUBISHI ELECTRIC | Singlezone Non-Ducted, Wall Placement | 202373733 |  | HRCU-A-CB-O | NTXSST12A112A* | Mini-Splits | NTXWST12A112A* | 13 | 23.1 | 12.5 | 13 | 23.1 | 10.7 | FALSE | FALSE | TRUE | 12000 | 9200 | 3.1 | 12000 | 2.84
209832252 | 01/20/21 | Live | Mitsubishi Electric Trane | MITSUBISHI ELECTRIC | Singlezone Non-Ducted, Wall Placement | 209832252 | 204629267 | HRCU-A-CB-O | NTXSST12A112A* | Mini-Splits | MSZ-GL12NA*** | 13 | 23.1 | 12.5 | 13 | 23.1 | 10.7 | FALSE | FALSE | TRUE | 12000 | 9200 | 3.1 | 12000 | 2.84
202373734 | 02/02/22 | Live | Mitsubishi Electric Trane | TRANE / MITSUBISHI ELECTRIC | Singlezone Non-Ducted, Wall Placement | 202373734 | 202373734 | HRCU-A-CB-O | NTXSST15A112A* | Mini-Splits | NTXWST15A112A* | 13 | 21.6 | 11.7 | 13 | 21 | 11 | FALSE | FALSE | TRUE | 14000 | 12200 | 2.23 | 16400 | 2.39
209832254 | 01/20/21 | Live | Mitsubishi Electric Trane | MITSUBISHI ELECTRIC | Singlezone Non-Ducted, Wall Placement | 209832254 | 204629268 | HRCU-A-CB-O | NTXSST15A112A* | Mini-Splits | MSZ-GL15NA*** | 13 | 21.6 | 11.7 | 13 | 21 | 11 | FALSE | FALSE | TRUE | 14000 | 12100 | 2.22 | 16400 | 2.39
202373735 | 02/02/22 | Live | Mitsubishi Electric Trane | TRANE / MITSUBISHI ELECTRIC | Singlezone Non-Ducted, Wall Placement | 202373735 |  | HRCU-A-CB-O | NTXSST18A112A* | Mini-Splits | NTXWST18A112A* | 13.4 | 20.5 | 11.2 | 13.4 | 20.5 | 10.3 | FALSE | FALSE | TRUE | 18000 | 13800 | 2.73 | 18200 | 2.48
209832345 | 01/20/21 | Live | Mitsubishi Electric Trane | MITSUBISHI ELECTRIC | Singlezone Non-Ducted, Wall Placement | 209832345 | 204629269 | HRCU-A-CB-O | NTXSST18A112A* | Mini-Splits | MSZ-GL18NA*** | 13.4 | 20.5 | 11.2 | 13.4 | 20.5 | 10.3 | FALSE | FALSE | TRUE | 18000 | 13800 | 2.73 | 18200 | 2.48
207705521 | 04/13/23 | Live | Mitsubishi Electric Trane | TRANE / MITSUBISHI ELECTRIC | Singlezone Non-Ducted, Wall Placement | 207705521 |  | HRCU-A-CB-O | NTXSST18B112** | Mini-Splits | NAXWST18B112** | 13.45 | 20.5 | 12 | 13.45 | 21.5 | 10.3 | FALSE | FALSE | TRUE | 18000 | 13300 | 2.67 | 18200 | 2.56
207705515 | 04/13/23 | Live | Mitsubishi Electric Trane | TRANE / MITSUBISHI ELECTRIC | Singlezone Non-Ducted, Wall Placement | 207705515 |  | HRCU-A-CB-O | NTXSST18B112** | Mini-Splits | NTXWST18B112** | 13.45 | 20.5 | 12 | 13.45 | 21.5 | 10.3 | FALSE | FALSE | TRUE | 18000 | 13300 | 2.67 | 18200 | 2.56
207705509 | 04/13/23 | Live | Mitsubishi Electric Trane | TRANE / MITSUBISHI ELECTRIC | Singlezone Non-Ducted, Wall Placement | 207705509 |  | HRCU-A-CB-O | NTXSST18B112** | Mini-Splits | MSZ-GS18NA*** | 13.45 | 20.5 | 12 | 13.45 | 21.5 | 10.3 | FALSE | FALSE | TRUE | 18000 | 13300 | 2.67 | 18200 | 2.56
207705490 | 04/13/23 | Live | Mitsubishi Electric Trane | AMERICAN STANDARD / MITSUBISHI ELECTRIC | Singlezone Non-Ducted, Wall Placement | 207705490 |  | HRCU-A-CB-O | MUZ-GS18NA*** | Mini-Splits | NAXWST18B112** | 13.5 | 20.5 | 12 | 13.45 | 21.5 | 10.3 | FALSE | FALSE | TRUE | 18000 | 13300 | 2.67 | 18200 | 2.56
207679245 | 04/13/23 | Live | Mitsubishi Electric Trane | MITSUBISHI ELECTRIC | Singlezone Non-Ducted, Wall Placement | 207679245 |  | HRCU-A-CB-O | MUZ-GS18NA*** | Mini-Splits | MSZ-GS18NA*** | 13.5 | 20.5 | 12 | 13.45 | 21.5 | 10.3 | TRUE | FALSE | TRUE | 18000 | 13300 | 2.67 | 18200 | 2.56
211635177 | 04/11/23 | Live | Daikin Comfort Technologies | DAIKIN | Singlezone Ducted, Centrally Ducted | 211635177 |  | HRCU-A-CB | RZQ24TBVJU* | Mini-Splits | FTQ24TAVJU*A* |  |  |  | 10 | 16.2 | 8.7 | TRUE | TRUE | TRUE | 23400 | 19400 | 2.55 | 25500 | 2.26
211635176 | 04/11/23 | Live | Daikin Comfort Technologies | DAIKIN | Singlezone Ducted, Centrally Ducted | 211635176 |  | HRCU-A-CB | RZQ18TBVJU* | Mini-Splits | FTQ18TAVJU*A* |  |  |  | 11.7 | 15.6 | 8.1 | TRUE | TRUE | TRUE | 17200 | 13600 | 2.3 | 24000 | 1.95
213297838 | 10/02/23 | Live | Johnson Controls Inc. (York International Norman) | COLEMAN | Singlezone Ducted, Centrally Ducted | 213297838 |  | HRCU-A-CB | HMH72B341 |  | XAHB36DXXN1+JMVT12BC2N1+TXV |  |  |  | 10 | 18 | 8.1 | FALSE | FALSE | FALSE | 33200 | 24400 | 2.48 | 24400 | 2.48
213297841 | 10/02/23 | Live | Johnson Controls Inc. (York International Norman) | CHAMPION HEATING AND COOLING | Singlezone Ducted, Centrally Ducted | 213297841 |  | HRCU-A-CB | HMH72B341 |  | XAHB36DXXN1+JMVT12BC2N1+TXV |  |  |  | 10 | 18 | 8.1 | FALSE | FALSE | FALSE | 33200 | 24400 | 2.48 | 24400 | 2.48
213297839 | 10/02/23 | Live | Johnson Controls Inc. (York International Norman) | LUXAIRE | Singlezone Ducted, Centrally Ducted | 213297839 |  | HRCU-A-CB | HMH72B341 |  | XAHB36DXXN1+JMVT12BC2N1+TXV |  |  |  | 10 | 18 | 8.1 | FALSE | FALSE | FALSE | 33200 | 24400 | 2.48 | 24400 | 2.48
213297842 | 10/02/23 | Live | Johnson Controls Inc. (York International Norman) | JOHNSON CONTROLS | Singlezone Ducted, Centrally Ducted | 213297842 |  | HRCU-A-CB | HMH72B341 |  | XAHB36DXXN1+JMVT12BC2N1+TXV |  |  |  | 10 | 18 | 8.1 | FALSE | FALSE | FALSE | 33200 | 24400 | 2.48 | 24400 | 2.48
213297840 | 10/02/23 | Live | Johnson Controls Inc. (York International Norman) | FRASER-JOHNSTON | Singlezone Ducted, Centrally Ducted | 213297840 |  | HRCU-A-CB | HMH72B341 |  | XAHB36DXXN1+JMVT12BC2N1+TXV |  |  |  | 10 | 18 | 8.1 | FALSE | FALSE | FALSE | 33200 | 24400 | 2.48 | 24400 | 2.48
213296728 | 10/02/23 | Live | Johnson Controls Inc. (York International Norman) | YORK | Singlezone Ducted, Centrally Ducted | 213296728 |  | HRCU-A-CB | HMH72B341 |  | XAHB36DXXN1+JMVT12BC2N1+TXV |  |  |  | 10 | 18 | 8.1 | FALSE | FALSE | FALSE | 33200 | 24400 | 2.48 | 24400 | 2.48
213297668 | 10/02/23 | Live | Johnson Controls Inc. (York International Norman) | COLEMAN | Singlezone Ducted, Centrally Ducted | 213297668 |  | HRCU-A-CB | HMH72B341 |  | XAHB30CXXN1+JMVT12BC2N1+TXV |  |  |  | 9.5 | 17.5 | 8.1 | FALSE | FALSE | FALSE | 32600 | 25800 | 2.56 | 25800 | 2.56
213297672 | 10/02/23 | Live | Johnson Controls Inc. (York International Norman) | JOHNSON CONTROLS | Singlezone Ducted, Centrally Ducted | 213297672 |  | HRCU-A-CB | HMH72B341 |  | XAHB30CXXN1+JMVT12BC2N1+TXV |  |  |  | 9.5 | 17.5 | 8.1 | FALSE | FALSE | FALSE | 32600 | 25800 | 2.56 | 25800 | 2.56
213297670 | 10/02/23 | Live | Johnson Controls Inc. (York International Norman) | FRASER-JOHNSTON | Singlezone Ducted, Centrally Ducted | 213297670 |  | HRCU-A-CB | HMH72B341 |  | XAHB30CXXN1+JMVT12BC2N1+TXV |  |  |  | 9.5 | 17.5 | 8.1 | FALSE | FALSE | FALSE | 32600 | 25800 | 2.56 | 25800 | 2.56
213297669 | 10/02/23 | Live | Johnson Controls Inc. (York International Norman) | LUXAIRE | Singlezone Ducted, Centrally Ducted | 213297669 |  | HRCU-A-CB | HMH72B341 |  | XAHB30CXXN1+JMVT12BC2N1+TXV |  |  |  | 9.5 | 17.5 | 8.1 | FALSE | FALSE | FALSE | 32600 | 25800 | 2.56 | 25800 | 2.56
213297671 | 10/02/23 | Live | Johnson Controls Inc. (York International Norman) | CHAMPION HEATING AND COOLING | Singlezone Ducted, Centrally Ducted | 213297671 |  | HRCU-A-CB | HMH72B341 |  | XAHB30CXXN1+JMVT12BC2N1+TXV |  |  |  | 9.5 | 17.5 | 8.1 | FALSE | FALSE | FALSE | 32600 | 25800 | 2.56 | 25800 | 2.56
213296694 | 10/02/23 | Live | Johnson Controls Inc. (York International Norman) | YORK | Singlezone Ducted, Centrally Ducted | 213296694 |  | HRCU-A-CB | HMH72B341 |  | XAHB30CXXN1+JMVT12BC2N1+TXV |  |  |  | 9.5 | 17.5 | 8.1 | FALSE | FALSE | FALSE | 32600 | 25800 | 2.56 | 25800 | 2.56
213298111 | 10/02/23 | Live | Johnson Controls Inc. (York International Norman) | CHAMPION HEATING AND COOLING | Singlezone Ducted, Centrally Ducted | 213298111 |  | HRCU-A-CB | HMH72B341 |  | XAUB36DXXN1+JMET12BS2N1+TXV |  |  |  | 10.5 | 18.5 | 8.5 | FALSE | FALSE | FALSE | 34000 | 25200 | 2.58 | 25200 | 2.58
213296782 | 10/02/23 | Live | Johnson Controls Inc. (York International Norman) | YORK | Singlezone Ducted, Centrally Ducted | 213296782 |  | HRCU-A-CB | HMH72B341 |  | XAUB36DXXN1+JMET12BS2N1+TXV |  |  |  | 10.5 | 18.5 | 8.5 | FALSE | FALSE | FALSE | 34000 | 25200 | 2.58 | 25200 | 2.58
213298101 | 10/02/23 | Live | Johnson Controls Inc. (York International Norman) | CHAMPION HEATING AND COOLING | Singlezone Ducted, Centrally Ducted | 213298101 |  | HRCU-A-CB | HMH72B341 |  | XAFB36DXXN1+JMET12BS2N1+TXV |  |  |  | 10.5 | 18.5 | 8.5 | TRUE | TRUE | FALSE | 34000 | 25200 | 2.58 | 25200 | 2.58
213298102 | 10/02/23 | Live | Johnson Controls Inc. (York International Norman) | JOHNSON CONTROLS | Singlezone Ducted, Centrally Ducted | 213298102 |  | HRCU-A-CB | HMH72B341 |  | XAFB36DXXN1+JMET12BS2N1+TXV |  |  |  | 10.5 | 18.5 | 8.5 | TRUE | TRUE | FALSE | 34000 | 25200 | 2.58 | 25200 | 2.58
213298098 | 10/02/23 | Live | Johnson Controls Inc. (York International Norman) | COLEMAN | Singlezone Ducted, Centrally Ducted | 213298098 |  | HRCU-A-CB | HMH72B341 |  | XAFB36DXXN1+JMET12BS2N1+TXV |  |  |  | 10.5 | 18.5 | 8.5 | TRUE | TRUE | FALSE | 34000 | 25200 | 2.58 | 25200 | 2.58
213298100 | 10/02/23 | Live | Johnson Controls Inc. (York International Norman) | FRASER-JOHNSTON | Singlezone Ducted, Centrally Ducted | 213298100 |  | HRCU-A-CB | HMH72B341 |  | XAFB36DXXN1+JMET12BS2N1+TXV |  |  |  | 10.5 | 18.5 | 8.5 | TRUE | TRUE | FALSE | 34000 | 25200 | 2.58 | 25200 | 2.58
213298099 | 10/02/23 | Live | Johnson Controls Inc. (York International Norman) | LUXAIRE | Singlezone Ducted, Centrally Ducted | 213298099 |  | HRCU-A-CB | HMH72B341 |  | XAFB36DXXN1+JMET12BS2N1+TXV |  |  |  | 10.5 | 18.5 | 8.5 | TRUE | TRUE | FALSE | 34000 | 25200 | 2.58 | 25200 | 2.58
213296780 | 10/02/23 | Live | Johnson Controls Inc. (York International Norman) | YORK | Singlezone Ducted, Centrally Ducted | 213296780 |  | HRCU-A-CB | HMH72B341 |  | XAFB36DXXN1+JMET12BS2N1+TXV |  |  |  | 10.5 | 18.5 | 8.5 | TRUE | TRUE | FALSE | 34000 | 25200 | 2.58 | 25200 | 2.58
213297430 | 10/02/23 | Live | Johnson Controls Inc. (York International Norman) | FRASER-JOHNSTON | Singlezone Ducted, Centrally Ducted | 213297430 |  | HRCU-A-CB | HMH72B341 |  | XAHB30CXXN1+JMET12BS2N1+TXV |  |  |  | 10 | 18 | 8.1 | FALSE | FALSE | FALSE | 32400 | 25600 | 2.56 | 25600 | 2.56
213297431 | 10/02/23 | Live | Johnson Controls Inc. (York International Norman) | CHAMPION HEATING AND COOLING | Singlezone Ducted, Centrally Ducted | 213297431 |  | HRCU-A-CB | HMH72B341 |  | XAHB30CXXN1+JMET12BS2N1+TXV |  |  |  | 10 | 18 | 8.1 | FALSE | FALSE | FALSE | 32400 | 25600 | 2.56 | 25600 | 2.56
213297429 | 10/02/23 | Live | Johnson Controls Inc. (York International Norman) | LUXAIRE | Singlezone Ducted, Centrally Ducted | 213297429 |  | HRCU-A-CB | HMH72B341 |  | XAHB30CXXN1+JMET12BS2N1+TXV |  |  |  | 10 | 18 | 8.1 | FALSE | FALSE | FALSE | 32400 | 25600 | 2.56 | 25600 | 2.56
213297428 | 10/02/23 | Live | Johnson Controls Inc. (York International Norman) | COLEMAN | Singlezone Ducted, Centrally Ducted | 213297428 |  | HRCU-A-CB | HMH72B341 |  | XAHB30CXXN1+JMET12BS2N1+TXV |  |  |  | 10 | 18 | 8.1 | FALSE | FALSE | FALSE | 32400 | 25600 | 2.56 | 25600 | 2.56
213297432 | 10/02/23 | Live | Johnson Controls Inc. (York International Norman) | JOHNSON CONTROLS | Singlezone Ducted, Centrally Ducted | 213297432 |  | HRCU-A-CB | HMH72B341 |  | XAHB30CXXN1+JMET12BS2N1+TXV |  |  |  | 10 | 18 | 8.1 | FALSE | FALSE | FALSE | 32400 | 25600 | 2.56 | 25600 | 2.56
213296646 | 10/02/23 | Live | Johnson Controls Inc. (York International Norman) | YORK | Singlezone Ducted, Centrally Ducted | 213296646 |  | HRCU-A-CB | HMH72B341 |  | XAHB30CXXN1+JMET12BS2N1+TXV |  |  |  | 10 | 18 | 8.1 | FALSE | FALSE | FALSE | 32400 | 25600 | 2.56 | 25600 | 2.56
213297675 | 10/02/23 | Live | Johnson Controls Inc. (York International Norman) | FRASER-JOHNSTON | Singlezone Ducted, Centrally Ducted | 213297675 |  | HRCU-A-CB | HMH72B341 |  | XAFC30CXXN1+JMET12CS2N1+TXV |  |  |  | 10 | 18.5 | 8.5 | FALSE | FALSE | FALSE | 33800 | 26400 | 2.66 | 26400 | 2.66
213297676 | 10/02/23 | Live | Johnson Controls Inc. (York International Norman) | CHAMPION HEATING AND COOLING | Singlezone Ducted, Centrally Ducted | 213297676 |  | HRCU-A-CB | HMH72B341 |  | XAFC30CXXN1+JMET12CS2N1+TXV |  |  |  | 10 | 18.5 | 8.5 | FALSE | FALSE | FALSE | 33800 | 26400 | 2.66 | 26400 | 2.66
213297677 | 10/02/23 | Live | Johnson Controls Inc. (York International Norman) | JOHNSON CONTROLS | Singlezone Ducted, Centrally Ducted | 213297677 |  | HRCU-A-CB | HMH72B341 |  | XAFC30CXXN1+JMET12CS2N1+TXV |  |  |  | 10 | 18.5 | 8.5 | FALSE | FALSE | FALSE | 33800 | 26400 | 2.66 | 26400 | 2.66
213297674 | 10/02/23 | Live | Johnson Controls Inc. (York International Norman) | LUXAIRE | Singlezone Ducted, Centrally Ducted | 213297674 |  | HRCU-A-CB | HMH72B341 |  | XAFC30CXXN1+JMET12CS2N1+TXV |  |  |  | 10 | 18.5 | 8.5 | FALSE | FALSE | FALSE | 33800 | 26400 | 2.66 | 26400 | 2.66
213297673 | 10/02/23 | Live | Johnson Controls Inc. (York International Norman) | COLEMAN | Singlezone Ducted, Centrally Ducted | 213297673 |  | HRCU-A-CB | HMH72B341 |  | XAFC30CXXN1+JMET12CS2N1+TXV |  |  |  | 10 | 18.5 | 8.5 | FALSE | FALSE | FALSE | 33800 | 26400 | 2.66 | 26400 | 2.66
213296695 | 10/02/23 | Live | Johnson Controls Inc. (York International Norman) | YORK | Singlezone Ducted, Centrally Ducted | 213296695 |  | HRCU-A-CB | HMH72B341 |  | XAFC30CXXN1+JMET12CS2N1+TXV |  |  |  | 10 | 18.5 | 8.5 | FALSE | FALSE | FALSE | 33800 | 26400 | 2.66 | 26400 | 2.66
213297214 | 10/02/23 | Live | Johnson Controls Inc. (York International Norman) | LUXAIRE | Singlezone Ducted, Centrally Ducted | 213297214 |  | HRCU-A-CB | HMH72B341 |  | XAHC36DXXN1+JMET12CS2N1+TXV |  |  |  | 10 | 18 | 8.1 | FALSE | FALSE | FALSE | 33800 | 24600 | 2.52 | 24600 | 2.52
213297215 | 10/02/23 | Live | Johnson Controls Inc. (York International Norman) | FRASER-JOHNSTON | Singlezone Ducted, Centrally Ducted | 213297215 |  | HRCU-A-CB | HMH72B341 |  | XAHC36DXXN1+JMET12CS2N1+TXV |  |  |  | 10 | 18 | 8.1 | FALSE | FALSE | FALSE | 33800 | 24600 | 2.52 | 24600 | 2.52
213297213 | 10/02/23 | Live | Johnson Controls Inc. (York International Norman) | COLEMAN | Singlezone Ducted, Centrally Ducted | 213297213 |  | HRCU-A-CB | HMH72B341 |  | XAHC36DXXN1+JMET12CS2N1+TXV |  |  |  | 10 | 18 | 8.1 | FALSE | FALSE | FALSE | 33800 | 24600 | 2.52 | 24600 | 2.52
213297216 | 10/02/23 | Live | Johnson Controls Inc. (York International Norman) | CHAMPION HEATING AND COOLING | Singlezone Ducted, Centrally Ducted | 213297216 |  | HRCU-A-CB | HMH72B341 |  | XAHC36DXXN1+JMET12CS2N1+TXV |  |  |  | 10 | 18 | 8.1 | FALSE | FALSE | FALSE | 33800 | 24600 | 2.52 | 24600 | 2.52
213297217 | 10/02/23 | Live | Johnson Controls Inc. (York International Norman) | JOHNSON CONTROLS | Singlezone Ducted, Centrally Ducted | 213297217 |  | HRCU-A-CB | HMH72B341 |  | XAHC36DXXN1+JMET12CS2N1+TXV |  |  |  | 10 | 18 | 8.1 | FALSE | FALSE | FALSE | 33800 | 24600 | 2.52 | 24600 | 2.52
213296603 | 10/02/23 | Live | Johnson Controls Inc. (York International Norman) | YORK | Singlezone Ducted, Centrally Ducted | 213296603 |  | HRCU-A-CB | HMH72B341 |  | XAHC36DXXN1+JMET12CS2N1+TXV |  |  |  | 10 | 18 | 8.1 | FALSE | FALSE | FALSE | 33800 | 24600 | 2.52 | 24600 | 2.52
213297851 | 10/02/23 | Live | Johnson Controls Inc. (York International Norman) | CHAMPION HEATING AND COOLING | Singlezone Ducted, Centrally Ducted | 213297851 |  | HRCU-A-CB | HMH72B341 |  | XAFC36DXXN1+JMET12CS2N1+TXV |  |  |  | 10 | 18.5 | 8.5 | FALSE | FALSE | FALSE | 34000 | 25400 | 2.6 | 25400 | 2.6
213297852 | 10/02/23 | Live | Johnson Controls Inc. (York International Norman) | JOHNSON CONTROLS | Singlezone Ducted, Centrally Ducted | 213297852 |  | HRCU-A-CB | HMH72B341 |  | XAFC36DXXN1+JMET12CS2N1+TXV |  |  |  | 10 | 18.5 | 8.5 | FALSE | FALSE | FALSE | 34000 | 25400 | 2.6 | 25400 | 2.6
213297850 | 10/02/23 | Live | Johnson Controls Inc. (York International Norman) | FRASER-JOHNSTON | Singlezone Ducted, Centrally Ducted | 213297850 |  | HRCU-A-CB | HMH72B341 |  | XAFC36DXXN1+JMET12CS2N1+TXV |  |  |  | 10 | 18.5 | 8.5 | FALSE | FALSE | FALSE | 34000 | 25400 | 2.6 | 25400 | 2.6
213297849 | 10/02/23 | Live | Johnson Controls Inc. (York International Norman) | LUXAIRE | Singlezone Ducted, Centrally Ducted | 213297849 |  | HRCU-A-CB | HMH72B341 |  | XAFC36DXXN1+JMET12CS2N1+TXV |  |  |  | 10 | 18.5 | 8.5 | FALSE | FALSE | FALSE | 34000 | 25400 | 2.6 | 25400 | 2.6
213297848 | 10/02/23 | Live | Johnson Controls Inc. (York International Norman) | COLEMAN | Singlezone Ducted, Centrally Ducted | 213297848 |  | HRCU-A-CB | HMH72B341 |  | XAFC36DXXN1+JMET12CS2N1+TXV |  |  |  | 10 | 18.5 | 8.5 | FALSE | FALSE | FALSE | 34000 | 25400 | 2.6 | 25400 | 2.6
213296730 | 10/02/23 | Live | Johnson Controls Inc. (York International Norman) | YORK | Singlezone Ducted, Centrally Ducted | 213296730 |  | HRCU-A-CB | HMH72B341 |  | XAFC36DXXN1+JMET12CS2N1+TXV |  |  |  | 10 | 18.5 | 8.5 | FALSE | FALSE | FALSE | 34000 | 25400 | 2.6 | 25400 | 2.6
213297209 | 10/02/23 | Live | Johnson Controls Inc. (York International Norman) | LUXAIRE | Singlezone Ducted, Centrally Ducted | 213297209 |  | HRCU-A-CB | HMH72B341 |  | XAHC30CXXN1+JMET12CS2N1+TXV |  |  |  | 10 | 18 | 8.5 | FALSE | FALSE | FALSE | 32800 | 26000 | 2.6 | 26000 | 2.6
213297212 | 10/02/23 | Live | Johnson Controls Inc. (York International Norman) | JOHNSON CONTROLS | Singlezone Ducted, Centrally Ducted | 213297212 |  | HRCU-A-CB | HMH72B341 |  | XAHC30CXXN1+JMET12CS2N1+TXV |  |  |  | 10 | 18 | 8.5 | FALSE | FALSE | FALSE | 32800 | 26000 | 2.6 | 26000 | 2.6
213297210 | 10/02/23 | Live | Johnson Controls Inc. (York International Norman) | FRASER-JOHNSTON | Singlezone Ducted, Centrally Ducted | 213297210 |  | HRCU-A-CB | HMH72B341 |  | XAHC30CXXN1+JMET12CS2N1+TXV |  |  |  | 10 | 18 | 8.5 | FALSE | FALSE | FALSE | 32800 | 26000 | 2.6 | 26000 | 2.6
213297211 | 10/02/23 | Live | Johnson Controls Inc. (York International Norman) | CHAMPION HEATING AND COOLING | Singlezone Ducted, Centrally Ducted | 213297211 |  | HRCU-A-CB | HMH72B341 |  | XAHC30CXXN1+JMET12CS2N1+TXV |  |  |  | 10 | 18 | 8.5 | FALSE | FALSE | FALSE | 32800 | 26000 | 2.6 | 26000 | 2.6
213297208 | 10/02/23 | Live | Johnson Controls Inc. (York International Norman) | COLEMAN | Singlezone Ducted, Centrally Ducted | 213297208 |  | HRCU-A-CB | HMH72B341 |  | XAHC30CXXN1+JMET12CS2N1+TXV |  |  |  | 10 | 18 | 8.5 | FALSE | FALSE | FALSE | 32800 | 26000 | 2.6 | 26000 | 2.6
213296602 | 10/02/23 | Live | Johnson Controls Inc. (York International Norman) | YORK | Singlezone Ducted, Centrally Ducted | 213296602 |  | HRCU-A-CB | HMH72B341 |  | XAHC30CXXN1+JMET12CS2N1+TXV |  |  |  | 10 | 18 | 8.5 | FALSE | FALSE | FALSE | 32800 | 26000 | 2.6 | 26000 | 2.6
210440095 | 10/02/23 | Live | Johnson Controls Inc. (York International Norman) | COLEMAN | Singlezone Ducted, Centrally Ducted | 210440095 |  | HRCU-A-CB | HMH72B481 |  | XAHD60JBCN1+JMVT20DC2N1 | 10 | 18 | 9.3 | 9.5 | 17.5 | 7.8 | FALSE | FALSE | FALSE | 45500 | 29800 | 2.44 | 29800 | 2.44
210440156 | 10/02/23 | Live | Johnson Controls Inc. (York International Norman) | CHAMPION HEATING AND COOLING | Singlezone Ducted, Centrally Ducted | 210440156 |  | HRCU-A-CB | HMH72B481 |  | XAHD60JBCN1+JMVT20DC2N1 | 10 | 18 | 9.3 | 9.5 | 17.5 | 7.8 | FALSE | FALSE | FALSE | 45500 | 29800 | 2.44 | 29800 | 2.44
210440195 | 10/02/23 | Live | Johnson Controls Inc. (York International Norman) | LUXAIRE | Singlezone Ducted, Centrally Ducted | 210440195 |  | HRCU-A-CB | HMH72B481 |  | XAHD60JBCN1+JMVT20DC2N1 | 10 | 18 | 9.3 | 9.5 | 17.5 | 7.8 | FALSE | FALSE | FALSE | 45500 | 29800 | 2.44 | 29800 | 2.44
210440176 | 10/02/23 | Live | Johnson Controls Inc. (York International Norman) | FRASER-JOHNSTON | Singlezone Ducted, Centrally Ducted | 210440176 |  | HRCU-A-CB | HMH72B481 |  | XAHD60JBCN1+JMVT20DC2N1 | 10 | 18 | 9.3 | 9.5 | 17.5 | 7.8 | FALSE | FALSE | FALSE | 45500 | 29800 | 2.44 | 29800 | 2.44
210846004 | 10/02/23 | Live | Johnson Controls Inc. (York International Norman) | JOHNSON CONTROLS | Singlezone Ducted, Centrally Ducted | 210846004 |  | HRCU-A-CB | HMH72B481 |  | XAHD60JBCN1+JMVT20DC2N1 |  |  |  | 9.5 | 17.5 | 7.8 | FALSE | FALSE | FALSE | 45500 | 29800 | 2.44 | 29800 | 2.44
210440216 | 10/02/23 | Live | Johnson Controls Inc. (York International Norman) | YORK | Singlezone Ducted, Centrally Ducted | 210440216 |  | HRCU-A-CB | HMH72B481 |  | XAHD60JBCN1+JMVT20DC2N1 | 10 | 18 | 9.3 | 9.5 | 17.5 | 7.8 | FALSE | FALSE | FALSE | 45500 | 29800 | 2.44 | 29800 | 2.44
210440155 | 10/02/23 | Live | Johnson Controls Inc. (York International Norman) | LUXAIRE | Singlezone Ducted, Centrally Ducted | 210440155 |  | HRCU-A-CB | HMH72B481 |  | XAHD60JXXN1+JMVT20DC2N1+TXV | 10 | 18 | 9.3 | 9.5 | 17.5 | 7.8 | FALSE | FALSE | FALSE | 45500 | 29800 | 2.44 | 29800 | 2.44
210440135 | 10/02/23 | Live | Johnson Controls Inc. (York International Norman) | FRASER-JOHNSTON | Singlezone Ducted, Centrally Ducted | 210440135 |  | HRCU-A-CB | HMH72B481 |  | XAHD60JXXN1+JMVT20DC2N1+TXV | 10 | 18 | 9.3 | 9.5 | 17.5 | 7.8 | FALSE | FALSE | FALSE | 45500 | 29800 | 2.44 | 29800 | 2.44
210847314 | 10/02/23 | Live | Johnson Controls Inc. (York International Norman) | JOHNSON CONTROLS | Singlezone Ducted, Centrally Ducted | 210847314 |  | HRCU-A-CB | HMH72B481 |  | XAHD60JXXN1+JMVT20DC2N1+TXV |  |  |  | 9.5 | 17.5 | 7.8 | FALSE | FALSE | FALSE | 45500 | 29800 | 2.44 | 29800 | 2.44
210440115 | 10/02/23 | Live | Johnson Controls Inc. (York International Norman) | CHAMPION HEATING AND COOLING | Singlezone Ducted, Centrally Ducted | 210440115 |  | HRCU-A-CB | HMH72B481 |  | XAHD60JXXN1+JMVT20DC2N1+TXV | 10 | 18 | 9.3 | 9.5 | 17.5 | 7.8 | FALSE | FALSE | FALSE | 45500 | 29800 | 2.44 | 29800 | 2.44
210440175 | 10/02/23 | Live | Johnson Controls Inc. (York International Norman) | COLEMAN | Singlezone Ducted, Centrally Ducted | 210440175 |  | HRCU-A-CB | HMH72B481 |  | XAHD60JXXN1+JMVT20DC2N1+TXV | 10 | 18 | 9.3 | 9.5 | 17.5 | 7.8 | FALSE | FALSE | FALSE | 45500 | 29800 | 2.44 | 29800 | 2.44
210440215 | 10/02/23 | Live | Johnson Controls Inc. (York International Norman) | YORK | Singlezone Ducted, Centrally Ducted | 210440215 |  | HRCU-A-CB | HMH72B481 |  | XAHD60JXXN1+JMVT20DC2N1+TXV | 10 | 18 | 9.3 | 9.5 | 17.5 | 7.8 | FALSE | FALSE | FALSE | 45500 | 29800 | 2.44 | 29800 | 2.44
213297230 | 10/02/23 | Live | Johnson Controls Inc. (York International Norman) | FRASER-JOHNSTON | Singlezone Ducted, Centrally Ducted | 213297230 |  | HRCU-A-CB | HMH72B341 |  | XAUB30CXXN1+JMET12BS2N1+TXV |  |  |  | 10 | 18.5 | 8.5 | FALSE | FALSE | FALSE | 33200 | 26000 | 2.62 | 26000 | 2.62
213297231 | 10/02/23 | Live | Johnson Controls Inc. (York International Norman) | CHAMPION HEATING AND COOLING | Singlezone Ducted, Centrally Ducted | 213297231 |  | HRCU-A-CB | HMH72B341 |  | XAUB30CXXN1+JMET12BS2N1+TXV |  |  |  | 10 | 18.5 | 8.5 | FALSE | FALSE | FALSE | 33200 | 26000 | 2.62 | 26000 | 2.62
213297229 | 10/02/23 | Live | Johnson Controls Inc. (York International Norman) | LUXAIRE | Singlezone Ducted, Centrally Ducted | 213297229 |  | HRCU-A-CB | HMH72B341 |  | XAUB30CXXN1+JMET12BS2N1+TXV |  |  |  | 10 | 18.5 | 8.5 | FALSE | FALSE | FALSE | 33200 | 26000 | 2.62 | 26000 | 2.62
213297232 | 10/02/23 | Live | Johnson Controls Inc. (York International Norman) | JOHNSON CONTROLS | Singlezone Ducted, Centrally Ducted | 213297232 |  | HRCU-A-CB | HMH72B341 |  | XAUB30CXXN1+JMET12BS2N1+TXV |  |  |  | 10 | 18.5 | 8.5 | FALSE | FALSE | FALSE | 33200 | 26000 | 2.62 | 26000 | 2.62
213297228 | 10/02/23 | Live | Johnson Controls Inc. (York International Norman) | COLEMAN | Singlezone Ducted, Centrally Ducted | 213297228 |  | HRCU-A-CB | HMH72B341 |  | XAUB30CXXN1+JMET12BS2N1+TXV |  |  |  | 10 | 18.5 | 8.5 | FALSE | FALSE | FALSE | 33200 | 26000 | 2.62 | 26000 | 2.62
213296606 | 10/02/23 | Live | Johnson Controls Inc. (York International Norman) | YORK | Singlezone Ducted, Centrally Ducted | 213296606 |  | HRCU-A-CB | HMH72B341 |  | XAUB30CXXN1+JMET12BS2N1+TXV |  |  |  | 10 | 18.5 | 8.5 | FALSE | FALSE | FALSE | 33200 | 26000 | 2.62 | 26000 | 2.62
213297224 | 10/02/23 | Live | Johnson Controls Inc. (York International Norman) | LUXAIRE | Singlezone Ducted, Centrally Ducted | 213297224 |  | HRCU-A-CB | HMH72B341 |  | XAFB30CXXN1+JMET12BS2N1+TXV |  |  |  | 10 | 18.5 | 8.5 | FALSE | FALSE | FALSE | 33200 | 26000 | 2.62 | 26000 | 2.62
213297223 | 10/02/23 | Live | Johnson Controls Inc. (York International Norman) | COLEMAN | Singlezone Ducted, Centrally Ducted | 213297223 |  | HRCU-A-CB | HMH72B341 |  | XAFB30CXXN1+JMET12BS2N1+TXV |  |  |  | 10 | 18.5 | 8.5 | FALSE | FALSE | FALSE | 33200 | 26000 | 2.62 | 26000 | 2.62
213297225 | 10/02/23 | Live | Johnson Controls Inc. (York International Norman) | FRASER-JOHNSTON | Singlezone Ducted, Centrally Ducted | 213297225 |  | HRCU-A-CB | HMH72B341 |  | XAFB30CXXN1+JMET12BS2N1+TXV |  |  |  | 10 | 18.5 | 8.5 | FALSE | FALSE | FALSE | 33200 | 26000 | 2.62 | 26000 | 2.62
213297226 | 10/02/23 | Live | Johnson Controls Inc. (York International Norman) | CHAMPION HEATING AND COOLING | Singlezone Ducted, Centrally Ducted | 213297226 |  | HRCU-A-CB | HMH72B341 |  | XAFB30CXXN1+JMET12BS2N1+TXV |  |  |  | 10 | 18.5 | 8.5 | FALSE | FALSE | FALSE | 33200 | 26000 | 2.62 | 26000 | 2.62
213297227 | 10/02/23 | Live | Johnson Controls Inc. (York International Norman) | JOHNSON CONTROLS | Singlezone Ducted, Centrally Ducted | 213297227 |  | HRCU-A-CB | HMH72B341 |  | XAFB30CXXN1+JMET12BS2N1+TXV |  |  |  | 10 | 18.5 | 8.5 | FALSE | FALSE | FALSE | 33200 | 26000 | 2.62 | 26000 | 2.62
213296605 | 10/02/23 | Live | Johnson Controls Inc. (York International Norman) | YORK | Singlezone Ducted, Centrally Ducted | 213296605 |  | HRCU-A-CB | HMH72B341 |  | XAFB30CXXN1+JMET12BS2N1+TXV |  |  |  | 10 | 18.5 | 8.5 | FALSE | FALSE | FALSE | 33200 | 26000 | 2.62 | 26000 | 2.62
213343198 | 10/02/23 | Live | Johnson Controls Inc. (York International Norman) | LUXAIRE | Singlezone Ducted, Centrally Ducted | 213343198 |  | HRCU-A-CB | HMH72B341 |  | JHVTB24CXXC2N1+TXV |  |  |  | 10 | 18 | 8.5 | FALSE | FALSE | FALSE | 33000 | 25800 | 2.6 | 25800 | 2.6
213343202 | 10/02/23 | Live | Johnson Controls Inc. (York International Norman) | FRASER-JOHNSTON | Singlezone Ducted, Centrally Ducted | 213343202 |  | HRCU-A-CB | HMH72B341 |  | JHVTB24CXXC2N1+TXV |  |  |  | 10 | 18 | 8.5 | FALSE | FALSE | FALSE | 33000 | 25800 | 2.6 | 25800 | 2.6
213343193 | 10/02/23 | Live | Johnson Controls Inc. (York International Norman) | COLEMAN | Singlezone Ducted, Centrally Ducted | 213343193 |  | HRCU-A-CB | HMH72B341 |  | JHVTB24CXXC2N1+TXV |  |  |  | 10 | 18 | 8.5 | FALSE | FALSE | FALSE | 33000 | 25800 | 2.6 | 25800 | 2.6
213343200 | 10/02/23 | Live | Johnson Controls Inc. (York International Norman) | CHAMPION HEATING AND COOLING | Singlezone Ducted, Centrally Ducted | 213343200 |  | HRCU-A-CB | HMH72B341 |  | JHVTB24CXXC2N1+TXV |  |  |  | 10 | 18 | 8.5 | FALSE | FALSE | FALSE | 33000 | 25800 | 2.6 | 25800 | 2.6
213343217 | 10/02/23 | Live | Johnson Controls Inc. (York International Norman) | JOHNSON CONTROLS | Singlezone Ducted, Centrally Ducted | 213343217 |  | HRCU-A-CB | HMH72B341 |  | JHVTB24CXXC2N1+TXV |  |  |  | 10 | 18 | 8.5 | FALSE | FALSE | FALSE | 33000 | 25800 | 2.6 | 25800 | 2.6
213348171 | 10/02/23 | Live | Johnson Controls Inc. (York International Norman) | YORK | Singlezone Ducted, Centrally Ducted | 213348171 |  | HRCU-A-CB | HMH72B341 |  | JHVTB24CXXC2N1+TXV |  |  |  | 10 | 18 | 8.5 | FALSE | FALSE | FALSE | 33000 | 25800 | 2.6 | 25800 | 2.6
213343207 | 10/02/23 | Live | Johnson Controls Inc. (York International Norman) | FRASER-JOHNSTON | Singlezone Ducted, Centrally Ducted | 213343207 |  | HRCU-A-CB | HMH72B341 |  | JHETB30DXXS2N1+TXV |  |  |  | 10.5 | 18.5 | 8.5 | FALSE | FALSE | FALSE | 34000 | 24800 | 2.54 | 24800 | 2.54
213343219 | 10/02/23 | Live | Johnson Controls Inc. (York International Norman) | CHAMPION HEATING AND COOLING | Singlezone Ducted, Centrally Ducted | 213343219 |  | HRCU-A-CB | HMH72B341 |  | JHETB30DXXS2N1+TXV |  |  |  | 10.5 | 18.5 | 8.5 | FALSE | FALSE | FALSE | 34000 | 24800 | 2.54 | 24800 | 2.54
213343211 | 10/02/23 | Live | Johnson Controls Inc. (York International Norman) | COLEMAN | Singlezone Ducted, Centrally Ducted | 213343211 |  | HRCU-A-CB | HMH72B341 |  | JHETB30DXXS2N1+TXV |  |  |  | 10.5 | 18.5 | 8.5 | FALSE | FALSE | FALSE | 34000 | 24800 | 2.54 | 24800 | 2.54
213343220 | 10/02/23 | Live | Johnson Controls Inc. (York International Norman) | LUXAIRE | Singlezone Ducted, Centrally Ducted | 213343220 |  | HRCU-A-CB | HMH72B341 |  | JHETB30DXXS2N1+TXV |  |  |  | 10.5 | 18.5 | 8.5 | FALSE | FALSE | FALSE | 34000 | 24800 | 2.54 | 24800 | 2.54
213343215 | 10/02/23 | Live | Johnson Controls Inc. (York International Norman) | JOHNSON CONTROLS | Singlezone Ducted, Centrally Ducted | 213343215 |  | HRCU-A-CB | HMH72B341 |  | JHETB30DXXS2N1+TXV |  |  |  | 10.5 | 18.5 | 8.5 | FALSE | FALSE | FALSE | 34000 | 24800 | 2.54 | 24800 | 2.54
213348172 | 10/02/23 | Live | Johnson Controls Inc. (York International Norman) | YORK | Singlezone Ducted, Centrally Ducted | 213348172 |  | HRCU-A-CB | HMH72B341 |  | JHETB30DXXS2N1+TXV |  |  |  | 10.5 | 18.5 | 8.5 | FALSE | FALSE | FALSE | 34000 | 24800 | 2.54 | 24800 | 2.54
213343213 | 10/02/23 | Live | Johnson Controls Inc. (York International Norman) | JOHNSON CONTROLS | Singlezone Ducted, Centrally Ducted | 213343213 |  | HRCU-A-CB | HMH72B341 |  | JHETB24CXXS2N1+TXV |  |  |  | 10.5 | 18.5 | 8.5 | FALSE | FALSE | FALSE | 32600 | 25200 | 2.56 | 25200 | 2.56
213343204 | 10/02/23 | Live | Johnson Controls Inc. (York International Norman) | CHAMPION HEATING AND COOLING | Singlezone Ducted, Centrally Ducted | 213343204 |  | HRCU-A-CB | HMH72B341 |  | JHETB24CXXS2N1+TXV |  |  |  | 10.5 | 18.5 | 8.5 | FALSE | FALSE | FALSE | 32600 | 25200 | 2.56 | 25200 | 2.56
213343208 | 10/02/23 | Live | Johnson Controls Inc. (York International Norman) | FRASER-JOHNSTON | Singlezone Ducted, Centrally Ducted | 213343208 |  | HRCU-A-CB | HMH72B341 |  | JHETB24CXXS2N1+TXV |  |  |  | 10.5 | 18.5 | 8.5 | FALSE | FALSE | FALSE | 32600 | 25200 | 2.56 | 25200 | 2.56
213343222 | 10/02/23 | Live | Johnson Controls Inc. (York International Norman) | COLEMAN | Singlezone Ducted, Centrally Ducted | 213343222 |  | HRCU-A-CB | HMH72B341 |  | JHETB24CXXS2N1+TXV |  |  |  | 10.5 | 18.5 | 8.5 | FALSE | FALSE | FALSE | 32600 | 25200 | 2.56 | 25200 | 2.56
213343196 | 10/02/23 | Live | Johnson Controls Inc. (York International Norman) | LUXAIRE | Singlezone Ducted, Centrally Ducted | 213343196 |  | HRCU-A-CB | HMH72B341 |  | JHETB24CXXS2N1+TXV |  |  |  | 10.5 | 18.5 | 8.5 | FALSE | FALSE | FALSE | 32600 | 25200 | 2.56 | 25200 | 2.56
213298112 | 10/02/23 | Live | Johnson Controls Inc. (York International Norman) | JOHNSON CONTROLS | Singlezone Ducted, Centrally Ducted | 213298112 |  | HRCU-A-CB | HMH72B341 |  | XAUB36DXXN1+JMET12BS2N1+TXV |  |  |  | 10.5 | 18.5 | 8.5 | FALSE | FALSE | FALSE | 34000 | 25200 | 2.58 | 25200 | 2.58
213348173 | 10/02/23 | Live | Johnson Controls Inc. (York International Norman) | YORK | Singlezone Ducted, Centrally Ducted | 213348173 |  | HRCU-A-CB | HMH72B341 |  | JHETB24CXXS2N1+TXV |  |  |  | 10.5 | 18.5 | 8.5 | FALSE | FALSE | FALSE | 32600 | 25200 | 2.56 | 25200 | 2.56
213298110 | 10/02/23 | Live | Johnson Controls Inc. (York International Norman) | FRASER-JOHNSTON | Singlezone Ducted, Centrally Ducted | 213298110 |  | HRCU-A-CB | HMH72B341 |  | XAUB36DXXN1+JMET12BS2N1+TXV |  |  |  | 10.5 | 18.5 | 8.5 | FALSE | FALSE | FALSE | 34000 | 25200 | 2.58 | 25200 | 2.58
213298109 | 10/02/23 | Live | Johnson Controls Inc. (York International Norman) | LUXAIRE | Singlezone Ducted, Centrally Ducted | 213298109 |  | HRCU-A-CB | HMH72B341 |  | XAUB36DXXN1+JMET12BS2N1+TXV |  |  |  | 10.5 | 18.5 | 8.5 | FALSE | FALSE | FALSE | 34000 | 25200 | 2.58 | 25200 | 2.58
213298108 | 10/02/23 | Live | Johnson Controls Inc. (York International Norman) | COLEMAN | Singlezone Ducted, Centrally Ducted | 213298108 |  | HRCU-A-CB | HMH72B341 |  | XAUB36DXXN1+JMET12BS2N1+TXV |  |  |  | 10.5 | 18.5 | 8.5 | FALSE | FALSE | FALSE | 34000 | 25200 | 2.58 | 25200 | 2.58
210846052 | 10/02/23 | Live | Johnson Controls Inc. (York International Norman) | JOHNSON CONTROLS | Singlezone Ducted, Centrally Ducted | 210846052 |  | HRCU-A-CB | HMH72B481 |  | XAFD60JBCN1+JMET18DS2N1 |  |  |  | 9.5 | 17.5 | 7.8 | FALSE | FALSE | FALSE | 45000 | 29400 | 2.44 | 29400 | 2.44
210440190 | 10/02/23 | Live | Johnson Controls Inc. (York International Norman) | FRASER-JOHNSTON | Singlezone Ducted, Centrally Ducted | 210440190 |  | HRCU-A-CB | HMH72B481 |  | XAFD60JBCN1+JMET18DS2N1 | 10 | 18.5 | 9.5 | 9.5 | 17.5 | 7.8 | FALSE | FALSE | FALSE | 45000 | 29400 | 2.44 | 29400 | 2.44
210440109 | 10/02/23 | Live | Johnson Controls Inc. (York International Norman) | COLEMAN | Singlezone Ducted, Centrally Ducted | 210440109 |  | HRCU-A-CB | HMH72B481 |  | XAFD60JBCN1+JMET18DS2N1 | 10 | 18.5 | 9.5 | 9.5 | 17.5 | 7.8 | FALSE | FALSE | FALSE | 45000 | 29400 | 2.44 | 29400 | 2.44
210440209 | 10/02/23 | Live | Johnson Controls Inc. (York International Norman) | LUXAIRE | Singlezone Ducted, Centrally Ducted | 210440209 |  | HRCU-A-CB | HMH72B481 |  | XAFD60JBCN1+JMET18DS2N1 | 10 | 18.5 | 9.5 | 9.5 | 17.5 | 7.8 | FALSE | FALSE | FALSE | 45000 | 29400 | 2.44 | 29400 | 2.44
210440170 | 10/02/23 | Live | Johnson Controls Inc. (York International Norman) | CHAMPION HEATING AND COOLING | Singlezone Ducted, Centrally Ducted | 210440170 |  | HRCU-A-CB | HMH72B481 |  | XAFD60JBCN1+JMET18DS2N1 | 10 | 18.5 | 9.5 | 9.5 | 17.5 | 7.8 | FALSE | FALSE | FALSE | 45000 | 29400 | 2.44 | 29400 | 2.44
210440237 | 10/02/23 | Live | Johnson Controls Inc. (York International Norman) | YORK | Singlezone Ducted, Centrally Ducted | 210440237 |  | HRCU-A-CB | HMH72B481 |  | XAFD60JBCN1+JMET18DS2N1 | 10 | 18.5 | 9.5 | 9.5 | 17.5 | 7.8 | FALSE | FALSE | FALSE | 45000 | 29400 | 2.44 | 29400 | 2.44
210440189 | 10/02/23 | Live | Johnson Controls Inc. (York International Norman) | COLEMAN | Singlezone Ducted, Centrally Ducted | 210440189 |  | HRCU-A-CB | HMH72B481 |  | XAFD60JXXN1+JMET18DS2N1+TXV | 10 | 18.5 | 9.5 | 9.5 | 17.5 | 7.8 | FALSE | FALSE | FALSE | 45000 | 29400 | 2.44 | 29400 | 2.44
210440169 | 10/02/23 | Live | Johnson Controls Inc. (York International Norman) | LUXAIRE | Singlezone Ducted, Centrally Ducted | 210440169 |  | HRCU-A-CB | HMH72B481 |  | XAFD60JXXN1+JMET18DS2N1+TXV | 10 | 18.5 | 9.5 | 9.5 | 17.5 | 7.8 | FALSE | FALSE | FALSE | 45000 | 29400 | 2.44 | 29400 | 2.44
210847363 | 10/02/23 | Live | Johnson Controls Inc. (York International Norman) | JOHNSON CONTROLS | Singlezone Ducted, Centrally Ducted | 210847363 |  | HRCU-A-CB | HMH72B481 |  | XAFD60JXXN1+JMET18DS2N1+TXV |  |  |  | 9.5 | 17.5 | 7.8 | FALSE | FALSE | FALSE | 45000 | 29400 | 2.44 | 29400 | 2.44
210440149 | 10/02/23 | Live | Johnson Controls Inc. (York International Norman) | FRASER-JOHNSTON | Singlezone Ducted, Centrally Ducted | 210440149 |  | HRCU-A-CB | HMH72B481 |  | XAFD60JXXN1+JMET18DS2N1+TXV | 10 | 18.5 | 9.5 | 9.5 | 17.5 | 7.8 | FALSE | FALSE | FALSE | 45000 | 29400 | 2.44 | 29400 | 2.44
210440129 | 10/02/23 | Live | Johnson Controls Inc. (York International Norman) | CHAMPION HEATING AND COOLING | Singlezone Ducted, Centrally Ducted | 210440129 |  | HRCU-A-CB | HMH72B481 |  | XAFD60JXXN1+JMET18DS2N1+TXV | 10 | 18.5 | 9.5 | 9.5 | 17.5 | 7.8 | FALSE | FALSE | FALSE | 45000 | 29400 | 2.44 | 29400 | 2.44
210440236 | 10/02/23 | Live | Johnson Controls Inc. (York International Norman) | YORK | Singlezone Ducted, Centrally Ducted | 210440236 |  | HRCU-A-CB | HMH72B481 |  | XAFD60JXXN1+JMET18DS2N1+TXV | 10 | 18.5 | 9.5 | 9.5 | 17.5 | 7.8 | FALSE | FALSE | FALSE | 45000 | 29400 | 2.44 | 29400 | 2.44
213297425 | 10/02/23 | Live | Johnson Controls Inc. (York International Norman) | FRASER-JOHNSTON | Singlezone Ducted, Centrally Ducted | 213297425 |  | HRCU-A-CB | HMH72B341 |  | XAUB36DXXN1+JMVT12BC2N1+TXV |  |  |  | 10 | 18.5 | 8.5 | FALSE | FALSE | FALSE | 34000 | 25000 | 2.56 | 25000 | 2.56
213297424 | 10/02/23 | Live | Johnson Controls Inc. (York International Norman) | LUXAIRE | Singlezone Ducted, Centrally Ducted | 213297424 |  | HRCU-A-CB | HMH72B341 |  | XAUB36DXXN1+JMVT12BC2N1+TXV |  |  |  | 10 | 18.5 | 8.5 | FALSE | FALSE | FALSE | 34000 | 25000 | 2.56 | 25000 | 2.56
213297423 | 10/02/23 | Live | Johnson Controls Inc. (York International Norman) | COLEMAN | Singlezone Ducted, Centrally Ducted | 213297423 |  | HRCU-A-CB | HMH72B341 |  | XAUB36DXXN1+JMVT12BC2N1+TXV |  |  |  | 10 | 18.5 | 8.5 | FALSE | FALSE | FALSE | 34000 | 25000 | 2.56 | 25000 | 2.56
213297426 | 10/02/23 | Live | Johnson Controls Inc. (York International Norman) | CHAMPION HEATING AND COOLING | Singlezone Ducted, Centrally Ducted | 213297426 |  | HRCU-A-CB | HMH72B341 |  | XAUB36DXXN1+JMVT12BC2N1+TXV |  |  |  | 10 | 18.5 | 8.5 | FALSE | FALSE | FALSE | 34000 | 25000 | 2.56 | 25000 | 2.56
213297427 | 10/02/23 | Live | Johnson Controls Inc. (York International Norman) | JOHNSON CONTROLS | Singlezone Ducted, Centrally Ducted | 213297427 |  | HRCU-A-CB | HMH72B341 |  | XAUB36DXXN1+JMVT12BC2N1+TXV |  |  |  | 10 | 18.5 | 8.5 | FALSE | FALSE | FALSE | 34000 | 25000 | 2.56 | 25000 | 2.56
213296645 | 10/02/23 | Live | Johnson Controls Inc. (York International Norman) | YORK | Singlezone Ducted, Centrally Ducted | 213296645 |  | HRCU-A-CB | HMH72B341 |  | XAUB36DXXN1+JMVT12BC2N1+TXV |  |  |  | 10 | 18.5 | 8.5 | FALSE | FALSE | FALSE | 34000 | 25000 | 2.56 | 25000 | 2.56
213297415 | 10/02/23 | Live | Johnson Controls Inc. (York International Norman) | FRASER-JOHNSTON | Singlezone Ducted, Centrally Ducted | 213297415 |  | HRCU-A-CB | HMH72B341 |  | XAFB36DXXN1+JMVT12BC2N1+TXV |  |  |  | 10 | 18.5 | 8.5 | TRUE | TRUE | FALSE | 34000 | 25000 | 2.56 | 25000 | 2.56
213297416 | 10/02/23 | Live | Johnson Controls Inc. (York International Norman) | CHAMPION HEATING AND COOLING | Singlezone Ducted, Centrally Ducted | 213297416 |  | HRCU-A-CB | HMH72B341 |  | XAFB36DXXN1+JMVT12BC2N1+TXV |  |  |  | 10 | 18.5 | 8.5 | TRUE | TRUE | FALSE | 34000 | 25000 | 2.56 | 25000 | 2.56
213297413 | 10/02/23 | Live | Johnson Controls Inc. (York International Norman) | COLEMAN | Singlezone Ducted, Centrally Ducted | 213297413 |  | HRCU-A-CB | HMH72B341 |  | XAFB36DXXN1+JMVT12BC2N1+TXV |  |  |  | 10 | 18.5 | 8.5 | TRUE | TRUE | FALSE | 34000 | 25000 | 2.56 | 25000 | 2.56
213297417 | 10/02/23 | Live | Johnson Controls Inc. (York International Norman) | JOHNSON CONTROLS | Singlezone Ducted, Centrally Ducted | 213297417 |  | HRCU-A-CB | HMH72B341 |  | XAFB36DXXN1+JMVT12BC2N1+TXV |  |  |  | 10 | 18.5 | 8.5 | TRUE | TRUE | FALSE | 34000 | 25000 | 2.56 | 25000 | 2.56
213297414 | 10/02/23 | Live | Johnson Controls Inc. (York International Norman) | LUXAIRE | Singlezone Ducted, Centrally Ducted | 213297414 |  | HRCU-A-CB | HMH72B341 |  | XAFB36DXXN1+JMVT12BC2N1+TXV |  |  |  | 10 | 18.5 | 8.5 | TRUE | TRUE | FALSE | 34000 | 25000 | 2.56 | 25000 | 2.56
213296643 | 10/02/23 | Live | Johnson Controls Inc. (York International Norman) | YORK | Singlezone Ducted, Centrally Ducted | 213296643 |  | HRCU-A-CB | HMH72B341 |  | XAFB36DXXN1+JMVT12BC2N1+TXV |  |  |  | 10 | 18.5 | 8.5 | TRUE | TRUE | FALSE | 34000 | 25000 | 2.56 | 25000 | 2.56
213298093 | 10/02/23 | Live | Johnson Controls Inc. (York International Norman) | COLEMAN | Singlezone Ducted, Centrally Ducted | 213298093 |  | HRCU-A-CB | HMH72B341 |  | XAUB30CXXN1+JMVT12BC2N1+TXV |  |  |  | 10 | 18.5 | 8.5 | FALSE | FALSE | FALSE | 33400 | 26600 | 2.64 | 26600 | 2.64
213298096 | 10/02/23 | Live | Johnson Controls Inc. (York International Norman) | CHAMPION HEATING AND COOLING | Singlezone Ducted, Centrally Ducted | 213298096 |  | HRCU-A-CB | HMH72B341 |  | XAUB30CXXN1+JMVT12BC2N1+TXV |  |  |  | 10 | 18.5 | 8.5 | FALSE | FALSE | FALSE | 33400 | 26600 | 2.64 | 26600 | 2.64
213298097 | 10/02/23 | Live | Johnson Controls Inc. (York International Norman) | JOHNSON CONTROLS | Singlezone Ducted, Centrally Ducted | 213298097 |  | HRCU-A-CB | HMH72B341 |  | XAUB30CXXN1+JMVT12BC2N1+TXV |  |  |  | 10 | 18.5 | 8.5 | FALSE | FALSE | FALSE | 33400 | 26600 | 2.64 | 26600 | 2.64
213298095 | 10/02/23 | Live | Johnson Controls Inc. (York International Norman) | FRASER-JOHNSTON | Singlezone Ducted, Centrally Ducted | 213298095 |  | HRCU-A-CB | HMH72B341 |  | XAUB30CXXN1+JMVT12BC2N1+TXV |  |  |  | 10 | 18.5 | 8.5 | FALSE | FALSE | FALSE | 33400 | 26600 | 2.64 | 26600 | 2.64
213298094 | 10/02/23 | Live | Johnson Controls Inc. (York International Norman) | LUXAIRE | Singlezone Ducted, Centrally Ducted | 213298094 |  | HRCU-A-CB | HMH72B341 |  | XAUB30CXXN1+JMVT12BC2N1+TXV |  |  |  | 10 | 18.5 | 8.5 | FALSE | FALSE | FALSE | 33400 | 26600 | 2.64 | 26600 | 2.64
213296779 | 10/02/23 | Live | Johnson Controls Inc. (York International Norman) | YORK | Singlezone Ducted, Centrally Ducted | 213296779 |  | HRCU-A-CB | HMH72B341 |  | XAUB30CXXN1+JMVT12BC2N1+TXV |  |  |  | 10 | 18.5 | 8.5 | FALSE | FALSE | FALSE | 33400 | 26600 | 2.64 | 26600 | 2.64
213298089 | 10/02/23 | Live | Johnson Controls Inc. (York International Norman) | LUXAIRE | Singlezone Ducted, Centrally Ducted | 213298089 |  | HRCU-A-CB | HMH72B341 |  | XAFB30CXXN1+JMVT12BC2N1+TXV |  |  |  | 10 | 18.5 | 8.5 | FALSE | FALSE | FALSE | 33400 | 26600 | 2.64 | 26600 | 2.64
213298088 | 10/02/23 | Live | Johnson Controls Inc. (York International Norman) | COLEMAN | Singlezone Ducted, Centrally Ducted | 213298088 |  | HRCU-A-CB | HMH72B341 |  | XAFB30CXXN1+JMVT12BC2N1+TXV |  |  |  | 10 | 18.5 | 8.5 | FALSE | FALSE | FALSE | 33400 | 26600 | 2.64 | 26600 | 2.64
213298092 | 10/02/23 | Live | Johnson Controls Inc. (York International Norman) | JOHNSON CONTROLS | Singlezone Ducted, Centrally Ducted | 213298092 |  | HRCU-A-CB | HMH72B341 |  | XAFB30CXXN1+JMVT12BC2N1+TXV |  |  |  | 10 | 18.5 | 8.5 | FALSE | FALSE | FALSE | 33400 | 26600 | 2.64 | 26600 | 2.64
213298090 | 10/02/23 | Live | Johnson Controls Inc. (York International Norman) | FRASER-JOHNSTON | Singlezone Ducted, Centrally Ducted | 213298090 |  | HRCU-A-CB | HMH72B341 |  | XAFB30CXXN1+JMVT12BC2N1+TXV |  |  |  | 10 | 18.5 | 8.5 | FALSE | FALSE | FALSE | 33400 | 26600 | 2.64 | 26600 | 2.64
213298091 | 10/02/23 | Live | Johnson Controls Inc. (York International Norman) | CHAMPION HEATING AND COOLING | Singlezone Ducted, Centrally Ducted | 213298091 |  | HRCU-A-CB | HMH72B341 |  | XAFB30CXXN1+JMVT12BC2N1+TXV |  |  |  | 10 | 18.5 | 8.5 | FALSE | FALSE | FALSE | 33400 | 26600 | 2.64 | 26600 | 2.64
213296778 | 10/02/23 | Live | Johnson Controls Inc. (York International Norman) | YORK | Singlezone Ducted, Centrally Ducted | 213296778 |  | HRCU-A-CB | HMH72B341 |  | XAFB30CXXN1+JMVT12BC2N1+TXV |  |  |  | 10 | 18.5 | 8.5 | FALSE | FALSE | FALSE | 33400 | 26600 | 2.64 | 26600 | 2.64
211393652 | 10/02/23 | Live | Johnson Controls Inc. (York International Norman) | CHAMPION HEATING AND COOLING | Singlezone Ducted, Centrally Ducted | 211393652 |  | HRCU-A-CB | HMH72B341 |  | JHETB30DBAS2N1 |  |  |  | 10.5 | 18.5 | 8.5 | FALSE | FALSE | FALSE | 34000 | 24800 | 2.54 | 24800 | 2.54
211393649 | 10/02/23 | Live | Johnson Controls Inc. (York International Norman) | FRASER-JOHNSTON | Singlezone Ducted, Centrally Ducted | 211393649 |  | HRCU-A-CB | HMH72B341 |  | JHETB30DBAS2N1 |  |  |  | 10.5 | 18.5 | 8.5 | FALSE | FALSE | FALSE | 34000 | 24800 | 2.54 | 24800 | 2.54
211393646 | 10/02/23 | Live | Johnson Controls Inc. (York International Norman) | LUXAIRE | Singlezone Ducted, Centrally Ducted | 211393646 |  | HRCU-A-CB | HMH72B341 |  | JHETB30DBAS2N1 |  |  |  | 10.5 | 18.5 | 8.5 | FALSE | FALSE | FALSE | 34000 | 24800 | 2.54 | 24800 | 2.54
211393643 | 10/02/23 | Live | Johnson Controls Inc. (York International Norman) | COLEMAN | Singlezone Ducted, Centrally Ducted | 211393643 |  | HRCU-A-CB | HMH72B341 |  | JHETB30DBAS2N1 |  |  |  | 10.5 | 18.5 | 8.5 | FALSE | FALSE | FALSE | 34000 | 24800 | 2.54 | 24800 | 2.54
211393655 | 10/02/23 | Live | Johnson Controls Inc. (York International Norman) | JOHNSON CONTROLS | Singlezone Ducted, Centrally Ducted | 211393655 |  | HRCU-A-CB | HMH72B341 |  | JHETB30DBAS2N1 |  |  |  | 10.5 | 18.5 | 8.5 | FALSE | FALSE | FALSE | 34000 | 24800 | 2.54 | 24800 | 2.54
211378941 | 10/02/23 | Live | Johnson Controls Inc. (York International Norman) | YORK | Singlezone Ducted, Centrally Ducted | 211378941 |  | HRCU-A-CB | HMH72B341 |  | JHETB30DBAS2N1 |  |  |  | 10.5 | 18.5 | 8.5 | FALSE | FALSE | FALSE | 34000 | 24800 | 2.54 | 24800 | 2.54
207642879 | 04/08/22 | Live | Carrier | CARRIER | Multizone All Non-Ducted | 207642879 |  | HMSV-A-CB | 38MGHBQ24CA3 | Non-Ducted Indoor Units |  | 13.1 | 24.1 | 11 | 13.4 | 24.6 | 10 | TRUE | TRUE | TRUE | 24000 | 20400 | 3.81 | 26928 | 3.81
211756516 | 09/29/23 | Live | Carrier | LPS LEGACY | Singlezone Non-Ducted, Wall Placement | 211756516 |  | HRCU-A-CB-O | DLCSRBH30AAK11 | Mini-Splits | DLFSHBH30XAK | 12.2 | 21 | 10.5 | 12.2 | 21 | 8.7 | TRUE | FALSE | FALSE | 30000 | 20000 | 1.87 | 23000 | 2.1
208102132 | 09/29/23 | Live | Carrier | AIRQUEST | Singlezone Non-Ducted, Wall Placement | 208102132 |  | HRCU-A-CB-O | DLCSRBH30AAK11 | Mini-Splits | DLFSHBH30XAK | 12.2 | 21 | 10.5 | 12.2 | 21 | 8.7 | TRUE | FALSE | FALSE | 30000 | 20000 | 1.87 | 23000 | 2.1
208102128 | 09/29/23 | Live | Carrier | KENMORE | Singlezone Non-Ducted, Wall Placement | 208102128 |  | HRCU-A-CB-O | DLCSRBH30AAK11 | Mini-Splits | DLFSHBH30XAK | 12.2 | 21 | 10.5 | 12.2 | 21 | 8.7 | TRUE | FALSE | FALSE | 30000 | 20000 | 1.87 | 23000 | 2.1
208102124 | 09/29/23 | Live | Carrier | COMFORTMAKER | Singlezone Non-Ducted, Wall Placement | 208102124 |  | HRCU-A-CB-O | DLCSRBH30AAK11 | Mini-Splits | DLFSHBH30XAK | 12.2 | 21 | 10.5 | 12.2 | 21 | 8.7 | TRUE | FALSE | FALSE | 30000 | 20000 | 1.87 | 23000 | 2.1
208102131 | 09/29/23 | Live | Carrier | SMART COMFORT | Singlezone Non-Ducted, Wall Placement | 208102131 |  | HRCU-A-CB-O | DLCSRBH30AAK11 | Mini-Splits | DLFSHBH30XAK | 12.2 | 21 | 10.5 | 12.2 | 21 | 8.7 | TRUE | FALSE | FALSE | 30000 | 20000 | 1.87 | 23000 | 2.1
208102129 | 09/29/23 | Live | Carrier | MIDEA | Singlezone Non-Ducted, Wall Placement | 208102129 |  | HRCU-A-CB-O | DLCSRBH30AAK11 | Mini-Splits | DLFSHBH30XAK | 12.2 | 21 | 10.5 | 12.2 | 21 | 8.7 | TRUE | FALSE | FALSE | 30000 | 20000 | 1.87 | 23000 | 2.1
208102123 | 09/29/23 | Live | Carrier | ARCOAIRE | Singlezone Non-Ducted, Wall Placement | 208102123 |  | HRCU-A-CB-O | DLCSRBH30AAK11 | Mini-Splits | DLFSHBH30XAK | 12.2 | 21 | 10.5 | 12.2 | 21 | 8.7 | TRUE | FALSE | FALSE | 30000 | 20000 | 1.87 | 23000 | 2.1
208102130 | 09/29/23 | Live | Carrier | TEMPSTAR | Singlezone Non-Ducted, Wall Placement | 208102130 |  | HRCU-A-CB-O | DLCSRBH30AAK11 | Mini-Splits | DLFSHBH30XAK | 12.2 | 21 | 10.5 | 12.2 | 21 | 8.7 | TRUE | FALSE | FALSE | 30000 | 20000 | 1.87 | 23000 | 2.1
208102127 | 09/29/23 | Live | Carrier | KEEPRITE | Singlezone Non-Ducted, Wall Placement | 208102127 |  | HRCU-A-CB-O | DLCSRBH30AAK11 | Mini-Splits | DLFSHBH30XAK | 12.2 | 21 | 10.5 | 12.2 | 21 | 8.7 | TRUE | FALSE | FALSE | 30000 | 20000 | 1.87 | 23000 | 2.1
208102126 | 09/29/23 | Live | Carrier | HEIL | Singlezone Non-Ducted, Wall Placement | 208102126 |  | HRCU-A-CB-O | DLCSRBH30AAK11 | Mini-Splits | DLFSHBH30XAK | 12.2 | 21 | 10.5 | 12.2 | 21 | 8.7 | TRUE | FALSE | FALSE | 30000 | 20000 | 1.87 | 23000 | 2.1
208102125 | 09/29/23 | Live | Carrier | DAY & NIGHT | Singlezone Non-Ducted, Wall Placement | 208102125 |  | HRCU-A-CB-O | DLCSRBH30AAK11 | Mini-Splits | DLFSHBH30XAK | 12.2 | 21 | 10.5 | 12.2 | 21 | 8.7 | TRUE | FALSE | FALSE | 30000 | 20000 | 1.87 | 23000 | 2.1
211756565 | 09/29/23 | Live | Carrier | LPS LEGACY | Singlezone Non-Ducted, Wall Placement | 211756565 |  | HRCU-A-CB-O | DLCSRBH18AAK | Mini-Splits | DLFSHBH18XAK | 13 | 21.5 | 11 | 13 | 22 | 10.6 | TRUE | TRUE | TRUE | 18000 | 11100 | 2.8 | 21447 | 1.98
206361916 | 05/19/21 | Live | Carrier | AIRQUEST | Singlezone Non-Ducted, Wall Placement | 206361916 |  | HRCU-A-CB-O | DLCSRBH18AAK | Mini-Splits | DLFSHBH18XAK | 13 | 21.5 | 11 | 13 | 22 | 10.6 | TRUE | TRUE | TRUE | 18000 | 11100 | 2.8 | 21447 | 1.98
206361896 | 05/19/21 | Live | Carrier | KENMORE | Singlezone Non-Ducted, Wall Placement | 206361896 |  | HRCU-A-CB-O | DLCSRBH18AAK | Mini-Splits | DLFSHBH18XAK | 13 | 21.5 | 11 | 13 | 22 | 10.6 | TRUE | TRUE | TRUE | 18000 | 11100 | 2.8 | 21447 | 1.98
206361876 | 05/25/21 | Live | Carrier | COMFORTMAKER | Singlezone Non-Ducted, Wall Placement | 206361876 |  | HRCU-A-CB-O | DLCSRBH18AAK | Mini-Splits | DLFSHBH18XAK | 13 | 21.5 | 11 | 13 | 22 | 10.6 | TRUE | TRUE | TRUE | 18000 | 11100 | 2.8 | 21447 | 1.98
206361911 | 09/29/23 | Live | Carrier | SMART COMFORT | Singlezone Non-Ducted, Wall Placement | 206361911 |  | HRCU-A-CB-O | DLCSRBH18AAK | Mini-Splits | DLFSHBH18XAK | 13 | 21.5 | 11 | 13 | 22 | 10.6 | TRUE | TRUE | TRUE | 18000 | 11100 | 2.8 | 21447 | 1.98
206361901 | 05/19/21 | Live | Carrier | MIDEA | Singlezone Non-Ducted, Wall Placement | 206361901 |  | HRCU-A-CB-O | DLCSRBH18AAK | Mini-Splits | DLFSHBH18XAK | 13 | 21.5 | 11 | 13 | 22 | 10.6 | TRUE | TRUE | TRUE | 18000 | 11100 | 2.8 | 21447 | 1.98
206361871 | 05/19/21 | Live | Carrier | ARCOAIRE | Singlezone Non-Ducted, Wall Placement | 206361871 |  | HRCU-A-CB-O | DLCSRBH18AAK | Mini-Splits | DLFSHBH18XAK | 13 | 21.5 | 11 | 13 | 22 | 10.6 | TRUE | TRUE | TRUE | 18000 | 11100 | 2.8 | 21447 | 1.98
206361906 | 05/19/21 | Live | Carrier | TEMPSTAR | Singlezone Non-Ducted, Wall Placement | 206361906 |  | HRCU-A-CB-O | DLCSRBH18AAK | Mini-Splits | DLFSHBH18XAK | 13 | 21.5 | 11 | 13 | 22 | 10.6 | TRUE | TRUE | TRUE | 18000 | 11100 | 2.8 | 21447 | 1.98
206361891 | 05/19/21 | Live | Carrier | KEEPRITE | Singlezone Non-Ducted, Wall Placement | 206361891 |  | HRCU-A-CB-O | DLCSRBH18AAK | Mini-Splits | DLFSHBH18XAK | 13 | 21.5 | 11 | 13 | 22 | 10.6 | TRUE | TRUE | TRUE | 18000 | 11100 | 2.8 | 21447 | 1.98
206361886 | 05/19/21 | Live | Carrier | HEIL | Singlezone Non-Ducted, Wall Placement | 206361886 |  | HRCU-A-CB-O | DLCSRBH18AAK | Mini-Splits | DLFSHBH18XAK | 13 | 21.5 | 11 | 13 | 22 | 10.6 | TRUE | TRUE | TRUE | 18000 | 11100 | 2.8 | 21447 | 1.98
206361881 | 05/19/21 | Live | Carrier | DAY & NIGHT | Singlezone Non-Ducted, Wall Placement | 206361881 |  | HRCU-A-CB-O | DLCSRBH18AAK | Mini-Splits | DLFSHBH18XAK | 13 | 21.5 | 11 | 13 | 22 | 10.6 | TRUE | TRUE | TRUE | 18000 | 11100 | 2.8 | 21447 | 1.98
211756566 | 09/29/23 | Live | Carrier | LPS LEGACY | Singlezone Non-Ducted, Wall Placement | 211756566 |  | HRCU-A-CB-O | DLCSRBH24AAK | Mini-Splits | DLFSHBH24XAK | 12.5 | 21.5 | 11.5 | 12.5 | 22.3 | 10.3 | TRUE | TRUE | TRUE | 23000 | 18900 | 2.38 | 23737 | 1.82
206361917 | 05/19/21 | Live | Carrier | AIRQUEST | Singlezone Non-Ducted, Wall Placement | 206361917 |  | HRCU-A-CB-O | DLCSRBH24AAK | Mini-Splits | DLFSHBH24XAK | 12.5 | 21.5 | 11.5 | 12.5 | 22.3 | 10.3 | TRUE | TRUE | TRUE | 23000 | 18900 | 2.38 | 23737 | 1.82
206361897 | 05/19/21 | Live | Carrier | KENMORE | Singlezone Non-Ducted, Wall Placement | 206361897 |  | HRCU-A-CB-O | DLCSRBH24AAK | Mini-Splits | DLFSHBH24XAK | 12.5 | 21.5 | 11.5 | 12.5 | 22.3 | 10.3 | TRUE | TRUE | TRUE | 23000 | 18900 | 2.38 | 23737 | 1.82
206361877 | 05/25/21 | Live | Carrier | COMFORTMAKER | Singlezone Non-Ducted, Wall Placement | 206361877 |  | HRCU-A-CB-O | DLCSRBH24AAK | Mini-Splits | DLFSHBH24XAK | 12.5 | 21.5 | 11.5 | 12.5 | 22.3 | 10.3 | TRUE | TRUE | TRUE | 23000 | 18900 | 2.38 | 23737 | 1.82
206361912 | 09/29/23 | Live | Carrier | SMART COMFORT | Singlezone Non-Ducted, Wall Placement | 206361912 |  | HRCU-A-CB-O | DLCSRBH24AAK | Mini-Splits | DLFSHBH24XAK | 12.5 | 21.5 | 11.5 | 12.5 | 22.3 | 10.3 | TRUE | TRUE | TRUE | 23000 | 18900 | 2.38 | 23737 | 1.82
206361902 | 05/19/21 | Live | Carrier | MIDEA | Singlezone Non-Ducted, Wall Placement | 206361902 |  | HRCU-A-CB-O | DLCSRBH24AAK | Mini-Splits | DLFSHBH24XAK | 12.5 | 21.5 | 11.5 | 12.5 | 22.3 | 10.3 | TRUE | TRUE | TRUE | 23000 | 18900 | 2.38 | 23737 | 1.82
206361872 | 05/19/21 | Live | Carrier | ARCOAIRE | Singlezone Non-Ducted, Wall Placement | 206361872 |  | HRCU-A-CB-O | DLCSRBH24AAK | Mini-Splits | DLFSHBH24XAK | 12.5 | 21.5 | 11.5 | 12.5 | 22.3 | 10.3 | TRUE | TRUE | TRUE | 23000 | 18900 | 2.38 | 23737 | 1.82
206361907 | 05/19/21 | Live | Carrier | TEMPSTAR | Singlezone Non-Ducted, Wall Placement | 206361907 |  | HRCU-A-CB-O | DLCSRBH24AAK | Mini-Splits | DLFSHBH24XAK | 12.5 | 21.5 | 11.5 | 12.5 | 22.3 | 10.3 | TRUE | TRUE | TRUE | 23000 | 18900 | 2.38 | 23737 | 1.82
206361892 | 05/19/21 | Live | Carrier | KEEPRITE | Singlezone Non-Ducted, Wall Placement | 206361892 |  | HRCU-A-CB-O | DLCSRBH24AAK | Mini-Splits | DLFSHBH24XAK | 12.5 | 21.5 | 11.5 | 12.5 | 22.3 | 10.3 | TRUE | TRUE | TRUE | 23000 | 18900 | 2.38 | 23737 | 1.82
206361887 | 05/19/21 | Live | Carrier | HEIL | Singlezone Non-Ducted, Wall Placement | 206361887 |  | HRCU-A-CB-O | DLCSRBH24AAK | Mini-Splits | DLFSHBH24XAK | 12.5 | 21.5 | 11.5 | 12.5 | 22.3 | 10.3 | TRUE | TRUE | TRUE | 23000 | 18900 | 2.38 | 23737 | 1.82
206361882 | 05/19/21 | Live | Carrier | DAY & NIGHT | Singlezone Non-Ducted, Wall Placement | 206361882 |  | HRCU-A-CB-O | DLCSRBH24AAK | Mini-Splits | DLFSHBH24XAK | 12.5 | 21.5 | 11.5 | 12.5 | 22.3 | 10.3 | TRUE | TRUE | TRUE | 23000 | 18900 | 2.38 | 23737 | 1.82
211756564 | 09/29/23 | Live | Carrier | LPS LEGACY | Singlezone Non-Ducted, Wall Placement | 211756564 |  | HRCU-A-CB-O | DLCSRBH12AAK | Mini-Splits | DLFSHBH12XAK | 13 | 22 | 12.7 | 13 | 23.1 | 10.5 | TRUE | TRUE | TRUE | 12000 | 10300 | 2.56 | 12477 | 2.01
206361915 | 08/11/21 | Live | Carrier | AIRQUEST | Singlezone Non-Ducted, Wall Placement | 206361915 |  | HRCU-A-CB-O | DLCSRBH12AAK | Mini-Splits | DLFSHBH12XAK | 13 | 22 | 12.7 | 13 | 23.1 | 10.5 | TRUE | TRUE | TRUE | 12000 | 10300 | 2.56 | 12477 | 2.01
206361895 | 08/11/21 | Live | Carrier | KENMORE | Singlezone Non-Ducted, Wall Placement | 206361895 |  | HRCU-A-CB-O | DLCSRBH12AAK | Mini-Splits | DLFSHBH12XAK | 13 | 22 | 12.7 | 13 | 23.1 | 10.5 | TRUE | TRUE | TRUE | 12000 | 10300 | 2.56 | 12477 | 2.01
206361875 | 05/25/21 | Live | Carrier | COMFORTMAKER | Singlezone Non-Ducted, Wall Placement | 206361875 |  | HRCU-A-CB-O | DLCSRBH12AAK | Mini-Splits | DLFSHBH12XAK | 13 | 22 | 12.7 | 13 | 23.1 | 10.5 | TRUE | TRUE | TRUE | 12000 | 10300 | 2.56 | 12477 | 2.01
206361910 | 09/29/23 | Live | Carrier | SMART COMFORT | Singlezone Non-Ducted, Wall Placement | 206361910 |  | HRCU-A-CB-O | DLCSRBH12AAK | Mini-Splits | DLFSHBH12XAK | 13 | 22 | 12.7 | 13 | 23.1 | 10.5 | TRUE | TRUE | TRUE | 12000 | 10300 | 2.56 | 12477 | 2.01
206361900 | 08/11/21 | Live | Carrier | MIDEA | Singlezone Non-Ducted, Wall Placement | 206361900 |  | HRCU-A-CB-O | DLCSRBH12AAK | Mini-Splits | DLFSHBH12XAK | 13 | 22 | 12.7 | 13 | 23.1 | 10.5 | TRUE | TRUE | TRUE | 12000 | 10300 | 2.56 | 12477 | 2.01
206361870 | 08/11/21 | Live | Carrier | ARCOAIRE | Singlezone Non-Ducted, Wall Placement | 206361870 |  | HRCU-A-CB-O | DLCSRBH12AAK | Mini-Splits | DLFSHBH12XAK | 13 | 22 | 12.7 | 13 | 23.1 | 10.5 | TRUE | TRUE | TRUE | 12000 | 10300 | 2.56 | 12477 | 2.01
206361905 | 08/11/21 | Live | Carrier | TEMPSTAR | Singlezone Non-Ducted, Wall Placement | 206361905 |  | HRCU-A-CB-O | DLCSRBH12AAK | Mini-Splits | DLFSHBH12XAK | 13 | 22 | 12.7 | 13 | 23.1 | 10.5 | TRUE | TRUE | TRUE | 12000 | 10300 | 2.56 | 12477 | 2.01
206361890 | 08/11/21 | Live | Carrier | KEEPRITE | Singlezone Non-Ducted, Wall Placement | 206361890 |  | HRCU-A-CB-O | DLCSRBH12AAK | Mini-Splits | DLFSHBH12XAK | 13 | 22 | 12.7 | 13 | 23.1 | 10.5 | TRUE | TRUE | TRUE | 12000 | 10300 | 2.56 | 12477 | 2.01
206361885 | 08/11/21 | Live | Carrier | HEIL | Singlezone Non-Ducted, Wall Placement | 206361885 |  | HRCU-A-CB-O | DLCSRBH12AAK | Mini-Splits | DLFSHBH12XAK | 13 | 22 | 12.7 | 13 | 23.1 | 10.5 | TRUE | TRUE | TRUE | 12000 | 10300 | 2.56 | 12477 | 2.01
206361880 | 08/11/21 | Live | Carrier | DAY & NIGHT | Singlezone Non-Ducted, Wall Placement | 206361880 |  | HRCU-A-CB-O | DLCSRBH12AAK | Mini-Splits | DLFSHBH12XAK | 13 | 22 | 12.7 | 13 | 23.1 | 10.5 | TRUE | TRUE | TRUE | 12000 | 10300 | 2.56 | 12477 | 2.01
211756518 | 09/29/23 | Live | Carrier | LPS LEGACY | Singlezone Non-Ducted, Wall Placement | 211756518 |  | HRCU-A-CB-O | DLCSRBH12AAJ | Mini-Splits | DLFSHBH12XAJ | 12.5 | 22 | 11.5 | 12.5 | 22.7 | 10.4 | TRUE | FALSE | TRUE | 12000 | 8900 | 2.75 | 9018 | 2.4
206361913 | 05/19/21 | Live | Carrier | AIRQUEST | Singlezone Non-Ducted, Wall Placement | 206361913 |  | HRCU-A-CB-O | DLCSRBH12AAJ | Mini-Splits | DLFSHBH12XAJ | 12.5 | 22 | 11.5 | 12.5 | 22.7 | 10.4 | TRUE | FALSE | TRUE | 12000 | 8900 | 2.75 | 9018 | 2.4
206361893 | 05/19/21 | Live | Carrier | KENMORE | Singlezone Non-Ducted, Wall Placement | 206361893 |  | HRCU-A-CB-O | DLCSRBH12AAJ | Mini-Splits | DLFSHBH12XAJ | 12.5 | 22 | 11.5 | 12.5 | 22.7 | 10.4 | TRUE | FALSE | TRUE | 12000 | 8900 | 2.75 | 9018 | 2.4
206361873 | 05/25/21 | Live | Carrier | COMFORTMAKER | Singlezone Non-Ducted, Wall Placement | 206361873 |  | HRCU-A-CB-O | DLCSRBH12AAJ | Mini-Splits | DLFSHBH12XAJ | 12.5 | 22 | 11.5 | 12.5 | 22.7 | 10.4 | TRUE | FALSE | TRUE | 12000 | 8900 | 2.75 | 9018 | 2.4
206361908 | 09/29/23 | Live | Carrier | SMART COMFORT | Singlezone Non-Ducted, Wall Placement | 206361908 |  | HRCU-A-CB-O | DLCSRBH12AAJ | Mini-Splits | DLFSHBH12XAJ | 12.5 | 22 | 11.5 | 12.5 | 22.7 | 10.4 | TRUE | FALSE | TRUE | 12000 | 8900 | 2.75 | 9018 | 2.4
206361898 | 05/19/21 | Live | Carrier | MIDEA | Singlezone Non-Ducted, Wall Placement | 206361898 |  | HRCU-A-CB-O | DLCSRBH12AAJ | Mini-Splits | DLFSHBH12XAJ | 12.5 | 22 | 11.5 | 12.5 | 22.7 | 10.4 | TRUE | FALSE | TRUE | 12000 | 8900 | 2.75 | 9018 | 2.4
206361868 | 05/19/21 | Live | Carrier | ARCOAIRE | Singlezone Non-Ducted, Wall Placement | 206361868 |  | HRCU-A-CB-O | DLCSRBH12AAJ | Mini-Splits | DLFSHBH12XAJ | 12.5 | 22 | 11.5 | 12.5 | 22.7 | 10.4 | TRUE | FALSE | TRUE | 12000 | 8900 | 2.75 | 9018 | 2.4
206361903 | 05/19/21 | Live | Carrier | TEMPSTAR | Singlezone Non-Ducted, Wall Placement | 206361903 |  | HRCU-A-CB-O | DLCSRBH12AAJ | Mini-Splits | DLFSHBH12XAJ | 12.5 | 22 | 11.5 | 12.5 | 22.7 | 10.4 | TRUE | FALSE | TRUE | 12000 | 8900 | 2.75 | 9018 | 2.4
206361888 | 05/19/21 | Live | Carrier | KEEPRITE | Singlezone Non-Ducted, Wall Placement | 206361888 |  | HRCU-A-CB-O | DLCSRBH12AAJ | Mini-Splits | DLFSHBH12XAJ | 12.5 | 22 | 11.5 | 12.5 | 22.7 | 10.4 | TRUE | FALSE | TRUE | 12000 | 8900 | 2.75 | 9018 | 2.4
206361883 | 05/19/21 | Live | Carrier | HEIL | Singlezone Non-Ducted, Wall Placement | 206361883 |  | HRCU-A-CB-O | DLCSRBH12AAJ | Mini-Splits | DLFSHBH12XAJ | 12.5 | 22 | 11.5 | 12.5 | 22.7 | 10.4 | TRUE | FALSE | TRUE | 12000 | 8900 | 2.75 | 9018 | 2.4
206361878 | 05/19/21 | Live | Carrier | DAY & NIGHT | Singlezone Non-Ducted, Wall Placement | 206361878 |  | HRCU-A-CB-O | DLCSRBH12AAJ | Mini-Splits | DLFSHBH12XAJ | 12.5 | 22 | 11.5 | 12.5 | 22.7 | 10.4 | TRUE | FALSE | TRUE | 12000 | 8900 | 2.75 | 9018 | 2.4
211756563 | 09/29/23 | Live | Carrier | LPS LEGACY | Singlezone Non-Ducted, Wall Placement | 211756563 |  | HRCU-A-CB-O | DLCSRBH09AAK | Mini-Splits | DLFSHBH09XAK | 15.8 | 25.5 | 12.5 | 15.8 | 26.4 | 11.6 | TRUE | TRUE | TRUE | 9000 | 9300 | 2.5 | 12235 | 1.98
206361914 | 05/19/21 | Live | Carrier | AIRQUEST | Singlezone Non-Ducted, Wall Placement | 206361914 |  | HRCU-A-CB-O | DLCSRBH09AAK | Mini-Splits | DLFSHBH09XAK | 15.8 | 25.5 | 12.5 | 15.8 | 26.4 | 11.6 | TRUE | TRUE | TRUE | 9000 | 9300 | 2.5 | 12235 | 1.98
206361894 | 05/19/21 | Live | Carrier | KENMORE | Singlezone Non-Ducted, Wall Placement | 206361894 |  | HRCU-A-CB-O | DLCSRBH09AAK | Mini-Splits | DLFSHBH09XAK | 15.8 | 25.5 | 12.5 | 15.8 | 26.4 | 11.6 | TRUE | TRUE | TRUE | 9000 | 9300 | 2.5 | 12235 | 1.98
206361874 | 05/25/21 | Live | Carrier | COMFORTMAKER | Singlezone Non-Ducted, Wall Placement | 206361874 |  | HRCU-A-CB-O | DLCSRBH09AAK | Mini-Splits | DLFSHBH09XAK | 15.8 | 25.5 | 12.5 | 15.8 | 26.4 | 11.6 | TRUE | TRUE | TRUE | 9000 | 9300 | 2.5 | 12235 | 1.98
206361909 | 09/29/23 | Live | Carrier | SMART COMFORT | Singlezone Non-Ducted, Wall Placement | 206361909 |  | HRCU-A-CB-O | DLCSRBH09AAK | Mini-Splits | DLFSHBH09XAK | 15.8 | 25.5 | 12.5 | 15.8 | 26.4 | 11.6 | TRUE | TRUE | TRUE | 9000 | 9300 | 2.5 | 12235 | 1.98
206361899 | 05/19/21 | Live | Carrier | MIDEA | Singlezone Non-Ducted, Wall Placement | 206361899 |  | HRCU-A-CB-O | DLCSRBH09AAK | Mini-Splits | DLFSHBH09XAK | 15.8 | 25.5 | 12.5 | 15.8 | 26.4 | 11.6 | TRUE | TRUE | TRUE | 9000 | 9300 | 2.5 | 12235 | 1.98
206361869 | 05/19/21 | Live | Carrier | ARCOAIRE | Singlezone Non-Ducted, Wall Placement | 206361869 |  | HRCU-A-CB-O | DLCSRBH09AAK | Mini-Splits | DLFSHBH09XAK | 15.8 | 25.5 | 12.5 | 15.8 | 26.4 | 11.6 | TRUE | TRUE | TRUE | 9000 | 9300 | 2.5 | 12235 | 1.98
206361904 | 05/19/21 | Live | Carrier | TEMPSTAR | Singlezone Non-Ducted, Wall Placement | 206361904 |  | HRCU-A-CB-O | DLCSRBH09AAK | Mini-Splits | DLFSHBH09XAK | 15.8 | 25.5 | 12.5 | 15.8 | 26.4 | 11.6 | TRUE | TRUE | TRUE | 9000 | 9300 | 2.5 | 12235 | 1.98
206361889 | 05/19/21 | Live | Carrier | KEEPRITE | Singlezone Non-Ducted, Wall Placement | 206361889 |  | HRCU-A-CB-O | DLCSRBH09AAK | Mini-Splits | DLFSHBH09XAK | 15.8 | 25.5 | 12.5 | 15.8 | 26.4 | 11.6 | TRUE | TRUE | TRUE | 9000 | 9300 | 2.5 | 12235 | 1.98
206361884 | 05/19/21 | Live | Carrier | HEIL | Singlezone Non-Ducted, Wall Placement | 206361884 |  | HRCU-A-CB-O | DLCSRBH09AAK | Mini-Splits | DLFSHBH09XAK | 15.8 | 25.5 | 12.5 | 15.8 | 26.4 | 11.6 | TRUE | TRUE | TRUE | 9000 | 9300 | 2.5 | 12235 | 1.98
206361879 | 05/19/21 | Live | Carrier | DAY & NIGHT | Singlezone Non-Ducted, Wall Placement | 206361879 |  | HRCU-A-CB-O | DLCSRBH09AAK | Mini-Splits | DLFSHBH09XAK | 15.8 | 25.5 | 12.5 | 15.8 | 26.4 | 11.6 | TRUE | TRUE | TRUE | 9000 | 9300 | 2.5 | 12235 | 1.98
211756558 | 09/29/23 | Live | Carrier | LPS LEGACY | Singlezone Non-Ducted, Wall Placement | 211756558 |  | HRCU-A-CB-O | DLCSRBH06AAK | Mini-Splits | DLFSHBH06XAK | 15 | 23.5 | 11 | 15 | 23.5 | 12 | TRUE | TRUE | TRUE | 6000 | 7500 | 2.5 | 10000 | 2.38
207188932 | 09/29/23 | Live | Carrier | AIRQUEST | Singlezone Non-Ducted, Wall Placement | 207188932 |  | HRCU-A-CB-O | DLCSRBH06AAK | Mini-Splits | DLFSHBH06XAK | 15 | 23.5 | 11 | 15 | 23.5 | 12 | TRUE | TRUE | TRUE | 6000 | 7500 | 2.5 | 10000 | 2.38
207188920 | 09/29/23 | Live | Carrier | KENMORE | Singlezone Non-Ducted, Wall Placement | 207188920 |  | HRCU-A-CB-O | DLCSRBH06AAK | Mini-Splits | DLFSHBH06XAK | 15 | 23.5 | 11 | 15 | 23.5 | 12 | TRUE | TRUE | TRUE | 6000 | 7500 | 2.5 | 10000 | 2.38
207188908 | 09/29/23 | Live | Carrier | COMFORTMAKER | Singlezone Non-Ducted, Wall Placement | 207188908 |  | HRCU-A-CB-O | DLCSRBH06AAK | Mini-Splits | DLFSHBH06XAK | 15 | 23.5 | 11 | 15 | 23.5 | 12 | TRUE | TRUE | TRUE | 6000 | 7500 | 2.5 | 10000 | 2.38
207188929 | 09/29/23 | Live | Carrier | SMART COMFORT | Singlezone Non-Ducted, Wall Placement | 207188929 |  | HRCU-A-CB-O | DLCSRBH06AAK | Mini-Splits | DLFSHBH06XAK | 15 | 23.5 | 11 | 15 | 23.5 | 12 | TRUE | TRUE | TRUE | 6000 | 7500 | 2.5 | 10000 | 2.38
207188923 | 09/29/23 | Live | Carrier | MIDEA | Singlezone Non-Ducted, Wall Placement | 207188923 |  | HRCU-A-CB-O | DLCSRBH06AAK | Mini-Splits | DLFSHBH06XAK | 15 | 23.5 | 11 | 15 | 23.5 | 12 | TRUE | TRUE | TRUE | 6000 | 7500 | 2.5 | 10000 | 2.38
207188905 | 09/29/23 | Live | Carrier | ARCOAIRE | Singlezone Non-Ducted, Wall Placement | 207188905 |  | HRCU-A-CB-O | DLCSRBH06AAK | Mini-Splits | DLFSHBH06XAK | 15 | 23.5 | 11 | 15 | 23.5 | 12 | TRUE | TRUE | TRUE | 6000 | 7500 | 2.5 | 10000 | 2.38
207188926 | 09/29/23 | Live | Carrier | TEMPSTAR | Singlezone Non-Ducted, Wall Placement | 207188926 |  | HRCU-A-CB-O | DLCSRBH06AAK | Mini-Splits | DLFSHBH06XAK | 15 | 23.5 | 11 | 15 | 23.5 | 12 | TRUE | TRUE | TRUE | 6000 | 7500 | 2.5 | 10000 | 2.38
207188917 | 09/29/23 | Live | Carrier | KEEPRITE | Singlezone Non-Ducted, Wall Placement | 207188917 |  | HRCU-A-CB-O | DLCSRBH06AAK | Mini-Splits | DLFSHBH06XAK | 15 | 23.5 | 11 | 15 | 23.5 | 12 | TRUE | TRUE | TRUE | 6000 | 7500 | 2.5 | 10000 | 2.38
207188914 | 09/29/23 | Live | Carrier | HEIL | Singlezone Non-Ducted, Wall Placement | 207188914 |  | HRCU-A-CB-O | DLCSRBH06AAK | Mini-Splits | DLFSHBH06XAK | 15 | 23.5 | 11 | 15 | 23.5 | 12 | TRUE | TRUE | TRUE | 6000 | 7500 | 2.5 | 10000 | 2.38
207188911 | 09/29/23 | Live | Carrier | DAY & NIGHT | Singlezone Non-Ducted, Wall Placement | 207188911 |  | HRCU-A-CB-O | DLCSRBH06AAK | Mini-Splits | DLFSHBH06XAK | 15 | 23.5 | 11 | 15 | 23.5 | 12 | TRUE | TRUE | TRUE | 6000 | 7500 | 2.5 | 10000 | 2.38
213246054 | 09/28/23 | Live | RBL A/C INC. | SHARP | Singlezone Non-Ducted, Wall Placement | 213246054 |  | HRCU-A-CB-O | AE-X24ZU1 | Mini-Splits | AY-XP24ZU1 |  |  |  | 10 | 22 | 11 | FALSE | FALSE | TRUE | 22000 | 22400 | 2.34 | 22400 | 2.34
213246053 | 09/28/23 | Live | RBL A/C INC. | SHARP | Singlezone Non-Ducted, Wall Placement | 213246053 |  | HRCU-A-CB-O | AE-X18ZU1 | Mini-Splits | AY-XP18ZU1 |  |  |  | 13 | 24 | 11 | TRUE | TRUE | TRUE | 18000 | 22000 | 2.3 | 22000 | 2.3
213246052 | 09/28/23 | Live | RBL A/C INC. | SHARP | Singlezone Non-Ducted, Wall Placement | 213246052 |  | HRCU-A-CB-O | AE-X18ZHU1 | Mini-Splits | AY-XP18ZHU1 |  |  |  | 13 | 25 | 11.5 | TRUE | TRUE | TRUE | 18000 | 22600 | 2.28 | 22600 | 2.28
213156953 | 07/30/23 | Live | Midea Electric Trading | MULTI MFG | Singlezone Ducted, Centrally Ducted | 213156953 |  | HRCU-A-CB | HHS-30HD-A |  | 30MUC0-HP-A |  |  |  | 10 | 16.9 | 9 | FALSE | FALSE | FALSE | 30000 | 19600 | 2.4 | 30000 | 2
213156950 | 07/30/23 | Live | Midea Electric Trading | MDV | Singlezone Ducted, Centrally Ducted | 213156950 |  | HRCU-A-CB | MOD30U-30HFN1-MR0(X) |  | MVBE-30HWFN1-ML3E |  |  |  | 10 | 16.9 | 9 | TRUE | TRUE | FALSE | 30000 | 19600 | 2.4 | 30000 | 2
213249354 | 09/07/23 | Live | Lennox Industries | ADP | Singlezone Ducted, Centrally Ducted | 213249354 |  | HRCU-A-C | TU60-48WADU | Ducted Indoor Units | *E88960 |  |  |  | 9.5 | 15.2 | 8.5 | FALSE | FALSE | FALSE | 50500 | 34200 | 2.1 | 31400 | 2.5
213249353 | 09/07/23 | Live | Lennox Industries | ADP | Singlezone Ducted, Centrally Ducted | 213249353 |  | HRCU-A-C | TU60-48WADU | Ducted Indoor Units | *G52960 |  |  |  | 9.5 | 15.2 | 8.5 | FALSE | FALSE | FALSE | 50500 | 34200 | 2.1 | 31400 | 2.5
213249352 | 09/07/23 | Live | Lennox Industries | ADP | Singlezone Ducted, Centrally Ducted | 213249352 |  | HRCU-A-C | TU36-24WADU | Ducted Indoor Units | *E34936 |  |  |  | 9 | 15.2 | 8.5 | FALSE | FALSE | FALSE | 31600 | 21000 | 2.1 | 24000 | 2.31
213249351 | 09/07/23 | Live | Lennox Industries | ADP | Singlezone Ducted, Centrally Ducted | 213249351 |  | HRCU-A-C | TU36-24WADU | Ducted Indoor Units | *G34936 |  |  |  | 9 | 15.2 | 8.5 | FALSE | FALSE | FALSE | 31600 | 21000 | 2.1 | 24000 | 2.31
213249350 | 09/07/23 | Live | Lennox Industries | ADP | Singlezone Ducted, Centrally Ducted | 213249350 |  | HRCU-A-C | TU36-24WADU | Ducted Indoor Units | *E7J936+TD |  |  |  | 10.5 | 15.2 | 8.4 | FALSE | FALSE | TRUE | 22200 | 14000 | 2.1 | 24000 | 2.31
213249349 | 09/07/23 | Live | Lennox Industries | ADP | Singlezone Ducted, Centrally Ducted | 213249349 |  | HRCU-A-C | TU36-24WADU | Ducted Indoor Units | *E32936+TD |  |  |  | 10.5 | 15 | 8.3 | FALSE | FALSE | FALSE | 22000 | 14000 | 2.1 | 24000 | 2.31
213249234 | 09/07/23 | Live | Lennox Industries | ADP | Singlezone Ducted, Centrally Ducted | 213249234 |  | HRCU-A-C | A-KCD30SA-1 | Ducted Indoor Units | HG8J936+TD |  |  |  | 10.5 | 15.2 | 9.5 | FALSE | FALSE | FALSE | 29800 | 21600 | 2.1 | 30000 | 2.2
213249233 | 09/07/23 | Live | Lennox Industries | ADP | Singlezone Ducted, Centrally Ducted | 213249233 |  | HRCU-A-C | A-KCD30SA-1 | Ducted Indoor Units | HG33936+TD |  |  |  | 10 | 15.2 | 9.35 | FALSE | FALSE | FALSE | 29400 | 21600 | 2.1 | 30000 | 2.2
213249232 | 09/07/23 | Live | Lennox Industries | ADP | Singlezone Ducted, Centrally Ducted | 213249232 |  | HRCU-A-C | DIRM-30MAGICPRO20-OU | Ducted Indoor Units | HG33936+TD |  |  |  | 10 | 15.2 | 9.35 | FALSE | FALSE | TRUE | 29400 | 21600 | 2.1 | 26000 | 2.28
213249114 | 09/07/23 | Live | Lennox Industries | ADP | Singlezone Ducted, Centrally Ducted | 213249114 |  | HRCU-A-C | TU60-48WADU | Ducted Indoor Units | *E88960+TD |  |  |  | 10 | 15.2 | 8.5 | FALSE | FALSE | TRUE | 47000 | 30200 | 2.1 | 31400 | 2.5
213249113 | 09/07/23 | Live | Lennox Industries | ADP | Singlezone Ducted, Centrally Ducted | 213249113 |  | HRCU-A-C | TU60-48WADU | Ducted Indoor Units | *G52960+TD |  |  |  | 10 | 15.2 | 8.5 | FALSE | FALSE | TRUE | 47000 | 30200 | 2.1 | 31400 | 2.5
213249112 | 09/07/23 | Live | Lennox Industries | ADP | Singlezone Ducted, Centrally Ducted | 213249112 |  | HRCU-A-C | TU36-24WADU | Ducted Indoor Units | *G34936+TD |  |  |  | 11 | 15.2 | 8.5 | FALSE | FALSE | TRUE | 22800 | 14000 | 2.1 | 24000 | 2.31
213249111 | 09/07/23 | Live | Lennox Industries | ADP | Singlezone Ducted, Centrally Ducted | 213249111 |  | HRCU-A-C | TU36-24WADU | Ducted Indoor Units | *E34936+TD |  |  |  | 11 | 15.2 | 8.5 | FALSE | FALSE | TRUE | 22800 | 14000 | 2.1 | 24000 | 2.31
213249110 | 09/07/23 | Live | Lennox Industries | ADP | Singlezone Ducted, Centrally Ducted | 213249110 |  | HRCU-A-C | TU36-24WADU | Ducted Indoor Units | *G33936+TD |  |  |  | 10.5 | 15.2 | 8.4 | FALSE | FALSE | TRUE | 22400 | 14000 | 2.1 | 24000 | 2.31
204276540 | 08/06/20 | Live | Mitsubishi Electric Trane | TRANE / MITSUBISHI ELECTRIC | Singlezone Non-Ducted, Ceiling Placement | 204276540 |  | HRCU-A-CB-O | TRUZH0241HA00NA | Mini-Splits | TPLA0A0241EA70A | 14 | 21.5 | 12 |  |  |  | FALSE | FALSE | FALSE | 24000 | 17300 | 3.09 | 26000 | 2.54
212614864 | 07/27/23 | Live | Daikin North America, LLC | DAIKIN | Singlezone Ducted, Centrally Ducted | 212614864 |  | HRCU-A-CB | DZ6VSA241EA* | Ducted Indoor Units | DFVE36CP1400A* |  |  |  | 10 | 17 | 8.6 | TRUE | TRUE | TRUE | 23000 | 16000 | 2.65 | 19700 | 2.26
212614872 | 07/27/23 | Live | Daikin North America, LLC | DAIKIN | Singlezone Ducted, Centrally Ducted | 212614872 |  | HRCU-A-CB | DZ6VSA241EA* | Ducted Indoor Units | DFVE36CP0400A* |  |  |  | 10 | 17 | 8.6 | TRUE | TRUE | TRUE | 23000 | 16000 | 2.65 | 19700 | 2.26
212614873 | 07/27/23 | Live | Daikin North America, LLC | DAIKIN | Singlezone Ducted, Centrally Ducted | 212614873 |  | HRCU-A-CB | DZ6VSA241EA* | Ducted Indoor Units | CA*EA2422*4A*+MBVC1200**-1A* |  |  |  | 10 | 17 | 8.6 | TRUE | TRUE | TRUE | 23000 | 16000 | 2.65 | 19400 | 2
212614874 | 07/27/23 | Live | Daikin North America, LLC | DAIKIN | Singlezone Ducted, Centrally Ducted | 212614874 |  | HRCU-A-CB | DZ6VSA241EA* | Ducted Indoor Units | CA*EA2422*4A*+MBVC1600**-1A* |  |  |  | 10 | 17 | 8.6 | TRUE | TRUE | TRUE | 23000 | 16000 | 2.65 | 19400 | 2
212614894 | 07/27/23 | Live | Daikin North America, LLC | DAIKIN | Singlezone Ducted, Centrally Ducted | 212614894 |  | HRCU-A-CB | DZ6VSA241EA* | Ducted Indoor Units | CA*EA3026*4A*+MBVC1200**-1A* |  |  |  | 10 | 17 | 8.6 | TRUE | TRUE | TRUE | 23000 | 16000 | 2.65 | 19400 | 2
212614895 | 07/27/23 | Live | Daikin North America, LLC | DAIKIN | Singlezone Ducted, Centrally Ducted | 212614895 |  | HRCU-A-CB | DZ6VSA241EA* | Ducted Indoor Units | CA*EA3026*4A*+MBVC1600**-1A* |  |  |  | 10 | 17 | 8.6 | TRUE | TRUE | TRUE | 23000 | 16000 | 2.65 | 19400 | 2
212614868 | 07/27/23 | Live | Daikin North America, LLC | AMANA | Singlezone Ducted, Centrally Ducted | 212614868 |  | HRCU-A-CB | ASZS60241EA* | Ducted Indoor Units | AHVE36CP1400A* |  |  |  | 10 | 17 | 8.6 | TRUE | TRUE | TRUE | 23000 | 16000 | 2.65 | 19700 | 2.26
212614943 | 07/27/23 | Live | Daikin North America, LLC | AMANA | Singlezone Ducted, Centrally Ducted | 212614943 |  | HRCU-A-CB | ASZS60241EA* | Ducted Indoor Units | AHVE36CP0400A* |  |  |  | 10 | 17 | 8.6 | TRUE | TRUE | TRUE | 23000 | 16000 | 2.65 | 19700 | 2.26
212614944 | 07/27/23 | Live | Daikin North America, LLC | AMANA | Singlezone Ducted, Centrally Ducted | 212614944 |  | HRCU-A-CB | ASZS60241EA* | Ducted Indoor Units | CA*EA2422*4A*+MBVC1200**-1A* |  |  |  | 10 | 17 | 8.6 | TRUE | TRUE | TRUE | 23000 | 16000 | 2.65 | 19400 | 2
212614945 | 07/27/23 | Live | Daikin North America, LLC | AMANA | Singlezone Ducted, Centrally Ducted | 212614945 |  | HRCU-A-CB | ASZS60241EA* | Ducted Indoor Units | CA*EA2422*4A*+MBVC1600**-1A* |  |  |  | 10 | 17 | 8.6 | TRUE | TRUE | TRUE | 23000 | 16000 | 2.65 | 19400 | 2
212614965 | 07/27/23 | Live | Daikin North America, LLC | AMANA | Singlezone Ducted, Centrally Ducted | 212614965 |  | HRCU-A-CB | ASZS60241EA* | Ducted Indoor Units | CA*EA3026*4A*+MBVC1200**-1A* |  |  |  | 10 | 17 | 8.6 | TRUE | TRUE | TRUE | 23000 | 16000 | 2.65 | 19400 | 2
212614966 | 07/27/23 | Live | Daikin North America, LLC | AMANA | Singlezone Ducted, Centrally Ducted | 212614966 |  | HRCU-A-CB | ASZS60241EA* | Ducted Indoor Units | CA*EA3026*4A*+MBVC1600**-1A* |  |  |  | 10 | 17 | 8.6 | TRUE | TRUE | TRUE | 23000 | 16000 | 2.65 | 19400 | 2
209818205 | 09/14/23 | Live | Mitsubishi Electric Trane | Mitsubishi Electric | Singlezone Non-Ducted, Wall Placement | 209818205 |  | HRCU-A-CB-O | MUZ-GS36NA2*** | Mini-Splits | MSZ-GS36NA2*** |  |  |  | 8.8 | 18.4 | 8.5 | FALSE | FALSE | FALSE | 33200 | 21600 | 2.29 | 22800 | 2.29
209818204 | 09/14/23 | Live | Mitsubishi Electric Trane | Mitsubishi Electric | Singlezone Non-Ducted, Wall Placement | 209818204 |  | HRCU-A-CB-O | MUZ-GS30NA2*** | Mini-Splits | MSZ-GS30NA2*** |  |  |  | 9.2 | 19.1 | 8.9 | FALSE | FALSE | FALSE | 30600 | 20000 | 2.34 | 20800 | 2.34
213255774 | 09/12/23 | Live | Lennox Industries | GE | Singlezone Ducted, Centrally Ducted | 213255774 |  | HRCU-A-CB | NS18H60MA4-** | Ducted Indoor Units | NAM60V2TA4 |  |  |  | 10.4 | 17.1 | 8.5 | FALSE | FALSE | TRUE | 57000 | 38500 | 2.31 | 38500 | 2.31
213255775 | 09/12/23 | Live | Lennox Industries | GE | Singlezone Ducted, Centrally Ducted | 213255775 |  | HRCU-A-CB | NS18H60MA4-** | Ducted Indoor Units | NAM48V2TA4 |  |  |  | 11.5 | 18 | 8.1 | FALSE | FALSE | TRUE | 46000 | 32800 | 2.31 | 32800 | 2.31
213255773 | 09/12/23 | Live | Lennox Industries | GE | Singlezone Ducted, Centrally Ducted | 213255773 |  | HRCU-A-CB | NS18H36MA4-** | Ducted Indoor Units | NAM42V2TA4 |  |  |  | 11 | 18 | 8.5 | FALSE | FALSE | TRUE | 34600 | 22400 | 2.48 | 22400 | 2.48
213255778 | 09/12/23 | Live | Lennox Industries | GE | Singlezone Ducted, Centrally Ducted | 213255778 |  | HRCU-A-CB | NS18H36MA4-** | Ducted Indoor Units | NAM36V2TA4 |  |  |  | 11.7 | 19 | 8.5 | TRUE | FALSE | TRUE | 33600 | 22600 | 2.46 | 22600 | 2.46
213255777 | 09/12/23 | Live | Lennox Industries | GE | Singlezone Ducted, Centrally Ducted | 213255777 |  | HRCU-A-CB | NS18H36MA4-** | Ducted Indoor Units | NAM30V2TA4 |  |  |  | 12.3 | 19 | 8.5 | TRUE | FALSE | TRUE | 23200 | 16000 | 3.01 | 16000 | 3.01
213255776 | 09/12/23 | Live | Lennox Industries | GE | Singlezone Ducted, Centrally Ducted | 213255776 |  | HRCU-A-CB | NS18H36MA4-** | Ducted Indoor Units | NAM24V2TA4 |  |  |  | 12.3 | 19 | 8.5 | TRUE | FALSE | TRUE | 23000 | 15200 | 2.67 | 15200 | 2.67
210301933 | 10/19/22 | Live | RBL A/C INC. | SHARP | Singlezone Non-Ducted, Wall Placement | 210301933 |  | HRCU-A-CB-O | AE-X18ZU | Mini-Splits | AY-XPC18ZU |  |  |  | 13 | 24 | 11 | FALSE | FALSE | FALSE | 18000 | 22000 | 2.48 | 22000 | 2.3
204456308 | 06/20/23 | Live | Carrier | KENMORE | Singlezone Ducted, Centrally Ducted | 204456308 |  | HRCU-A-CB | (C,H,T)VH825GKA2*+TSTAT |  | FVM4X48***L | 12 | 16.5 | 8.8 | 11.7 | 15.5 | 7.8 | TRUE | FALSE | FALSE | 24600 | 20200 | 2.52 | 20200 | 2.52
206775009 | 06/20/23 | Live | Carrier | BRYANT HEATING AND COOLING SYSTEMS | Singlezone Ducted, Centrally Ducted | 206775009 |  | HRCU-A-CB | 288BNV060*0**B*+TSTAT |  | FV4CNB006L | 9 | 15 | 8.8 | 9.5 | 14.5 | 8 | FALSE | FALSE | FALSE | 56500 | 44500 | 2.46 | 44500 | 2.46
10464077 | 06/20/23 | Live | Carrier | BRYANT HEATING AND COOLING SYSTEMS | Singlezone Ducted, Centrally Ducted | 10464077 |  | HRCU-A-CB | 288BNV060*0**A*+TSTAT |  | FV4CNB006L | 9 | 15 | 8.8 | 9.5 | 14.5 | 8 | FALSE | FALSE | FALSE | 56500 | 44500 | 2.46 | 44500 | 2.46
206773687 | 06/20/23 | Live | Carrier | BRYANT HEATING AND COOLING SYSTEMS | Singlezone Ducted, Centrally Ducted | 206773687 |  | HRCU-A-CB | 288BNV048*0**B*+TSTAT |  | FV4CN(B,F)005L | 11 | 16 | 8.8 | 10.5 | 16 | 7.7 | FALSE | FALSE | FALSE | 46000 | 31800 | 2.32 | 31800 | 2.32
206770920 | 06/20/23 | Live | Carrier | BRYANT HEATING AND COOLING SYSTEMS | Singlezone Ducted, Centrally Ducted | 206770920 |  | HRCU-A-CB | 288BNV037*0**B*+TSTAT |  | FV4CN(B,F)003L | 11.5 | 17 | 8.8 | 11 | 17 | 8 | FALSE | FALSE | FALSE | 30800 | 29800 | 2.38 | 29800 | 2.38
206770911 | 06/20/23 | Live | Carrier | BRYANT HEATING AND COOLING SYSTEMS | Singlezone Ducted, Centrally Ducted | 206770911 |  | HRCU-A-CB | 288BNV037*0**B*+TSTAT |  | FV4CNF002L | 11.5 | 16 | 8.8 | 11 | 16.5 | 8 | FALSE | FALSE | FALSE | 30800 | 30400 | 2.42 | 30400 | 2.42
206765350 | 06/20/23 | Live | Carrier | BRYANT HEATING AND COOLING SYSTEMS | Singlezone Ducted, Centrally Ducted | 206765350 |  | HRCU-A-CB | 288BNV025*0**C*+TSTAT |  | FV4CN(B,F)005L | 12 | 16.5 | 8.8 | 11.7 | 15.5 | 7.8 | FALSE | FALSE | FALSE | 24600 | 20200 | 2.52 | 20200 | 2.52
211594474 | 04/26/23 | Live | ECOER INC. | ECOER | Singlezone Ducted, Centrally Ducted | 211594474 |  | HRCU-A-CB | ESCA16H-60 |  | EAHAEC-60 | 9 | 16.4 | 10.5 | 8.8 | 15.3 | 9.4 | TRUE | TRUE | FALSE | 55000 | 42000 | 2.6 | 52500 | 2.3
202110527 | 12/29/22 | Live | ECOER INC. | ECOER | Singlezone Ducted, Centrally Ducted | 202110527 |  | HRCU-A-CB | EODA18H-4860 |  | EAHATN-60 | 10 | 17 | 9.5 | 10 | 15.5 | 8.5 | TRUE | TRUE | TRUE | 54000 | 35600 | 2.4 | 40000 | 2.16
204456301 | 06/20/23 | Live | Carrier | BRYANT HEATING AND COOLING SYSTEMS | Singlezone Ducted, Centrally Ducted | 204456301 |  | HRCU-A-CB | 288BNV025*0**B*+TSTAT |  | FV4CN(B,F)005L | 12 | 16.5 | 8.8 | 11.7 | 15.5 | 7.8 | TRUE | FALSE | FALSE | 24600 | 20200 | 2.52 | 20200 | 2.52
206790658 | 05/11/23 | Live | Carrier | BRYANT HEATING AND COOLING SYSTEMS | Singlezone Ducted, Centrally Ducted | 206790658 |  | HRCU-A-CB | 284ANV060*0**B* |  | FE4ANB006L+UI | 13 | 21 | 11 | 13 | 20.5 | 8.5 | TRUE | FALSE | TRUE | 58000 | 50000 | 2.58 | 50000 | 2.58
206790587 | 05/11/23 | Live | Carrier | BRYANT HEATING AND COOLING SYSTEMS | Singlezone Ducted, Centrally Ducted | 206790587 |  | HRCU-A-CB | 284ANV048*0**B* |  | FE4ANB006L+UI | 13.5 | 22 | 11 | 13 | 22 | 9.5 | TRUE | TRUE | TRUE | 46000 | 42500 | 2.58 | 42500 | 2.58
206790017 | 05/11/23 | Live | Carrier | BRYANT HEATING AND COOLING SYSTEMS | Singlezone Ducted, Centrally Ducted | 206790017 |  | HRCU-A-CB | 284ANV024*0**B* |  | FE4ANF002L+UI | 14 | 22 | 12 | 13.5 | 21 | 10 | TRUE | FALSE | TRUE | 23400 | 24800 | 2.54 | 24800 | 2.54
206765313 | 06/20/23 | Live | Carrier | CARRIER | Singlezone Ducted, Centrally Ducted | 206765313 |  | HRCU-A-CB | 25VNA860A*031*+TSTAT |  | FV4CNB006L | 9 | 15 | 8.8 | 9.5 | 14.5 | 8 | FALSE | FALSE | FALSE | 56500 | 44500 | 2.46 | 44500 | 2.46
10461080 | 06/20/23 | Live | Carrier | CARRIER | Singlezone Ducted, Centrally Ducted | 10461080 |  | HRCU-A-CB | 25VNA860A*030*+TSTAT |  | FV4CNB006L | 9 | 15 | 8.8 | 9.5 | 14.5 | 8 | FALSE | FALSE | FALSE | 56500 | 44500 | 2.46 | 44500 | 2.46
206765167 | 06/20/23 | Live | Carrier | CARRIER | Singlezone Ducted, Centrally Ducted | 206765167 |  | HRCU-A-CB | 25VNA848A*031*+TSTAT |  | FV4CN(B,F)005L | 11 | 16 | 8.8 | 10.5 | 16 | 7.7 | FALSE | FALSE | FALSE | 46000 | 31800 | 2.32 | 31800 | 2.32
206764869 | 06/20/23 | Live | Carrier | CARRIER | Singlezone Ducted, Centrally Ducted | 206764869 |  | HRCU-A-CB | 25VNA837A*031*+TSTAT |  | FV4CN(B,F)003L | 11.5 | 17 | 8.8 | 11 | 17 | 8 | FALSE | FALSE | FALSE | 30800 | 29800 | 2.38 | 29800 | 2.38
206764868 | 06/20/23 | Live | Carrier | CARRIER | Singlezone Ducted, Centrally Ducted | 206764868 |  | HRCU-A-CB | 25VNA837A*031*+TSTAT |  | FV4CNF002L | 11.5 | 16 | 8.8 | 11 | 16.5 | 8 | FALSE | FALSE | FALSE | 30800 | 30400 | 2.42 | 30400 | 2.42
213164338 | 09/07/23 | Live | Ouellet Canada | ACD | Singlezone Ducted, Centrally Ducted | 213164338 |  | HRCU-A-C | FXD-ACD36 |  | GCAT24F/NAA |  |  |  | 11 | 15.2 | 8.5 | FALSE | FALSE | TRUE | 23000 | 15000 | 1.88 | 17600 | 2.08
212615008 | 07/27/23 | Live | AMANA HEATING AND AIR CONDITIONING | AMANA | Singlezone Ducted, Centrally Ducted | 212615008 |  | HRCU-A-CB | ASZS60481EA* | Ducted Indoor Units | CA*EA6030*4A*+MBVC2000**-1A* |  |  |  | 10 | 17 | 8.6 | TRUE | TRUE | TRUE | 44000 | 28000 | 2.67 | 38500 | 1.99
212615007 | 07/27/23 | Live | AMANA HEATING AND AIR CONDITIONING | AMANA | Singlezone Ducted, Centrally Ducted | 212615007 |  | HRCU-A-CB | ASZS60481EA* | Ducted Indoor Units | AHVE60DP0400A* |  |  |  | 10 | 17 | 8.6 | TRUE | TRUE | TRUE | 44000 | 28000 | 2.67 | 38500 | 2.24
212614871 | 07/27/23 | Live | AMANA HEATING AND AIR CONDITIONING | AMANA | Singlezone Ducted, Centrally Ducted | 212614871 |  | HRCU-A-CB | ASZS60481EA* | Ducted Indoor Units | AHVE60DP1400A* |  |  |  | 10 | 17 | 8.6 | TRUE | TRUE | TRUE | 44000 | 28000 | 2.67 | 38500 | 2.24
212615004 | 07/27/23 | Live | AMANA HEATING AND AIR CONDITIONING | AMANA | Singlezone Ducted, Centrally Ducted | 212615004 |  | HRCU-A-CB | ASZS60421EA* | Ducted Indoor Units | CA*EA6030*4A*+MBVC2000**-1A* |  |  |  | 10 | 17 | 8.6 | TRUE | TRUE | TRUE | 40000 | 28000 | 2.67 | 37800 | 2
212615003 | 07/27/23 | Live | AMANA HEATING AND AIR CONDITIONING | AMANA | Singlezone Ducted, Centrally Ducted | 212615003 |  | HRCU-A-CB | ASZS60421EA* | Ducted Indoor Units | AHVE60DP0400A* |  |  |  | 10 | 17 | 8.6 | TRUE | TRUE | TRUE | 40000 | 28000 | 2.67 | 38000 | 2.25
212614870 | 07/27/23 | Live | AMANA HEATING AND AIR CONDITIONING | AMANA | Singlezone Ducted, Centrally Ducted | 212614870 |  | HRCU-A-CB | ASZS60421EA* | Ducted Indoor Units | AHVE60DP1400A* |  |  |  | 10 | 17 | 8.6 | TRUE | TRUE | TRUE | 40000 | 28000 | 2.67 | 38000 | 2.25
212928696 | 07/27/23 | Live | AMANA HEATING AND AIR CONDITIONING | AMANA | Singlezone Ducted, Centrally Ducted | 212928696 |  | HRCU-A-CB | ASZS60361EA* | Ducted Indoor Units | AHVE42CP1400A* |  |  |  | 10 | 17.5 | 8.6 | TRUE | TRUE | TRUE | 34200 | 23000 | 2.59 | 36800 | 1.99
212928697 | 07/27/23 | Live | AMANA HEATING AND AIR CONDITIONING | AMANA | Singlezone Ducted, Centrally Ducted | 212928697 |  | HRCU-A-CB | ASZS60361EA* | Ducted Indoor Units | AHVE42CP0400A* |  |  |  | 10 | 17.5 | 8.6 | TRUE | TRUE | TRUE | 34200 | 23000 | 2.59 | 36800 | 1.99
212614990 | 07/27/23 | Live | AMANA HEATING AND AIR CONDITIONING | AMANA | Singlezone Ducted, Centrally Ducted | 212614990 |  | HRCU-A-CB | ASZS60361EA* | Ducted Indoor Units | CA*EA4830*4A*+MBVC1600**-1A* |  |  |  | 10 | 17.5 | 8.6 | TRUE | TRUE | TRUE | 34200 | 23000 | 2.59 | 36800 | 1.99
212614989 | 07/27/23 | Live | AMANA HEATING AND AIR CONDITIONING | AMANA | Singlezone Ducted, Centrally Ducted | 212614989 |  | HRCU-A-CB | ASZS60361EA* | Ducted Indoor Units | CA*EA6030*4A*+MBVC2000**-1A* |  |  |  | 10 | 17.5 | 8.6 | TRUE | TRUE | TRUE | 34200 | 23000 | 2.59 | 36800 | 1.99
212614988 | 07/27/23 | Live | AMANA HEATING AND AIR CONDITIONING | AMANA | Singlezone Ducted, Centrally Ducted | 212614988 |  | HRCU-A-CB | ASZS60361EA* | Ducted Indoor Units | AHVE48DP0400A* |  |  |  | 10 | 17.5 | 8.6 | TRUE | TRUE | TRUE | 34200 | 23000 | 2.59 | 37000 | 2.25
212614987 | 07/27/23 | Live | AMANA HEATING AND AIR CONDITIONING | AMANA | Singlezone Ducted, Centrally Ducted | 212614987 |  | HRCU-A-CB | ASZS60361EA* | Ducted Indoor Units | AHVE60DP0400A* |  |  |  | 10 | 17.5 | 8.6 | TRUE | TRUE | TRUE | 34200 | 23000 | 2.59 | 36800 | 1.99
212614986 | 07/27/23 | Live | AMANA HEATING AND AIR CONDITIONING | AMANA | Singlezone Ducted, Centrally Ducted | 212614986 |  | HRCU-A-CB | ASZS60361EA* | Ducted Indoor Units | AHVE60DP1400A* |  |  |  | 10 | 17.5 | 8.6 | TRUE | TRUE | TRUE | 34200 | 23000 | 2.59 | 36800 | 1.99
212614869 | 07/27/23 | Live | AMANA HEATING AND AIR CONDITIONING | AMANA | Singlezone Ducted, Centrally Ducted | 212614869 |  | HRCU-A-CB | ASZS60361EA* | Ducted Indoor Units | AHVE48DP1400A* |  |  |  | 10 | 17.5 | 8.6 | TRUE | TRUE | TRUE | 34200 | 23000 | 2.59 | 37000 | 2.25
212614939 | 07/27/23 | Live | Daikin Comfort Technologies | DAIKIN | Singlezone Ducted, Centrally Ducted | 212614939 |  | HRCU-A-CB | DZ6VSA481EA* | Ducted Indoor Units | CA*EA6030*4A*+MBVC2000**-1A* |  |  |  | 10 | 17 | 8.6 | TRUE | TRUE | TRUE | 44000 | 28000 | 2.67 | 38500 | 1.99
212614938 | 07/27/23 | Live | Daikin Comfort Technologies | DAIKIN | Singlezone Ducted, Centrally Ducted | 212614938 |  | HRCU-A-CB | DZ6VSA481EA* | Ducted Indoor Units | DFVE60DP0400A* |  |  |  | 10 | 17 | 8.6 | TRUE | TRUE | TRUE | 44000 | 28000 | 2.67 | 38500 | 2.24
212614867 | 07/27/23 | Live | Daikin Comfort Technologies | DAIKIN | Singlezone Ducted, Centrally Ducted | 212614867 |  | HRCU-A-CB | DZ6VSA481EA* | Ducted Indoor Units | DFVE60DP1400A* |  |  |  | 10 | 17 | 8.6 | TRUE | TRUE | TRUE | 44000 | 28000 | 2.67 | 38500 | 2.24
212614934 | 07/27/23 | Live | Daikin Comfort Technologies | DAIKIN | Singlezone Ducted, Centrally Ducted | 212614934 |  | HRCU-A-CB | DZ6VSA421EA* | Ducted Indoor Units | CA*EA6030*4A*+MBVC2000**-1A* |  |  |  | 10 | 17 | 8.6 | TRUE | TRUE | TRUE | 40000 | 28000 | 2.67 | 37800 | 2
212614933 | 07/27/23 | Live | Daikin Comfort Technologies | DAIKIN | Singlezone Ducted, Centrally Ducted | 212614933 |  | HRCU-A-CB | DZ6VSA421EA* | Ducted Indoor Units | DFVE60DP0400A* |  |  |  | 10 | 17 | 8.6 | TRUE | TRUE | TRUE | 40000 | 28000 | 2.67 | 38000 | 2.25
212614866 | 07/27/23 | Live | Daikin Comfort Technologies | DAIKIN | Singlezone Ducted, Centrally Ducted | 212614866 |  | HRCU-A-CB | DZ6VSA421EA* | Ducted Indoor Units | DFVE60DP1400A* |  |  |  | 10 | 17 | 8.6 | TRUE | TRUE | TRUE | 40000 | 28000 | 2.67 | 38000 | 2.25
212928695 | 07/27/23 | Live | Daikin Comfort Technologies | DAIKIN | Singlezone Ducted, Centrally Ducted | 212928695 |  | HRCU-A-CB | DZ6VSA361EA* | Ducted Indoor Units | DFVE42CP1400A* |  |  |  | 10 | 17.5 | 8.6 | TRUE | TRUE | TRUE | 34200 | 23000 | 2.59 | 36800 | 1.99
212928694 | 07/27/23 | Live | Daikin Comfort Technologies | DAIKIN | Singlezone Ducted, Centrally Ducted | 212928694 |  | HRCU-A-CB | DZ6VSA361EA* | Ducted Indoor Units | DFVE42CP0400A* |  |  |  | 10 | 17.5 | 8.6 | TRUE | TRUE | TRUE | 34200 | 23000 | 2.59 | 36800 | 1.99
212614919 | 07/27/23 | Live | Daikin Comfort Technologies | DAIKIN | Singlezone Ducted, Centrally Ducted | 212614919 |  | HRCU-A-CB | DZ6VSA361EA* | Ducted Indoor Units | CA*EA4830*4A*+MBVC1600**-1A* |  |  |  | 10 | 17.5 | 8.6 | TRUE | TRUE | TRUE | 34200 | 23000 | 2.59 | 36800 | 1.99
212614918 | 07/27/23 | Live | Daikin Comfort Technologies | DAIKIN | Singlezone Ducted, Centrally Ducted | 212614918 |  | HRCU-A-CB | DZ6VSA361EA* | Ducted Indoor Units | CA*EA6030*4A*+MBVC2000**-1A* |  |  |  | 10 | 17.5 | 8.6 | TRUE | TRUE | TRUE | 34200 | 23000 | 2.59 | 36800 | 1.99
212614917 | 07/27/23 | Live | Daikin Comfort Technologies | DAIKIN | Singlezone Ducted, Centrally Ducted | 212614917 |  | HRCU-A-CB | DZ6VSA361EA* | Ducted Indoor Units | DFVE48DP0400A* |  |  |  | 10 | 17.5 | 8.6 | TRUE | TRUE | TRUE | 34200 | 23000 | 2.59 | 37000 | 2.25
212614916 | 07/27/23 | Live | Daikin Comfort Technologies | DAIKIN | Singlezone Ducted, Centrally Ducted | 212614916 |  | HRCU-A-CB | DZ6VSA361EA* | Ducted Indoor Units | DFVE60DP0400A* |  |  |  | 10 | 17.5 | 8.6 | TRUE | TRUE | TRUE | 34200 | 23000 | 2.59 | 36800 | 1.99
212614915 | 07/27/23 | Live | Daikin Comfort Technologies | DAIKIN | Singlezone Ducted, Centrally Ducted | 212614915 |  | HRCU-A-CB | DZ6VSA361EA* | Ducted Indoor Units | DFVE60DP1400A* |  |  |  | 10 | 17.5 | 8.6 | TRUE | TRUE | TRUE | 34200 | 23000 | 2.59 | 36800 | 1.99
212614865 | 07/27/23 | Live | Daikin Comfort Technologies | DAIKIN | Singlezone Ducted, Centrally Ducted | 212614865 |  | HRCU-A-CB | DZ6VSA361EA* | Ducted Indoor Units | DFVE48DP1400A* |  |  |  | 10 | 17.5 | 8.6 | TRUE | TRUE | TRUE | 34200 | 23000 | 2.59 | 37000 | 2.25
213255597 | 09/06/23 | Live | Midea Electric Trading | INNOVAIR | Singlezone Ducted, Centrally Ducted | 213255597 |  | HRCU-A-CB | SHV18H2R20 |  | WEV18H2R19 |  |  |  | 12.1 | 19.3 | 10.8 | FALSE | FALSE | TRUE | 18000 | 15800 | 2.82 | 22000 | 2.45
213255600 | 09/06/23 | Live | Midea Electric Trading | INNOVAIR | Singlezone Ducted, Centrally Ducted | 213255600 |  | HRCU-A-CB | SHV36H2R20 |  | WEV36H2R19 |  |  |  | 10.2 | 17.6 | 9.2 | FALSE | FALSE | FALSE | 36000 | 28600 | 2.24 | 41000 | 2
213255598 | 09/06/23 | Live | Midea Electric Trading | INNOVAIR | Singlezone Ducted, Centrally Ducted | 213255598 |  | HRCU-A-CB | SHV24H2R20 |  | WEV24H2R19 |  |  |  | 11.7 | 17.5 | 10.5 | FALSE | FALSE | TRUE | 24000 | 20000 | 2.7 | 31500 | 2.72
213160448 | 09/06/23 | Live | Midea Electric Trading | DIRECT AIR | Singlezone Ducted, Centrally Ducted | 213160448 |  | HRCU-A-C | DIRM-60MAGICPRO20-OU |  | DIRM-60MAGICPRO20-COIL* |  |  |  | 8.6 | 14.5 | 8.6 | FALSE | FALSE | FALSE | 53000 | 37000 | 2.26 | 38000 | 2.26
213160447 | 09/06/23 | Live | Midea Electric Trading | CANAIR | Singlezone Ducted, Centrally Ducted | 213160447 |  | HRCU-A-C | CDH2060C22 |  | MAC-60HWDN1-MN0* |  |  |  | 8.6 | 14.5 | 8.6 | FALSE | FALSE | FALSE | 53000 | 37000 | 2.26 | 38000 | 2.26
213216270 | 09/06/23 | Live | Midea Electric Trading | ATK | Singlezone Ducted, Centrally Ducted | 213216270 |  | HRCU-A-C | ACI-CCO36CP21 |  | ACI-CCO36CP21 | 10.7 | 14.2 | 9.5 | 10.5 | 15.5 | 9.7 | FALSE | FALSE | TRUE | 30000 | 22600 | 2.62 | 26000 | 2.28
213199196 | 09/06/23 | Live | Midea Electric Trading | AIRLUX | Multizone Mix of Ducted and Non-Ducted | 213199196 |  | HMSV-A-CB | AM5M48O/2022 | Mixed Ducted and Non-Ducted Indoor Units |  | 10.55 | 20.75 | 11 | 10.9 | 20.8 | 9.6 | FALSE | FALSE | TRUE | 48000 | 36000 | 2.6 | 37000 | 2.17
213215914 | 09/06/23 | Live | Midea Electric Trading | QUEBEC VAIR | Singlezone Non-Ducted, Wall Placement | 213215914 |  | HRCU-A-CB-O | NE-T52-QVAIR12E | Mini-Splits | NE-T52-QVAIR12I | 12.5 | 22 | 10.8 | 12.5 | 23.1 | 9.3 | FALSE | FALSE | FALSE | 12000 | 8200 | 2.25 | 9543 | 2.39
213199197 | 09/06/23 | Live | Midea Electric Trading | DUOHOME | Singlezone Non-Ducted, Wall Placement | 213199197 |  | HRCU-A-CB-O | DOX230-09HFN1-BS5W | Mini-Splits | DSAG11A-09HRFN1-BS5W | 12.5 | 21.5 | 10.3 | 12.5 | 21.5 | 9.1 | FALSE | FALSE | FALSE | 9000 | 6300 | 2.4 | 7973 | 1.88
212941773 | 09/06/23 | Live | Midea Electric Trading | NUTECH | Singlezone Ducted, Centrally Ducted | 212941773 |  | HRCU-A-CB | NOE30U-48HFN1-MR0 |  | NVC-48HWFN1 | 9.3 | 17.3 | 10 | 8.8 | 15.8 | 9.4 | FALSE | FALSE | FALSE | 47000 | 37000 | 2.4 | 39000 | 2.2
212941772 | 09/06/23 | Live | Midea Electric Trading | NUTECH | Singlezone Ducted, Centrally Ducted | 212941772 |  | HRCU-A-CB | NOD30U-36HFN1-MR0 |  | NVC-36HWFN1 | 10.4 | 18 | 9.1 | 10.1 | 16.9 | 8.2 | FALSE | FALSE | FALSE | 36000 | 20400 | 2.48 | 22700 | 2.1
212941770 | 09/06/23 | Live | Midea Electric Trading | NUTECH | Singlezone Ducted, Centrally Ducted | 212941770 |  | HRCU-A-CB | NOX430-24HFN1-MR0 |  | NVC-24HWFN1 | 11.3 | 19.4 | 11.3 | 10.5 | 17 | 9.2 | FALSE | FALSE | TRUE | 24000 | 21000 | 2.8 | 22000 | 2.8
212941769 | 09/06/23 | Live | Midea Electric Trading | NUTECH | Multizone Mix of Ducted and Non-Ducted | 212941769 |  | HMSV-A-CB | N5OA-55HFN1-M | Mixed Ducted and Non-Ducted Indoor Units |  | 10.5 | 19 | 11.15 | 10.5 | 19.6 | 9.1 | FALSE | FALSE | TRUE | 55000 | 35800 | 2.58 | 37000 | 2.17
212941766 | 09/06/23 | Live | Midea Electric Trading | NUTECH | Multizone Mix of Ducted and Non-Ducted | 212941766 |  | HMSV-A-CB | N5OG-48HFN1-M | Mixed Ducted and Non-Ducted Indoor Units |  | 10.55 | 20.75 | 11 | 10.9 | 20.8 | 9.6 | FALSE | FALSE | TRUE | 48000 | 36000 | 2.6 | 37000 | 2.17
212941760 | 09/06/23 | Live | Midea Electric Trading | NUTECH | Multizone Mix of Ducted and Non-Ducted | 212941760 |  | HMSV-A-CB | N3OJ-27HFN1-M | Mixed Ducted and Non-Ducted Indoor Units |  | 11.6 | 21.75 | 10.2 | 11.95 | 22.25 | 9.2 | FALSE | FALSE | TRUE | 27400 | 21000 | 2.48 | 22600 | 2.25
212941759 | 09/06/23 | Live | Midea Electric Trading | NUTECH | Multizone All Ducted | 212941759 |  | HMSV-A-CB | N3OJ-27HFN1-M | Ducted Indoor Units |  | 11.2 | 21 | 10.2 | 11.7 | 21 | 9.2 | FALSE | FALSE | TRUE | 28000 | 22000 | 2.6 | 22600 | 2.25
212941757 | 09/06/23 | Live | Midea Electric Trading | NUTECH | Multizone Mix of Ducted and Non-Ducted | 212941757 |  | HMSV-A-CB | N2OA-18HFN1-M | Mixed Ducted and Non-Ducted Indoor Units |  | 12.25 | 20.25 | 10.7 | 12.25 | 20 | 10 | FALSE | FALSE | TRUE | 18000 | 14600 | 2.5 | 16000 | 2.23
212941756 | 09/06/23 | Live | Midea Electric Trading | NUTECH | Multizone All Ducted | 212941756 |  | HMSV-A-CB | N2OA-18HFN1-M | Ducted Indoor Units |  | 12 | 19 | 10.8 | 12 | 19 | 9.8 | FALSE | FALSE | TRUE | 18000 | 14800 | 2.49 | 16000 | 2.23
212941753 | 09/06/23 | Live | Midea Electric Trading | NUTECH | Singlezone Ducted, Compact Ducted | 212941753 |  | HRCU-A-CB | NOE30U-48HFN1-MP0(GA) | Mini-Splits | NTI-48HWFN1-M | 9.2 | 17.4 | 10.3 | 8.5 | 15.1 | 9.3 | FALSE | FALSE | FALSE | 48000 | 34000 | 2.32 | 41000 | 2.32
212941752 | 09/06/23 | Live | Midea Electric Trading | NUTECH | Singlezone Ducted, Compact Ducted | 212941752 |  | HRCU-A-CB | NOD30U-36HFN1-MP0(GA) | Mini-Splits | NTI-36HWFN1-M | 9 | 16.7 | 11.5 | 8.8 | 15.8 | 8.8 | FALSE | FALSE | FALSE | 36000 | 25000 | 2.49 | 26000 | 2.22
212941747 | 09/06/23 | Live | Midea Electric Trading | NUTECH | Singlezone Non-Ducted, Wall Placement | 212941747 |  | HRCU-A-CB-O | NU24WKU1 | Mini-Splits | NU24WKU1 | 9.5 | 18.5 | 10.2 | 9.5 | 18.5 | 8.6 | FALSE | FALSE | FALSE | 24000 | 16500 | 2.38 | 19257 | 2.11
212941746 | 09/06/23 | Live | Midea Electric Trading | NUTECH | Singlezone Non-Ducted, Wall Placement | 212941746 |  | HRCU-A-CB-O | NU18WKU1 | Mini-Splits | NU18WKU1 | 11 | 19.5 | 10 | 11 | 19.5 | 8.7 | FALSE | FALSE | FALSE | 18000 | 11400 | 2.57 | 14370 | 2.49
212941745 | 09/06/23 | Live | Midea Electric Trading | NUTECH | Singlezone Non-Ducted, Wall Placement | 212941745 |  | HRCU-A-CB-O | NU12WKU1 | Mini-Splits | NU12WKU1 | 10.3 | 20 | 10.8 | 10.3 | 20.8 | 8.7 | FALSE | FALSE | FALSE | 12000 | 7800 | 2.31 | 8200 | 1.35
212941744 | 09/06/23 | Live | Midea Electric Trading | NUTECH | Singlezone Non-Ducted, Wall Placement | 212941744 |  | HRCU-A-CB-O | NU9WKU1 | Mini-Splits | NU9WKU1 | 12.5 | 21.5 | 10.3 | 12.5 | 21.5 | 9.1 | FALSE | FALSE | FALSE | 9000 | 6300 | 2.4 | 7973 | 1.88
212941750 | 09/06/23 | Live | Midea Electric Trading | NUTECH | Singlezone Ducted, Compact Ducted | 212941750 |  | HRCU-A-CB | NOX430-17HFN1-MT0W | Mini-Splits | NTIU-18HWFN1-M | 12.5 | 19.6 | 11 | 11.7 | 18 | 9.5 | FALSE | FALSE | TRUE | 17000 | 15000 | 2.27 | 19000 | 2.02
213255513 | 09/06/23 | Live | Lennox Industries | ADP | Singlezone Ducted, Centrally Ducted | 213255513 |  | HRCU-A-C | KU36UHO | Ducted Indoor Units | *E36936+TD |  |  |  | 11 | 15.2 | 8.5 | FALSE | FALSE | TRUE | 23000 | 14000 | 2.1 | 24000 | 2.31
213255514 | 09/06/23 | Live | Lennox Industries | ADP | Singlezone Ducted, Centrally Ducted | 213255514 |  | HRCU-A-C | KU36UHO | Ducted Indoor Units | *E36936 |  |  |  | 9.5 | 15.2 | 8.5 | FALSE | FALSE | FALSE | 32000 | 21000 | 2.1 | 24000 | 2.31
213255511 | 09/06/23 | Live | Lennox Industries | ADP | Singlezone Ducted, Centrally Ducted | 213255511 |  | HRCU-A-C | KU36UHO | Ducted Indoor Units | *E35936+TD |  |  |  | 11 | 15.2 | 8.5 | FALSE | FALSE | TRUE | 23000 | 14000 | 2.1 | 24000 | 2.31
213255512 | 09/06/23 | Live | Lennox Industries | ADP | Singlezone Ducted, Centrally Ducted | 213255512 |  | HRCU-A-C | KU36UHO | Ducted Indoor Units | *E35936 |  |  |  | 9 | 15.2 | 8.5 | FALSE | FALSE | FALSE | 31800 | 21000 | 2.1 | 24000 | 2.31
213250269 | 09/06/23 | Live | Lennox Industries | ADP | Singlezone Ducted, Centrally Ducted | 213250269 |  | HRCU-A-C | DIRM-36MAGICPRO20-OU | Ducted Indoor Units | *G8J936+TD |  |  |  | 9.5 | 15.2 | 9.8 | FALSE | FALSE | FALSE | 34600 | 32000 | 2.1 | 30400 | 2
213250268 | 09/06/23 | Live | Lennox Industries | ADP | Singlezone Ducted, Centrally Ducted | 213250268 |  | HRCU-A-C | DIRM-30MAGICPRO20-OU | Ducted Indoor Units | *G8J936+TD |  |  |  | 10.5 | 15.2 | 9.5 | FALSE | FALSE | FALSE | 29800 | 21600 | 2.1 | 26000 | 2.28
213250270 | 09/06/23 | Live | Lennox Industries | ADP | Singlezone Ducted, Centrally Ducted | 213250270 |  | HRCU-A-C | DIRM-30MAGICPRO20-OU | Ducted Indoor Units | *G33936+TD |  |  |  | 10 | 15.2 | 9.35 | FALSE | FALSE | FALSE | 29400 | 21600 | 2.1 | 26000 | 2.28
213250267 | 09/06/23 | Live | Lennox Industries | ADP | Singlezone Ducted, Centrally Ducted | 213250267 |  | HRCU-A-C | DIRM-30MAGICPRO20-OU | Ducted Indoor Units | *E31930+TD |  |  |  | 10 | 15.2 | 9.05 | FALSE | FALSE | FALSE | 28600 | 21400 | 2.1 | 26000 | 2.28
213250274 | 09/06/23 | Live | Lennox Industries | ADP | Singlezone Ducted, Centrally Ducted | 213250274 |  | HRCU-A-C | DIRM-24MAGICPRO20-OU | Ducted Indoor Units | *G21924+TD |  |  |  | 10 | 16 | 8.8 | FALSE | FALSE | TRUE | 23000 | 19800 | 2.1 | 23000 | 2.28
213250273 | 09/06/23 | Live | Lennox Industries | ADP | Singlezone Ducted, Centrally Ducted | 213250273 |  | HRCU-A-C | DIRM-18MAGICPRO20-OU | Ducted Indoor Units | *G21924+TD |  |  |  | 11.5 | 16 | 8.85 | FALSE | FALSE | TRUE | 17700 | 13600 | 2.1 | 17400 | 2.42
213255488 | 09/06/23 | Live | Lennox Industries | ADP | Singlezone Ducted, Centrally Ducted | 213255488 |  | HRCU-A-C | A-KCD36SA-1 | Ducted Indoor Units | *G8J936+TD |  |  |  | 9.5 | 15.2 | 9.8 | FALSE | FALSE | FALSE | 34600 | 32000 | 2.1 | 46000 | 2.01
213255490 | 09/06/23 | Live | Lennox Industries | ADP | Singlezone Ducted, Centrally Ducted | 213255490 |  | HRCU-A-C | A-KCD30SA-1 | Ducted Indoor Units | *G8J936+TD |  |  |  | 10.5 | 15.2 | 9.5 | FALSE | FALSE | FALSE | 29800 | 21600 | 2.1 | 30000 | 2.2
213255489 | 09/06/23 | Live | Lennox Industries | ADP | Singlezone Ducted, Centrally Ducted | 213255489 |  | HRCU-A-C | A-KCD30SA-1 | Ducted Indoor Units | *G33936+TD |  |  |  | 10 | 15.2 | 9.35 | FALSE | FALSE | FALSE | 29400 | 21600 | 2.1 | 30000 | 2.2
213255487 | 09/06/23 | Live | Lennox Industries | ADP | Singlezone Ducted, Centrally Ducted | 213255487 |  | HRCU-A-C | A-KCD30SA-1 | Ducted Indoor Units | *E31930+TD |  |  |  | 10 | 15.2 | 9.05 | FALSE | FALSE | TRUE | 28600 | 21400 | 2.1 | 30000 | 2.2
213255486 | 09/06/23 | Live | Lennox Industries | ADP | Singlezone Ducted, Centrally Ducted | 213255486 |  | HRCU-A-C | A-KCD24SA-1 | Ducted Indoor Units | *G21924+TD |  |  |  | 10 | 16 | 8.8 | FALSE | FALSE | TRUE | 23000 | 19800 | 2.1 | 25000 | 2
208553295 | 09/02/23 | Live | Rheem | RUUD | Singlezone Ducted, Centrally Ducted | 208553295 |  | HRCU-A-CB | UP18AZ48AJVC |  | RHMVZ6021SEACA |  |  |  | 12 | 19 | 8.5 | TRUE | TRUE | TRUE | 45000 | 41500 | 2.3 | 41500 | 2.3
208553299 | 09/02/23 | Live | Rheem | RUUD | Singlezone Ducted, Centrally Ducted | 208553299 |  | HRCU-A-CB | UP18AZ60AJVC |  | RHMVZ6021SEACA |  |  |  | 10 | 19 | 8.1 | FALSE | FALSE | TRUE | 53000 | 46500 | 2.11 | 46500 | 2.11
208552859 | 09/02/23 | Live | Rheem | RHEEM | Singlezone Ducted, Centrally Ducted | 208552859 |  | HRCU-A-CB | RP18AZ48AJVC |  | RHMVZ6021SEACA |  |  |  | 12 | 19 | 8.5 | TRUE | TRUE | TRUE | 45000 | 41500 | 2.3 | 41500 | 2.3
208552862 | 09/02/23 | Live | Rheem | RHEEM | Singlezone Ducted, Centrally Ducted | 208552862 |  | HRCU-A-CB | RP18AZ60AJVC |  | RHMVZ6021SEACA |  |  |  | 10 | 19 | 8.1 | FALSE | FALSE | TRUE | 53000 | 46500 | 2.11 | 46500 | 2.11
202443309 | 08/07/19 | Live | Nortek Global | AIRTEMP | Singlezone Non-Ducted, Wall Placement | 202443309 |  | HRCU-A-CB-O | GXH09(2.6)LSK4DH | Mini-Splits | GHH09(2.6)LUK4DH | 14 | 23 | 10.5 | 14 | 23 | 8.5 | FALSE | FALSE | FALSE | 9000 | 7300 | 2.49 | 10948 | 2.38
203376863 | 07/07/23 | Live | Nortek Global | AIRTEMP | Multizone All Non-Ducted | 203376863 |  | HMSR-A-CB-O | GXH42(12.3)FMK4DH | Non-Ducted Indoor Units |  | 10.4 | 21 | 10.2 | 10.4 | 21 | 8.6 | FALSE | FALSE | FALSE | 39000 | 29000 | 2.68 | 31100 | 2.5
202443307 | 08/07/19 | Live | Nortek Global | AIRTEMP | Singlezone Non-Ducted, Wall Placement | 202443307 |  | HRCU-A-CB-O | GXH09(2.6)LSA4DH | Mini-Splits | GHH09(2.6)LUA4DH | 13 | 23 | 10.5 | 13 | 23 | 9.4 | FALSE | FALSE | FALSE | 9000 | 6900 | 2.5 | 10215 | 2.36
210534160 | 07/07/23 | Live | Nortek Global | AIRTEMP | Singlezone Non-Ducted, Wall Placement | 210534160 |  | HRCU-A-CB-O | GXH24(7.0)LSK4DL2 | Mini-Splits | GHH24(7.0)LSK4DL2 | 11.6 | 18 | 10 | 11.6 | 18 | 8.5 | FALSE | FALSE | FALSE | 22000 | 13900 | 2.48 | 18760 | 2.37
213192417 | 08/14/23 | Live | Daikin North America, LLC | AMANA | Singlezone Ducted, Centrally Ducted | 213192417 |  | HRCU-A-CB | ASZS606010A* | Ducted Indoor Units | CA*EA6030*4A*+MBVC2000**-1A* |  |  |  | 8 | 16.1 | 8.1 | FALSE | FALSE | FALSE | 52500 | 34800 | 2.51 | 39500 | 2.42
213192053 | 08/14/23 | Live | Daikin North America, LLC | AMANA | Singlezone Ducted, Centrally Ducted | 213192053 |  | HRCU-A-CB | ASZS604810A* | Ducted Indoor Units | CA*EA6030*4A*+MBVC2000**-1A* |  |  |  | 8 | 16.2 | 8.1 | FALSE | FALSE | FALSE | 45000 | 29800 | 2.52 | 37300 | 2.39
213192031 | 08/14/23 | Live | Daikin North America, LLC | AMANA | Singlezone Ducted, Centrally Ducted | 213192031 |  | HRCU-A-CB | ASZS604810A* | Ducted Indoor Units | CA*EA4830*4A*+MBVC1600**-1A* |  |  |  | 8 | 16.2 | 8.1 | FALSE | FALSE | FALSE | 45000 | 29800 | 2.52 | 37300 | 2.39
213191995 | 08/14/23 | Live | Daikin North America, LLC | AMANA | Singlezone Ducted, Centrally Ducted | 213191995 |  | HRCU-A-CB | ASZS604210A* | Ducted Indoor Units | CA*EA6030*4A*+MBVC2000**-1A* |  |  |  | 8.5 | 16.9 | 8.1 | FALSE | FALSE | FALSE | 40000 | 25600 | 2.54 | 34400 | 2.22
213191973 | 08/14/23 | Live | Daikin North America, LLC | AMANA | Singlezone Ducted, Centrally Ducted | 213191973 |  | HRCU-A-CB | ASZS604210A* | Ducted Indoor Units | CA*EA4830*4A*+MBVC1600**-1A* |  |  |  | 8.5 | 16.9 | 8.1 | FALSE | FALSE | FALSE | 39500 | 25600 | 2.54 | 34400 | 2.22
213192409 | 08/14/23 | Live | Daikin North America, LLC | DAIKIN | Singlezone Ducted, Centrally Ducted | 213192409 |  | HRCU-A-CB | DZ6VSA6010A* | Ducted Indoor Units | CA*EA6030*4A*+MBVC2000**-1A* |  |  |  | 8 | 16.1 | 8.1 | FALSE | FALSE | FALSE | 52500 | 34800 | 2.51 | 39500 | 2.42
213192045 | 08/14/23 | Live | Daikin North America, LLC | DAIKIN | Singlezone Ducted, Centrally Ducted | 213192045 |  | HRCU-A-CB | DZ6VSA4810A* | Ducted Indoor Units | CA*EA6030*4A*+MBVC2000**-1A* |  |  |  | 8 | 16.2 | 8.1 | FALSE | FALSE | FALSE | 45000 | 29800 | 2.52 | 37300 | 2.39
213192011 | 08/14/23 | Live | Daikin North America, LLC | DAIKIN | Singlezone Ducted, Centrally Ducted | 213192011 |  | HRCU-A-CB | DZ6VSA4810A* | Ducted Indoor Units | CA*EA4830*4A*+MBVC1600**-1A* |  |  |  | 8 | 16.2 | 8.1 | FALSE | FALSE | FALSE | 45000 | 29800 | 2.52 | 37300 | 2.39
213191987 | 08/14/23 | Live | Daikin North America, LLC | DAIKIN | Singlezone Ducted, Centrally Ducted | 213191987 |  | HRCU-A-CB | DZ6VSA4210A* | Ducted Indoor Units | CA*EA6030*4A*+MBVC2000**-1A* |  |  |  | 8.5 | 16.9 | 8.1 | FALSE | FALSE | FALSE | 40000 | 25600 | 2.54 | 34400 | 2.22
213191953 | 08/14/23 | Live | Daikin North America, LLC | DAIKIN | Singlezone Ducted, Centrally Ducted | 213191953 |  | HRCU-A-CB | DZ6VSA4210A* | Ducted Indoor Units | CA*EA4830*4A*+MBVC1600**-1A* |  |  |  | 8.5 | 16.9 | 8.1 | FALSE | FALSE | FALSE | 39500 | 25600 | 2.54 | 34400 | 2.22
212693023 | 08/02/23 | Live | Lennox Industries | ADP | Singlezone Ducted, Centrally Ducted | 212693023 |  | HRCU-A-C | TU60-48WADU | Ducted Indoor Units | HG52960+TD |  |  |  | 10 | 15.2 | 8.5 | FALSE | FALSE | TRUE | 47000 | 30200 | 2.1 | 28200 | 2
212693027 | 08/02/23 | Live | Lennox Industries | ADP | Singlezone Ducted, Centrally Ducted | 212693027 |  | HRCU-A-C | TU60-48WADU | Ducted Indoor Units | HG52960 |  |  |  | 9.5 | 15.2 | 8.5 | FALSE | FALSE | FALSE | 50500 | 34200 | 2.1 | 28200 | 2
212693012 | 08/02/23 | Live | Lennox Industries | ADP | Singlezone Ducted, Centrally Ducted | 212693012 |  | HRCU-A-C | TU36-24WADU | Ducted Indoor Units | HG34936+TD |  |  |  | 11 | 15.2 | 8.5 | FALSE | FALSE | TRUE | 22800 | 14000 | 2.1 | 22000 | 2.1
212693015 | 08/02/23 | Live | Lennox Industries | ADP | Singlezone Ducted, Centrally Ducted | 212693015 |  | HRCU-A-C | TU36-24WADU | Ducted Indoor Units | HG34936 |  |  |  | 9 | 15.2 | 8.5 | FALSE | FALSE | FALSE | 31600 | 21000 | 2.1 | 22000 | 2.1
212689688 | 08/02/23 | Live | Lennox Industries | ADP | Singlezone Ducted, Centrally Ducted | 212689688 |  | HRCU-A-C | TU36-24WADU | Ducted Indoor Units | HE34936+TD |  |  |  | 11 | 15.2 | 8.5 | FALSE | FALSE | TRUE | 22800 | 14000 | 2.1 | 22000 | 2.1
212693020 | 08/02/23 | Live | Lennox Industries | ADP | Singlezone Ducted, Centrally Ducted | 212693020 |  | HRCU-A-C | TU36-24WADU | Ducted Indoor Units | HE34936 |  |  |  | 9 | 15.2 | 8.5 | FALSE | FALSE | FALSE | 31600 | 21000 | 2.1 | 22000 | 2.1
205082081 | 03/27/20 | Live | Gree | TOSOT | Multizone All Ducted | 205082081 |  | HMSV-A-CB | TMVRF-OC28KHP | Ducted Indoor Units |  | 11 | 18 | 9 |  |  |  | FALSE | FALSE | FALSE | 28000 | 19400 | 2.22 | 20400 | 2.34
9128596 | 03/27/20 | Live | Gree | TOSOT | Multizone All Ducted | 9128596 |  | HMSV-A-CB | TMVRF-48KUH | Ducted Indoor Units |  | 9.5 | 16.5 | 10.2 |  |  |  | FALSE | FALSE | FALSE | 48000 | 38000 | 1.72 | 54000 | 2.45
8898928 | 04/16/19 | Live | LG | LG | Multizone All Non-Ducted | 8898928 |  | HMSV-A-CB | LMU600HV | Non-Ducted Indoor Units |  | 11.4 | 20.5 | 11 |  |  |  | FALSE | FALSE | FALSE | 60000 | 41000 | 2.73 | 53560 | 2.78
8898930 | 04/16/19 | Live | LG | LG | Multizone Mix of Ducted and Non-Ducted | 8898930 |  | HMSV-A-CB | LMU600HV | Mixed Ducted and Non-Ducted Indoor Units |  | 10.95 | 19.5 | 10.75 |  |  |  | FALSE | FALSE | FALSE | 59000 | 42000 | 2.77 | 53771 | 2.76
204722823 | 03/20/20 | Live | GE Appliances, a Haier Company | GE APPLIANCES | Singlezone Non-Ducted, Wall Placement | 204722823 |  | HRCU-A-CB | ASH118CRDW** | Mini-Splits | ASYW18CRDW** | 10 | 18 | 10.5 |  |  |  | FALSE | FALSE | FALSE | 17800 | 11200 | 2.71 | 15500 | 2.74
204722824 | 03/20/20 | Live | GE Appliances, a Haier Company | GE APPLIANCES | Singlezone Non-Ducted, Wall Placement | 204722824 |  | HRCU-A-CB | ASH124CRDW** | Mini-Splits | ASYW24CRDW** | 10 | 18 | 10 |  |  |  | FALSE | FALSE | FALSE | 22600 | 16000 | 2.61 | 19300 | 2.18
202392240 | 02/02/22 | Live | Mitsubishi Electric Trane | AMERICAN STANDARD / MITSUBISHI ELECTRIC | Singlezone Ducted, Centrally Ducted | 202392240 |  | HRCU-A-CB | NAXSKS18A112AA | Mini-Splits | NAXAMT18A112AA | 13.2 | 18 | 12.6 |  |  |  | FALSE | FALSE | FALSE | 18000 | 14000 | 2.81 | 14000 | 2.81
202392045 | 02/02/22 | Live | Mitsubishi Electric Trane | MITSUBISHI ELECTRIC | Singlezone Ducted, Compact Ducted | 202392045 |  | HRCU-A-CB | SUZ-KA15NAH2 | Mini-Splits | PEAD-A15AA | 13 | 19.2 | 11.2 |  |  |  | FALSE | FALSE | FALSE | 15000 | 11300 | 2.24 | 11300 | 2.24
202392216 | 02/02/22 | Live | Mitsubishi Electric Trane | AMERICAN STANDARD / MITSUBISHI ELECTRIC | Singlezone Ducted, Compact Ducted | 202392216 |  | HRCU-A-CB | NAXSKS12A112AA | Mini-Splits | PEAD-A12AA | 12.9 | 20.5 | 13 |  |  |  | FALSE | FALSE | FALSE | 12000 | 9900 | 2.15 | 11300 | 2.45
202392212 | 02/02/22 | Live | Mitsubishi Electric Trane | AMERICAN STANDARD / MITSUBISHI ELECTRIC | Singlezone Ducted, Compact Ducted | 202392212 |  | HRCU-A-CB | NAXSKS09A112AA | Mini-Splits | PEAD-A09AA7 | 12.5 | 19.7 | 12.6 |  |  |  | FALSE | FALSE | FALSE | 9000 | 7600 | 2.53 | 7600 | 2.53
202392224 | 02/02/22 | Live | Mitsubishi Electric Trane | AMERICAN STANDARD / MITSUBISHI ELECTRIC | Singlezone Ducted, Compact Ducted | 202392224 |  | HRCU-A-CB | NAXSKS12A112AA | Mini-Splits | NAXAMT12A112AA | 12.7 | 18 | 12.1 |  |  |  | FALSE | FALSE | FALSE | 12000 | 9900 | 2.59 | 9900 | 2.59
10513887 | 05/29/18 | Live | LG | LG | Singlezone Ducted, Centrally Ducted | 10513887 |  | HRCU-A-CB | LUU248HV |  | LVN240HV4 | 12.5 | 18 | 10 |  |  |  | FALSE | FALSE | FALSE | 24000 | 18000 | 2.78 | 22000 | 2.15
205287677 | 03/06/20 | Live | Gree | KINGHOME | Singlezone Ducted, Compact Ducted | 205287677 |  | HRCU-A-CB | KU21-ODU48-4 | Mini-Splits | KU21-CDU48-4S | 9.6 | 16 | 9 |  |  |  | FALSE | FALSE | FALSE | 48000 | 33000 | 2.25 | 48000 | 2.93
204760468 | 11/15/19 | Live | Gree | KINGHOME | Singlezone Non-Ducted, Wall Placement | 204760468 |  | HRCU-A-CB-O | KW09HQ2B8AO | Mini-Splits | KW09HQ2B8AI | 13 | 23 | 10.5 |  |  |  | FALSE | FALSE | FALSE | 9000 | 6100 | 2.38 | 10215 | 2.36
201754296 | 01/01/11 | Live | Mitsubishi Electric Trane | MITSUBISHI ELECTRIC | Singlezone Non-Ducted, Wall Placement | 201754296 |  | HRCU-A-CB-O | MUZ-FH09NA | Mini-Splits | MSZ-FH09NA | 16.1 | 30.5 | 13.5 |  |  |  | FALSE | FALSE | FALSE | 9000 | 6700 | 3.27 | 12200 | 2.48
205047852 | 02/24/20 | Live | Panasonic | PANASONIC | Singlezone Non-Ducted, Wall Placement | 205047852 |  | HRCU-A-CB-O | CU-XE12WKUA | Mini-Splits | CS-XE12WKUAW | 14.15 | 24.6 | 13 |  |  |  | TRUE | TRUE | TRUE | 11500 | 10000 | 2.79 | 14600 | 2.71
205047853 | 02/24/20 | Live | Panasonic | PANASONIC | Singlezone Non-Ducted, Wall Placement | 205047853 |  | HRCU-A-CB-O | CU-XE15WKUA | Mini-Splits | CS-XE15WKUAW | 12.55 | 21.1 | 12 |  |  |  | TRUE | TRUE | TRUE | 14700 | 11000 | 3.16 | 19000 | 2.2
202373676 | 02/02/22 | Live | Mitsubishi Electric Trane | AMERICAN STANDARD / MITSUBISHI ELECTRIC | Singlezone Non-Ducted, Floor Placement | 202373676 |  | HRCU-A-CB-O | NAXSPF09A112AA |  | NAXFKS09A112AA | 15.8 | 28.2 | 13 |  |  |  | FALSE | FALSE | TRUE | 9000 | 7500 | 2.75 | 13400 | 2.11
201863358 | 02/12/20 | Live | Carrier | CARRIER | Multizone All Ducted | 201863358 |  | HMSV-A-CB | 38VMA036HDS3-1 | Ducted Indoor Units |  | 11.9 | 17.8 | 9.6 |  |  |  | FALSE | FALSE | FALSE | 36000 | 25000 | 2.56 | 36350 | 2.83
201863364 | 02/12/20 | Live | Carrier | BRYANT | Multizone All Ducted | 201863364 |  | HMSV-A-CB | 38VMA036HDS3-1 | Ducted Indoor Units |  | 11.9 | 17.8 | 9.6 |  |  |  | FALSE | FALSE | FALSE | 36000 | 25000 | 2.56 | 36350 | 2.83
205282596 | 02/12/20 | Live | Carrier | CARRIER | Multizone All Ducted | 205282596 |  | HMSV-A-CB | 38VMB036HDS3-1 | Ducted Indoor Units |  | 11.9 | 17.8 | 9.6 |  |  |  | FALSE | FALSE | FALSE | 36000 | 25000 | 2.56 | 36350 | 2.83
205261889 | 02/12/20 | Live | Carrier | ICP COMMERCIAL | Multizone All Ducted | 205261889 |  | HMSV-A-CB | 38VMA036HDS3-1 | Ducted Indoor Units |  | 11.9 | 17.8 | 9.6 |  |  |  | FALSE | FALSE | FALSE | 36000 | 25000 | 2.56 | 36350 | 2.83
205282605 | 02/12/20 | Live | Carrier | BRYANT | Multizone All Ducted | 205282605 |  | HMSV-A-CB | 38VMB036HDS3-1 | Ducted Indoor Units |  | 11.9 | 17.8 | 9.6 |  |  |  | FALSE | FALSE | FALSE | 36000 | 25000 | 2.56 | 36350 | 2.83
205261898 | 02/12/20 | Live | Carrier | ICP COMMERCIAL | Multizone All Ducted | 205261898 |  | HMSV-A-CB | 38VMB036HDS3-1 | Ducted Indoor Units |  | 11.9 | 17.8 | 9.6 |  |  |  | FALSE | FALSE | FALSE | 36000 | 25000 | 2.56 | 36350 | 2.83
201863360 | 02/12/20 | Live | Carrier | CARRIER | Multizone All Ducted | 201863360 |  | HMSV-A-CB | 38VMA048HDS3-1 | Ducted Indoor Units |  | 9.8 | 17.8 | 9.6 |  |  |  | FALSE | FALSE | FALSE | 48000 | 34000 | 2.51 | 50340 | 3.02
201863366 | 02/12/20 | Live | Carrier | BRYANT | Multizone All Ducted | 201863366 |  | HMSV-A-CB | 38VMA048HDS3-1 | Ducted Indoor Units |  | 9.8 | 17.8 | 9.6 |  |  |  | FALSE | FALSE | FALSE | 48000 | 34000 | 2.51 | 50340 | 3.02
205261901 | 02/12/20 | Live | Carrier | ICP COMMERCIAL | Multizone All Ducted | 205261901 |  | HMSV-A-CB | 38VMB048HDS3-1 | Ducted Indoor Units |  | 9.8 | 17.8 | 9.6 |  |  |  | FALSE | FALSE | FALSE | 48000 | 34000 | 2.51 | 50340 | 3.02
205261892 | 02/12/20 | Live | Carrier | ICP COMMERCIAL | Multizone All Ducted | 205261892 |  | HMSV-A-CB | 38VMA048HDS3-1 | Ducted Indoor Units |  | 9.8 | 17.8 | 9.6 |  |  |  | FALSE | FALSE | FALSE | 48000 | 34000 | 2.51 | 50340 | 3.02
205282599 | 02/12/20 | Live | Carrier | CARRIER | Multizone All Ducted | 205282599 |  | HMSV-A-CB | 38VMB048HDS3-1 | Ducted Indoor Units |  | 9.8 | 17.8 | 9.6 |  |  |  | FALSE | FALSE | FALSE | 48000 | 34000 | 2.51 | 50340 | 3.02
205282608 | 02/12/20 | Live | Carrier | BRYANT | Multizone All Ducted | 205282608 |  | HMSV-A-CB | 38VMB048HDS3-1 | Ducted Indoor Units |  | 9.8 | 17.8 | 9.6 |  |  |  | FALSE | FALSE | FALSE | 48000 | 34000 | 2.51 | 50340 | 3.02
8849533 | 12/31/17 | Live | Daikin North America, LLC | DAIKIN | Singlezone Non-Ducted, Wall Placement | 8849533 |  | HRCU-A-CB-O | RXL09QMVJU | Mini-Splits | FTX09NMVJU | 12.5 | 20 | 12.5 |  |  |  | FALSE | FALSE | FALSE | 9000 | 6700 | 2.98 | 12136 | 2.17
10333026 | 12/11/19 | Live | Gree | KINGHOME | Singlezone Non-Ducted, Wall Placement | 10333026 |  | HRCU-A-CB-O | KW24HQ3B8DO | Mini-Splits | KW24HQ3B8DI | 10.95 | 18 | 10 |  |  |  | FALSE | FALSE | FALSE | 22000 | 16000 | 2.53 | 18310 | 2.29
8718545 | 12/31/17 | Live | Fujitsu General America, Inc. | FUJITSU | Singlezone Non-Ducted, Wall Placement | 8718545 |  | HRCU-A-CB-O | AOU24RLXFW1 | Mini-Splits | ASU24RLF | 12.5 | 19.5 | 10.6 |  |  |  | FALSE | FALSE | FALSE | 22000 | 18000 | 2.69 | 27700 | 2.36
7937663 | 12/31/17 | Live | Fujitsu General America, Inc. | FUJITSU | Singlezone Non-Ducted, Wall Placement | 7937663 |  | HRCU-A-CB-O | AOU18RLB | Mini-Splits | ASU18RLB | 12.5 | 19 | 10.6 |  |  |  | FALSE | FALSE | FALSE | 18000 | 11500 | 2.93 | 16700 | 2.33
8718495 | 12/31/17 | Live | Fujitsu General America, Inc. | FUJITSU | Singlezone Non-Ducted, Wall Placement | 8718495 |  | HRCU-A-CB-O | AOU18RLXFW1 | Mini-Splits | ASU18RLF | 13.3 | 20 | 10.5 |  |  |  | FALSE | FALSE | FALSE | 18000 | 14600 | 3.08 | 22759 | 2.34
10340485 | 12/28/18 | Live | Gree | KINGHOME | Multizone All Non-Ducted | 10340485 |  | HMSV-A-CB | KM36H4O | Non-Ducted Indoor Units |  | 12.5 | 21 | 11.5 |  |  |  | FALSE | FALSE | FALSE | 34000 | 20000 | 2.17 | 27500 | 2.73
204717990 | 12/12/19 | Live | Daikin North America, LLC | DAIKIN | Singlezone Ducted, Compact Ducted | 204717990 |  | HRCU-A-CB | RXL12QMVJU9 | Mini-Splits | FDMQ12RVJU | 11.7 | 18 | 10.8 |  |  |  | FALSE | FALSE | FALSE | 10800 | 8600 | 2.9 | 14400 | 1.94
204462627 | 11/27/19 | Live | Gree | KINGHOME | Singlezone Ducted, Compact Ducted | 204462627 |  | HRCU-A-CB | KU21-ODU18-4 | Mini-Splits | KU21-CDU18-4S | 10 | 16 | 9 |  |  |  | FALSE | FALSE | FALSE | 17100 | 12500 | 2.6 | 16400 | 2.91
10333042 | 11/27/19 | Live | Gree | KINGHOME | Singlezone Ducted, Compact Ducted | 10333042 |  | HRCU-A-CB | KU21-ODU18-3 | Mini-Splits | KU21-CDU18-3 | 11 | 16 | 9.5 |  |  |  | FALSE | FALSE | FALSE | 17100 | 10900 | 2.06 | 16400 | 2.91
10338151 | 11/27/19 | Live | Gree | KINGHOME | Singlezone Ducted, Compact Ducted | 10338151 |  | HRCU-A-CB | KU21-ODU48-3 | Mini-Splits | KU21-CDU48-3 | 9.05 | 16 | 9 |  |  |  | FALSE | FALSE | FALSE | 48000 | 30600 | 2.14 | 48000 | 2.93
10338155 | 11/27/19 | Live | Gree | KINGHOME | Singlezone Ducted, Compact Ducted | 10338155 |  | HRCU-A-CB | KU21-ODU42-3 | Mini-Splits | KU21-CDU42-3 | 9.5 | 16 | 9 |  |  |  | FALSE | FALSE | FALSE | 39500 | 24800 | 2.28 | 42000 | 2.93
10338148 | 11/27/19 | Live | Gree | KINGHOME | Singlezone Ducted, Compact Ducted | 10338148 |  | HRCU-A-CB | KU21-ODU36-3 | Mini-Splits | KU21-CDU36-3 | 10.35 | 16 | 9 |  |  |  | FALSE | FALSE | FALSE | 34000 | 24600 | 2.4 | 35000 | 2.85
10338143 | 11/27/19 | Live | Gree | KINGHOME | Singlezone Ducted, Compact Ducted | 10338143 |  | HRCU-A-CB | KU21-ODU30-3 | Mini-Splits | KU21-CDU30-3 | 8.55 | 16 | 9 |  |  |  | FALSE | FALSE | FALSE | 28200 | 16700 | 2 | 25000 | 2.62
10338165 | 11/27/19 | Live | Gree | KINGHOME | Singlezone Ducted, Compact Ducted | 10338165 |  | HRCU-A-CB | KU21-ODU24-3 | Ducted Indoor Units | KU21-CDU24-3 | 10.65 | 16 | 10 |  |  |  | FALSE | FALSE | FALSE | 23800 | 16700 | 2.38 | 22000 | 2.69
204760469 | 11/13/19 | Live | Gree | KINGHOME | Singlezone Non-Ducted, Wall Placement | 204760469 |  | HRCU-A-CB-O | KW12HQ2B8AO | Mini-Splits | KW12HQ2B8AI | 12.5 | 22 | 10.2 |  |  |  | FALSE | FALSE | FALSE | 12000 | 6800 | 2.49 | 11000 | 2.35
204722810 | 11/06/19 | Live | Carrier | BRYANT | Multizone Mix of Ducted and Non-Ducted | 204722810 |  | HMSV-A-CB | 38MGRQ18B--3 | Mixed Ducted and Non-Ducted Indoor Units |  | 12.15 | 20.5 | 10.15 |  |  |  | FALSE | FALSE | FALSE | 18000 | 11700 | 2.74 | 14205 | 2.52
204722795 | 11/06/19 | Live | Carrier | CARRIER | Multizone Mix of Ducted and Non-Ducted | 204722795 |  | HMSV-A-CB | 38MGRQ18B--3 | Mixed Ducted and Non-Ducted Indoor Units |  | 12.15 | 20.5 | 10.15 |  |  |  | FALSE | FALSE | FALSE | 18000 | 11700 | 2.74 | 14205 | 2.52
204722811 | 11/06/19 | Live | Carrier | BRYANT | Multizone Mix of Ducted and Non-Ducted | 204722811 |  | HMSV-A-CB | 38MGRQ24C--3 | Mixed Ducted and Non-Ducted Indoor Units |  | 11.75 | 22 | 10.15 |  |  |  | FALSE | FALSE | FALSE | 24000 | 17400 | 3.59 | 24990 | 2.61
204722805 | 11/06/19 | Live | Carrier | MIDEA | Multizone Mix of Ducted and Non-Ducted | 204722805 |  | HMSV-A-CB | 38MGRQ18B--3 | Mixed Ducted and Non-Ducted Indoor Units |  | 12.15 | 20.5 | 10.15 |  |  |  | FALSE | FALSE | FALSE | 18000 | 11700 | 2.74 | 14205 | 2.52
204722800 | 11/06/19 | Live | Carrier | PAYNE | Multizone Mix of Ducted and Non-Ducted | 204722800 |  | HMSV-A-CB | 38MGRQ18B--3 | Mixed Ducted and Non-Ducted Indoor Units |  | 12.15 | 20.5 | 10.15 |  |  |  | FALSE | FALSE | FALSE | 18000 | 11700 | 2.74 | 14205 | 2.52
204722796 | 11/06/19 | Live | Carrier | CARRIER | Multizone Mix of Ducted and Non-Ducted | 204722796 |  | HMSV-A-CB | 38MGRQ24C--3 | Mixed Ducted and Non-Ducted Indoor Units |  | 11.75 | 22 | 10.15 |  |  |  | FALSE | FALSE | FALSE | 24000 | 17400 | 3.59 | 24990 | 2.61
204722806 | 11/06/19 | Live | Carrier | MIDEA | Multizone Mix of Ducted and Non-Ducted | 204722806 |  | HMSV-A-CB | 38MGRQ24C--3 | Mixed Ducted and Non-Ducted Indoor Units |  | 11.75 | 22 | 10.15 |  |  |  | FALSE | FALSE | FALSE | 24000 | 17400 | 3.59 | 24990 | 2.61
204722801 | 11/06/19 | Live | Carrier | PAYNE | Multizone Mix of Ducted and Non-Ducted | 204722801 |  | HMSV-A-CB | 38MGRQ24C--3 | Mixed Ducted and Non-Ducted Indoor Units |  | 11.75 | 22 | 10.15 |  |  |  | FALSE | FALSE | FALSE | 24000 | 17400 | 3.59 | 24990 | 2.61
204722797 | 11/06/19 | Live | Carrier | CARRIER | Multizone Mix of Ducted and Non-Ducted | 204722797 |  | HMSV-A-CB | 38MGRQ30D--3 | Mixed Ducted and Non-Ducted Indoor Units |  | 11.25 | 22.4 | 10 |  |  |  | FALSE | FALSE | FALSE | 30000 | 20200 | 3.08 | 29400 | 2.29
204722812 | 11/06/19 | Live | Carrier | BRYANT | Multizone Mix of Ducted and Non-Ducted | 204722812 |  | HMSV-A-CB | 38MGRQ30D--3 | Mixed Ducted and Non-Ducted Indoor Units |  | 11.25 | 22.4 | 10 |  |  |  | FALSE | FALSE | FALSE | 30000 | 20200 | 3.08 | 29400 | 2.29
204722802 | 11/06/19 | Live | Carrier | PAYNE | Multizone Mix of Ducted and Non-Ducted | 204722802 |  | HMSV-A-CB | 38MGRQ30D--3 | Mixed Ducted and Non-Ducted Indoor Units |  | 11.25 | 22.4 | 10 |  |  |  | FALSE | FALSE | FALSE | 30000 | 20200 | 3.08 | 29400 | 2.29
204722807 | 11/06/19 | Live | Carrier | MIDEA | Multizone Mix of Ducted and Non-Ducted | 204722807 |  | HMSV-A-CB | 38MGRQ30D--3 | Mixed Ducted and Non-Ducted Indoor Units |  | 11.25 | 22.4 | 10 |  |  |  | FALSE | FALSE | FALSE | 30000 | 20200 | 3.08 | 29400 | 2.29
204722813 | 11/06/19 | Live | Carrier | BRYANT | Multizone Mix of Ducted and Non-Ducted | 204722813 |  | HMSV-A-CB | 38MGRQ36D--3 | Mixed Ducted and Non-Ducted Indoor Units |  | 12.4 | 20.25 | 10.75 |  |  |  | FALSE | FALSE | FALSE | 36000 | 23800 | 2.63 | 36810 | 2.04
204722814 | 11/06/19 | Live | Carrier | BRYANT | Multizone Mix of Ducted and Non-Ducted | 204722814 |  | HMSV-A-CB | 38MGRQ48E--3 | Mixed Ducted and Non-Ducted Indoor Units |  | 11.3 | 21.45 | 10.85 |  |  |  | FALSE | FALSE | FALSE | 48500 | 31800 | 2.71 | 37290 | 2.04
204722798 | 11/06/19 | Live | Carrier | CARRIER | Multizone Mix of Ducted and Non-Ducted | 204722798 |  | HMSV-A-CB | 38MGRQ36D--3 | Mixed Ducted and Non-Ducted Indoor Units |  | 12.4 | 20.25 | 10.75 |  |  |  | FALSE | FALSE | FALSE | 36000 | 23800 | 2.63 | 36810 | 2.04
204722803 | 11/06/19 | Live | Carrier | PAYNE | Multizone Mix of Ducted and Non-Ducted | 204722803 |  | HMSV-A-CB | 38MGRQ36D--3 | Mixed Ducted and Non-Ducted Indoor Units |  | 12.4 | 20.25 | 10.75 |  |  |  | FALSE | FALSE | FALSE | 36000 | 23800 | 2.63 | 36810 | 2.04
204722808 | 11/06/19 | Live | Carrier | MIDEA | Multizone Mix of Ducted and Non-Ducted | 204722808 |  | HMSV-A-CB | 38MGRQ36D--3 | Mixed Ducted and Non-Ducted Indoor Units |  | 12.4 | 20.25 | 10.75 |  |  |  | FALSE | FALSE | FALSE | 36000 | 23800 | 2.63 | 36810 | 2.04
204722799 | 11/06/19 | Live | Carrier | CARRIER | Multizone Mix of Ducted and Non-Ducted | 204722799 |  | HMSV-A-CB | 38MGRQ48E--3 | Mixed Ducted and Non-Ducted Indoor Units |  | 11.3 | 21.45 | 10.85 |  |  |  | FALSE | FALSE | FALSE | 48500 | 31800 | 2.71 | 37290 | 2.04
204722809 | 11/06/19 | Live | Carrier | MIDEA | Multizone Mix of Ducted and Non-Ducted | 204722809 |  | HMSV-A-CB | 38MGRQ48E--3 | Mixed Ducted and Non-Ducted Indoor Units |  | 11.3 | 21.45 | 10.85 |  |  |  | FALSE | FALSE | FALSE | 48500 | 31800 | 2.71 | 37290 | 2.04
204722804 | 11/06/19 | Live | Carrier | PAYNE | Multizone Mix of Ducted and Non-Ducted | 204722804 |  | HMSV-A-CB | 38MGRQ48E--3 | Mixed Ducted and Non-Ducted Indoor Units |  | 11.3 | 21.45 | 10.85 |  |  |  | FALSE | FALSE | FALSE | 48500 | 31800 | 2.71 | 37290 | 2.04
202345970 | 11/06/19 | Live | Carrier | BRYANT | Multizone All Ducted | 202345970 |  | HMSV-A-CB | 38MGRQ18B--3 | Ducted Indoor Units |  | 11.8 | 18.5 | 10 |  |  |  | TRUE | FALSE | FALSE | 18000 | 11500 | 2.7 | 13390 | 2.34
204707614 | 11/06/19 | Live | Carrier | BRYANT | Multizone All Ducted | 204707614 |  | HMSV-A-CB | 38MGRQ24C--3 | Ducted Indoor Units |  | 11 | 21 | 10 |  |  |  | FALSE | FALSE | FALSE | 24000 | 17600 | 3.63 | 24830 | 2.57
202345965 | 11/06/19 | Live | Carrier | CARRIER | Multizone All Ducted | 202345965 |  | HMSV-A-CB | 38MGRQ18B--3 | Ducted Indoor Units |  | 11.8 | 18.5 | 10 |  |  |  | TRUE | FALSE | FALSE | 18000 | 11500 | 2.7 | 13390 | 2.34
201847071 | 11/06/19 | Live | Carrier | MIDEA | Multizone All Ducted | 201847071 |  | HMSV-A-CB | 38MGRQ18B--3 | Ducted Indoor Units |  | 11.8 | 18.5 | 10 |  |  |  | TRUE | FALSE | FALSE | 18000 | 11500 | 2.7 | 13390 | 2.34
201847066 | 11/06/19 | Live | Carrier | PAYNE | Multizone All Ducted | 201847066 |  | HMSV-A-CB | 38MGRQ18B--3 | Ducted Indoor Units |  | 11.8 | 18.5 | 10 |  |  |  | TRUE | FALSE | FALSE | 18000 | 11500 | 2.7 | 13390 | 2.34
204707612 | 11/06/19 | Live | Carrier | MIDEA | Multizone All Ducted | 204707612 |  | HMSV-A-CB | 38MGRQ24C--3 | Ducted Indoor Units |  | 11 | 21 | 10 |  |  |  | FALSE | FALSE | FALSE | 24000 | 17600 | 3.63 | 24830 | 2.57
204707613 | 11/06/19 | Live | Carrier | CARRIER | Multizone All Ducted | 204707613 |  | HMSV-A-CB | 38MGRQ24C--3 | Ducted Indoor Units |  | 11 | 21 | 10 |  |  |  | FALSE | FALSE | FALSE | 24000 | 17600 | 3.63 | 24830 | 2.57
204707611 | 11/06/19 | Live | Carrier | PAYNE | Multizone All Ducted | 204707611 |  | HMSV-A-CB | 38MGRQ24C--3 | Ducted Indoor Units |  | 11 | 21 | 10 |  |  |  | FALSE | FALSE | FALSE | 24000 | 17600 | 3.63 | 24830 | 2.57
204711113 | 11/06/19 | Live | Carrier | BRYANT | Multizone All Ducted | 204711113 |  | HMSV-A-CB | 38MGRQ30D--3 | Ducted Indoor Units |  | 10 | 21 | 10 |  |  |  | FALSE | FALSE | FALSE | 30000 | 23000 | 3.37 | 28030 | 2.05
204711112 | 11/06/19 | Live | Carrier | CARRIER | Multizone All Ducted | 204711112 |  | HMSV-A-CB | 38MGRQ30D--3 | Ducted Indoor Units |  | 10 | 21 | 10 |  |  |  | FALSE | FALSE | FALSE | 30000 | 23000 | 3.37 | 28030 | 2.05
204711115 | 11/06/19 | Live | Carrier | MIDEA | Multizone All Ducted | 204711115 |  | HMSV-A-CB | 38MGRQ30D--3 | Ducted Indoor Units |  | 10 | 21 | 10 |  |  |  | FALSE | FALSE | FALSE | 30000 | 23000 | 3.37 | 28030 | 2.05
204711114 | 11/06/19 | Live | Carrier | PAYNE | Multizone All Ducted | 204711114 |  | HMSV-A-CB | 38MGRQ30D--3 | Ducted Indoor Units |  | 10 | 21 | 10 |  |  |  | FALSE | FALSE | FALSE | 30000 | 23000 | 3.37 | 28030 | 2.05
202345973 | 11/06/19 | Live | Carrier | BRYANT | Multizone All Ducted | 202345973 |  | HMSV-A-CB | 38MGRQ36D--3 | Ducted Indoor Units |  | 11.3 | 19 | 11 |  |  |  | FALSE | FALSE | FALSE | 36000 | 24600 | 2.54 | 36210 | 1.99
201847074 | 11/06/19 | Live | Carrier | MIDEA | Multizone All Ducted | 201847074 |  | HMSV-A-CB | 38MGRQ36D--3 | Ducted Indoor Units |  | 11.3 | 19 | 11 |  |  |  | FALSE | FALSE | FALSE | 36000 | 24600 | 2.54 | 36210 | 1.99
202345968 | 11/06/19 | Live | Carrier | CARRIER | Multizone All Ducted | 202345968 |  | HMSV-A-CB | 38MGRQ36D--3 | Ducted Indoor Units |  | 11.3 | 19 | 11 |  |  |  | FALSE | FALSE | FALSE | 36000 | 24600 | 2.54 | 36210 | 1.99
201847069 | 11/06/19 | Live | Carrier | PAYNE | Multizone All Ducted | 201847069 |  | HMSV-A-CB | 38MGRQ36D--3 | Ducted Indoor Units |  | 11.3 | 19 | 11 |  |  |  | FALSE | FALSE | FALSE | 36000 | 24600 | 2.54 | 36210 | 1.99
202345969 | 11/06/19 | Live | Carrier | CARRIER | Multizone All Ducted | 202345969 |  | HMSV-A-CB | 38MGRQ48E--3 | Ducted Indoor Units |  | 10.1 | 20.5 | 11.5 |  |  |  | FALSE | FALSE | FALSE | 49000 | 34000 | 2.72 | 36680 | 1.99
202345974 | 11/06/19 | Live | Carrier | BRYANT | Multizone All Ducted | 202345974 |  | HMSV-A-CB | 38MGRQ48E--3 | Ducted Indoor Units |  | 10.1 | 20.5 | 11.5 |  |  |  | FALSE | FALSE | FALSE | 49000 | 34000 | 2.72 | 36680 | 1.99
201847070 | 11/06/19 | Live | Carrier | PAYNE | Multizone All Ducted | 201847070 |  | HMSV-A-CB | 38MGRQ48E--3 | Ducted Indoor Units |  | 10.1 | 20.5 | 11.5 |  |  |  | FALSE | FALSE | FALSE | 49000 | 34000 | 2.72 | 36680 | 1.99
201847075 | 11/06/19 | Live | Carrier | MIDEA | Multizone All Ducted | 201847075 |  | HMSV-A-CB | 38MGRQ48E--3 | Ducted Indoor Units |  | 10.1 | 20.5 | 11.5 |  |  |  | FALSE | FALSE | FALSE | 49000 | 34000 | 2.72 | 36680 | 1.99
200059143 | 08/30/18 | Live | Carrier | CARRIER | Singlezone Ducted, Compact Ducted | 200059143 |  | HRCU-A-CB | 38MAQB18R--3 | Mini-Splits | 40MBDQ18---3 | 12.5 | 20 | 11 |  |  |  | FALSE | FALSE | FALSE | 16500 | 13400 | 2.71 | 20200 | 2.14
200059142 | 08/30/18 | Live | Carrier | BRYANT | Singlezone Ducted, Compact Ducted | 200059142 |  | HRCU-A-CB | 38MAQB18R--3 | Mini-Splits | 40MBDQ18---3 | 12.5 | 20 | 11 |  |  |  | FALSE | FALSE | FALSE | 16500 | 13400 | 2.71 | 20200 | 2.14
200059145 | 08/30/18 | Live | Carrier | CARRIER | Singlezone Ducted, Compact Ducted | 200059145 |  | HRCU-A-CB | 38MAQB24R--3 | Mini-Splits | 40MBDQ24---3 | 12.5 | 20.5 | 12.5 |  |  |  | TRUE | TRUE | TRUE | 24000 | 17300 | 2.56 | 25400 | 2.14
200059144 | 08/30/18 | Live | Carrier | BRYANT | Singlezone Ducted, Compact Ducted | 200059144 |  | HRCU-A-CB | 38MAQB24R--3 | Mini-Splits | 40MBDQ24---3 | 12.5 | 20.5 | 12.5 |  |  |  | TRUE | TRUE | TRUE | 24000 | 17300 | 2.56 | 25400 | 2.14
201846977 | 08/30/18 | Live | Carrier | PAYNE | Singlezone Ducted, Compact Ducted | 201846977 |  | HRCU-A-CB | 38MAQB18R--3 |  | 40MBDQ18---3 | 12.5 | 20 | 11 |  |  |  | FALSE | FALSE | FALSE | 16500 | 13400 | 2.71 | 20200 | 2.14
201846978 | 08/30/18 | Live | Carrier | PAYNE | Singlezone Ducted, Compact Ducted | 201846978 |  | HRCU-A-CB | 38MAQB24R--3 |  | 40MBDQ24---3 | 12.5 | 20.5 | 12.5 |  |  |  | TRUE | TRUE | TRUE | 24000 | 17300 | 2.56 | 25400 | 2.14
201846997 | 08/30/18 | Live | Carrier | MIDEA | Singlezone Ducted, Compact Ducted | 201846997 |  | HRCU-A-CB | 38MAQB18R--3 | Mini-Splits | 40MBDQ18---3 | 12.5 | 20 | 11 |  |  |  | FALSE | FALSE | FALSE | 16500 | 13400 | 2.71 | 20200 | 2.14
201846998 | 08/30/18 | Live | Carrier | MIDEA | Singlezone Ducted, Compact Ducted | 201846998 |  | HRCU-A-CB | 38MAQB24R--3 | Mini-Splits | 40MBDQ24---3 | 12.5 | 20.5 | 12.5 |  |  |  | TRUE | TRUE | TRUE | 24000 | 17300 | 2.56 | 25400 | 2.14
201846975 | 08/30/18 | Live | Carrier | PAYNE | Singlezone Ducted, Compact Ducted | 201846975 |  | HRCU-A-CB | 38MAQB09R--3 |  | 40MBDQ09---3 | 13.5 | 23 | 12 |  |  |  | TRUE | TRUE | TRUE | 9000 | 7200 | 2.74 | 13266 | 2.14
201846995 | 08/30/18 | Live | Carrier | MIDEA | Singlezone Ducted, Compact Ducted | 201846995 |  | HRCU-A-CB | 38MAQB09R--3 | Mini-Splits | 40MBDQ09---3 | 13.5 | 23 | 12 |  |  |  | TRUE | TRUE | TRUE | 9000 | 7200 | 2.74 | 13266 | 2.14
201846963 | 08/30/18 | Live | Carrier | BRYANT | Singlezone Ducted, Compact Ducted | 201846963 |  | HRCU-A-CB | 38MAQB09R--3 |  | 40MBDQ09---3 | 13.5 | 23 | 12 |  |  |  | TRUE | TRUE | TRUE | 9000 | 7200 | 2.74 | 13266 | 2.14
201846960 | 08/30/18 | Live | Carrier | CARRIER | Singlezone Ducted, Compact Ducted | 201846960 |  | HRCU-A-CB | 38MAQB09R--3 |  | 40MBDQ09---3 | 13.5 | 23 | 12 |  |  |  | TRUE | TRUE | TRUE | 9000 | 7200 | 2.74 | 13266 | 2.14
201754426 | 01/01/11 | Live | Mitsubishi Electric Trane | MITSUBISHI ELECTRIC | Singlezone Non-Ducted, Wall Placement | 201754426 |  | HRCU-A-CB-O | MUZ-FH06NA | Mini-Splits | MSZ-FH06NA** | 19 | 33.1 | 13.5 |  |  |  | FALSE | FALSE | FALSE | 6000 | 5900 | 3.46 | 10700 | 3.14
201796607 | 09/12/19 | Live | Carrier | MIDEA | Singlezone Non-Ducted, Ceiling Placement | 201796607 |  | HRCU-A-CB-O | DLCSRAH12AAK | Mini-Splits | DLFSCAH12XAK | 12.5 | 19.5 | 10.2 |  |  |  | FALSE | FALSE | FALSE | 12000 | 8200 | 2.43 | 14570 | 1.95
201796605 | 09/12/19 | Live | Carrier | MIDEA | Singlezone Ducted, Compact Ducted | 201796605 |  | HRCU-A-CB | DLCSRAH09AAK | Mini-Splits | DLFSDAH09XAK | 14 | 22.5 | 11.5 |  |  |  | FALSE | FALSE | FALSE | 9000 | 6800 | 2.73 | 14100 | 2.01
201835531 | 09/12/19 | Live | Carrier | ARCOAIRE | Singlezone Ducted, Compact Ducted | 201835531 |  | HRCU-A-CB | DLCSRAH09AAK | Mini-Splits | DLFSDAH09XAK | 14 | 22.5 | 11.5 |  |  |  | FALSE | FALSE | FALSE | 9000 | 6800 | 2.73 | 14100 | 2.01
201835628 | 09/12/19 | Live | Carrier | DAY & NIGHT | Singlezone Ducted, Compact Ducted | 201835628 |  | HRCU-A-CB | DLCSRAH09AAK | Mini-Splits | DLFSDAH09XAK | 14 | 22.5 | 11.5 |  |  |  | FALSE | FALSE | FALSE | 9000 | 6800 | 2.73 | 14100 | 2.01
201835580 | 09/12/19 | Live | Carrier | COMFORTMAKER | Singlezone Ducted, Compact Ducted | 201835580 |  | HRCU-A-CB | DLCSRAH09AAK | Mini-Splits | DLFSDAH09XAK | 14 | 22.5 | 11.5 |  |  |  | FALSE | FALSE | FALSE | 9000 | 6800 | 2.73 | 14100 | 2.01
201835705 | 09/12/19 | Live | Carrier | KEEPRITE | Singlezone Ducted, Compact Ducted | 201835705 |  | HRCU-A-CB | DLCSRAH09AAK | Mini-Splits | DLFSDAH09XAK | 14 | 22.5 | 11.5 |  |  |  | FALSE | FALSE | FALSE | 9000 | 6800 | 2.73 | 14100 | 2.01
201835704 | 09/12/19 | Live | Carrier | HEIL | Singlezone Ducted, Compact Ducted | 201835704 |  | HRCU-A-CB | DLCSRAH09AAK | Mini-Splits | DLFSDAH09XAK | 14 | 22.5 | 11.5 |  |  |  | FALSE | FALSE | FALSE | 9000 | 6800 | 2.73 | 14100 | 2.01
201835801 | 09/12/19 | Live | Carrier | KENMORE | Singlezone Ducted, Compact Ducted | 201835801 |  | HRCU-A-CB | DLCSRAH09AAK | Mini-Splits | DLFSDAH09XAK | 14 | 22.5 | 11.5 |  |  |  | FALSE | FALSE | FALSE | 9000 | 6800 | 2.73 | 14100 | 2.01
201835800 | 09/12/19 | Live | Carrier | TEMPSTAR | Singlezone Ducted, Compact Ducted | 201835800 |  | HRCU-A-CB | DLCSRAH09AAK | Mini-Splits | DLFSDAH09XAK | 14 | 22.5 | 11.5 |  |  |  | FALSE | FALSE | FALSE | 9000 | 6800 | 2.73 | 14100 | 2.01
202119276 | 09/12/19 | Live | Carrier | SMART COMFORT | Singlezone Ducted, Compact Ducted | 202119276 |  | HRCU-A-CB | DLCSRAH09AAK | Mini-Splits | DLFSDAH09XAK | 14 | 22.5 | 11.5 |  |  |  | FALSE | FALSE | FALSE | 9000 | 6800 | 2.73 | 14100 | 2.01
203966599 | 09/12/19 | Live | Carrier | AIRQUEST | Singlezone Ducted, Compact Ducted | 203966599 |  | HRCU-A-CB | DLCLRAH36AAK | Mini-Splits | DLFLDAH36XAK | 9 | 16.5 | 11.5 |  |  |  | FALSE | FALSE | FALSE | 36000 | 27600 | 2.46 | 34820 | 2.27
203966588 | 09/12/19 | Live | Carrier | AIRQUEST | Singlezone Non-Ducted, Ceiling Placement | 203966588 |  | HRCU-A-CB-O | DLCLRAH36AAK | Mini-Splits | DLFLCAH36XAK | 9 | 17.5 | 10.5 |  |  |  | FALSE | FALSE | FALSE | 36000 | 25200 | 2.46 | 30490 | 2.51
201796615 | 09/12/19 | Live | Carrier | MIDEA | Singlezone Non-Ducted, Ceiling Placement | 201796615 |  | HRCU-A-CB-O | DLCLRAH36AAK | Mini-Splits | DLFLFAH36XAK | 8 | 16 | 10 |  |  |  | FALSE | FALSE | FALSE | 36000 | 25400 | 2.46 | 30680 | 2.75
201835541 | 09/12/19 | Live | Carrier | ARCOAIRE | Singlezone Non-Ducted, Ceiling Placement | 201835541 |  | HRCU-A-CB-O | DLCLRAH36AAK | Mini-Splits | DLFLFAH36XAK | 8 | 16 | 10 |  |  |  | FALSE | FALSE | FALSE | 36000 | 25400 | 2.46 | 30680 | 2.75
201835638 | 09/12/19 | Live | Carrier | DAY & NIGHT | Singlezone Non-Ducted, Ceiling Placement | 201835638 |  | HRCU-A-CB-O | DLCLRAH36AAK | Mini-Splits | DLFLFAH36XAK | 8 | 16 | 10 |  |  |  | FALSE | FALSE | FALSE | 36000 | 25400 | 2.46 | 30680 | 2.75
201835590 | 09/12/19 | Live | Carrier | COMFORTMAKER | Singlezone Non-Ducted, Ceiling Placement | 201835590 |  | HRCU-A-CB-O | DLCLRAH36AAK | Mini-Splits | DLFLFAH36XAK | 8 | 16 | 10 |  |  |  | FALSE | FALSE | FALSE | 36000 | 25400 | 2.46 | 30680 | 2.75
201835724 | 09/12/19 | Live | Carrier | HEIL | Singlezone Non-Ducted, Ceiling Placement | 201835724 |  | HRCU-A-CB-O | DLCLRAH36AAK | Mini-Splits | DLFLFAH36XAK | 8 | 16 | 10 |  |  |  | FALSE | FALSE | FALSE | 36000 | 25400 | 2.46 | 30680 | 2.75
201835725 | 09/12/19 | Live | Carrier | KEEPRITE | Singlezone Non-Ducted, Ceiling Placement | 201835725 |  | HRCU-A-CB-O | DLCLRAH36AAK | Mini-Splits | DLFLFAH36XAK | 8 | 16 | 10 |  |  |  | FALSE | FALSE | FALSE | 36000 | 25400 | 2.46 | 30680 | 2.75
201835820 | 09/12/19 | Live | Carrier | TEMPSTAR | Singlezone Non-Ducted, Ceiling Placement | 201835820 |  | HRCU-A-CB-O | DLCLRAH36AAK | Mini-Splits | DLFLFAH36XAK | 8 | 16 | 10 |  |  |  | FALSE | FALSE | FALSE | 36000 | 25400 | 2.46 | 30680 | 2.75
201835821 | 09/12/19 | Live | Carrier | KENMORE | Singlezone Non-Ducted, Ceiling Placement | 201835821 |  | HRCU-A-CB-O | DLCLRAH36AAK | Mini-Splits | DLFLFAH36XAK | 8 | 16 | 10 |  |  |  | FALSE | FALSE | FALSE | 36000 | 25400 | 2.46 | 30680 | 2.75
202119286 | 09/12/19 | Live | Carrier | SMART COMFORT | Singlezone Non-Ducted, Ceiling Placement | 202119286 |  | HRCU-A-CB-O | DLCLRAH36AAK | Mini-Splits | DLFLFAH36XAK | 8 | 16 | 10 |  |  |  | FALSE | FALSE | FALSE | 36000 | 25400 | 2.46 | 30680 | 2.75
201847016 | 09/12/19 | Live | Carrier | CARRIER | Singlezone Non-Ducted, Ceiling Placement | 201847016 |  | HRCU-A-CB-O | 38MBRQ36A--3 | Mini-Splits | 40MBFQ36---3 | 8 | 16 | 10 |  |  |  | FALSE | FALSE | FALSE | 36000 | 25400 | 2.46 | 30680 | 2.75
201847029 | 09/12/19 | Live | Carrier | BRYANT | Singlezone Non-Ducted, Ceiling Placement | 201847029 |  | HRCU-A-CB-O | 38MBRQ36A--3 | Mini-Splits | 40MBFQ36---3 | 8 | 16 | 10 |  |  |  | FALSE | FALSE | FALSE | 36000 | 25400 | 2.46 | 30680 | 2.75
201847046 | 09/12/19 | Live | Carrier | PAYNE | Singlezone Non-Ducted, Ceiling Placement | 201847046 |  | HRCU-A-CB-O | 38MBRQ36A--3 | Mini-Splits | 40MBFQ36---3 | 8 | 16 | 10 |  |  |  | FALSE | FALSE | FALSE | 36000 | 25400 | 2.46 | 30680 | 2.75
201847063 | 09/12/19 | Live | Carrier | MIDEA | Singlezone Non-Ducted, Ceiling Placement | 201847063 |  | HRCU-A-CB-O | 38MBRQ36A--3 | Mini-Splits | 40MBFQ36---3 | 8 | 16 | 10 |  |  |  | FALSE | FALSE | FALSE | 36000 | 25400 | 2.46 | 30680 | 2.75
201835533 | 09/12/19 | Live | Carrier | ARCOAIRE | Singlezone Non-Ducted, Ceiling Placement | 201835533 |  | HRCU-A-CB-O | DLCSRAH12AAK | Mini-Splits | DLFSCAH12XAK | 12.5 | 19.5 | 10.2 |  |  |  | FALSE | FALSE | FALSE | 12000 | 8200 | 2.43 | 14570 | 1.95
201835582 | 09/12/19 | Live | Carrier | COMFORTMAKER | Singlezone Non-Ducted, Ceiling Placement | 201835582 |  | HRCU-A-CB-O | DLCSRAH12AAK | Mini-Splits | DLFSCAH12XAK | 12.5 | 19.5 | 10.2 |  |  |  | FALSE | FALSE | FALSE | 12000 | 8200 | 2.43 | 14570 | 1.95
201835630 | 09/12/19 | Live | Carrier | DAY & NIGHT | Singlezone Non-Ducted, Ceiling Placement | 201835630 |  | HRCU-A-CB-O | DLCSRAH12AAK | Mini-Splits | DLFSCAH12XAK | 12.5 | 19.5 | 10.2 |  |  |  | FALSE | FALSE | FALSE | 12000 | 8200 | 2.43 | 14570 | 1.95
201835709 | 09/12/19 | Live | Carrier | KEEPRITE | Singlezone Non-Ducted, Ceiling Placement | 201835709 |  | HRCU-A-CB-O | DLCSRAH12AAK | Mini-Splits | DLFSCAH12XAK | 12.5 | 19.5 | 10.2 |  |  |  | FALSE | FALSE | FALSE | 12000 | 8200 | 2.43 | 14570 | 1.95
201835708 | 09/12/19 | Live | Carrier | HEIL | Singlezone Non-Ducted, Ceiling Placement | 201835708 |  | HRCU-A-CB-O | DLCSRAH12AAK | Mini-Splits | DLFSCAH12XAK | 12.5 | 19.5 | 10.2 |  |  |  | FALSE | FALSE | FALSE | 12000 | 8200 | 2.43 | 14570 | 1.95
201835804 | 09/12/19 | Live | Carrier | TEMPSTAR | Singlezone Non-Ducted, Ceiling Placement | 201835804 |  | HRCU-A-CB-O | DLCSRAH12AAK | Mini-Splits | DLFSCAH12XAK | 12.5 | 19.5 | 10.2 |  |  |  | FALSE | FALSE | FALSE | 12000 | 8200 | 2.43 | 14570 | 1.95
201835805 | 09/12/19 | Live | Carrier | KENMORE | Singlezone Non-Ducted, Ceiling Placement | 201835805 |  | HRCU-A-CB-O | DLCSRAH12AAK | Mini-Splits | DLFSCAH12XAK | 12.5 | 19.5 | 10.2 |  |  |  | FALSE | FALSE | FALSE | 12000 | 8200 | 2.43 | 14570 | 1.95
202119278 | 09/12/19 | Live | Carrier | SMART COMFORT | Singlezone Non-Ducted, Ceiling Placement | 202119278 |  | HRCU-A-CB-O | DLCSRAH12AAK | Mini-Splits | DLFSCAH12XAK | 12.5 | 19.5 | 10.2 |  |  |  | FALSE | FALSE | FALSE | 12000 | 8200 | 2.43 | 14570 | 1.95
201835536 | 09/12/19 | Live | Carrier | ARCOAIRE | Singlezone Non-Ducted, Ceiling Placement | 201835536 |  | HRCU-A-CB-O | DLCSRAH18AAK | Mini-Splits | DLFSFAH18XAK | 12.5 | 19.9 | 10.2 |  |  |  | FALSE | FALSE | FALSE | 17000 | 12900 | 2.31 | 22470 | 1.75
201796610 | 09/12/19 | Live | Carrier | MIDEA | Singlezone Non-Ducted, Ceiling Placement | 201796610 |  | HRCU-A-CB-O | DLCSRAH18AAK | Mini-Splits | DLFSFAH18XAK | 12.5 | 19.9 | 10.2 |  |  |  | FALSE | FALSE | FALSE | 17000 | 12900 | 2.31 | 22470 | 1.75
201835585 | 09/12/19 | Live | Carrier | COMFORTMAKER | Singlezone Non-Ducted, Ceiling Placement | 201835585 |  | HRCU-A-CB-O | DLCSRAH18AAK | Mini-Splits | DLFSFAH18XAK | 12.5 | 19.9 | 10.2 |  |  |  | FALSE | FALSE | FALSE | 17000 | 12900 | 2.31 | 22470 | 1.75
201835633 | 09/12/19 | Live | Carrier | DAY & NIGHT | Singlezone Non-Ducted, Ceiling Placement | 201835633 |  | HRCU-A-CB-O | DLCSRAH18AAK | Mini-Splits | DLFSFAH18XAK | 12.5 | 19.9 | 10.2 |  |  |  | FALSE | FALSE | FALSE | 17000 | 12900 | 2.31 | 22470 | 1.75
201835714 | 09/12/19 | Live | Carrier | HEIL | Singlezone Non-Ducted, Ceiling Placement | 201835714 |  | HRCU-A-CB-O | DLCSRAH18AAK | Mini-Splits | DLFSFAH18XAK | 12.5 | 19.9 | 10.2 |  |  |  | FALSE | FALSE | FALSE | 17000 | 12900 | 2.31 | 22470 | 1.75
201835715 | 09/12/19 | Live | Carrier | KEEPRITE | Singlezone Non-Ducted, Ceiling Placement | 201835715 |  | HRCU-A-CB-O | DLCSRAH18AAK | Mini-Splits | DLFSFAH18XAK | 12.5 | 19.9 | 10.2 |  |  |  | FALSE | FALSE | FALSE | 17000 | 12900 | 2.31 | 22470 | 1.75
201835810 | 09/12/19 | Live | Carrier | TEMPSTAR | Singlezone Non-Ducted, Ceiling Placement | 201835810 |  | HRCU-A-CB-O | DLCSRAH18AAK | Mini-Splits | DLFSFAH18XAK | 12.5 | 19.9 | 10.2 |  |  |  | FALSE | FALSE | FALSE | 17000 | 12900 | 2.31 | 22470 | 1.75
201835811 | 09/12/19 | Live | Carrier | KENMORE | Singlezone Non-Ducted, Ceiling Placement | 201835811 |  | HRCU-A-CB-O | DLCSRAH18AAK | Mini-Splits | DLFSFAH18XAK | 12.5 | 19.9 | 10.2 |  |  |  | FALSE | FALSE | FALSE | 17000 | 12900 | 2.31 | 22470 | 1.75
202119281 | 09/12/19 | Live | Carrier | SMART COMFORT | Singlezone Non-Ducted, Ceiling Placement | 202119281 |  | HRCU-A-CB-O | DLCSRAH18AAK | Mini-Splits | DLFSFAH18XAK | 12.5 | 19.9 | 10.2 |  |  |  | FALSE | FALSE | FALSE | 17000 | 12900 | 2.31 | 22470 | 1.75
201796606 | 09/12/19 | Live | Carrier | MIDEA | Singlezone Non-Ducted, Ceiling Placement | 201796606 |  | HRCU-A-CB-O | DLCSRAH09AAK | Mini-Splits | DLFSCAH09XAK | 13 | 20 | 10.2 |  |  |  | FALSE | FALSE | FALSE | 9000 | 6700 | 2.58 | 14130 | 2.17
201835532 | 09/12/19 | Live | Carrier | ARCOAIRE | Singlezone Non-Ducted, Ceiling Placement | 201835532 |  | HRCU-A-CB-O | DLCSRAH09AAK | Mini-Splits | DLFSCAH09XAK | 13 | 20 | 10.2 |  |  |  | FALSE | FALSE | FALSE | 9000 | 6700 | 2.58 | 14130 | 2.17
201835581 | 09/12/19 | Live | Carrier | COMFORTMAKER | Singlezone Non-Ducted, Ceiling Placement | 201835581 |  | HRCU-A-CB-O | DLCSRAH09AAK | Mini-Splits | DLFSCAH09XAK | 13 | 20 | 10.2 |  |  |  | FALSE | FALSE | FALSE | 9000 | 6700 | 2.58 | 14130 | 2.17
201835629 | 09/12/19 | Live | Carrier | DAY & NIGHT | Singlezone Non-Ducted, Ceiling Placement | 201835629 |  | HRCU-A-CB-O | DLCSRAH09AAK | Mini-Splits | DLFSCAH09XAK | 13 | 20 | 10.2 |  |  |  | FALSE | FALSE | FALSE | 9000 | 6700 | 2.58 | 14130 | 2.17
201835706 | 09/12/19 | Live | Carrier | HEIL | Singlezone Non-Ducted, Ceiling Placement | 201835706 |  | HRCU-A-CB-O | DLCSRAH09AAK | Mini-Splits | DLFSCAH09XAK | 13 | 20 | 10.2 |  |  |  | FALSE | FALSE | FALSE | 9000 | 6700 | 2.58 | 14130 | 2.17
201835707 | 09/12/19 | Live | Carrier | KEEPRITE | Singlezone Non-Ducted, Ceiling Placement | 201835707 |  | HRCU-A-CB-O | DLCSRAH09AAK | Mini-Splits | DLFSCAH09XAK | 13 | 20 | 10.2 |  |  |  | FALSE | FALSE | FALSE | 9000 | 6700 | 2.58 | 14130 | 2.17
201796616 | 09/12/19 | Live | Carrier | MIDEA | Singlezone Non-Ducted, Ceiling Placement | 201796616 |  | HRCU-A-CB-O | DLCLRAH36AAK | Mini-Splits | DLFLCAH36XAK | 9 | 17.5 | 10.5 |  |  |  | FALSE | FALSE | FALSE | 36000 | 25200 | 2.46 | 30490 | 2.51
201835802 | 09/12/19 | Live | Carrier | TEMPSTAR | Singlezone Non-Ducted, Ceiling Placement | 201835802 |  | HRCU-A-CB-O | DLCSRAH09AAK | Mini-Splits | DLFSCAH09XAK | 13 | 20 | 10.2 |  |  |  | FALSE | FALSE | FALSE | 9000 | 6700 | 2.58 | 14130 | 2.17
201835542 | 09/12/19 | Live | Carrier | ARCOAIRE | Singlezone Non-Ducted, Ceiling Placement | 201835542 |  | HRCU-A-CB-O | DLCLRAH36AAK | Mini-Splits | DLFLCAH36XAK | 9 | 17.5 | 10.5 |  |  |  | FALSE | FALSE | FALSE | 36000 | 25200 | 2.46 | 30490 | 2.51
201835803 | 09/12/19 | Live | Carrier | KENMORE | Singlezone Non-Ducted, Ceiling Placement | 201835803 |  | HRCU-A-CB-O | DLCSRAH09AAK | Mini-Splits | DLFSCAH09XAK | 13 | 20 | 10.2 |  |  |  | FALSE | FALSE | FALSE | 9000 | 6700 | 2.58 | 14130 | 2.17
202119277 | 09/12/19 | Live | Carrier | SMART COMFORT | Singlezone Non-Ducted, Ceiling Placement | 202119277 |  | HRCU-A-CB-O | DLCSRAH09AAK | Mini-Splits | DLFSCAH09XAK | 13 | 20 | 10.2 |  |  |  | FALSE | FALSE | FALSE | 9000 | 6700 | 2.58 | 14130 | 2.17
201835822 | 09/12/19 | Live | Carrier | TEMPSTAR | Singlezone Non-Ducted, Ceiling Placement | 201835822 |  | HRCU-A-CB-O | DLCLRAH36AAK | Mini-Splits | DLFLCAH36XAK | 9 | 17.5 | 10.5 |  |  |  | FALSE | FALSE | FALSE | 36000 | 25200 | 2.46 | 30490 | 2.51
201835726 | 09/12/19 | Live | Carrier | HEIL | Singlezone Non-Ducted, Ceiling Placement | 201835726 |  | HRCU-A-CB-O | DLCLRAH36AAK | Mini-Splits | DLFLCAH36XAK | 9 | 17.5 | 10.5 |  |  |  | FALSE | FALSE | FALSE | 36000 | 25200 | 2.46 | 30490 | 2.51
201835591 | 09/12/19 | Live | Carrier | COMFORTMAKER | Singlezone Non-Ducted, Ceiling Placement | 201835591 |  | HRCU-A-CB-O | DLCLRAH36AAK | Mini-Splits | DLFLCAH36XAK | 9 | 17.5 | 10.5 |  |  |  | FALSE | FALSE | FALSE | 36000 | 25200 | 2.46 | 30490 | 2.51
201835639 | 09/12/19 | Live | Carrier | DAY & NIGHT | Singlezone Non-Ducted, Ceiling Placement | 201835639 |  | HRCU-A-CB-O | DLCLRAH36AAK | Mini-Splits | DLFLCAH36XAK | 9 | 17.5 | 10.5 |  |  |  | FALSE | FALSE | FALSE | 36000 | 25200 | 2.46 | 30490 | 2.51
201835727 | 09/12/19 | Live | Carrier | KEEPRITE | Singlezone Non-Ducted, Ceiling Placement | 201835727 |  | HRCU-A-CB-O | DLCLRAH36AAK | Mini-Splits | DLFLCAH36XAK | 9 | 17.5 | 10.5 |  |  |  | FALSE | FALSE | FALSE | 36000 | 25200 | 2.46 | 30490 | 2.51
201835823 | 09/12/19 | Live | Carrier | KENMORE | Singlezone Non-Ducted, Ceiling Placement | 201835823 |  | HRCU-A-CB-O | DLCLRAH36AAK | Mini-Splits | DLFLCAH36XAK | 9 | 17.5 | 10.5 |  |  |  | FALSE | FALSE | FALSE | 36000 | 25200 | 2.46 | 30490 | 2.51
202119287 | 09/12/19 | Live | Carrier | SMART COMFORT | Singlezone Non-Ducted, Ceiling Placement | 202119287 |  | HRCU-A-CB-O | DLCLRAH36AAK | Mini-Splits | DLFLCAH36XAK | 9 | 17.5 | 10.5 |  |  |  | FALSE | FALSE | FALSE | 36000 | 25200 | 2.46 | 30490 | 2.51
201847012 | 09/12/19 | Live | Carrier | CARRIER | Singlezone Non-Ducted, Ceiling Placement | 201847012 |  | HRCU-A-CB-O | 38MBRQ36A--3 | Mini-Splits | 40MBCQ36---3 | 9 | 17.5 | 10.5 |  |  |  | FALSE | FALSE | FALSE | 36000 | 25200 | 2.46 | 30490 | 2.51
201847025 | 09/12/19 | Live | Carrier | BRYANT | Singlezone Non-Ducted, Ceiling Placement | 201847025 |  | HRCU-A-CB-O | 38MBRQ36A--3 | Mini-Splits | 40MBCQ36---3 | 9 | 17.5 | 10.5 |  |  |  | FALSE | FALSE | FALSE | 36000 | 25200 | 2.46 | 30490 | 2.51
201847040 | 09/12/19 | Live | Carrier | PAYNE | Singlezone Non-Ducted, Ceiling Placement | 201847040 |  | HRCU-A-CB-O | 38MBRQ36A--3 | Mini-Splits | 40MBCQ36---3 | 9 | 17.5 | 10.5 |  |  |  | FALSE | FALSE | FALSE | 36000 | 25200 | 2.46 | 30490 | 2.51
201796608 | 09/12/19 | Live | Carrier | MIDEA | Singlezone Non-Ducted, Ceiling Placement | 201796608 |  | HRCU-A-CB-O | DLCSRAH12AAK | Mini-Splits | DLFSFAH12XAK | 12.5 | 19.4 | 10.5 |  |  |  | FALSE | FALSE | FALSE | 12000 | 9600 | 2.65 | 13740 | 1.83
201847057 | 09/12/19 | Live | Carrier | MIDEA | Singlezone Non-Ducted, Ceiling Placement | 201847057 |  | HRCU-A-CB-O | 38MBRQ36A--3 | Mini-Splits | 40MBCQ36---3 | 9 | 17.5 | 10.5 |  |  |  | FALSE | FALSE | FALSE | 36000 | 25200 | 2.46 | 30490 | 2.51
201835534 | 09/12/19 | Live | Carrier | ARCOAIRE | Singlezone Non-Ducted, Ceiling Placement | 201835534 |  | HRCU-A-CB-O | DLCSRAH12AAK | Mini-Splits | DLFSFAH12XAK | 12.5 | 19.4 | 10.5 |  |  |  | FALSE | FALSE | FALSE | 12000 | 9600 | 2.65 | 13740 | 1.83
201835631 | 09/12/19 | Live | Carrier | DAY & NIGHT | Singlezone Non-Ducted, Ceiling Placement | 201835631 |  | HRCU-A-CB-O | DLCSRAH12AAK | Mini-Splits | DLFSFAH12XAK | 12.5 | 19.4 | 10.5 |  |  |  | FALSE | FALSE | FALSE | 12000 | 9600 | 2.65 | 13740 | 1.83
201835583 | 09/12/19 | Live | Carrier | COMFORTMAKER | Singlezone Non-Ducted, Ceiling Placement | 201835583 |  | HRCU-A-CB-O | DLCSRAH12AAK | Mini-Splits | DLFSFAH12XAK | 12.5 | 19.4 | 10.5 |  |  |  | FALSE | FALSE | FALSE | 12000 | 9600 | 2.65 | 13740 | 1.83
201835710 | 09/12/19 | Live | Carrier | HEIL | Singlezone Non-Ducted, Ceiling Placement | 201835710 |  | HRCU-A-CB-O | DLCSRAH12AAK | Mini-Splits | DLFSFAH12XAK | 12.5 | 19.4 | 10.5 |  |  |  | FALSE | FALSE | FALSE | 12000 | 9600 | 2.65 | 13740 | 1.83
201835711 | 09/12/19 | Live | Carrier | KEEPRITE | Singlezone Non-Ducted, Ceiling Placement | 201835711 |  | HRCU-A-CB-O | DLCSRAH12AAK | Mini-Splits | DLFSFAH12XAK | 12.5 | 19.4 | 10.5 |  |  |  | FALSE | FALSE | FALSE | 12000 | 9600 | 2.65 | 13740 | 1.83
201835806 | 09/12/19 | Live | Carrier | TEMPSTAR | Singlezone Non-Ducted, Ceiling Placement | 201835806 |  | HRCU-A-CB-O | DLCSRAH12AAK | Mini-Splits | DLFSFAH12XAK | 12.5 | 19.4 | 10.5 |  |  |  | FALSE | FALSE | FALSE | 12000 | 9600 | 2.65 | 13740 | 1.83
201835807 | 09/12/19 | Live | Carrier | KENMORE | Singlezone Non-Ducted, Ceiling Placement | 201835807 |  | HRCU-A-CB-O | DLCSRAH12AAK | Mini-Splits | DLFSFAH12XAK | 12.5 | 19.4 | 10.5 |  |  |  | FALSE | FALSE | FALSE | 12000 | 9600 | 2.65 | 13740 | 1.83
202119279 | 09/12/19 | Live | Carrier | SMART COMFORT | Singlezone Non-Ducted, Ceiling Placement | 202119279 |  | HRCU-A-CB-O | DLCSRAH12AAK | Mini-Splits | DLFSFAH12XAK | 12.5 | 19.4 | 10.5 |  |  |  | FALSE | FALSE | FALSE | 12000 | 9600 | 2.65 | 13740 | 1.83
201796611 | 09/12/19 | Live | Carrier | MIDEA | Singlezone Non-Ducted, Ceiling Placement | 201796611 |  | HRCU-A-CB-O | DLCSRAH18AAK | Mini-Splits | DLFSCAH18XAK | 12.5 | 20 | 10.5 |  |  |  | FALSE | FALSE | FALSE | 16000 | 12000 | 2.59 | 16410 | 2.61
201835586 | 09/12/19 | Live | Carrier | COMFORTMAKER | Singlezone Non-Ducted, Ceiling Placement | 201835586 |  | HRCU-A-CB-O | DLCSRAH18AAK | Mini-Splits | DLFSCAH18XAK | 12.5 | 20 | 10.5 |  |  |  | FALSE | FALSE | FALSE | 16000 | 12000 | 2.59 | 16410 | 2.61
201835537 | 09/12/19 | Live | Carrier | ARCOAIRE | Singlezone Non-Ducted, Ceiling Placement | 201835537 |  | HRCU-A-CB-O | DLCSRAH18AAK | Mini-Splits | DLFSCAH18XAK | 12.5 | 20 | 10.5 |  |  |  | FALSE | FALSE | FALSE | 16000 | 12000 | 2.59 | 16410 | 2.61
201835634 | 09/12/19 | Live | Carrier | DAY & NIGHT | Singlezone Non-Ducted, Ceiling Placement | 201835634 |  | HRCU-A-CB-O | DLCSRAH18AAK | Mini-Splits | DLFSCAH18XAK | 12.5 | 20 | 10.5 |  |  |  | FALSE | FALSE | FALSE | 16000 | 12000 | 2.59 | 16410 | 2.61
201835716 | 09/12/19 | Live | Carrier | HEIL | Singlezone Non-Ducted, Ceiling Placement | 201835716 |  | HRCU-A-CB-O | DLCSRAH18AAK | Mini-Splits | DLFSCAH18XAK | 12.5 | 20 | 10.5 |  |  |  | FALSE | FALSE | FALSE | 16000 | 12000 | 2.59 | 16410 | 2.61
201835717 | 09/12/19 | Live | Carrier | KEEPRITE | Singlezone Non-Ducted, Ceiling Placement | 201835717 |  | HRCU-A-CB-O | DLCSRAH18AAK | Mini-Splits | DLFSCAH18XAK | 12.5 | 20 | 10.5 |  |  |  | FALSE | FALSE | FALSE | 16000 | 12000 | 2.59 | 16410 | 2.61
201835812 | 09/12/19 | Live | Carrier | TEMPSTAR | Singlezone Non-Ducted, Ceiling Placement | 201835812 |  | HRCU-A-CB-O | DLCSRAH18AAK | Mini-Splits | DLFSCAH18XAK | 12.5 | 20 | 10.5 |  |  |  | FALSE | FALSE | FALSE | 16000 | 12000 | 2.59 | 16410 | 2.61
201835813 | 09/12/19 | Live | Carrier | KENMORE | Singlezone Non-Ducted, Ceiling Placement | 201835813 |  | HRCU-A-CB-O | DLCSRAH18AAK | Mini-Splits | DLFSCAH18XAK | 12.5 | 20 | 10.5 |  |  |  | FALSE | FALSE | FALSE | 16000 | 12000 | 2.59 | 16410 | 2.61
202119282 | 09/12/19 | Live | Carrier | SMART COMFORT | Singlezone Non-Ducted, Ceiling Placement | 202119282 |  | HRCU-A-CB-O | DLCSRAH18AAK | Mini-Splits | DLFSCAH18XAK | 12.5 | 20 | 10.5 |  |  |  | FALSE | FALSE | FALSE | 16000 | 12000 | 2.59 | 16410 | 2.61
201796609 | 09/12/19 | Live | Carrier | MIDEA | Singlezone Ducted, Compact Ducted | 201796609 |  | HRCU-A-CB | DLCSRAH12AAK | Mini-Splits | DLFSDAH12XAK | 12.5 | 20.5 | 11 |  |  |  | FALSE | FALSE | FALSE | 12000 | 8100 | 2.42 | 14340 | 1.95
201835535 | 09/12/19 | Live | Carrier | ARCOAIRE | Singlezone Ducted, Compact Ducted | 201835535 |  | HRCU-A-CB | DLCSRAH12AAK | Mini-Splits | DLFSDAH12XAK | 12.5 | 20.5 | 11 |  |  |  | FALSE | FALSE | FALSE | 12000 | 8100 | 2.42 | 14340 | 1.95
201835584 | 09/12/19 | Live | Carrier | COMFORTMAKER | Singlezone Ducted, Compact Ducted | 201835584 |  | HRCU-A-CB | DLCSRAH12AAK | Mini-Splits | DLFSDAH12XAK | 12.5 | 20.5 | 11 |  |  |  | FALSE | FALSE | FALSE | 12000 | 8100 | 2.42 | 14340 | 1.95
201835632 | 09/12/19 | Live | Carrier | DAY & NIGHT | Singlezone Ducted, Compact Ducted | 201835632 |  | HRCU-A-CB | DLCSRAH12AAK | Mini-Splits | DLFSDAH12XAK | 12.5 | 20.5 | 11 |  |  |  | FALSE | FALSE | FALSE | 12000 | 8100 | 2.42 | 14340 | 1.95
201835712 | 09/12/19 | Live | Carrier | HEIL | Singlezone Ducted, Compact Ducted | 201835712 |  | HRCU-A-CB | DLCSRAH12AAK | Mini-Splits | DLFSDAH12XAK | 12.5 | 20.5 | 11 |  |  |  | FALSE | FALSE | FALSE | 12000 | 8100 | 2.42 | 14340 | 1.95
201835713 | 09/12/19 | Live | Carrier | KEEPRITE | Singlezone Ducted, Compact Ducted | 201835713 |  | HRCU-A-CB | DLCSRAH12AAK | Mini-Splits | DLFSDAH12XAK | 12.5 | 20.5 | 11 |  |  |  | FALSE | FALSE | FALSE | 12000 | 8100 | 2.42 | 14340 | 1.95
201835808 | 09/12/19 | Live | Carrier | TEMPSTAR | Singlezone Ducted, Compact Ducted | 201835808 |  | HRCU-A-CB | DLCSRAH12AAK | Mini-Splits | DLFSDAH12XAK | 12.5 | 20.5 | 11 |  |  |  | FALSE | FALSE | FALSE | 12000 | 8100 | 2.42 | 14340 | 1.95
201835809 | 09/12/19 | Live | Carrier | KENMORE | Singlezone Ducted, Compact Ducted | 201835809 |  | HRCU-A-CB | DLCSRAH12AAK | Mini-Splits | DLFSDAH12XAK | 12.5 | 20.5 | 11 |  |  |  | FALSE | FALSE | FALSE | 12000 | 8100 | 2.42 | 14340 | 1.95
202119280 | 09/12/19 | Live | Carrier | SMART COMFORT | Singlezone Ducted, Compact Ducted | 202119280 |  | HRCU-A-CB | DLCSRAH12AAK | Mini-Splits | DLFSDAH12XAK | 12.5 | 20.5 | 11 |  |  |  | FALSE | FALSE | FALSE | 12000 | 8100 | 2.42 | 14340 | 1.95
201835521 | 09/12/19 | Live | Carrier | ARCOAIRE | Singlezone Ducted, Compact Ducted | 201835521 |  | HRCU-A-CB | DLCLRAH36AAK | Mini-Splits | DLFLDAH36XAK | 9 | 16.5 | 11.5 |  |  |  | FALSE | FALSE | FALSE | 36000 | 27600 | 2.46 | 34820 | 2.27
201771969 | 09/12/19 | Live | Carrier | MIDEA | Singlezone Ducted, Compact Ducted | 201771969 |  | HRCU-A-CB | DLCLRAH36AAK | Mini-Splits | DLFLDAH36XAK | 9 | 16.5 | 11.5 |  |  |  | FALSE | FALSE | FALSE | 36000 | 27600 | 2.46 | 34820 | 2.27
201835569 | 09/12/19 | Live | Carrier | COMFORTMAKER | Singlezone Ducted, Compact Ducted | 201835569 |  | HRCU-A-CB | DLCLRAH36AAK | Mini-Splits | DLFLDAH36XAK | 9 | 16.5 | 11.5 |  |  |  | FALSE | FALSE | FALSE | 36000 | 27600 | 2.46 | 34820 | 2.27
201835617 | 09/12/19 | Live | Carrier | DAY & NIGHT | Singlezone Ducted, Compact Ducted | 201835617 |  | HRCU-A-CB | DLCLRAH36AAK | Mini-Splits | DLFLDAH36XAK | 9 | 16.5 | 11.5 |  |  |  | FALSE | FALSE | FALSE | 36000 | 27600 | 2.46 | 34820 | 2.27
201835682 | 09/12/19 | Live | Carrier | HEIL | Singlezone Ducted, Compact Ducted | 201835682 |  | HRCU-A-CB | DLCLRAH36AAK | Mini-Splits | DLFLDAH36XAK | 9 | 16.5 | 11.5 |  |  |  | FALSE | FALSE | FALSE | 36000 | 27600 | 2.46 | 34820 | 2.27
201835683 | 09/12/19 | Live | Carrier | KEEPRITE | Singlezone Ducted, Compact Ducted | 201835683 |  | HRCU-A-CB | DLCLRAH36AAK | Mini-Splits | DLFLDAH36XAK | 9 | 16.5 | 11.5 |  |  |  | FALSE | FALSE | FALSE | 36000 | 27600 | 2.46 | 34820 | 2.27
201835778 | 09/12/19 | Live | Carrier | KENMORE | Singlezone Ducted, Compact Ducted | 201835778 |  | HRCU-A-CB | DLCLRAH36AAK | Mini-Splits | DLFLDAH36XAK | 9 | 16.5 | 11.5 |  |  |  | FALSE | FALSE | FALSE | 36000 | 27600 | 2.46 | 34820 | 2.27
201835779 | 09/12/19 | Live | Carrier | TEMPSTAR | Singlezone Ducted, Compact Ducted | 201835779 |  | HRCU-A-CB | DLCLRAH36AAK | Mini-Splits | DLFLDAH36XAK | 9 | 16.5 | 11.5 |  |  |  | FALSE | FALSE | FALSE | 36000 | 27600 | 2.46 | 34820 | 2.27
202119268 | 09/12/19 | Live | Carrier | SMART COMFORT | Singlezone Ducted, Compact Ducted | 202119268 |  | HRCU-A-CB | DLCLRAH36AAK | Mini-Splits | DLFLDAH36XAK | 9 | 16.5 | 11.5 |  |  |  | FALSE | FALSE | FALSE | 36000 | 27600 | 2.46 | 34820 | 2.27
200059146 | 09/12/19 | Live | Carrier | BRYANT | Singlezone Ducted, Compact Ducted | 200059146 |  | HRCU-A-CB | 38MBRQ36A--3 | Mini-Splits | 40MBDQ36---3 | 9 | 16.5 | 11.5 |  |  |  | FALSE | FALSE | FALSE | 36000 | 27600 | 2.46 | 34820 | 2.27
200059147 | 09/12/19 | Live | Carrier | CARRIER | Singlezone Ducted, Compact Ducted | 200059147 |  | HRCU-A-CB | 38MBRQ36A--3 | Mini-Splits | 40MBDQ36---3 | 9 | 16.5 | 11.5 |  |  |  | FALSE | FALSE | FALSE | 36000 | 27600 | 2.46 | 34820 | 2.27
201847059 | 09/12/19 | Live | Carrier | MIDEA | Singlezone Ducted, Compact Ducted | 201847059 |  | HRCU-A-CB | 38MBRQ36A--3 | Mini-Splits | 40MBDQ36---3 | 9 | 16.5 | 11.5 |  |  |  | FALSE | FALSE | FALSE | 36000 | 27600 | 2.46 | 34820 | 2.27
201847042 | 09/12/19 | Live | Carrier | PAYNE | Singlezone Ducted, Compact Ducted | 201847042 |  | HRCU-A-CB | 38MBRQ36A--3 | Mini-Splits | 40MBDQ36---3 | 9 | 16.5 | 11.5 |  |  |  | FALSE | FALSE | FALSE | 36000 | 27600 | 2.46 | 34820 | 2.27
201796613 | 09/12/19 | Live | Carrier | MIDEA | Singlezone Non-Ducted, Ceiling Placement | 201796613 |  | HRCU-A-CB-O | DLCSRAH24AAK | Mini-Splits | DLFSFAH24XAK | 11.5 | 20 | 11.5 |  |  |  | FALSE | FALSE | FALSE | 24000 | 17200 | 2.8 | 27970 | 1.97
201835539 | 09/12/19 | Live | Carrier | ARCOAIRE | Singlezone Non-Ducted, Ceiling Placement | 201835539 |  | HRCU-A-CB-O | DLCSRAH24AAK | Mini-Splits | DLFSFAH24XAK | 11.5 | 20 | 11.5 |  |  |  | FALSE | FALSE | FALSE | 24000 | 17200 | 2.8 | 27970 | 1.97
201835636 | 09/12/19 | Live | Carrier | DAY & NIGHT | Singlezone Non-Ducted, Ceiling Placement | 201835636 |  | HRCU-A-CB-O | DLCSRAH24AAK | Mini-Splits | DLFSFAH24XAK | 11.5 | 20 | 11.5 |  |  |  | FALSE | FALSE | FALSE | 24000 | 17200 | 2.8 | 27970 | 1.97
201835588 | 09/12/19 | Live | Carrier | COMFORTMAKER | Singlezone Non-Ducted, Ceiling Placement | 201835588 |  | HRCU-A-CB-O | DLCSRAH24AAK | Mini-Splits | DLFSFAH24XAK | 11.5 | 20 | 11.5 |  |  |  | FALSE | FALSE | FALSE | 24000 | 17200 | 2.8 | 27970 | 1.97
201835817 | 09/12/19 | Live | Carrier | KENMORE | Singlezone Non-Ducted, Ceiling Placement | 201835817 |  | HRCU-A-CB-O | DLCSRAH24AAK | Mini-Splits | DLFSFAH24XAK | 11.5 | 20 | 11.5 |  |  |  | FALSE | FALSE | FALSE | 24000 | 17200 | 2.8 | 27970 | 1.97
202119284 | 09/12/19 | Live | Carrier | SMART COMFORT | Singlezone Non-Ducted, Ceiling Placement | 202119284 |  | HRCU-A-CB-O | DLCSRAH24AAK | Mini-Splits | DLFSFAH24XAK | 11.5 | 20 | 11.5 |  |  |  | FALSE | FALSE | FALSE | 24000 | 17200 | 2.8 | 27970 | 1.97
201835720 | 09/12/19 | Live | Carrier | HEIL | Singlezone Non-Ducted, Ceiling Placement | 201835720 |  | HRCU-A-CB-O | DLCSRAH24AAK | Mini-Splits | DLFSFAH24XAK | 11.5 | 20 | 11.5 |  |  |  | FALSE | FALSE | FALSE | 24000 | 17200 | 2.8 | 27970 | 1.97
201835721 | 09/12/19 | Live | Carrier | KEEPRITE | Singlezone Non-Ducted, Ceiling Placement | 201835721 |  | HRCU-A-CB-O | DLCSRAH24AAK | Mini-Splits | DLFSFAH24XAK | 11.5 | 20 | 11.5 |  |  |  | FALSE | FALSE | FALSE | 24000 | 17200 | 2.8 | 27970 | 1.97
201835816 | 09/12/19 | Live | Carrier | TEMPSTAR | Singlezone Non-Ducted, Ceiling Placement | 201835816 |  | HRCU-A-CB-O | DLCSRAH24AAK | Mini-Splits | DLFSFAH24XAK | 11.5 | 20 | 11.5 |  |  |  | FALSE | FALSE | FALSE | 24000 | 17200 | 2.8 | 27970 | 1.97
203966592 | 09/12/19 | Live | Carrier | AIRQUEST | Singlezone Non-Ducted, Ceiling Placement | 203966592 |  | HRCU-A-CB-O | DLCLRAH36AAK | Mini-Splits | DLFLFAH36XAK | 8 | 16 | 10 |  |  |  | FALSE | FALSE | FALSE | 36000 | 25400 | 2.46 | 30680 | 2.75
202519342 | 08/15/19 | Live | Gree | GREE | Multizone All Ducted | 202519342 |  | HMSV-A-CB | GMV-Y60WL/A-T(U) | Ducted Indoor Units |  | 7 | 15 | 9 |  |  |  | FALSE | FALSE | FALSE | 54000 | 35000 | 1.85 | 44000 | 2.31
10399150 | 01/01/11 | Live | LG | LG | Singlezone Ducted, Centrally Ducted | 10399150 |  | HRCU-A-CB | LUU368HV | Mini-Splits | LVN360HV4 | 12.5 | 18 | 10 |  |  |  | FALSE | FALSE | FALSE | 36000 | 25600 | 2.73 | 32000 | 2.08
9410052 | 01/31/19 | Live | Gree | GREE | Multizone All Ducted | 9410052 |  | HMSV-A-CB | GMV-HY48WLT/A-T(U) | Ducted Indoor Units |  | 8.5 | 16 | 10 |  |  |  | FALSE | FALSE | FALSE | 48000 | 35000 | 1.51 | 52200 | 2.25
8654210 | 01/31/19 | Live | Gree | GREE | Multizone All Ducted | 8654210 |  | HMSV-A-CB | GMV-48WL/B-T(U) | Ducted Indoor Units |  | 9.5 | 16.5 | 10.2 |  |  |  | FALSE | FALSE | FALSE | 48000 | 38000 | 1.72 | 54000 | 2.45
200059151 | 09/03/19 | Live | Carrier | CARRIER | Singlezone Non-Ducted, Ceiling Placement | 200059151 |  | HRCU-A-CB-O | 38MAQB09R--3 | Mini-Splits | 40MBCQ09---3 | 13 | 20 | 10.8 |  |  |  | TRUE | FALSE | FALSE | 9000 | 6700 | 2.37 | 12460 | 1.85
201846992 | 09/03/19 | Live | Carrier | MIDEA | Singlezone Non-Ducted, Ceiling Placement | 201846992 |  | HRCU-A-CB-O | 38MAQB09R--3 | Mini-Splits | 40MBCQ09---3 | 13 | 20 | 10.8 |  |  |  | TRUE | FALSE | FALSE | 9000 | 6700 | 2.37 | 12460 | 1.85
200059150 | 09/03/19 | Live | Carrier | BRYANT | Singlezone Non-Ducted, Ceiling Placement | 200059150 |  | HRCU-A-CB-O | 38MAQB09R--3 | Mini-Splits | 40MBCQ09---3 | 13 | 20 | 10.8 |  |  |  | TRUE | FALSE | FALSE | 9000 | 6700 | 2.37 | 12460 | 1.85
201846972 | 09/03/19 | Live | Carrier | PAYNE | Singlezone Non-Ducted, Ceiling Placement | 201846972 |  | HRCU-A-CB-O | 38MAQB09R--3 | Mini-Splits | 40MBCQ09---3 | 13 | 20 | 10.8 |  |  |  | TRUE | FALSE | FALSE | 9000 | 6700 | 2.37 | 12460 | 1.85
7280508 | 02/28/19 | Live | Gree | GREE | Singlezone Ducted, Compact Ducted | 7280508 |  | HRCU-A-CB | GUHD36ND3FO | Mini-Splits | GFH36D3FI | 10.35 | 16 | 9 |  |  |  | FALSE | FALSE | FALSE | 34000 | 24600 | 2.72 | 35000 | 2.85
7280511 | 02/28/19 | Live | Gree | GREE | Singlezone Ducted, Compact Ducted | 7280511 |  | HRCU-A-CB | GUHD42ND3FO | Mini-Splits | GFH42D3FI | 9.5 | 16 | 9 |  |  |  | FALSE | FALSE | FALSE | 39500 | 24800 | 2.05 | 42000 | 2.93
7280525 | 02/28/19 | Live | Gree | GREE | Singlezone Ducted, Compact Ducted | 7280525 |  | HRCU-A-CB | GUHD48ND3FO | Mini-Splits | GFH48D3FI | 9.05 | 16 | 9 |  |  |  | FALSE | FALSE | FALSE | 48000 | 30600 | 1.93 | 48000 | 2.93
202515509 | 08/15/19 | Live | Gree | GREE | Multizone All Ducted | 202515509 |  | HMSV-A-CB | GMV-Y36WL/A-T(U) | Ducted Indoor Units |  | 9 | 15 | 9 |  |  |  | FALSE | FALSE | FALSE | 37400 | 25000 | 1.85 | 31800 | 1.74
202519340 | 08/15/19 | Live | Gree | GREE | Multizone All Ducted | 202519340 |  | HMSV-A-CB | GMV-Y48WL/A-T(U) | Ducted Indoor Units |  | 7.5 | 15 | 9 |  |  |  | FALSE | FALSE | FALSE | 48000 | 33000 | 1.85 | 40400 | 2.31
7425275 | 01/31/19 | Live | Gree | GREE | Multizone All Ducted | 7425275 |  | HMSV-A-CB | GMV-48WL/A-T(U) | Ducted Indoor Units |  | 10 | 17 | 9 |  |  |  | FALSE | FALSE | FALSE | 48000 | 32000 | 2.46 | 40600 | 2.32
7280492 | 02/28/19 | Live | Gree | GREE | Singlezone Ducted, Compact Ducted | 7280492 |  | HRCU-A-CB | GUHD18ND3FO | Mini-Splits | GFH18D3FI | 11 | 16 | 9.5 |  |  |  | FALSE | FALSE | FALSE | 17100 | 10900 | 2.56 | 16400 | 2.91
7280498 | 02/28/19 | Live | Gree | GREE | Singlezone Non-Ducted, Floor Placement | 7280498 |  | HRCU-A-CB-O | GUHD24ND3FO | Mini-Splits | GTH24D3FI | 10.65 | 16 | 10 |  |  |  | FALSE | FALSE | FALSE | 23800 | 15700 | 2.49 | 21000 | 2.56
10093499 | 07/09/19 | Live | Trane U.S. Inc. | TRANE | Singlezone Ducted, Centrally Ducted | 10093499 |  | HRCU-A-CB | 4TWV0048A1 |  | TAM9A0C48V41 | 12.5 | 19.25 | 10 |  |  |  | TRUE | FALSE | TRUE | 47000 | 34000 | 2.1 | 34400 | 2.2
10093451 | 07/12/19 | Live | Trane U.S. Inc. | AMERICAN STANDARD | Singlezone Ducted, Centrally Ducted | 10093451 |  | HRCU-A-CB | 4A6V0048A1 |  | TAM9A0C48V41 | 12.5 | 19.25 | 10 |  |  |  | TRUE | FALSE | TRUE | 47000 | 34000 | 2.1 | 34400 | 2.2
7280499 | 02/28/19 | Live | Gree | GREE | Singlezone Ducted, Compact Ducted | 7280499 |  | HRCU-A-CB | GUHD24ND3FO |  | GFH24D3FI | 10.65 | 16 | 10 |  |  |  | FALSE | FALSE | FALSE | 23800 | 16700 | 2.65 | 22000 | 2.69
7280500 | 02/28/19 | Live | Gree | GREE | Singlezone Ducted, Compact Ducted | 7280500 |  | HRCU-A-CB | GUHD30ND3FO | Mini-Splits | GFH30D3FI | 8.55 | 16 | 9 |  |  |  | FALSE | FALSE | FALSE | 28200 | 16700 | 1.85 | 25000 | 2.62
7280497 | 02/28/19 | Live | Gree | GREE | Singlezone Non-Ducted, Ceiling Placement | 7280497 |  | HRCU-A-CB-O | GUHD24ND3FO | Mini-Splits | GKH24D3FI | 10.65 | 18 | 10 |  |  |  | FALSE | FALSE | FALSE | 23800 | 15700 | 2.49 | 22000 | 2.69
201846962 | 07/26/19 | Live | Carrier | CARRIER | Singlezone Non-Ducted, Ceiling Placement | 201846962 |  | HRCU-A-CB-O | 38MAQB18R--3 | Mini-Splits | 40MBFQ18---3 | 12.5 | 19.9 | 10.6 |  |  |  | TRUE | FALSE | FALSE | 17000 | 13400 | 2.38 | 22470 | 1.82
201846980 | 07/26/19 | Live | Carrier | PAYNE | Singlezone Non-Ducted, Ceiling Placement | 201846980 |  | HRCU-A-CB-O | 38MAQB18R--3 | Mini-Splits | 40MBFQ18---3 | 12.5 | 19.9 | 10.6 |  |  |  | TRUE | FALSE | FALSE | 17000 | 13400 | 2.38 | 22470 | 1.82
201847000 | 07/26/19 | Live | Carrier | MIDEA | Singlezone Non-Ducted, Ceiling Placement | 201847000 |  | HRCU-A-CB-O | 38MAQB18R--3 | Mini-Splits | 40MBFQ18---3 | 12.5 | 19.9 | 10.6 |  |  |  | TRUE | FALSE | FALSE | 17000 | 13400 | 2.38 | 22470 | 1.82
201846965 | 07/26/19 | Live | Carrier | BRYANT | Singlezone Non-Ducted, Ceiling Placement | 201846965 |  | HRCU-A-CB-O | 38MAQB18R--3 | Mini-Splits | 40MBFQ18---3 | 12.5 | 19.9 | 10.6 |  |  |  | TRUE | FALSE | FALSE | 17000 | 13400 | 2.38 | 22470 | 1.82
8738637 | 07/26/19 | Live | Carrier | CARRIER | Singlezone Non-Ducted, Wall Placement | 8738637 |  | HRCU-A-CB-O | 38MAQB18R--3 | Mini-Splits | 40MAQB18B--3 | 12.5 | 20 | 10.3 |  |  |  | TRUE | FALSE | FALSE | 17000 | 10800 | 2.64 | 23000 | 2.24
8738644 | 07/26/19 | Live | Carrier | BRYANT | Singlezone Non-Ducted, Wall Placement | 8738644 |  | HRCU-A-CB-O | 38MAQB18R--3 | Mini-Splits | 619PEQ018BBMA | 12.5 | 20 | 10.3 |  |  |  | TRUE | FALSE | FALSE | 17000 | 10800 | 2.64 | 23000 | 2.24
200059157 | 07/26/19 | Live | Carrier | CARRIER | Singlezone Non-Ducted, Ceiling Placement | 200059157 |  | HRCU-A-CB-O | 38MAQB12R--3 | Mini-Splits | 40MBFQ12---3 | 12.5 | 19.4 | 10.5 |  |  |  | TRUE | FALSE | FALSE | 12000 | 9600 | 2.49 | 11830 | 1.68
200059156 | 07/26/19 | Live | Carrier | BRYANT | Singlezone Non-Ducted, Ceiling Placement | 200059156 |  | HRCU-A-CB-O | 38MAQB12R--3 | Mini-Splits | 40MBFQ12---3 | 12.5 | 19.4 | 10.5 |  |  |  | TRUE | FALSE | FALSE | 12000 | 9600 | 2.49 | 11830 | 1.68
201846970 | 07/26/19 | Live | Carrier | PAYNE | Singlezone Non-Ducted, Wall Placement | 201846970 |  | HRCU-A-CB-O | 38MAQB18R--3 | Mini-Splits | DHMSHAQ18XA3 | 12.5 | 20 | 10.3 |  |  |  | TRUE | FALSE | FALSE | 17000 | 10800 | 2.64 | 23000 | 2.24
201846990 | 07/26/19 | Live | Carrier | MIDEA | Singlezone Non-Ducted, Wall Placement | 201846990 |  | HRCU-A-CB-O | 38MAQB18R--3 | Mini-Splits | DHMSHAQ18XA3 | 12.5 | 20 | 10.3 |  |  |  | TRUE | FALSE | FALSE | 17000 | 10800 | 2.64 | 23000 | 2.24
201846979 | 07/26/19 | Live | Carrier | PAYNE | Singlezone Non-Ducted, Ceiling Placement | 201846979 |  | HRCU-A-CB-O | 38MAQB12R--3 | Mini-Splits | 40MBFQ12---3 | 12.5 | 19.4 | 10.5 |  |  |  | TRUE | FALSE | FALSE | 12000 | 9600 | 2.49 | 11830 | 1.68
201847011 | 07/26/19 | Live | Carrier | CARRIER | Singlezone Non-Ducted, Ceiling Placement | 201847011 |  | HRCU-A-CB-O | 38MAQB24R--3 | Mini-Splits | 40MBCQ24---3 | 11 | 20 | 11.5 |  |  |  | FALSE | FALSE | FALSE | 24000 | 16200 | 2.73 | 25700 | 1.95
201846999 | 07/26/19 | Live | Carrier | MIDEA | Singlezone Non-Ducted, Ceiling Placement | 201846999 |  | HRCU-A-CB-O | 38MAQB12R--3 | Mini-Splits | 40MBFQ12---3 | 12.5 | 19.4 | 10.5 |  |  |  | TRUE | FALSE | FALSE | 12000 | 9600 | 2.49 | 11830 | 1.68
201847024 | 07/26/19 | Live | Carrier | BRYANT | Singlezone Non-Ducted, Ceiling Placement | 201847024 |  | HRCU-A-CB-O | 38MAQB24R--3 | Mini-Splits | 40MBCQ24---3 | 11 | 20 | 11.5 |  |  |  | FALSE | FALSE | FALSE | 24000 | 16200 | 2.73 | 25700 | 1.95
201847039 | 07/26/19 | Live | Carrier | PAYNE | Singlezone Non-Ducted, Ceiling Placement | 201847039 |  | HRCU-A-CB-O | 38MAQB24R--3 | Mini-Splits | 40MBCQ24---3 | 11 | 20 | 11.5 |  |  |  | FALSE | FALSE | FALSE | 24000 | 16200 | 2.73 | 25700 | 1.95
201847056 | 07/26/19 | Live | Carrier | MIDEA | Singlezone Non-Ducted, Ceiling Placement | 201847056 |  | HRCU-A-CB-O | 38MAQB24R--3 | Mini-Splits | 40MBCQ24---3 | 11 | 20 | 11.5 |  |  |  | FALSE | FALSE | FALSE | 24000 | 16200 | 2.73 | 25700 | 1.95
200059154 | 07/26/19 | Live | Carrier | BRYANT | Singlezone Non-Ducted, Ceiling Placement | 200059154 |  | HRCU-A-CB-O | 38MAQB12R--3 | Mini-Splits | 40MBCQ12---3 | 12.5 | 19.5 | 10.6 |  |  |  | TRUE | FALSE | FALSE | 12000 | 8700 | 2.41 | 12830 | 1.85
200059155 | 07/26/19 | Live | Carrier | CARRIER | Singlezone Non-Ducted, Ceiling Placement | 200059155 |  | HRCU-A-CB-O | 38MAQB12R--3 | Mini-Splits | 40MBCQ12---3 | 12.5 | 19.5 | 10.6 |  |  |  | TRUE | FALSE | FALSE | 12000 | 8700 | 2.41 | 12830 | 1.85
201846973 | 07/26/19 | Live | Carrier | PAYNE | Singlezone Non-Ducted, Ceiling Placement | 201846973 |  | HRCU-A-CB-O | 38MAQB12R--3 | Mini-Splits | 40MBCQ12---3 | 12.5 | 19.5 | 10.6 |  |  |  | TRUE | FALSE | FALSE | 12000 | 8700 | 2.41 | 12830 | 1.85
201847045 | 07/26/19 | Live | Carrier | PAYNE | Singlezone Non-Ducted, Ceiling Placement | 201847045 |  | HRCU-A-CB-O | 38MAQB24R--3 | Mini-Splits | 40MBFQ24---3 | 11.5 | 20 | 11.5 |  |  |  | FALSE | FALSE | FALSE | 24000 | 17200 | 2.82 | 27970 | 1.97
201847028 | 07/26/19 | Live | Carrier | BRYANT | Singlezone Non-Ducted, Ceiling Placement | 201847028 |  | HRCU-A-CB-O | 38MAQB24R--3 | Mini-Splits | 40MBFQ24---3 | 11.5 | 20 | 11.5 |  |  |  | FALSE | FALSE | FALSE | 24000 | 17200 | 2.82 | 27970 | 1.97
201846993 | 07/26/19 | Live | Carrier | MIDEA | Singlezone Non-Ducted, Ceiling Placement | 201846993 |  | HRCU-A-CB-O | 38MAQB12R--3 | Mini-Splits | 40MBCQ12---3 | 12.5 | 19.5 | 10.6 |  |  |  | TRUE | FALSE | FALSE | 12000 | 8700 | 2.41 | 12830 | 1.85
201847015 | 07/26/19 | Live | Carrier | CARRIER | Singlezone Non-Ducted, Ceiling Placement | 201847015 |  | HRCU-A-CB-O | 38MAQB24R--3 | Mini-Splits | 40MBFQ24---3 | 11.5 | 20 | 11.5 |  |  |  | FALSE | FALSE | FALSE | 24000 | 17200 | 2.82 | 27970 | 1.97
8738634 | 07/26/19 | Live | Carrier | CARRIER | Singlezone Non-Ducted, Wall Placement | 8738634 |  | HRCU-A-CB-O | 38MAQB12R--1 | Mini-Splits | 40MAQB12B--1 | 13 | 22 | 10.2 |  |  |  | TRUE | FALSE | FALSE | 12000 | 7600 | 2.59 | 8400 | 2.39
8738647 | 07/26/19 | Live | Carrier | BRYANT | Singlezone Non-Ducted, Wall Placement | 8738647 |  | HRCU-A-CB-O | 38MAQB12R--1 | Mini-Splits | 619PAQ012BBMA | 13 | 22 | 10.2 |  |  |  | TRUE | FALSE | FALSE | 12000 | 7600 | 2.59 | 8400 | 2.39
201846987 | 07/26/19 | Live | Carrier | MIDEA | Singlezone Non-Ducted, Wall Placement | 201846987 |  | HRCU-A-CB-O | 38MAQB12R--1 | Mini-Splits | DHMSHAQ12XA1 | 13 | 22 | 10.2 |  |  |  | TRUE | FALSE | FALSE | 12000 | 7600 | 2.59 | 8400 | 2.39
201846967 | 07/26/19 | Live | Carrier | PAYNE | Singlezone Non-Ducted, Wall Placement | 201846967 |  | HRCU-A-CB-O | 38MAQB12R--1 | Mini-Splits | DHMSHAQ12XA1 | 13 | 22 | 10.2 |  |  |  | TRUE | FALSE | FALSE | 12000 | 7600 | 2.59 | 8400 | 2.39
201847062 | 07/26/19 | Live | Carrier | MIDEA | Singlezone Non-Ducted, Ceiling Placement | 201847062 |  | HRCU-A-CB-O | 38MAQB24R--3 | Mini-Splits | 40MBFQ24---3 | 11.5 | 20 | 11.5 |  |  |  | FALSE | FALSE | FALSE | 24000 | 17200 | 2.82 | 27970 | 1.97
7958200 | 01/01/11 | Live | Panasonic | PANASONIC | Singlezone Non-Ducted, Wall Placement | 7958200 |  | HRCU-A-CB-O | CU-E18RKUA | Mini-Splits | CS-E18RKUAW | 13.2 | 19.5 | 10 |  |  |  | TRUE | FALSE | FALSE | 17200 | 12000 | 2.71 | 12000 | 2.61
5859619 | 01/01/11 | Live | LG | LG | Singlezone Non-Ducted, Ceiling Placement | 5859619 |  | HRCU-A-CB-O | LUU187HV | Mini-Splits | LCN187HV | 15 | 20 | 10.1 |  |  |  | FALSE | FALSE | FALSE | 18000 | 12500 | 2.88 | 14330 | 2.73
201847030 | 05/27/19 | Live | Carrier | BRYANT | Singlezone Non-Ducted, Floor Placement | 201847030 |  | HRCU-A-CB-O | 38MBRQ48A--3 | Mini-Splits | 40MBFQ48---3 | 9.3 | 17.8 | 11 |  |  |  | FALSE | FALSE | FALSE | 48000 | 35000 | 2.11 | 42900 | 2.44
201847031 | 05/27/19 | Live | Carrier | BRYANT | Singlezone Non-Ducted, Floor Placement | 201847031 |  | HRCU-A-CB-O | 38MBRQ58A--3 | Mini-Splits | 40MBFQ58---3 | 9.8 | 18 | 10.5 |  |  |  | FALSE | FALSE | FALSE | 54000 | 39000 | 2.39 | 43310 | 2.51
201847018 | 05/27/19 | Live | Carrier | CARRIER | Singlezone Non-Ducted, Floor Placement | 201847018 |  | HRCU-A-CB-O | 38MBRQ58A--3 | Mini-Splits | 40MBFQ58---3 | 9.8 | 18 | 10.5 |  |  |  | FALSE | FALSE | FALSE | 54000 | 39000 | 2.39 | 43310 | 2.51
201847017 | 05/27/19 | Live | Carrier | CARRIER | Singlezone Non-Ducted, Floor Placement | 201847017 |  | HRCU-A-CB-O | 38MBRQ48A--3 | Mini-Splits | 40MBFQ48---3 | 9.3 | 17.8 | 11 |  |  |  | FALSE | FALSE | FALSE | 48000 | 35000 | 2.11 | 42900 | 2.44
201847064 | 05/27/19 | Live | Carrier | MIDEA | Singlezone Non-Ducted, Floor Placement | 201847064 |  | HRCU-A-CB-O | 38MBRQ48A--3 | Mini-Splits | 40MBFQ48---3 | 9.3 | 17.8 | 11 |  |  |  | FALSE | FALSE | FALSE | 48000 | 35000 | 2.11 | 42900 | 2.44
201847048 | 05/27/19 | Live | Carrier | PAYNE | Singlezone Non-Ducted, Floor Placement | 201847048 |  | HRCU-A-CB-O | 38MBRQ58A--3 | Mini-Splits | 40MBFQ58---3 | 9.8 | 18 | 10.5 |  |  |  | FALSE | FALSE | FALSE | 54000 | 39000 | 2.39 | 43310 | 2.51
201847065 | 05/27/19 | Live | Carrier | MIDEA | Singlezone Non-Ducted, Floor Placement | 201847065 |  | HRCU-A-CB-O | 38MBRQ58A--3 | Mini-Splits | 40MBFQ58---3 | 9.8 | 18 | 10.5 |  |  |  | FALSE | FALSE | FALSE | 54000 | 39000 | 2.39 | 43310 | 2.51
201847047 | 05/27/19 | Live | Carrier | PAYNE | Singlezone Non-Ducted, Floor Placement | 201847047 |  | HRCU-A-CB-O | 38MBRQ48A--3 | Mini-Splits | 40MBFQ48---3 | 9.3 | 17.8 | 11 |  |  |  | FALSE | FALSE | FALSE | 48000 | 35000 | 2.11 | 42900 | 2.44
9920038 | 12/31/17 | Live | Lennox Industries | LENNOX | Singlezone Non-Ducted, Wall Placement | 9920038 |  | HRCU-A-CB-O | MLA009S4S-1P | Mini-Splits | MWMA009S4-2P | 14.5 | 24 | 10.5 |  |  |  | TRUE | FALSE | FALSE | 9000 | 6900 | 2.73 | 12115 | 1.95
10056168 | 12/31/17 | Live | Lennox Industries | LENNOX | Singlezone Non-Ducted, Wall Placement | 10056168 |  | HRCU-A-CB-O | MPB012S4S-1L | Mini-Splits | MWMB012S4-1L | 13 | 22 | 10.2 |  |  |  | TRUE | FALSE | FALSE | 12000 | 7600 | 2.59 | 11220 | 2.32
10056171 | 12/31/17 | Live | Lennox Industries | LENNOX | Singlezone Non-Ducted, Wall Placement | 10056171 |  | HRCU-A-CB-O | MPB012S4S-1P | Mini-Splits | MWMA012S4-1P | 13.7 | 22.7 | 11 |  |  |  | TRUE | TRUE | FALSE | 12000 | 7700 | 2.75 | 12110 | 2.52
10056173 | 12/31/17 | Live | Lennox Industries | LENNOX | Singlezone Non-Ducted, Wall Placement | 10056173 |  | HRCU-A-CB-O | MPB018S4S-1P | Mini-Splits | MWMA018S4-1P | 13 | 21 | 10.4 |  |  |  | TRUE | FALSE | FALSE | 18000 | 11400 | 2.72 | 15120 | 2.58
10056174 | 12/31/17 | Live | Lennox Industries | LENNOX | Singlezone Non-Ducted, Wall Placement | 10056174 |  | HRCU-A-CB-O | MPB018S4S-1P | Mini-Splits | MWMA018S4-2P | 13 | 21 | 10.4 |  |  |  | TRUE | FALSE | FALSE | 18000 | 11400 | 2.72 | 15120 | 2.58
10056172 | 12/31/17 | Live | Lennox Industries | LENNOX | Singlezone Non-Ducted, Wall Placement | 10056172 |  | HRCU-A-CB-O | MPB012S4S-1P | Mini-Splits | MWMA012S4-2P | 13.7 | 22.7 | 11 |  |  |  | TRUE | TRUE | FALSE | 12000 | 7700 | 2.75 | 12110 | 2.52
10056175 | 12/31/17 | Live | Lennox Industries | LENNOX | Singlezone Non-Ducted, Wall Placement | 10056175 |  | HRCU-A-CB-O | MPB024S4S-1P | Mini-Splits | MWMA024S4-1P | 13.7 | 20.7 | 11.5 |  |  |  | TRUE | FALSE | FALSE | 24000 | 15300 | 2.7 | 18925 | 2.12
10056176 | 12/31/17 | Live | Lennox Industries | LENNOX | Singlezone Non-Ducted, Wall Placement | 10056176 |  | HRCU-A-CB-O | MPB024S4S-1P | Mini-Splits | MWMA024S4-2P | 13.7 | 20.7 | 11.5 |  |  |  | TRUE | FALSE | FALSE | 24000 | 15300 | 2.7 | 18925 | 2.12
10058825 | 12/31/17 | Live | Lennox Industries | LENNOX | Singlezone Non-Ducted, Wall Placement | 10058825 |  | HRCU-A-CB-O | MPB018S4S-1P | Mini-Splits | MCFB018S4-2P | 12.5 | 20 | 10.5 |  |  |  | TRUE | FALSE | FALSE | 18000 | 12000 | 2.71 | 14923 | 2.39
10058826 | 12/31/17 | Live | Lennox Industries | LENNOX | Singlezone Non-Ducted, Wall Placement | 10058826 |  | HRCU-A-CB-O | MPB024S4S-1P | Mini-Splits | MCFA024S4-1P | 12.5 | 20 | 11 |  |  |  | TRUE | FALSE | FALSE | 24000 | 15000 | 2.85 | 18214 | 2.1
10058827 | 12/31/17 | Live | Lennox Industries | LENNOX | Singlezone Non-Ducted, Wall Placement | 10058827 |  | HRCU-A-CB-O | MPB024S4S-1P | Mini-Splits | MCFA024S4-2P | 12.5 | 20 | 11 |  |  |  | TRUE | FALSE | FALSE | 24000 | 15000 | 2.85 | 18214 | 2.1
10058832 | 12/31/17 | Live | Lennox Industries | LENNOX | Singlezone Non-Ducted, Wall Placement | 10058832 |  | HRCU-A-CB-O | MPB012S4S-1P | Mini-Splits | M22A012S4-1P | 14 | 21.5 | 10.5 |  |  |  | FALSE | FALSE | FALSE | 12000 | 7500 | 2.68 | 12012 | 2.32
10058830 | 12/31/17 | Live | Lennox Industries | LENNOX | Singlezone Non-Ducted, Wall Placement | 10058830 |  | HRCU-A-CB-O | MPB009S4S-1P | Mini-Splits | M22A009S4-1P | 13 | 20 | 10.5 |  |  |  | FALSE | FALSE | FALSE | 9000 | 5800 | 2.66 | 8912 | 2.18
10058831 | 12/31/17 | Live | Lennox Industries | LENNOX | Singlezone Non-Ducted, Wall Placement | 10058831 |  | HRCU-A-CB-O | MPB009S4S-1P | Mini-Splits | M22A009S4-2P | 13 | 20 | 10.5 |  |  |  | FALSE | FALSE | FALSE | 9000 | 5800 | 2.66 | 8912 | 2.18
10058833 | 12/31/17 | Live | Lennox Industries | LENNOX | Singlezone Non-Ducted, Wall Placement | 10058833 |  | HRCU-A-CB-O | MPB012S4S-1P | Mini-Splits | M22A012S4-2P | 14 | 21.5 | 10.5 |  |  |  | FALSE | FALSE | FALSE | 12000 | 7500 | 2.68 | 12012 | 2.32
10058834 | 12/31/17 | Live | Lennox Industries | LENNOX | Singlezone Non-Ducted, Wall Placement | 10058834 |  | HRCU-A-CB-O | MPB018S4S-1P | Mini-Splits | M22A018S4-1P | 12.5 | 20 | 10.3 |  |  |  | TRUE | FALSE | FALSE | 18000 | 12000 | 2.77 | 15213 | 2.35
10058836 | 12/31/17 | Live | Lennox Industries | LENNOX | Singlezone Non-Ducted, Wall Placement | 10058836 |  | HRCU-A-CB-O | MPB024S4S-1P | Mini-Splits | M33A024S4-1P | 12.5 | 20 | 10.5 |  |  |  | FALSE | FALSE | FALSE | 24000 | 15800 | 2.56 | 18628 | 2.07
10058835 | 12/31/17 | Live | Lennox Industries | LENNOX | Singlezone Non-Ducted, Wall Placement | 10058835 |  | HRCU-A-CB-O | MPB018S4S-1P | Mini-Splits | M22A018S4-2P | 12.5 | 20 | 10.3 |  |  |  | TRUE | FALSE | FALSE | 18000 | 12000 | 2.77 | 15213 | 2.35
201796629 | 07/30/18 | Live | Lennox Industries | LENNOX | Singlezone Non-Ducted, Wall Placement | 201796629 |  | HRCU-A-CB-O | MPB012S4S-1L | Mini-Splits | MWMB012S4-2L | 13 | 22 | 10.2 |  |  |  | TRUE | FALSE | FALSE | 12000 | 7600 | 2.59 | 8280 | 2.33
201796631 | 06/22/18 | Live | Lennox Industries | LENNOX | Singlezone Non-Ducted, Wall Placement | 201796631 |  | HRCU-A-CB-O | MPB012S4S-1P | Mini-Splits | MWMA012S4-3P | 13.7 | 22.7 | 11 |  |  |  | TRUE | TRUE | FALSE | 12000 | 7700 | 2.75 | 12110 | 2.52
8849459 | 12/31/17 | Live | Daikin North America, LLC | DAIKIN | Singlezone Non-Ducted, Floor Placement | 8849459 |  | HRCU-A-CB-O | RXL09QMVJU | Mini-Splits | FVXS09NVJU | 12.5 | 20 | 11.7 |  |  |  | FALSE | FALSE | FALSE | 9000 | 6200 | 2.88 | 11082 | 2.35
8849445 | 12/31/17 | Live | Daikin North America, LLC | DAIKIN | Singlezone Non-Ducted, Floor Placement | 8849445 |  | HRCU-A-CB-O | RXL15QMVJU | Mini-Splits | FVXS15NVJU | 12.5 | 20 | 11.3 |  |  |  | FALSE | FALSE | FALSE | 15000 | 11500 | 2.76 | 19414 | 2.71
7484109 | 01/01/11 | Live | LG | LG | Singlezone Non-Ducted, Wall Placement | 7484109 |  | HRCU-A-CB-O | LSU090HSV4 | Mini-Splits | LAN090HSV4 | 13.3 | 21.5 | 10.8 |  |  |  | FALSE | FALSE | FALSE | 9000 | 6600 | 3.45 | 11080 | 3.18
3208521 | 12/31/17 | Live | Daikin North America, LLC | DAIKIN | Singlezone Non-Ducted, Wall Placement | 3208521 |  | HRCU-A-CB-O | RXG09HVJU | Mini-Splits | FTXG09HVJU | 15.8 | 26.1 | 11 |  |  |  | FALSE | FALSE | FALSE | 9000 | 8100 | 3.3 | 12170 | 2.12
8849330 | 12/31/17 | Live | Daikin North America, LLC | DAIKIN | Singlezone Non-Ducted, Wall Placement | 8849330 |  | HRCU-A-CB-O | RXL15QMVJU | Mini-Splits | FTX15NMVJU | 13 | 20 | 12.5 |  |  |  | FALSE | FALSE | FALSE | 15000 | 11500 | 2.88 | 19755 | 2.45
3208522 | 12/31/17 | Live | Daikin North America, LLC | DAIKIN | Singlezone Non-Ducted, Wall Placement | 3208522 |  | HRCU-A-CB-O | RXG12HVJU | Mini-Splits | FTXG12HVJU | 14 | 24.2 | 10.55 |  |  |  | FALSE | FALSE | FALSE | 12000 | 10400 | 3.11 | 12920 | 2.13
3208523 | 12/31/17 | Live | Daikin North America, LLC | DAIKIN | Singlezone Non-Ducted, Wall Placement | 3208523 |  | HRCU-A-CB-O | RXG15HVJU | Mini-Splits | FTXG15HVJU | 12.9 | 21 | 10 |  |  |  | FALSE | FALSE | FALSE | 15000 | 11100 | 3.01 | 14340 | 2.25
8103542 | 12/31/17 | Live | Daikin North America, LLC | DAIKIN | Multizone All Non-Ducted | 8103542 |  | HMSV-A-CB | 2MXS18NMVJU | Non-Ducted Indoor Units |  | 12.5 | 18.9 | 10.7 |  |  |  | FALSE | FALSE | FALSE | 18000 | 12000 | 3.17 | 16910 | 3.33
9966684 | 12/31/17 | Live | Daikin North America, LLC | DAIKIN | Singlezone Non-Ducted, Ceiling Placement | 9966684 |  | HRCU-A-CB-O | RX12QMVJU | Mini-Splits | FFQ12Q2VJU | 12.5 | 20.2 | 11.2 |  |  |  | FALSE | FALSE | FALSE | 10800 | 8300 | 3.47 | 9760 | 2.78
9966569 | 12/31/17 | Live | Daikin North America, LLC | DAIKIN | Singlezone Non-Ducted, Ceiling Placement | 9966569 |  | HRCU-A-CB-O | RX09QMVJU | Mini-Splits | FFQ09Q2VJU | 13 | 20.9 | 11.7 |  |  |  | FALSE | FALSE | FALSE | 9100 | 6000 | 3.91 | 8150 | 2.95
9966775 | 12/31/17 | Live | Daikin North America, LLC | DAIKIN | Singlezone Non-Ducted, Ceiling Placement | 9966775 |  | HRCU-A-CB-O | RX15QMVJU | Mini-Splits | FFQ15Q2VJU | 12.5 | 20.7 | 11 |  |  |  | FALSE | FALSE | FALSE | 14400 | 10600 | 3.57 | 9460 | 3.01
10225936 | 06/07/19 | Live | GE Appliances, a Haier Company | HAIER | Singlezone Non-Ducted, Ceiling Placement | 10225936 |  | HRCU-A-CB-O | 1U36LP2VHA | Mini-Splits | AL36LP2VH* | 10 | 17 | 10.3 |  |  |  | FALSE | FALSE | FALSE | 35000 | 20800 | 2.75 | 29890 | 2.71
201851579 | 06/05/19 | Live | Daikin North America, LLC | DAIKIN | Multizone All Non-Ducted | 201851579 |  | HMSV-A-CB | 4MXS36RMVJU | Non-Ducted Indoor Units |  | 9.2 | 17.7 | 12.2 |  |  |  | FALSE | FALSE | FALSE | 36000 | 22000 | 2.39 | 26840 | 2.1
7161152 | 12/31/17 | Live | Trane U.S. Inc. | TRANE | Singlezone Ducted, Centrally Ducted | 7161152 |  | HRCU-A-CB | 4TWV0048A1 |  | *AM8C0C60V51 | 12.5 | 19.25 | 10 |  |  |  | FALSE | FALSE | FALSE | 46500 | 34200 | 2.2 | 34700 | 2.24
6750461 | 12/31/17 | Live | Trane U.S. Inc. | TRANE | Singlezone Ducted, Centrally Ducted | 6750461 |  | HRCU-A-CB | 4TWV8049A1 |  | *AM8C0C48V41 | 12.5 | 18 | 10 |  |  |  | FALSE | FALSE | FALSE | 47000 | 34000 | 2.1 | 34400 | 2.16
6750235 | 12/31/17 | Live | Trane U.S. Inc. | TRANE | Singlezone Ducted, Centrally Ducted | 6750235 |  | HRCU-A-CB | 4TWV8048A1 |  | *AM8C0C48V41 | 12.5 | 18 | 10 |  |  |  | FALSE | FALSE | FALSE | 47000 | 34400 | 2.2 | 34800 | 2.21
6749944 | 12/31/17 | Live | Trane U.S. Inc. | TRANE | Singlezone Ducted, Centrally Ducted | 6749944 |  | HRCU-A-CB | 4TWV0048A1 |  | *AM8C0C48V41 | 12.5 | 19.25 | 10 |  |  |  | FALSE | FALSE | FALSE | 47000 | 34000 | 2.1 | 34400 | 2.16
7161151 | 12/31/17 | Live | Trane U.S. Inc. | AMERICAN STANDARD | Singlezone Ducted, Centrally Ducted | 7161151 |  | HRCU-A-CB | 4A6V0048A1 |  | *AM8C0C60V51 | 12.5 | 19.25 | 10 |  |  |  | FALSE | FALSE | FALSE | 46500 | 34200 | 2.2 | 34700 | 2.24
6750457 | 12/31/17 | Live | Trane U.S. Inc. | AMERICAN STANDARD | Singlezone Ducted, Centrally Ducted | 6750457 |  | HRCU-A-CB | 4A6V8049A1 |  | *AM8C0C48V41 | 12.5 | 18 | 10 |  |  |  | FALSE | FALSE | FALSE | 47000 | 34000 | 2.1 | 34400 | 2.16
6750233 | 12/31/17 | Live | Trane U.S. Inc. | AMERICAN STANDARD | Singlezone Ducted, Centrally Ducted | 6750233 |  | HRCU-A-CB | 4A6V8048A1 |  | *AM8C0C48V41 | 12.5 | 18 | 10 |  |  |  | FALSE | FALSE | FALSE | 47000 | 34400 | 2.2 | 34800 | 2.21
6749791 | 12/31/17 | Live | Trane U.S. Inc. | AMERICAN STANDARD | Singlezone Ducted, Centrally Ducted | 6749791 |  | HRCU-A-CB | 4A6V0048A1 |  | *AM8C0C48V41 | 12.5 | 19.25 | 10 |  |  |  | FALSE | FALSE | FALSE | 47000 | 34000 | 2.1 | 34400 | 2.16
201847041 | 05/27/19 | Live | Carrier | PAYNE | Singlezone Non-Ducted, Ceiling Placement | 201847041 |  | HRCU-A-CB-O | 38MBRQ48A--3 | Mini-Splits | 40MBCQ48---3 | 9.5 | 16.8 | 11 |  |  |  | FALSE | FALSE | FALSE | 48000 | 35000 | 2.62 | 45680 | 2.36
201835773 | 05/27/19 | Live | Carrier | TEMPSTAR | Singlezone Non-Ducted, Wall Placement | 201835773 |  | HRCU-A-CB-O | DLCSRAH24AAK | Mini-Splits | DLFSHAH24XAK | 12.5 | 20 | 10 |  |  |  | FALSE | FALSE | FALSE | 23000 | 15000 | 2.35 | 25040 | 2.09
201835522 | 05/27/19 | Live | Carrier | ARCOAIRE | Singlezone Ducted, Compact Ducted | 201835522 |  | HRCU-A-CB | DLCLRAH48AAK | Mini-Splits | DLFLDAH48XAK | 9.2 | 17.4 | 10.3 |  |  |  | FALSE | FALSE | FALSE | 48000 | 33400 | 2.5 | 45680 | 2.36
201835544 | 05/27/19 | Live | Carrier | ARCOAIRE | Singlezone Non-Ducted, Ceiling Placement | 201835544 |  | HRCU-A-CB-O | DLCLRAH48AAK | Mini-Splits | DLFLFAH48XAK | 9.3 | 17.8 | 11 |  |  |  | FALSE | FALSE | FALSE | 48000 | 35000 | 2.11 | 42900 | 2.44
201835546 | 05/27/19 | Live | Carrier | ARCOAIRE | Singlezone Non-Ducted, Ceiling Placement | 201835546 |  | HRCU-A-CB-O | DLCLRAH58AAK | Mini-Splits | DLFLFAH58XAK | 9.8 | 18 | 10.5 |  |  |  | FALSE | FALSE | FALSE | 54000 | 39000 | 2.39 | 43310 | 2.51
200059148 | 05/27/19 | Live | Carrier | BRYANT | Singlezone Ducted, Compact Ducted | 200059148 |  | HRCU-A-CB | 38MBRQ48A--3 | Mini-Splits | 40MBDQ48---3 | 9.2 | 17.4 | 10.3 |  |  |  | FALSE | FALSE | FALSE | 48000 | 33400 | 2.5 | 45680 | 2.36
200059149 | 05/27/19 | Live | Carrier | CARRIER | Singlezone Ducted, Compact Ducted | 200059149 |  | HRCU-A-CB | 38MBRQ48A--3 | Mini-Splits | 40MBDQ48---3 | 9.2 | 17.4 | 10.3 |  |  |  | FALSE | FALSE | FALSE | 48000 | 33400 | 2.5 | 45680 | 2.36
201847013 | 05/27/19 | Live | Carrier | CARRIER | Singlezone Non-Ducted, Ceiling Placement | 201847013 |  | HRCU-A-CB-O | 38MBRQ48A--3 | Mini-Splits | 40MBCQ48---3 | 9.5 | 16.8 | 11 |  |  |  | FALSE | FALSE | FALSE | 48000 | 35000 | 2.62 | 45680 | 2.36
201835570 | 05/27/19 | Live | Carrier | COMFORTMAKER | Singlezone Ducted, Compact Ducted | 201835570 |  | HRCU-A-CB | DLCLRAH48AAK | Mini-Splits | DLFLDAH48XAK | 9.2 | 17.4 | 10.3 |  |  |  | FALSE | FALSE | FALSE | 48000 | 33400 | 2.5 | 45680 | 2.36
201835593 | 05/27/19 | Live | Carrier | COMFORTMAKER | Singlezone Non-Ducted, Ceiling Placement | 201835593 |  | HRCU-A-CB-O | DLCLRAH48AAK | Mini-Splits | DLFLFAH48XAK | 9.3 | 17.8 | 11 |  |  |  | FALSE | FALSE | FALSE | 48000 | 35000 | 2.11 | 42900 | 2.44
201835618 | 05/27/19 | Live | Carrier | DAY & NIGHT | Singlezone Ducted, Compact Ducted | 201835618 |  | HRCU-A-CB | DLCLRAH48AAK | Mini-Splits | DLFLDAH48XAK | 9.2 | 17.4 | 10.3 |  |  |  | FALSE | FALSE | FALSE | 48000 | 33400 | 2.5 | 45680 | 2.36
201835641 | 05/27/19 | Live | Carrier | DAY & NIGHT | Singlezone Non-Ducted, Ceiling Placement | 201835641 |  | HRCU-A-CB-O | DLCLRAH48AAK | Mini-Splits | DLFLFAH48XAK | 9.3 | 17.8 | 11 |  |  |  | FALSE | FALSE | FALSE | 48000 | 35000 | 2.11 | 42900 | 2.44
201835643 | 05/27/19 | Live | Carrier | DAY & NIGHT | Singlezone Non-Ducted, Ceiling Placement | 201835643 |  | HRCU-A-CB-O | DLCLRAH58AAK | Mini-Splits | DLFLFAH58XAK | 9.8 | 18 | 10.5 |  |  |  | FALSE | FALSE | FALSE | 54000 | 39000 | 2.39 | 43310 | 2.51
201835730 | 05/27/19 | Live | Carrier | HEIL | Singlezone Non-Ducted, Ceiling Placement | 201835730 |  | HRCU-A-CB-O | DLCLRAH48AAK | Mini-Splits | DLFLFAH48XAK | 9.3 | 17.8 | 11 |  |  |  | FALSE | FALSE | FALSE | 48000 | 35000 | 2.11 | 42900 | 2.44
201835684 | 05/27/19 | Live | Carrier | HEIL | Singlezone Ducted, Compact Ducted | 201835684 |  | HRCU-A-CB | DLCLRAH48AAK | Mini-Splits | DLFLDAH48XAK | 9.2 | 17.4 | 10.3 |  |  |  | FALSE | FALSE | FALSE | 48000 | 33400 | 2.5 | 45680 | 2.36
201835734 | 05/27/19 | Live | Carrier | HEIL | Singlezone Non-Ducted, Ceiling Placement | 201835734 |  | HRCU-A-CB-O | DLCLRAH58AAK | Mini-Splits | DLFLFAH58XAK | 9.8 | 18 | 10.5 |  |  |  | FALSE | FALSE | FALSE | 54000 | 39000 | 2.39 | 43310 | 2.51
201835685 | 05/27/19 | Live | Carrier | KEEPRITE | Singlezone Ducted, Compact Ducted | 201835685 |  | HRCU-A-CB | DLCLRAH48AAK | Mini-Splits | DLFLDAH48XAK | 9.2 | 17.4 | 10.3 |  |  |  | FALSE | FALSE | FALSE | 48000 | 33400 | 2.5 | 45680 | 2.36
201835731 | 05/27/19 | Live | Carrier | KEEPRITE | Singlezone Non-Ducted, Ceiling Placement | 201835731 |  | HRCU-A-CB-O | DLCLRAH48AAK | Mini-Splits | DLFLFAH48XAK | 9.3 | 17.8 | 11 |  |  |  | FALSE | FALSE | FALSE | 48000 | 35000 | 2.11 | 42900 | 2.44
201835735 | 05/27/19 | Live | Carrier | KEEPRITE | Singlezone Non-Ducted, Ceiling Placement | 201835735 |  | HRCU-A-CB-O | DLCLRAH58AAK | Mini-Splits | DLFLFAH58XAK | 9.8 | 18 | 10.5 |  |  |  | FALSE | FALSE | FALSE | 54000 | 39000 | 2.39 | 43310 | 2.51
201835780 | 05/27/19 | Live | Carrier | KENMORE | Singlezone Ducted, Compact Ducted | 201835780 |  | HRCU-A-CB | DLCLRAH48AAK | Mini-Splits | DLFLDAH48XAK | 9.2 | 17.4 | 10.3 |  |  |  | FALSE | FALSE | FALSE | 48000 | 33400 | 2.5 | 45680 | 2.36
201835831 | 05/27/19 | Live | Carrier | KENMORE | Singlezone Non-Ducted, Ceiling Placement | 201835831 |  | HRCU-A-CB-O | DLCLRAH58AAK | Mini-Splits | DLFLFAH58XAK | 9.8 | 18 | 10.5 |  |  |  | FALSE | FALSE | FALSE | 54000 | 39000 | 2.39 | 43310 | 2.51
201835827 | 05/27/19 | Live | Carrier | KENMORE | Singlezone Non-Ducted, Ceiling Placement | 201835827 |  | HRCU-A-CB-O | DLCLRAH48AAK | Mini-Splits | DLFLFAH48XAK | 9.3 | 17.8 | 11 |  |  |  | FALSE | FALSE | FALSE | 48000 | 35000 | 2.11 | 42900 | 2.44
201771970 | 05/27/19 | Live | Carrier | MIDEA | Singlezone Ducted, Compact Ducted | 201771970 |  | HRCU-A-CB | DLCLRAH48AAK | Mini-Splits | DLFLDAH48XAK | 9.2 | 17.4 | 10.3 |  |  |  | FALSE | FALSE | FALSE | 48000 | 33400 | 2.5 | 45680 | 2.36
201796618 | 05/27/19 | Live | Carrier | MIDEA | Singlezone Non-Ducted, Ceiling Placement | 201796618 |  | HRCU-A-CB-O | DLCLRAH48AAK | Mini-Splits | DLFLFAH48XAK | 9.3 | 17.8 | 11 |  |  |  | FALSE | FALSE | FALSE | 48000 | 35000 | 2.11 | 42900 | 2.44
201796620 | 05/27/19 | Live | Carrier | MIDEA | Singlezone Non-Ducted, Ceiling Placement | 201796620 |  | HRCU-A-CB-O | DLCLRAH58AAK | Mini-Splits | DLFLFAH58XAK | 9.8 | 18 | 10.5 |  |  |  | FALSE | FALSE | FALSE | 54000 | 39000 | 2.39 | 43310 | 2.51
201847060 | 05/27/19 | Live | Carrier | MIDEA | Singlezone Ducted, Compact Ducted | 201847060 |  | HRCU-A-CB | 38MBRQ48A--3 | Mini-Splits | 40MBDQ48---3 | 9.2 | 17.4 | 10.3 |  |  |  | FALSE | FALSE | FALSE | 48000 | 33400 | 2.5 | 45680 | 2.36
201847043 | 05/27/19 | Live | Carrier | PAYNE | Singlezone Ducted, Compact Ducted | 201847043 |  | HRCU-A-CB | 38MBRQ48A--3 | Mini-Splits | 40MBDQ48---3 | 9.2 | 17.4 | 10.3 |  |  |  | FALSE | FALSE | FALSE | 48000 | 33400 | 2.5 | 45680 | 2.36
202119333 | 05/27/19 | Live | Carrier | SMART COMFORT | Singlezone Ducted, Compact Ducted | 202119333 |  | HRCU-A-CB | DLCLRAH48AAK | Mini-Splits | DLFLDAH48XAK | 9.2 | 17.4 | 10.3 |  |  |  | FALSE | FALSE | FALSE | 48000 | 33400 | 2.5 | 45680 | 2.36
202119336 | 05/27/19 | Live | Carrier | SMART COMFORT | Singlezone Non-Ducted, Ceiling Placement | 202119336 |  | HRCU-A-CB-O | DLCLRAH48AAK | Mini-Splits | DLFLFAH48XAK | 9.3 | 17.8 | 11 |  |  |  | FALSE | FALSE | FALSE | 48000 | 35000 | 2.11 | 42900 | 2.44
201835781 | 05/27/19 | Live | Carrier | TEMPSTAR | Singlezone Ducted, Compact Ducted | 201835781 |  | HRCU-A-CB | DLCLRAH48AAK | Mini-Splits | DLFLDAH48XAK | 9.2 | 17.4 | 10.3 |  |  |  | FALSE | FALSE | FALSE | 48000 | 33400 | 2.5 | 45680 | 2.36
202119338 | 05/27/19 | Live | Carrier | SMART COMFORT | Singlezone Non-Ducted, Ceiling Placement | 202119338 |  | HRCU-A-CB-O | DLCLRAH58AAK | Mini-Splits | DLFLFAH58XAK | 9.8 | 18 | 10.5 |  |  |  | FALSE | FALSE | FALSE | 54000 | 39000 | 2.39 | 43310 | 2.51
201835826 | 05/27/19 | Live | Carrier | TEMPSTAR | Singlezone Non-Ducted, Ceiling Placement | 201835826 |  | HRCU-A-CB-O | DLCLRAH48AAK | Mini-Splits | DLFLFAH48XAK | 9.3 | 17.8 | 11 |  |  |  | FALSE | FALSE | FALSE | 48000 | 35000 | 2.11 | 42900 | 2.44
201835830 | 05/27/19 | Live | Carrier | TEMPSTAR | Singlezone Non-Ducted, Ceiling Placement | 201835830 |  | HRCU-A-CB-O | DLCLRAH58AAK | Mini-Splits | DLFLFAH58XAK | 9.8 | 18 | 10.5 |  |  |  | FALSE | FALSE | FALSE | 54000 | 39000 | 2.39 | 43310 | 2.51
201835545 | 05/27/19 | Live | Carrier | ARCOAIRE | Singlezone Non-Ducted, Ceiling Placement | 201835545 |  | HRCU-A-CB-O | DLCLRAH48AAK | Mini-Splits | DLFLCAH48XAK | 9.5 | 16.8 | 11 |  |  |  | FALSE | FALSE | FALSE | 48000 | 35000 | 2.62 | 45680 | 2.36
201835594 | 05/27/19 | Live | Carrier | COMFORTMAKER | Singlezone Non-Ducted, Ceiling Placement | 201835594 |  | HRCU-A-CB-O | DLCLRAH48AAK | Mini-Splits | DLFLCAH48XAK | 9.5 | 16.8 | 11 |  |  |  | FALSE | FALSE | FALSE | 48000 | 35000 | 2.62 | 45680 | 2.36
201835732 | 05/27/19 | Live | Carrier | HEIL | Singlezone Non-Ducted, Ceiling Placement | 201835732 |  | HRCU-A-CB-O | DLCLRAH48AAK | Mini-Splits | DLFLCAH48XAK | 9.5 | 16.8 | 11 |  |  |  | FALSE | FALSE | FALSE | 48000 | 35000 | 2.62 | 45680 | 2.36
201835642 | 05/27/19 | Live | Carrier | DAY & NIGHT | Singlezone Non-Ducted, Ceiling Placement | 201835642 |  | HRCU-A-CB-O | DLCLRAH48AAK | Mini-Splits | DLFLCAH48XAK | 9.5 | 16.8 | 11 |  |  |  | FALSE | FALSE | FALSE | 48000 | 35000 | 2.62 | 45680 | 2.36
201796619 | 05/27/19 | Live | Carrier | MIDEA | Singlezone Non-Ducted, Ceiling Placement | 201796619 |  | HRCU-A-CB-O | DLCLRAH48AAK | Mini-Splits | DLFLCAH48XAK | 9.5 | 16.8 | 11 |  |  |  | FALSE | FALSE | FALSE | 48000 | 35000 | 2.62 | 45680 | 2.36
201835733 | 05/27/19 | Live | Carrier | KEEPRITE | Singlezone Non-Ducted, Ceiling Placement | 201835733 |  | HRCU-A-CB-O | DLCLRAH48AAK | Mini-Splits | DLFLCAH48XAK | 9.5 | 16.8 | 11 |  |  |  | FALSE | FALSE | FALSE | 48000 | 35000 | 2.62 | 45680 | 2.36
201847026 | 05/27/19 | Live | Carrier | BRYANT | Singlezone Non-Ducted, Ceiling Placement | 201847026 |  | HRCU-A-CB-O | 38MBRQ48A--3 | Mini-Splits | 40MBCQ48---3 | 9.5 | 16.8 | 11 |  |  |  | FALSE | FALSE | FALSE | 48000 | 35000 | 2.62 | 45680 | 2.36
201847058 | 05/27/19 | Live | Carrier | MIDEA | Singlezone Non-Ducted, Ceiling Placement | 201847058 |  | HRCU-A-CB-O | 38MBRQ48A--3 | Mini-Splits | 40MBCQ48---3 | 9.5 | 16.8 | 11 |  |  |  | FALSE | FALSE | FALSE | 48000 | 35000 | 2.62 | 45680 | 2.36
201835828 | 05/27/19 | Live | Carrier | TEMPSTAR | Singlezone Non-Ducted, Ceiling Placement | 201835828 |  | HRCU-A-CB-O | DLCLRAH48AAK | Mini-Splits | DLFLCAH48XAK | 9.5 | 16.8 | 11 |  |  |  | FALSE | FALSE | FALSE | 48000 | 35000 | 2.62 | 45680 | 2.36
201835829 | 05/27/19 | Live | Carrier | KENMORE | Singlezone Non-Ducted, Ceiling Placement | 201835829 |  | HRCU-A-CB-O | DLCLRAH48AAK | Mini-Splits | DLFLCAH48XAK | 9.5 | 16.8 | 11 |  |  |  | FALSE | FALSE | FALSE | 48000 | 35000 | 2.62 | 45680 | 2.36
202119337 | 05/27/19 | Live | Carrier | SMART COMFORT | Singlezone Non-Ducted, Ceiling Placement | 202119337 |  | HRCU-A-CB-O | DLCLRAH48AAK | Mini-Splits | DLFLCAH48XAK | 9.5 | 16.8 | 11 |  |  |  | FALSE | FALSE | FALSE | 48000 | 35000 | 2.62 | 45680 | 2.36
201835516 | 05/27/19 | Live | Carrier | ARCOAIRE | Singlezone Non-Ducted, Wall Placement | 201835516 |  | HRCU-A-CB-O | DLCSRAH12AAK | Mini-Splits | DLFSHAH12XAK | 12.5 | 21.5 | 11 |  |  |  | FALSE | FALSE | FALSE | 12000 | 7600 | 2.39 | 13710 | 2.11
201835518 | 05/27/19 | Live | Carrier | ARCOAIRE | Singlezone Non-Ducted, Wall Placement | 201835518 |  | HRCU-A-CB-O | DLCSRAH24AAK | Mini-Splits | DLFSHAH24XAK | 12.5 | 20 | 10 |  |  |  | FALSE | FALSE | FALSE | 23000 | 15000 | 2.35 | 25040 | 2.09
201835517 | 05/27/19 | Live | Carrier | ARCOAIRE | Singlezone Non-Ducted, Wall Placement | 201835517 |  | HRCU-A-CB-O | DLCSRAH18AAK | Mini-Splits | DLFSHAH18XAK | 12.5 | 22 | 10.5 |  |  |  | FALSE | FALSE | FALSE | 18000 | 11900 | 2.49 | 22720 | 2.21
201756548 | 05/27/19 | Live | Carrier | MIDEA | Singlezone Non-Ducted, Wall Placement | 201756548 |  | HRCU-A-CB-O | DLCSRAH12AAK | Mini-Splits | DLFSHAH12XAK | 12.5 | 21.5 | 11 |  |  |  | FALSE | FALSE | FALSE | 12000 | 7600 | 2.39 | 13710 | 2.11
201756549 | 05/27/19 | Live | Carrier | MIDEA | Singlezone Non-Ducted, Wall Placement | 201756549 |  | HRCU-A-CB-O | DLCSRAH18AAK | Mini-Splits | DLFSHAH18XAK | 12.5 | 22 | 10.5 |  |  |  | FALSE | FALSE | FALSE | 18000 | 11900 | 2.49 | 22720 | 2.21
201756550 | 05/27/19 | Live | Carrier | MIDEA | Singlezone Non-Ducted, Wall Placement | 201756550 |  | HRCU-A-CB-O | DLCSRAH24AAK | Mini-Splits | DLFSHAH24XAK | 12.5 | 20 | 10 |  |  |  | FALSE | FALSE | FALSE | 23000 | 15000 | 2.35 | 25040 | 2.09
201835564 | 05/27/19 | Live | Carrier | COMFORTMAKER | Singlezone Non-Ducted, Wall Placement | 201835564 |  | HRCU-A-CB-O | DLCSRAH12AAK | Mini-Splits | DLFSHAH12XAK | 12.5 | 21.5 | 11 |  |  |  | FALSE | FALSE | FALSE | 12000 | 7600 | 2.39 | 13710 | 2.11
201835565 | 05/27/19 | Live | Carrier | COMFORTMAKER | Singlezone Non-Ducted, Wall Placement | 201835565 |  | HRCU-A-CB-O | DLCSRAH18AAK | Mini-Splits | DLFSHAH18XAK | 12.5 | 22 | 10.5 |  |  |  | FALSE | FALSE | FALSE | 18000 | 11900 | 2.49 | 22720 | 2.21
201835566 | 05/27/19 | Live | Carrier | COMFORTMAKER | Singlezone Non-Ducted, Wall Placement | 201835566 |  | HRCU-A-CB-O | DLCSRAH24AAK | Mini-Splits | DLFSHAH24XAK | 12.5 | 20 | 10 |  |  |  | FALSE | FALSE | FALSE | 23000 | 15000 | 2.35 | 25040 | 2.09
201835612 | 05/27/19 | Live | Carrier | DAY & NIGHT | Singlezone Non-Ducted, Wall Placement | 201835612 |  | HRCU-A-CB-O | DLCSRAH12AAK | Mini-Splits | DLFSHAH12XAK | 12.5 | 21.5 | 11 |  |  |  | FALSE | FALSE | FALSE | 12000 | 7600 | 2.39 | 13710 | 2.11
201835613 | 05/27/19 | Live | Carrier | DAY & NIGHT | Singlezone Non-Ducted, Wall Placement | 201835613 |  | HRCU-A-CB-O | DLCSRAH18AAK | Mini-Splits | DLFSHAH18XAK | 12.5 | 22 | 10.5 |  |  |  | FALSE | FALSE | FALSE | 18000 | 11900 | 2.49 | 22720 | 2.21
201835614 | 05/27/19 | Live | Carrier | DAY & NIGHT | Singlezone Non-Ducted, Wall Placement | 201835614 |  | HRCU-A-CB-O | DLCSRAH24AAK | Mini-Splits | DLFSHAH24XAK | 12.5 | 20 | 10 |  |  |  | FALSE | FALSE | FALSE | 23000 | 15000 | 2.35 | 25040 | 2.09
201835672 | 05/27/19 | Live | Carrier | HEIL | Singlezone Non-Ducted, Wall Placement | 201835672 |  | HRCU-A-CB-O | DLCSRAH12AAK | Mini-Splits | DLFSHAH12XAK | 12.5 | 21.5 | 11 |  |  |  | FALSE | FALSE | FALSE | 12000 | 7600 | 2.39 | 13710 | 2.11
201835674 | 05/27/19 | Live | Carrier | HEIL | Singlezone Non-Ducted, Wall Placement | 201835674 |  | HRCU-A-CB-O | DLCSRAH18AAK | Mini-Splits | DLFSHAH18XAK | 12.5 | 22 | 10.5 |  |  |  | FALSE | FALSE | FALSE | 18000 | 11900 | 2.49 | 22720 | 2.21
201835675 | 05/27/19 | Live | Carrier | KEEPRITE | Singlezone Non-Ducted, Wall Placement | 201835675 |  | HRCU-A-CB-O | DLCSRAH18AAK | Mini-Splits | DLFSHAH18XAK | 12.5 | 22 | 10.5 |  |  |  | FALSE | FALSE | FALSE | 18000 | 11900 | 2.49 | 22720 | 2.21
201835673 | 05/27/19 | Live | Carrier | KEEPRITE | Singlezone Non-Ducted, Wall Placement | 201835673 |  | HRCU-A-CB-O | DLCSRAH12AAK | Mini-Splits | DLFSHAH12XAK | 12.5 | 21.5 | 11 |  |  |  | FALSE | FALSE | FALSE | 12000 | 7600 | 2.39 | 13710 | 2.11
201835676 | 05/27/19 | Live | Carrier | HEIL | Singlezone Non-Ducted, Wall Placement | 201835676 |  | HRCU-A-CB-O | DLCSRAH24AAK | Mini-Splits | DLFSHAH24XAK | 12.5 | 20 | 10 |  |  |  | FALSE | FALSE | FALSE | 23000 | 15000 | 2.35 | 25040 | 2.09
201835677 | 05/27/19 | Live | Carrier | KEEPRITE | Singlezone Non-Ducted, Wall Placement | 201835677 |  | HRCU-A-CB-O | DLCSRAH24AAK | Mini-Splits | DLFSHAH24XAK | 12.5 | 20 | 10 |  |  |  | FALSE | FALSE | FALSE | 23000 | 15000 | 2.35 | 25040 | 2.09
201835768 | 05/27/19 | Live | Carrier | KENMORE | Singlezone Non-Ducted, Wall Placement | 201835768 |  | HRCU-A-CB-O | DLCSRAH12AAK | Mini-Splits | DLFSHAH12XAK | 12.5 | 21.5 | 11 |  |  |  | FALSE | FALSE | FALSE | 12000 | 7600 | 2.39 | 13710 | 2.11
201835769 | 05/27/19 | Live | Carrier | TEMPSTAR | Singlezone Non-Ducted, Wall Placement | 201835769 |  | HRCU-A-CB-O | DLCSRAH12AAK | Mini-Splits | DLFSHAH12XAK | 12.5 | 21.5 | 11 |  |  |  | FALSE | FALSE | FALSE | 12000 | 7600 | 2.39 | 13710 | 2.11
201835770 | 05/27/19 | Live | Carrier | KENMORE | Singlezone Non-Ducted, Wall Placement | 201835770 |  | HRCU-A-CB-O | DLCSRAH18AAK | Mini-Splits | DLFSHAH18XAK | 12.5 | 22 | 10.5 |  |  |  | FALSE | FALSE | FALSE | 18000 | 11900 | 2.49 | 22720 | 2.21
201835771 | 05/27/19 | Live | Carrier | TEMPSTAR | Singlezone Non-Ducted, Wall Placement | 201835771 |  | HRCU-A-CB-O | DLCSRAH18AAK | Mini-Splits | DLFSHAH18XAK | 12.5 | 22 | 10.5 |  |  |  | FALSE | FALSE | FALSE | 18000 | 11900 | 2.49 | 22720 | 2.21
202119263 | 05/27/19 | Live | Carrier | SMART COMFORT | Singlezone Non-Ducted, Wall Placement | 202119263 |  | HRCU-A-CB-O | DLCSRAH12AAK | Mini-Splits | DLFSHAH12XAK | 12.5 | 21.5 | 11 |  |  |  | FALSE | FALSE | FALSE | 12000 | 7600 | 2.39 | 13710 | 2.11
202119264 | 05/27/19 | Live | Carrier | SMART COMFORT | Singlezone Non-Ducted, Wall Placement | 202119264 |  | HRCU-A-CB-O | DLCSRAH18AAK | Mini-Splits | DLFSHAH18XAK | 12.5 | 22 | 10.5 |  |  |  | FALSE | FALSE | FALSE | 18000 | 11900 | 2.49 | 22720 | 2.21
201835772 | 05/27/19 | Live | Carrier | KENMORE | Singlezone Non-Ducted, Wall Placement | 201835772 |  | HRCU-A-CB-O | DLCSRAH24AAK | Mini-Splits | DLFSHAH24XAK | 12.5 | 20 | 10 |  |  |  | FALSE | FALSE | FALSE | 23000 | 15000 | 2.35 | 25040 | 2.09
202119265 | 05/27/19 | Live | Carrier | SMART COMFORT | Singlezone Non-Ducted, Wall Placement | 202119265 |  | HRCU-A-CB-O | DLCSRAH24AAK | Mini-Splits | DLFSHAH24XAK | 12.5 | 20 | 10 |  |  |  | FALSE | FALSE | FALSE | 23000 | 15000 | 2.35 | 25040 | 2.09
7607469 | 02/05/18 | Live | Gree | GREE | Singlezone Non-Ducted, Wall Placement | 7607469 |  | HRCU-A-CB-O | GWH18UC-D3DNA4C/O | Mini-Splits | GWH18UC-D3DN***/I | 12.5 | 21 | 10.5 |  |  |  | FALSE | FALSE | FALSE | 18000 | 12717 | 2.5 | 24566 | 2.88
8931559 | 05/08/19 | Live | LG | LG | Singlezone Ducted, Compact Ducted | 8931559 |  | HRCU-A-CB | LUU127HV | Mini-Splits | LDN127HV4 | 12.9 | 19.6 | 10.5 |  |  |  | FALSE | FALSE | FALSE | 11600 | 10000 | 2.71 | 13600 | 2.32
7180062 | 01/01/11 | Live | LG | LG | Multizone All Non-Ducted | 7180062 |  | HMSV-A-CB | LMU24CHV | Non-Ducted Indoor Units |  | 13.5 | 21.7 | 10.6 |  |  |  | FALSE | FALSE | FALSE | 20000 | 14500 | 2.72 | 21097 | 3.62
201835595 | 05/27/19 | Live | Carrier | COMFORTMAKER | Singlezone Non-Ducted, Ceiling Placement | 201835595 |  | HRCU-A-CB-O | DLCLRAH58AAK | Mini-Splits | DLFLFAH58XAK | 11 | 18 | 10.5 |  |  |  | FALSE | FALSE | FALSE | 54000 | 39000 | 2.39 | 43310 | 2.51
8775842 | 12/31/17 | Live | Midea Electric Trading | DIRECT AIR | Singlezone Non-Ducted, Wall Placement | 8775842 |  | HRCU-A-CB-O | MOBA30-09HFN1-MT0W | Mini-Splits | CCA3U-09HRFN1-M(C) | 13 | 20 | 10.5 |  |  |  | FALSE | FALSE | FALSE | 9000 | 5800 | 2.66 | 8912 | 2.18
8775849 | 12/31/17 | Live | Midea Electric Trading | DIRECT AIR | Singlezone Non-Ducted, Wall Placement | 8775849 |  | HRCU-A-CB-O | MOCA31-18HFN1-MT0W | Mini-Splits | CCA3U-18HRFN1-M(C) | 12.5 | 20 | 10.3 |  |  |  | TRUE | FALSE | FALSE | 18000 | 12000 | 2.77 | 13936 | 2.63
8775850 | 12/31/17 | Live | Midea Electric Trading | DIRECT AIR | Singlezone Non-Ducted, Wall Placement | 8775850 |  | HRCU-A-CB-O | MOCA31-18HFN1-MT0W | Mini-Splits | MUEU-18HRFN1-M(C) | 12.5 | 20 | 10.5 |  |  |  | TRUE | FALSE | FALSE | 18000 | 12000 | 2.71 | 13823 | 2.65
8775852 | 12/31/17 | Live | Midea Electric Trading | DIRECT AIR | Singlezone Non-Ducted, Wall Placement | 8775852 |  | HRCU-A-CB-O | MOD31-24HFN1-MT0W | Mini-Splits | MCDU-24HRFN1-M(C) | 12.5 | 20 | 10.5 |  |  |  | FALSE | FALSE | FALSE | 24000 | 15800 | 2.56 | 19158 | 2.18
8775853 | 12/31/17 | Live | Midea Electric Trading | DIRECT AIR | Singlezone Non-Ducted, Wall Placement | 8775853 |  | HRCU-A-CB-O | MOD31-24HFN1-MT0W | Mini-Splits | MUEU-24HRFN1-M(C) | 12.5 | 20 | 11 |  |  |  | TRUE | FALSE | FALSE | 24000 | 15000 | 2.85 | 18214 | 2.1
8952869 | 12/31/17 | Live | Midea Electric Trading | DIRECT AIR | Singlezone Non-Ducted, Wall Placement | 8952869 |  | HRCU-A-CB-O | MOB30-09HFN1-MX0W | Mini-Splits | CS11M-09HRFN1-MX0W(A) | 14.5 | 25 | 11.2 |  |  |  | TRUE | FALSE | FALSE | 9000 | 6900 | 2.73 | 11390 | 2
8989603 | 12/31/17 | Live | Midea Electric Trading | DIRECT AIR | Singlezone Non-Ducted, Wall Placement | 8989603 |  | HRCU-A-CB-O | MOBA30-09HFN1-MT0W | Mini-Splits | MSAEB-09HRFN1-MT0W | 14 | 20.5 | 10 |  |  |  | FALSE | FALSE | FALSE | 9000 | 6300 | 2.68 | 8111 | 2.33
9680949 | 12/31/17 | Live | Midea Electric Trading | DIRECT AIR | Singlezone Non-Ducted, Wall Placement | 9680949 |  | HRCU-A-CB-O | MOCA31-18HFN1-MT0W | Mini-Splits | CS11M-18HRFN1-MT0W | 13 | 21 | 10.4 |  |  |  | TRUE | FALSE | FALSE | 18000 | 11400 | 2.72 | 14020 | 2.49
9680950 | 12/31/17 | Live | Midea Electric Trading | DIRECT AIR | Singlezone Non-Ducted, Wall Placement | 9680950 |  | HRCU-A-CB-O | MOD31-24HFN1-MT0W | Mini-Splits | CS11M-23HRFN1-MT0W | 13.7 | 20.7 | 11.5 |  |  |  | TRUE | FALSE | FALSE | 24000 | 15300 | 2.7 | 19040 | 2.21
202110483 | 10/15/18 | Live | Ouellet, Group ACD | ACD | Singlezone Non-Ducted, Wall Placement | 202110483 |  | HRCU-A-CB-O | UHD09KCH38S-O | Mini-Splits | UHD09KCH38S-I | 16.5 | 38 | 15 |  |  |  | FALSE | FALSE | FALSE | 9000 | 5600 | 2.19 | 14611 | 2.41
201835515 | 05/27/19 | Live | Carrier | ARCOAIRE | Singlezone Non-Ducted, Wall Placement | 201835515 |  | HRCU-A-CB-O | DLCSRAH09AAK | Mini-Splits | DLFSHAH09XAK | 14 | 24.7 | 10.5 |  |  |  | FALSE | FALSE | FALSE | 9000 | 7500 | 2.65 | 11870 | 2.26
201756547 | 05/27/19 | Live | Carrier | MIDEA | Singlezone Non-Ducted, Wall Placement | 201756547 |  | HRCU-A-CB-O | DLCSRAH09AAK | Mini-Splits | DLFSHAH09XAK | 14 | 24.7 | 10.5 |  |  |  | FALSE | FALSE | FALSE | 9000 | 7500 | 2.65 | 11870 | 2.26
201835563 | 05/27/19 | Live | Carrier | COMFORTMAKER | Singlezone Non-Ducted, Wall Placement | 201835563 |  | HRCU-A-CB-O | DLCSRAH09AAK | Mini-Splits | DLFSHAH09XAK | 14 | 24.7 | 10.5 |  |  |  | FALSE | FALSE | FALSE | 9000 | 7500 | 2.65 | 11870 | 2.26
201835611 | 05/27/19 | Live | Carrier | DAY & NIGHT | Singlezone Non-Ducted, Wall Placement | 201835611 |  | HRCU-A-CB-O | DLCSRAH09AAK | Mini-Splits | DLFSHAH09XAK | 14 | 24.7 | 10.5 |  |  |  | FALSE | FALSE | FALSE | 9000 | 7500 | 2.65 | 11870 | 2.26
201835670 | 05/27/19 | Live | Carrier | HEIL | Singlezone Non-Ducted, Wall Placement | 201835670 |  | HRCU-A-CB-O | DLCSRAH09AAK | Mini-Splits | DLFSHAH09XAK | 14 | 24.7 | 10.5 |  |  |  | FALSE | FALSE | FALSE | 9000 | 7500 | 2.65 | 11870 | 2.26
201835671 | 05/27/19 | Live | Carrier | KEEPRITE | Singlezone Non-Ducted, Wall Placement | 201835671 |  | HRCU-A-CB-O | DLCSRAH09AAK | Mini-Splits | DLFSHAH09XAK | 14 | 24.7 | 10.5 |  |  |  | FALSE | FALSE | FALSE | 9000 | 7500 | 2.65 | 11870 | 2.26
201835766 | 05/27/19 | Live | Carrier | KENMORE | Singlezone Non-Ducted, Wall Placement | 201835766 |  | HRCU-A-CB-O | DLCSRAH09AAK | Mini-Splits | DLFSHAH09XAK | 14 | 24.7 | 10.5 |  |  |  | FALSE | FALSE | FALSE | 9000 | 7500 | 2.65 | 11870 | 2.26
201835767 | 05/27/19 | Live | Carrier | TEMPSTAR | Singlezone Non-Ducted, Wall Placement | 201835767 |  | HRCU-A-CB-O | DLCSRAH09AAK | Mini-Splits | DLFSHAH09XAK | 14 | 24.7 | 10.5 |  |  |  | FALSE | FALSE | FALSE | 9000 | 7500 | 2.65 | 11870 | 2.26
202119262 | 05/27/19 | Live | Carrier | SMART COMFORT | Singlezone Non-Ducted, Wall Placement | 202119262 |  | HRCU-A-CB-O | DLCSRAH09AAK | Mini-Splits | DLFSHAH09XAK | 14 | 24.7 | 10.5 |  |  |  | FALSE | FALSE | FALSE | 9000 | 7500 | 2.65 | 11870 | 2.26
8738635 | 12/31/17 | Live | Carrier | CARRIER | Singlezone Non-Ducted, Wall Placement | 8738635 |  | HRCU-A-CB-O | 38MAQB09R--3 | Mini-Splits | 40MAQB09B--3 | 14.5 | 25 | 11.2 |  |  |  | TRUE | FALSE | FALSE | 9000 | 6900 | 2.73 | 13580 | 2.26
8738646 | 12/31/17 | Live | Carrier | BRYANT | Singlezone Non-Ducted, Wall Placement | 8738646 |  | HRCU-A-CB-O | 38MAQB09R--3 | Mini-Splits | 619PEQ009BBMA | 14.5 | 25 | 11.2 |  |  |  | TRUE | FALSE | FALSE | 9000 | 6900 | 2.73 | 13580 | 2.26
200059159 | 08/30/18 | Live | Carrier | CARRIER | Singlezone Non-Ducted, Ceiling Placement | 200059159 |  | HRCU-A-CB-O | 38MAQB18R--3 | Mini-Splits | 40MBCQ18---3 | 12.5 | 20 | 10.5 |  |  |  | TRUE | FALSE | FALSE | 16000 | 12000 | 2.55 | 20590 | 2.06
200059158 | 08/30/18 | Live | Carrier | BRYANT | Singlezone Non-Ducted, Ceiling Placement | 200059158 |  | HRCU-A-CB-O | 38MAQB18R--3 | Mini-Splits | 40MBCQ18---3 | 12.5 | 20 | 10.5 |  |  |  | TRUE | FALSE | FALSE | 16000 | 12000 | 2.55 | 20590 | 2.06
201753972 | 04/05/18 | Live | Carrier | MIDEA | Singlezone Non-Ducted, Wall Placement | 201753972 |  | HRCU-A-CB-O | DLCPRAH09AAK | Mini-Splits | DLFPHAH09XAK | 15 | 40 | 14.5 |  |  |  | TRUE | TRUE | TRUE | 9000 | 7200 | 2.78 | 15488 | 2.1
201755033 | 04/05/18 | Live | Carrier | MIDEA | Singlezone Non-Ducted, Wall Placement | 201755033 |  | HRCU-A-CB-O | DLCPRAH12AAK | Mini-Splits | DLFPHAH12XAK | 13.5 | 30 | 13.6 |  |  |  | TRUE | TRUE | TRUE | 12000 | 6800 | 2.66 | 16596 | 2.19
201756546 | 04/15/18 | Live | Carrier | MIDEA | Singlezone Non-Ducted, Wall Placement | 201756546 |  | HRCU-A-CB-O | DLCSRAH12AAJ | Mini-Splits | DLFSHAH12XAJ | 12.5 | 20.4 | 11 |  |  |  | FALSE | FALSE | FALSE | 12000 | 7100 | 2.57 | 8000 | 2.34
201835506 | 04/05/18 | Live | Carrier | ARCOAIRE | Singlezone Non-Ducted, Wall Placement | 201835506 |  | HRCU-A-CB-O | DLCPRAH09AAK | Mini-Splits | DLFPHAH09XAK | 15 | 40 | 14.5 |  |  |  | TRUE | TRUE | TRUE | 9000 | 7200 | 2.78 | 15488 | 2.1
201796612 | 12/31/17 | Live | Carrier | MIDEA | Singlezone Ducted, Compact Ducted | 201796612 |  | HRCU-A-CB | DLCSRAH24AAK | Mini-Splits | DLFSDAH24XAK | 12.5 | 21 | 12 |  |  |  | FALSE | FALSE | FALSE | 24000 | 17400 | 2.96 | 31700 | 1.99
201835507 | 04/05/18 | Live | Carrier | ARCOAIRE | Singlezone Non-Ducted, Wall Placement | 201835507 |  | HRCU-A-CB-O | DLCPRAH12AAK | Mini-Splits | DLFPHAH12XAK | 13.5 | 30 | 13.6 |  |  |  | TRUE | TRUE | TRUE | 12000 | 6800 | 2.66 | 16596 | 2.19
201835514 | 04/05/18 | Live | Carrier | ARCOAIRE | Singlezone Non-Ducted, Wall Placement | 201835514 |  | HRCU-A-CB-O | DLCSRAH12AAJ | Mini-Splits | DLFSHAH12XAJ | 12.5 | 20.4 | 11 |  |  |  | FALSE | FALSE | FALSE | 12000 | 7100 | 2.57 | 8000 | 2.34
201835538 | 04/05/18 | Live | Carrier | ARCOAIRE | Singlezone Ducted, Compact Ducted | 201835538 |  | HRCU-A-CB | DLCSRAH24AAK | Mini-Splits | DLFSDAH24XAK | 12.5 | 21 | 12 |  |  |  | FALSE | FALSE | FALSE | 24000 | 17400 | 2.96 | 31700 | 1.99
201835554 | 04/05/18 | Live | Carrier | COMFORTMAKER | Singlezone Non-Ducted, Wall Placement | 201835554 |  | HRCU-A-CB-O | DLCPRAH09AAK | Mini-Splits | DLFPHAH09XAK | 15 | 40 | 14.5 |  |  |  | TRUE | TRUE | TRUE | 9000 | 7200 | 2.78 | 15488 | 2.1
201835555 | 04/05/18 | Live | Carrier | COMFORTMAKER | Singlezone Non-Ducted, Wall Placement | 201835555 |  | HRCU-A-CB-O | DLCPRAH12AAK | Mini-Splits | DLFPHAH12XAK | 13.5 | 30 | 13.6 |  |  |  | TRUE | TRUE | TRUE | 12000 | 6800 | 2.66 | 16596 | 2.19
201835562 | 04/05/18 | Live | Carrier | COMFORTMAKER | Singlezone Non-Ducted, Wall Placement | 201835562 |  | HRCU-A-CB-O | DLCSRAH12AAJ | Mini-Splits | DLFSHAH12XAJ | 12.5 | 20.4 | 11 |  |  |  | FALSE | FALSE | FALSE | 12000 | 7100 | 2.57 | 8000 | 2.34
201835587 | 04/05/18 | Live | Carrier | COMFORTMAKER | Singlezone Ducted, Compact Ducted | 201835587 |  | HRCU-A-CB | DLCSRAH24AAK | Mini-Splits | DLFSDAH24XAK | 12.5 | 21 | 12 |  |  |  | FALSE | FALSE | FALSE | 24000 | 17400 | 2.96 | 31700 | 1.99
201835602 | 04/05/18 | Live | Carrier | DAY & NIGHT | Singlezone Non-Ducted, Wall Placement | 201835602 |  | HRCU-A-CB-O | DLCPRAH09AAK | Mini-Splits | DLFPHAH09XAK | 15 | 40 | 14.5 |  |  |  | TRUE | TRUE | TRUE | 9000 | 7200 | 2.78 | 15488 | 2.1
201835603 | 04/05/18 | Live | Carrier | DAY & NIGHT | Singlezone Non-Ducted, Wall Placement | 201835603 |  | HRCU-A-CB-O | DLCPRAH12AAK | Mini-Splits | DLFPHAH12XAK | 13.5 | 30 | 13.6 |  |  |  | TRUE | TRUE | TRUE | 12000 | 6800 | 2.66 | 16596 | 2.19
201835610 | 04/05/18 | Live | Carrier | DAY & NIGHT | Singlezone Non-Ducted, Wall Placement | 201835610 |  | HRCU-A-CB-O | DLCSRAH12AAJ | Mini-Splits | DLFSHAH12XAJ | 12.5 | 20.4 | 11 |  |  |  | FALSE | FALSE | FALSE | 12000 | 7100 | 2.57 | 8000 | 2.34
201835635 | 04/05/18 | Live | Carrier | DAY & NIGHT | Singlezone Ducted, Compact Ducted | 201835635 |  | HRCU-A-CB | DLCSRAH24AAK | Mini-Splits | DLFSDAH24XAK | 12.5 | 21 | 12 |  |  |  | FALSE | FALSE | FALSE | 24000 | 17400 | 2.96 | 31700 | 1.99
201835652 | 04/05/18 | Live | Carrier | KEEPRITE | Singlezone Non-Ducted, Wall Placement | 201835652 |  | HRCU-A-CB-O | DLCPRAH09AAK | Mini-Splits | DLFPHAH09XAK | 15 | 40 | 14.5 |  |  |  | TRUE | TRUE | TRUE | 9000 | 7200 | 2.78 | 15488 | 2.1
201835653 | 04/05/18 | Live | Carrier | HEIL | Singlezone Non-Ducted, Wall Placement | 201835653 |  | HRCU-A-CB-O | DLCPRAH09AAK | Mini-Splits | DLFPHAH09XAK | 15 | 40 | 14.5 |  |  |  | TRUE | TRUE | TRUE | 9000 | 7200 | 2.78 | 15488 | 2.1
201835654 | 04/05/18 | Live | Carrier | HEIL | Singlezone Non-Ducted, Wall Placement | 201835654 |  | HRCU-A-CB-O | DLCPRAH12AAK | Mini-Splits | DLFPHAH12XAK | 13.5 | 30 | 13.6 |  |  |  | TRUE | TRUE | TRUE | 12000 | 6800 | 2.66 | 16596 | 2.19
201835655 | 04/05/18 | Live | Carrier | KEEPRITE | Singlezone Non-Ducted, Wall Placement | 201835655 |  | HRCU-A-CB-O | DLCPRAH12AAK | Mini-Splits | DLFPHAH12XAK | 13.5 | 30 | 13.6 |  |  |  | TRUE | TRUE | TRUE | 12000 | 6800 | 2.66 | 16596 | 2.19
201835668 | 04/05/18 | Live | Carrier | HEIL | Singlezone Non-Ducted, Wall Placement | 201835668 |  | HRCU-A-CB-O | DLCSRAH12AAJ | Mini-Splits | DLFSHAH12XAJ | 12.5 | 20.4 | 11 |  |  |  | FALSE | FALSE | FALSE | 12000 | 7100 | 2.57 | 8000 | 2.34
201835669 | 04/05/18 | Live | Carrier | KEEPRITE | Singlezone Non-Ducted, Wall Placement | 201835669 |  | HRCU-A-CB-O | DLCSRAH12AAJ | Mini-Splits | DLFSHAH12XAJ | 12.5 | 20.4 | 11 |  |  |  | FALSE | FALSE | FALSE | 12000 | 7100 | 2.57 | 8000 | 2.34
201835718 | 12/31/17 | Live | Carrier | HEIL | Singlezone Ducted, Compact Ducted | 201835718 |  | HRCU-A-CB | DLCSRAH24AAK | Mini-Splits | DLFSDAH24XAK | 12.5 | 21 | 12 |  |  |  | FALSE | FALSE | FALSE | 24000 | 17400 | 2.96 | 31700 | 1.99
201835719 | 04/05/18 | Live | Carrier | KEEPRITE | Singlezone Ducted, Compact Ducted | 201835719 |  | HRCU-A-CB | DLCSRAH24AAK | Mini-Splits | DLFSDAH24XAK | 12.5 | 21 | 12 |  |  |  | FALSE | FALSE | FALSE | 24000 | 17400 | 2.96 | 31700 | 1.99
201835748 | 04/05/18 | Live | Carrier | TEMPSTAR | Singlezone Non-Ducted, Wall Placement | 201835748 |  | HRCU-A-CB-O | DLCPRAH09AAK | Mini-Splits | DLFPHAH09XAK | 15 | 40 | 14.5 |  |  |  | TRUE | TRUE | TRUE | 9000 | 7200 | 2.78 | 15488 | 2.1
201835749 | 04/05/18 | Live | Carrier | KENMORE | Singlezone Non-Ducted, Wall Placement | 201835749 |  | HRCU-A-CB-O | DLCPRAH09AAK | Mini-Splits | DLFPHAH09XAK | 15 | 40 | 14.5 |  |  |  | TRUE | TRUE | TRUE | 9000 | 7200 | 2.78 | 15488 | 2.1
201835750 | 04/05/18 | Live | Carrier | TEMPSTAR | Singlezone Non-Ducted, Wall Placement | 201835750 |  | HRCU-A-CB-O | DLCPRAH12AAK | Mini-Splits | DLFPHAH12XAK | 13.5 | 30 | 13.6 |  |  |  | TRUE | TRUE | TRUE | 12000 | 6800 | 2.66 | 16596 | 2.19
201835751 | 04/05/18 | Live | Carrier | KENMORE | Singlezone Non-Ducted, Wall Placement | 201835751 |  | HRCU-A-CB-O | DLCPRAH12AAK | Mini-Splits | DLFPHAH12XAK | 13.5 | 30 | 13.6 |  |  |  | TRUE | TRUE | TRUE | 12000 | 6800 | 2.66 | 16596 | 2.19
201835765 | 04/05/18 | Live | Carrier | TEMPSTAR | Singlezone Non-Ducted, Wall Placement | 201835765 |  | HRCU-A-CB-O | DLCSRAH12AAJ | Mini-Splits | DLFSHAH12XAJ | 12.5 | 20.4 | 11 |  |  |  | FALSE | FALSE | FALSE | 12000 | 7100 | 2.57 | 8000 | 2.34
201835814 | 12/31/17 | Live | Carrier | TEMPSTAR | Singlezone Ducted, Compact Ducted | 201835814 |  | HRCU-A-CB | DLCSRAH24AAK | Mini-Splits | DLFSDAH24XAK | 12.5 | 21 | 12 |  |  |  | FALSE | FALSE | FALSE | 24000 | 17400 | 2.96 | 31700 | 1.99
201835815 | 12/31/17 | Live | Carrier | KENMORE | Singlezone Ducted, Compact Ducted | 201835815 |  | HRCU-A-CB | DLCSRAH24AAK | Mini-Splits | DLFSDAH24XAK | 12.5 | 21 | 12 |  |  |  | FALSE | FALSE | FALSE | 24000 | 17400 | 2.96 | 31700 | 1.99
201835764 | 04/05/18 | Live | Carrier | KENMORE | Singlezone Non-Ducted, Wall Placement | 201835764 |  | HRCU-A-CB-O | DLCSRAH12AAJ | Mini-Splits | DLFSHAH12XAJ | 12.5 | 20.4 | 11 |  |  |  | FALSE | FALSE | FALSE | 12000 | 7100 | 2.57 | 8000 | 2.34
201846974 | 08/30/18 | Live | Carrier | PAYNE | Singlezone Non-Ducted, Ceiling Placement | 201846974 |  | HRCU-A-CB-O | 38MAQB18R--3 | Mini-Splits | 40MBCQ18---3 | 12.5 | 20 | 10.5 |  |  |  | TRUE | FALSE | FALSE | 16000 | 12000 | 2.55 | 20590 | 2.06
201846994 | 08/30/18 | Live | Carrier | MIDEA | Singlezone Non-Ducted, Ceiling Placement | 201846994 |  | HRCU-A-CB-O | 38MAQB18R--3 | Mini-Splits | 40MBCQ18---3 | 12.5 | 20 | 10.5 |  |  |  | TRUE | FALSE | FALSE | 16000 | 12000 | 2.55 | 20590 | 2.06
9122552 | 05/07/19 | Live | LG | LG | Singlezone Non-Ducted, Wall Placement | 9122552 |  | HRCU-A-CB-O | LSU243HLV | Mini-Splits | LSN243HLV | 12.5 | 21.5 | 11 |  |  |  | FALSE | FALSE | FALSE | 22000 | 17900 | 2.79 | 27410 | 2.35
202392063 | 02/02/22 | Live | Mitsubishi Electric Trane | MITSUBISHI ELECTRIC | Singlezone Non-Ducted, Ceiling Placement | 202392063 |  | HRCU-A-CB-O | SUZ-KA15NAH2 | Mini-Splits | SLZ-KF15NA | 12.2 | 19.8 | 10.9 |  |  |  | FALSE | FALSE | FALSE | 14100 | 11900 | 2.46 | 11900 | 2.46
202392230 | 02/02/22 | Live | Mitsubishi Electric Trane | AMERICAN STANDARD / MITSUBISHI ELECTRIC | Singlezone Non-Ducted, Ceiling Placement | 202392230 |  | HRCU-A-CB-O | NAXSKS15A112AA | Mini-Splits | NAXCKS15A112AA | 12.2 | 19.8 | 11.2 |  |  |  | FALSE | FALSE | FALSE | 14100 | 11900 | 2.7 | 11900 | 2.7
202426339 | 02/02/22 | Live | Mitsubishi Electric Trane | MITSUBISHI ELECTRIC | Multizone Mix of Ducted and Non-Ducted | 202426339 |  | HMSV-A-CB | PUMY-P60NKMU2 | Mixed Ducted and Non-Ducted Indoor Units |  | 12.2 | 18.9 | 11.35 |  |  |  | FALSE | FALSE | FALSE | 60000 | 45144 | 3.01 | 45144 | 3.01
202373700 | 02/02/22 | Live | Mitsubishi Electric Trane | AMERICAN STANDARD / MITSUBISHI ELECTRIC | Singlezone Non-Ducted, Wall Placement | 202373700 |  | HRCU-A-CB-O | NAXSMT18A112AA | Mini-Splits | NAXWMT18A112AA | 10.5 | 18 | 10 |  |  |  | FALSE | FALSE | FALSE | 17200 | 11500 | 2.59 | 15000 | 2.3
202373697 | 02/02/22 | Live | Mitsubishi Electric Trane | AMERICAN STANDARD / MITSUBISHI ELECTRIC | Singlezone Non-Ducted, Wall Placement | 202373697 |  | HRCU-A-CB-O | NAXSMT09A112AA | Mini-Splits | NAXWMT09A112AA | 12 | 18 | 10 |  |  |  | FALSE | FALSE | FALSE | 9000 | 6700 | 2.52 | 7200 | 1.16
202373699 | 02/02/22 | Live | Mitsubishi Electric Trane | AMERICAN STANDARD / MITSUBISHI ELECTRIC | Singlezone Non-Ducted, Wall Placement | 202373699 |  | HRCU-A-CB-O | NAXSMT15A112AA | Mini-Splits | NAXWMT15A112AA | 12 | 18 | 10 |  |  |  | FALSE | FALSE | FALSE | 14000 | 11500 | 2.55 | 14000 | 2.25
202373672 | 02/02/22 | Live | Mitsubishi Electric Trane | AMERICAN STANDARD / MITSUBISHI ELECTRIC | Multizone All Ducted | 202373672 |  | HMSV-A-CB | NAXMPH42A152AA | Ducted Indoor Units |  | 10.8 | 15 | 10.1 |  |  |  | FALSE | FALSE | FALSE | 42000 | 36600 | 2.5 | 48000 | 2.07
201754441 | 02/02/22 | Live | Mitsubishi Electric Trane | MITSUBISHI ELECTRIC | Multizone All Ducted | 201754441 |  | HMSV-A-CB | MXZ-5C42NAHZ | Ducted Indoor Units |  | 10.8 | 15 | 10.1 |  |  |  | FALSE | FALSE | FALSE | 42000 | 36600 | 2.5 | 48000 | 2.07
202373712 | 02/02/22 | Live | Mitsubishi Electric Trane | TRANE / MITSUBISHI ELECTRIC | Multizone All Ducted | 202373712 |  | HMSV-A-CB | NTXMPH42A152AA | Ducted Indoor Units |  | 10.8 | 15 | 10.1 |  |  |  | FALSE | FALSE | FALSE | 42000 | 36600 | 2.5 | 48000 | 2.07
201835622 | 02/28/19 | Live | Carrier | DAY & NIGHT | Multizone All Non-Ducted | 201835622 |  | HMSV-A-CB | DLCMRAH36DAK | Non-Ducted Indoor Units |  | 10.5 | 21.4 | 10.2 |  |  |  | TRUE | TRUE | FALSE | 36000 | 23600 | 2.43 | 26670 | 2.27
201835526 | 02/28/19 | Live | Carrier | ARCOAIRE | Multizone All Non-Ducted | 201835526 |  | HMSV-A-CB | DLCMRAH36DAK | Non-Ducted Indoor Units |  | 10.5 | 21.4 | 10.2 |  |  |  | TRUE | TRUE | FALSE | 36000 | 23600 | 2.43 | 26670 | 2.27
201835788 | 02/28/19 | Live | Carrier | KENMORE | Multizone All Non-Ducted | 201835788 |  | HMSV-A-CB | DLCMRAH36DAK | Non-Ducted Indoor Units |  | 10.5 | 21.4 | 10.2 |  |  |  | TRUE | TRUE | FALSE | 36000 | 23600 | 2.43 | 26670 | 2.27
201835574 | 02/28/19 | Live | Carrier | COMFORTMAKER | Multizone All Non-Ducted | 201835574 |  | HMSV-A-CB | DLCMRAH36DAK | Non-Ducted Indoor Units |  | 10.5 | 21.4 | 10.2 |  |  |  | TRUE | TRUE | FALSE | 36000 | 23600 | 2.43 | 26670 | 2.27
201835693 | 02/28/19 | Live | Carrier | KEEPRITE | Multizone All Non-Ducted | 201835693 |  | HMSV-A-CB | DLCMRAH36DAK | Non-Ducted Indoor Units |  | 10.5 | 21.4 | 10.2 |  |  |  | TRUE | TRUE | FALSE | 36000 | 23600 | 2.43 | 26670 | 2.27
201835692 | 02/28/19 | Live | Carrier | HEIL | Multizone All Non-Ducted | 201835692 |  | HMSV-A-CB | DLCMRAH36DAK | Non-Ducted Indoor Units |  | 10.5 | 21.4 | 10.2 |  |  |  | TRUE | TRUE | FALSE | 36000 | 23600 | 2.43 | 26670 | 2.27
201771974 | 02/28/19 | Live | Carrier | MIDEA | Multizone All Non-Ducted | 201771974 |  | HMSV-A-CB | DLCMRAH36DAK | Non-Ducted Indoor Units |  | 10.5 | 21.4 | 10.2 |  |  |  | TRUE | TRUE | FALSE | 36000 | 23600 | 2.43 | 26670 | 2.27
202119271 | 02/28/19 | Live | Carrier | SMART COMFORT | Multizone All Non-Ducted | 202119271 |  | HMSV-A-CB | DLCMRAH36DAK | Non-Ducted Indoor Units |  | 10.5 | 21.4 | 10.2 |  |  |  | TRUE | TRUE | FALSE | 36000 | 23600 | 2.43 | 26670 | 2.27
201835789 | 02/28/19 | Live | Carrier | TEMPSTAR | Multizone All Non-Ducted | 201835789 |  | HMSV-A-CB | DLCMRAH36DAK | Non-Ducted Indoor Units |  | 10.5 | 21.4 | 10.2 |  |  |  | TRUE | TRUE | FALSE | 36000 | 23600 | 2.43 | 26670 | 2.27
201835550 | 02/28/19 | Live | Carrier | ARCOAIRE | Multizone All Non-Ducted | 201835550 |  | HMSV-A-CB | DLCMRAH48EAK | Non-Ducted Indoor Units |  | 11 | 20.5 | 10.2 |  |  |  | FALSE | FALSE | FALSE | 48000 | 30400 | 2.22 | 30070 | 2.12
201835623 | 02/28/19 | Live | Carrier | DAY & NIGHT | Multizone All Non-Ducted | 201835623 |  | HMSV-A-CB | DLCMRAH48EAK | Non-Ducted Indoor Units |  | 11 | 20.5 | 10.2 |  |  |  | FALSE | FALSE | FALSE | 48000 | 30400 | 2.22 | 30070 | 2.12
201835575 | 02/28/19 | Live | Carrier | COMFORTMAKER | Multizone All Non-Ducted | 201835575 |  | HMSV-A-CB | DLCMRAH48EAK | Non-Ducted Indoor Units |  | 11 | 20.5 | 10.2 |  |  |  | FALSE | FALSE | FALSE | 48000 | 30400 | 2.22 | 30070 | 2.12
201835694 | 02/28/19 | Live | Carrier | HEIL | Multizone All Non-Ducted | 201835694 |  | HMSV-A-CB | DLCMRAH48EAK | Non-Ducted Indoor Units |  | 11 | 20.5 | 10.2 |  |  |  | FALSE | FALSE | FALSE | 48000 | 30400 | 2.22 | 30070 | 2.12
201835695 | 02/28/19 | Live | Carrier | KEEPRITE | Multizone All Non-Ducted | 201835695 |  | HMSV-A-CB | DLCMRAH48EAK | Non-Ducted Indoor Units |  | 11 | 20.5 | 10.2 |  |  |  | FALSE | FALSE | FALSE | 48000 | 30400 | 2.22 | 30070 | 2.12
201835790 | 02/28/19 | Live | Carrier | KENMORE | Multizone All Non-Ducted | 201835790 |  | HMSV-A-CB | DLCMRAH48EAK | Non-Ducted Indoor Units |  | 11 | 20.5 | 10.2 |  |  |  | FALSE | FALSE | FALSE | 48000 | 30400 | 2.22 | 30070 | 2.12
201771975 | 02/28/19 | Live | Carrier | MIDEA | Multizone All Non-Ducted | 201771975 |  | HMSV-A-CB | DLCMRAH48EAK | Non-Ducted Indoor Units |  | 11 | 20.5 | 10.2 |  |  |  | FALSE | FALSE | FALSE | 48000 | 30400 | 2.22 | 30070 | 2.12
201835791 | 02/28/19 | Live | Carrier | TEMPSTAR | Multizone All Non-Ducted | 201835791 |  | HMSV-A-CB | DLCMRAH48EAK | Non-Ducted Indoor Units |  | 11 | 20.5 | 10.2 |  |  |  | FALSE | FALSE | FALSE | 48000 | 30400 | 2.22 | 30070 | 2.12
202119335 | 02/28/19 | Live | Carrier | SMART COMFORT | Multizone All Non-Ducted | 202119335 |  | HMSV-A-CB | DLCMRAH48EAK | Non-Ducted Indoor Units |  | 11 | 20.5 | 10.2 |  |  |  | FALSE | FALSE | FALSE | 48000 | 30400 | 2.22 | 30070 | 2.12
202373698 | 02/02/22 | Live | Mitsubishi Electric Trane | AMERICAN STANDARD / MITSUBISHI ELECTRIC | Singlezone Non-Ducted, Wall Placement | 202373698 |  | HRCU-A-CB-O | NAXSMT12A112AA | Mini-Splits | NAXWMT12A112AA | 9.9 | 18 | 10 |  |  |  | FALSE | FALSE | FALSE | 12000 | 7600 | 2.78 | 9000 | 2.66
202463647 | 02/28/19 | Live | Carrier | DAY & NIGHT | Singlezone Non-Ducted, Wall Placement | 202463647 |  | HRCU-A-CB-O | DLCPRAH24AAK | Mini-Splits | DLFPHAH24XAK | 13.65 | 23.5 | 12 |  |  |  | TRUE | TRUE | TRUE | 22000 | 15450 | 3 | 22000 | 2.34
7180064 | 04/16/19 | Live | LG | LG | Multizone All Ducted | 7180064 |  | HMSV-A-CB | LMU36CHV | Ducted Indoor Units |  | 11 | 18.2 | 9.7 |  |  |  | FALSE | FALSE | FALSE | 28000 | 19500 | 2.4 | 27489 | 2.79
7184508 | 04/16/19 | Live | LG | LG | Multizone Mix of Ducted and Non-Ducted | 7184508 |  | HMSV-A-CB | LMU36CHV | Mixed Ducted and Non-Ducted Indoor Units |  | 12 | 20.1 | 9.85 |  |  |  | FALSE | FALSE | FALSE | 30000 | 19750 | 2.51 | 28297 | 2.92
7180061 | 04/16/19 | Live | LG | LG | Multizone All Ducted | 7180061 |  | HMSV-A-CB | LMU18CHV | Ducted Indoor Units |  | 10.7 | 17.2 | 9.7 |  |  |  | FALSE | FALSE | FALSE | 14000 | 13000 | 2.4 | 17245 | 2.57
7184506 | 04/16/19 | Live | LG | LG | Multizone Mix of Ducted and Non-Ducted | 7184506 |  | HMSV-A-CB | LMU18CHV | Mixed Ducted and Non-Ducted Indoor Units |  | 11.85 | 19.6 | 9.7 |  |  |  | FALSE | FALSE | FALSE | 15500 | 13250 | 2.41 | 18203 | 2.67
7184505 | 04/16/19 | Live | LG | LG | Multizone All Ducted | 7184505 |  | HMSV-A-CB | LMU24CHV | Ducted Indoor Units |  | 11.5 | 17.5 | 9.8 |  |  |  | FALSE | FALSE | FALSE | 17800 | 14000 | 2.49 | 19691 | 3.19
8898929 | 04/16/19 | Live | LG | LG | Multizone All Ducted | 8898929 |  | HMSV-A-CB | LMU600HV | Ducted Indoor Units |  | 10.5 | 18.5 | 10.5 |  |  |  | FALSE | FALSE | FALSE | 58000 | 43000 | 2.8 | 53982 | 2.75
8111357 | 04/16/19 | Live | LG | LG | Multizone All Ducted | 8111357 |  | HMSV-A-CB | LMU480HV | Ducted Indoor Units |  | 10.8 | 17.5 | 9.7 |  |  |  | FALSE | FALSE | FALSE | 44000 | 33600 | 3.08 | 45382 | 2.52
8111360 | 04/16/19 | Live | LG | LG | Multizone Mix of Ducted and Non-Ducted | 8111360 |  | HMSV-A-CB | LMU480HV | Mixed Ducted and Non-Ducted Indoor Units |  | 11.65 | 18.5 | 9.85 |  |  |  | FALSE | FALSE | FALSE | 46000 | 34300 | 3.23 | 47189 | 2.67
5859622 | 04/16/19 | Live | LG | LG | Singlezone Ducted, Compact Ducted | 5859622 |  | HRCU-A-CB | LUU367HV | Mini-Splits | LHN367HV | 12.1 | 17.6 | 9.2 |  |  |  | FALSE | FALSE | FALSE | 36000 | 24600 | 2.62 | 32800 | 2.09
5859621 | 04/16/19 | Live | LG | LG | Singlezone Ducted, Compact Ducted | 5859621 |  | HRCU-A-CB | LUU247HV | Mini-Splits | LHN247HV | 12 | 17 | 10 |  |  |  | FALSE | FALSE | FALSE | 24000 | 17600 | 2.67 | 21500 | 2.25
10513886 | 04/02/19 | Live | LG | LG | Singlezone Ducted, Centrally Ducted | 10513886 |  | HRCU-A-CB | LUU188HV | Ducted Indoor Units | LVN180HV4 | 13.3 | 19 | 9.5 |  |  |  | FALSE | FALSE | FALSE | 18000 | 12600 | 2.64 | 18000 | 2.29
7180063 | 01/01/11 | Live | LG | LG | Multizone All Non-Ducted | 7180063 |  | HMSV-A-CB | LMU36CHV | Non-Ducted Indoor Units |  | 13 | 22 | 10 |  |  |  | FALSE | FALSE | FALSE | 32000 | 20000 | 2.62 | 29105 | 3.06
9680934 | 01/01/11 | Live | LG | LG | Singlezone Non-Ducted, Wall Placement | 9680934 |  | HRCU-A-CB-O | LAU180HYV2 | Mini-Splits | LAN180HYV2 | 12.5 | 22 | 12 |  |  |  | FALSE | FALSE | FALSE | 15000 | 13500 | 2.75 | 25640 | 2.65
8584525 | 01/01/11 | Live | LG | LG | Singlezone Non-Ducted, Wall Placement | 8584525 |  | HRCU-A-CB-O | LAU180HYV1 | Mini-Splits | LAN180HYV1 | 13.5 | 24 | 12.5 |  |  |  | FALSE | FALSE | FALSE | 18200 | 13000 | 2.78 | 22340 | 2.68
8111355 | 01/01/11 | Live | LG | LG | Multizone All Non-Ducted | 8111355 |  | HMSV-A-CB | LMU30CHV | Non-Ducted Indoor Units |  | 13 | 22 | 10 |  |  |  | FALSE | FALSE | FALSE | 30000 | 19600 | 2.74 | 26739 | 3.07
10443474 | 01/01/11 | Live | LG | LG | Multizone All Ducted | 10443474 |  | HMSV-A-CB | LMU420HHV | Ducted Indoor Units |  | 13 | 19 | 10.5 |  |  |  | FALSE | FALSE | FALSE | 42000 | 29000 | 2.71 | 49950 | 2.51
10443475 | 01/01/11 | Live | LG | LG | Multizone All Ducted | 10443475 |  | HMSV-A-CB | LMU360HHV | Ducted Indoor Units |  | 13.5 | 17.5 | 10.5 |  |  |  | FALSE | FALSE | FALSE | 34000 | 27000 | 2.5 | 44400 | 2.45
10445111 | 05/29/18 | Live | LG | LG | Multizone Mix of Ducted and Non-Ducted | 10445111 |  | HMSV-A-CB | LMU360HHV | Mixed Ducted and Non-Ducted Indoor Units |  | 14.25 | 19.25 | 11 |  |  |  | FALSE | FALSE | FALSE | 35000 | 27500 | 2.68 | 44960 | 2.51
7947563 | 01/01/11 | Live | LG | LG | Singlezone Non-Ducted, Wall Placement | 7947563 |  | HRCU-A-CB-O | LAU090HYV1 | Mini-Splits | LAN090HYV1 | 15.65 | 27.5 | 12 |  |  |  | TRUE | FALSE | TRUE | 9000 | 6750 | 3.47 | 11940 | 3.02
8584526 | 01/01/11 | Live | LG | LG | Singlezone Non-Ducted, Wall Placement | 8584526 |  | HRCU-A-CB-O | LAU240HYV1 | Mini-Splits | LAN240HYV1 | 12.5 | 22 | 12 |  |  |  | FALSE | FALSE | FALSE | 22000 | 17200 | 2.8 | 27410 | 2.54
7958198 | 01/01/11 | Live | Panasonic | PANASONIC | Singlezone Non-Ducted, Wall Placement | 7958198 |  | HRCU-A-CB-O | CU-E9RKUA | Mini-Splits | CS-E9RKUAW | 13 | 23 | 11 |  |  |  | TRUE | FALSE | FALSE | 9000 | 8100 | 2.4 | 9500 | 2.09
7958199 | 01/01/11 | Live | Panasonic | PANASONIC | Singlezone Non-Ducted, Wall Placement | 7958199 |  | HRCU-A-CB-O | CU-E12RKUA | Mini-Splits | CS-E12RKUAW | 12.5 | 22.5 | 11 |  |  |  | TRUE | FALSE | FALSE | 11500 | 10500 | 2.93 | 10500 | 2.14
201900302 | 03/05/18 | Live | Panasonic | PANASONIC | Singlezone Non-Ducted, Wall Placement | 201900302 |  | HRCU-A-CB-O | CU-XE15SKUA-1 | Mini-Splits | CS-XE15SKUA-1 | 12.5 | 22.1 | 12 |  |  |  | FALSE | FALSE | FALSE | 15000 | 18200 | 5.23 | 18200 | 2.1
201900210 | 03/28/18 | Live | Panasonic | PANASONIC | Singlezone Non-Ducted, Wall Placement | 201900210 |  | HRCU-A-CB-O | CU-XE12SKUA-1 | Mini-Splits | CS-XE12SKUA-1 | 14.7 | 26.2 | 12.5 |  |  |  | FALSE | FALSE | FALSE | 11500 | 12500 | 3.49 | 12500 | 2.19
202366328 | 02/02/22 | Live | Mitsubishi Electric Trane | AMERICAN STANDARD / MITSUBISHI ELECTRIC | Multizone Mix of Ducted and Non-Ducted | 202366328 |  | HMSV-A-CB | NAXMPH36A142AA | Mixed Ducted and Non-Ducted Indoor Units |  | 12.65 | 17.45 | 10.7 |  |  |  | FALSE | FALSE | FALSE | 36000 | 35000 | 2.54 | 45000 | 2.32
202373684 | 02/02/22 | Live | Mitsubishi Electric Trane | AMERICAN STANDARD / MITSUBISHI ELECTRIC | Singlezone Non-Ducted, Wall Placement | 202373684 |  | HRCU-A-CB-O | NAXSPH09A112AA |  | NAXWPH09A112AA | 16.1 | 30.5 | 13.5 |  |  |  | FALSE | FALSE | FALSE | 9000 | 6700 | 3.27 | 12200 | 2.48
202373682 | 02/02/22 | Live | Mitsubishi Electric Trane | AMERICAN STANDARD / MITSUBISHI ELECTRIC | Singlezone Non-Ducted, Wall Placement | 202373682 |  | HRCU-A-CB-O | NAXSPH06A112AA |  | NAXWPH06A112AA | 19 | 33.1 | 13.5 |  |  |  | FALSE | FALSE | FALSE | 6000 | 5900 | 3.46 | 10700 | 3.14
202373693 | 02/02/22 | Live | Mitsubishi Electric Trane | AMERICAN STANDARD / MITSUBISHI ELECTRIC | Singlezone Non-Ducted, Wall Placement | 202373693 |  | HRCU-A-CB-O | NAXSST12A112AA |  | NAXWST12A112AA | 13 | 23.1 | 12.5 |  |  |  | FALSE | FALSE | FALSE | 12000 | 9200 | 3.1 | 12000 | 2.84
202373686 | 02/02/22 | Live | Mitsubishi Electric Trane | AMERICAN STANDARD / MITSUBISHI ELECTRIC | Singlezone Non-Ducted, Wall Placement | 202373686 |  | HRCU-A-CB-O | NAXSPH12A112AA |  | NAXWPH12A112AA | 13.8 | 26.1 | 12.5 |  |  |  | FALSE | FALSE | FALSE | 12000 | 8000 | 3.26 | 13600 | 2.1
202373694 | 02/02/22 | Live | Mitsubishi Electric Trane | AMERICAN STANDARD / MITSUBISHI ELECTRIC | Singlezone Non-Ducted, Wall Placement | 202373694 |  | HRCU-A-CB-O | NAXSST15A112AA |  | NAXWST15A112AA | 13 | 21.6 | 11.7 |  |  |  | FALSE | FALSE | FALSE | 14000 | 12200 | 2.23 | 16400 | 2.39
202373695 | 02/02/22 | Live | Mitsubishi Electric Trane | AMERICAN STANDARD / MITSUBISHI ELECTRIC | Singlezone Non-Ducted, Wall Placement | 202373695 |  | HRCU-A-CB-O | NAXSST18A112AA |  | NAXWST18A112AA | 13.4 | 20.5 | 11.2 |  |  |  | FALSE | FALSE | FALSE | 18000 | 13800 | 2.73 | 18200 | 2.48
202366334 | 02/02/22 | Live | Mitsubishi Electric Trane | TRANE / MITSUBISHI ELECTRIC | Multizone Mix of Ducted and Non-Ducted | 202366334 |  | HMSV-A-CB | NTXMPH36A142AA | Mixed Ducted and Non-Ducted Indoor Units |  | 12.65 | 17.45 | 10.7 |  |  |  | FALSE | FALSE | FALSE | 36000 | 35000 | 2.54 | 45000 | 2.32
202373722 | 02/02/22 | Live | Mitsubishi Electric Trane | TRANE / MITSUBISHI ELECTRIC | Singlezone Non-Ducted, Wall Placement | 202373722 |  | HRCU-A-CB-O | NTXSPH06A112AA |  | NTXWPH06A112AA | 19 | 33.1 | 13.5 |  |  |  | FALSE | FALSE | FALSE | 6000 | 5900 | 3.46 | 10700 | 3.14
202373724 | 02/02/22 | Live | Mitsubishi Electric Trane | TRANE / MITSUBISHI ELECTRIC | Singlezone Non-Ducted, Wall Placement | 202373724 |  | HRCU-A-CB-O | NTXSPH09A112AA |  | NTXWPH09A112AA | 16.1 | 30.5 | 13.5 |  |  |  | FALSE | FALSE | FALSE | 9000 | 6700 | 3.27 | 12200 | 2.48
202373726 | 02/02/22 | Live | Mitsubishi Electric Trane | TRANE / MITSUBISHI ELECTRIC | Singlezone Non-Ducted, Wall Placement | 202373726 |  | HRCU-A-CB-O | NTXSPH12A112AA |  | NTXWPH12A112AA | 13.8 | 26.1 | 12.5 |  |  |  | FALSE | FALSE | FALSE | 12000 | 8000 | 3.26 | 13600 | 2.1
202373692 | 02/02/22 | Live | Mitsubishi Electric Trane | AMERICAN STANDARD / MITSUBISHI ELECTRIC | Singlezone Non-Ducted, Wall Placement | 202373692 |  | HRCU-A-CB-O | NAXSST09A112AA |  | NAXWST09A112AA | 15.4 | 24.6 | 12.8 |  |  |  | FALSE | FALSE | FALSE | 9000 | 6700 | 3.12 | 10200 | 2.82
202373688 | 02/02/22 | Live | Mitsubishi Electric Trane | AMERICAN STANDARD / MITSUBISHI ELECTRIC | Singlezone Non-Ducted, Wall Placement | 202373688 |  | HRCU-A-CB-O | NAXSPH15A112AA |  | NAXWPH15A112AA | 12.5 | 22 | 12 |  |  |  | FALSE | FALSE | FALSE | 15000 | 11000 | 3.16 | 18000 | 2.13
202373685 | 02/02/22 | Live | Mitsubishi Electric Trane | AMERICAN STANDARD / MITSUBISHI ELECTRIC | Singlezone Non-Ducted, Wall Placement | 202373685 |  | HRCU-A-CB-O | NAXSPB09A112AA | Mini-Splits | NAXWPH09A112AA | 16.1 | 30.5 | 12.5 |  |  |  | FALSE | FALSE | FALSE | 9000 | 6700 | 2.73 | 12200 | 2.84
202373687 | 02/02/22 | Live | Mitsubishi Electric Trane | AMERICAN STANDARD / MITSUBISHI ELECTRIC | Singlezone Non-Ducted, Wall Placement | 202373687 |  | HRCU-A-CB-O | NAXSPB12A112AA | Mini-Splits | NAXWPH12A112AA | 13.8 | 26.1 | 11.5 |  |  |  | FALSE | FALSE | FALSE | 12000 | 8100 | 2.83 | 13600 | 2.03
201754300 | 01/01/11 | Live | Mitsubishi Electric Trane | MITSUBISHI ELECTRIC | Singlezone Non-Ducted, Wall Placement | 201754300 |  | HRCU-A-CB-O | MUZ-FH15NA | Mini-Splits | MSZ-FH15NA | 12.5 | 22 | 12 |  |  |  | FALSE | FALSE | FALSE | 15000 | 11000 | 3.16 | 18000 | 2.13
201754322 | 01/01/11 | Live | Mitsubishi Electric Trane | MITSUBISHI ELECTRIC | Singlezone Ducted, Centrally Ducted | 201754322 |  | HRCU-A-CB | PUZ-HA36NHA5 | Mini-Splits | PEAD-A36AA* | 12.5 | 16.8 | 10.4 |  |  |  | FALSE | FALSE | FALSE | 33000 | 27000 | 2.43 | 38000 | 2.06
202373725 | 02/02/22 | Live | Mitsubishi Electric Trane | TRANE / MITSUBISHI ELECTRIC | Singlezone Non-Ducted, Wall Placement | 202373725 |  | HRCU-A-CB-O | NTXSPB09A112AA | Mini-Splits | NTXWPH09A112AA | 16.1 | 30.5 | 12.5 |  |  |  | FALSE | FALSE | FALSE | 9000 | 6700 | 2.73 | 12200 | 2.84
202373727 | 02/02/22 | Live | Mitsubishi Electric Trane | TRANE / MITSUBISHI ELECTRIC | Singlezone Non-Ducted, Wall Placement | 202373727 |  | HRCU-A-CB-O | NTXSPB12A112AA | Mini-Splits | NTXWPH12A112AA | 13.8 | 26.1 | 11.5 |  |  |  | FALSE | FALSE | FALSE | 12000 | 8100 | 2.83 | 13600 | 2.03
202373732 | 02/02/22 | Live | Mitsubishi Electric Trane | TRANE / MITSUBISHI ELECTRIC | Singlezone Non-Ducted, Wall Placement | 202373732 |  | HRCU-A-CB-O | NTXSST09A112AA |  | NTXWST09A112AA | 15.4 | 24.6 | 12.8 |  |  |  | FALSE | FALSE | TRUE | 9000 | 6700 | 3.12 | 10200 | 2.82
201754323 | 01/01/11 | Live | Mitsubishi Electric Trane | MITSUBISHI ELECTRIC | Singlezone Ducted, Centrally Ducted | 201754323 |  | HRCU-A-CB | PUZ-HA36NHA5 | Mini-Splits | PVA-A36AA* | 12.5 | 17.8 | 11 |  |  |  | FALSE | FALSE | FALSE | 33000 | 25000 | 2.2 | 38000 | 2.06
202392210 | 02/02/22 | Live | Mitsubishi Electric Trane | AMERICAN STANDARD / MITSUBISHI ELECTRIC | Singlezone Non-Ducted, Ceiling Placement | 202392210 |  | HRCU-A-CB-O | NAXSKS09A112AA | Mini-Splits | NAXUKS09A112AA | 12.6 | 19.5 | 13.3 |  |  |  | FALSE | FALSE | FALSE | 9000 | 7700 | 3.22 | 7700 | 3.22
202392208 | 02/02/22 | Live | Mitsubishi Electric Trane | AMERICAN STANDARD / MITSUBISHI ELECTRIC | Singlezone Ducted, Compact Ducted | 202392208 |  | HRCU-A-CB | NAXSKS09A112AA |  | NAXDKS09A112AA | 12.8 | 18.8 | 11 |  |  |  | FALSE | FALSE | FALSE | 9000 | 7600 | 2.53 | 7600 | 2.53
202392214 | 02/02/22 | Live | Mitsubishi Electric Trane | AMERICAN STANDARD / MITSUBISHI ELECTRIC | Singlezone Non-Ducted, Ceiling Placement | 202392214 |  | HRCU-A-CB-O | NAXSKS09A112AA | Mini-Splits | NAXCKS09A112AA | 13.4 | 22.4 | 12.2 |  |  |  | FALSE | FALSE | FALSE | 9000 | 6900 | 2.5 | 6900 | 2.5
202392220 | 02/02/22 | Live | Mitsubishi Electric Trane | AMERICAN STANDARD / MITSUBISHI ELECTRIC | Singlezone Non-Ducted, Ceiling Placement | 202392220 |  | HRCU-A-CB-O | NAXSKS12A112AA | Mini-Splits | NAXUKS12A112AA | 12.5 | 19.8 | 12.1 |  |  |  | FALSE | FALSE | FALSE | 12000 | 9900 | 2.84 | 9900 | 2.84
202392218 | 02/02/22 | Live | Mitsubishi Electric Trane | AMERICAN STANDARD / MITSUBISHI ELECTRIC | Singlezone Ducted, Compact Ducted | 202392218 |  | HRCU-A-CB | NAXSKS12A112AA |  | NAXDKS12A112AA | 12.9 | 20.5 | 12.4 |  |  |  | FALSE | FALSE | FALSE | 12000 | 10000 | 2.48 | 10000 | 2.48
202392222 | 02/02/22 | Live | Mitsubishi Electric Trane | AMERICAN STANDARD / MITSUBISHI ELECTRIC | Singlezone Non-Ducted, Ceiling Placement | 202392222 |  | HRCU-A-CB-O | NAXSKS12A112AA | Mini-Splits | NAXCKS12A112AA | 13.3 | 22 | 11.4 |  |  |  | FALSE | FALSE | FALSE | 12000 | 8900 | 2.31 | 8900 | 2.31
202392226 | 02/02/22 | Live | Mitsubishi Electric Trane | AMERICAN STANDARD / MITSUBISHI ELECTRIC | Singlezone Ducted, Compact Ducted | 202392226 |  | HRCU-A-CB | NAXSKS15A112AA |  | NAXDKS15A112AA | 13 | 19 | 11.4 |  |  |  | FALSE | FALSE | FALSE | 15000 | 11700 | 2.68 | 11700 | 2.68
202392232 | 02/02/22 | Live | Mitsubishi Electric Trane | AMERICAN STANDARD / MITSUBISHI ELECTRIC | Singlezone Ducted, Compact Ducted | 202392232 |  | HRCU-A-CB | NAXSKS18A112AA |  | NAXDKS18A112AA | 13.7 | 22 | 13.1 |  |  |  | FALSE | FALSE | FALSE | 18000 | 13900 | 2.87 | 13900 | 2.87
202392234 | 02/02/22 | Live | Mitsubishi Electric Trane | AMERICAN STANDARD / MITSUBISHI ELECTRIC | Singlezone Non-Ducted, Ceiling Placement | 202392234 |  | HRCU-A-CB-O | NAXSKS18A112AA | Mini-Splits | NAXUKS18A112AA | 12.5 | 22.3 | 12.4 |  |  |  | FALSE | FALSE | FALSE | 18000 | 13100 | 2.63 | 13100 | 2.63
202392238 | 02/02/22 | Live | Mitsubishi Electric Trane | AMERICAN STANDARD / MITSUBISHI ELECTRIC | Singlezone Non-Ducted, Ceiling Placement | 202392238 |  | HRCU-A-CB-O | NAXSKS18A112AA | Mini-Splits | NAXCKS18A112AA | 12.5 | 20.7 | 11.6 |  |  |  | FALSE | FALSE | FALSE | 17700 | 12900 | 2.68 | 12900 | 2.68
201754321 | 02/02/22 | Live | Mitsubishi Electric Trane | MITSUBISHI ELECTRIC | Singlezone Non-Ducted, Ceiling Placement | 201754321 |  | HRCU-A-CB-O | PUZ-HA36NHA5 | Mini-Splits | PLA-A36EA* | 12.6 | 17 | 10 |  |  |  | FALSE | FALSE | FALSE | 36000 | 28000 | 2.29 | 38000 | 2.1
202392028 | 02/02/22 | Live | Mitsubishi Electric Trane | MITSUBISHI ELECTRIC | Singlezone Ducted, Compact Ducted | 202392028 |  | HRCU-A-CB | SUZ-KA12NA2 |  | SEZ-KD12NA | 12.9 | 20.5 | 12.4 |  |  |  | FALSE | FALSE | FALSE | 12000 | 10000 | 2.48 | 10000 | 2.48
202392029 | 02/02/22 | Live | Mitsubishi Electric Trane | MITSUBISHI ELECTRIC | Singlezone Ducted, Compact Ducted | 202392029 |  | HRCU-A-CB | SUZ-KA15NA2 |  | SEZ-KD15NA | 13 | 19 | 11.4 |  |  |  | FALSE | FALSE | FALSE | 15000 | 11700 | 2.68 | 11700 | 2.68
202392030 | 02/02/22 | Live | Mitsubishi Electric Trane | MITSUBISHI ELECTRIC | Singlezone Ducted, Compact Ducted | 202392030 |  | HRCU-A-CB | SUZ-KA18NA2 |  | SEZ-KD18NA | 13.7 | 22 | 13.1 |  |  |  | FALSE | FALSE | FALSE | 18000 | 13900 | 2.87 | 13900 | 2.87
202392032 | 02/02/22 | Live | Mitsubishi Electric Trane | MITSUBISHI ELECTRIC | Singlezone Ducted, Compact Ducted | 202392032 |  | HRCU-A-CB | SUZ-KA12NAH2 |  | SEZ-KD12NA | 12.9 | 20.5 | 11.8 |  |  |  | FALSE | FALSE | FALSE | 12000 | 10000 | 2.24 | 10000 | 2.24
202392031 | 02/02/22 | Live | Mitsubishi Electric Trane | MITSUBISHI ELECTRIC | Singlezone Ducted, Compact Ducted | 202392031 |  | HRCU-A-CB | SUZ-KA09NAH2 |  | SEZ-KD09NA | 12.8 | 18.8 | 10.4 |  |  |  | FALSE | FALSE | FALSE | 9000 | 7600 | 2.21 | 7600 | 2.21
202392033 | 02/02/22 | Live | Mitsubishi Electric Trane | MITSUBISHI ELECTRIC | Singlezone Ducted, Compact Ducted | 202392033 |  | HRCU-A-CB | SUZ-KA15NAH2 |  | SEZ-KD15NA | 13 | 19 | 11 |  |  |  | FALSE | FALSE | FALSE | 15000 | 11700 | 2.43 | 11700 | 2.43
202392034 | 02/02/22 | Live | Mitsubishi Electric Trane | MITSUBISHI ELECTRIC | Singlezone Ducted, Compact Ducted | 202392034 |  | HRCU-A-CB | SUZ-KA18NAH2 |  | SEZ-KD18NA | 13.7 | 22 | 12.8 |  |  |  | FALSE | FALSE | FALSE | 18000 | 13900 | 2.65 | 13900 | 2.65
202392037 | 02/02/22 | Live | Mitsubishi Electric Trane | MITSUBISHI ELECTRIC | Singlezone Non-Ducted, Ceiling Placement | 202392037 |  | HRCU-A-CB-O | SUZ-KA18NAH2 | Mini-Splits | MLZ-KP18NA | 12.5 | 22.3 | 12 |  |  |  | FALSE | FALSE | FALSE | 18000 | 13100 | 2.43 | 13100 | 2.43
202392050 | 02/02/22 | Live | Mitsubishi Electric Trane | MITSUBISHI ELECTRIC | Singlezone Non-Ducted, Ceiling Placement | 202392050 |  | HRCU-A-CB-O | SUZ-KA09NAH2 | Mini-Splits | SLZ-KF09NA | 13.4 | 22.4 | 11.5 |  |  |  | FALSE | FALSE | FALSE | 9000 | 6900 | 2.15 | 6900 | 2.15
202392051 | 02/02/22 | Live | Mitsubishi Electric Trane | MITSUBISHI ELECTRIC | Singlezone Non-Ducted, Ceiling Placement | 202392051 |  | HRCU-A-CB-O | SUZ-KA12NAH2 | Mini-Splits | SLZ-KF12NA | 13.3 | 22 | 10.9 |  |  |  | FALSE | FALSE | FALSE | 12000 | 8900 | 2.07 | 8900 | 2.07
202392055 | 02/02/22 | Live | Mitsubishi Electric Trane | MITSUBISHI ELECTRIC | Singlezone Ducted, Centrally Ducted | 202392055 |  | HRCU-A-CB | SUZ-KA12NAH2 |  | SVZ-KP12NA | 12.7 | 18 | 11.5 |  |  |  | FALSE | FALSE | FALSE | 12000 | 9900 | 2.32 | 9900 | 2.32
202392056 | 02/02/22 | Live | Mitsubishi Electric Trane | MITSUBISHI ELECTRIC | Singlezone Ducted, Centrally Ducted | 202392056 |  | HRCU-A-CB | SUZ-KA18NAH2 |  | SVZ-KP18NA | 13.2 | 18 | 12.2 |  |  |  | FALSE | FALSE | FALSE | 18000 | 14000 | 2.6 | 14000 | 2.6
202426335 | 02/02/22 | Live | Mitsubishi Electric Trane | MITSUBISHI ELECTRIC | Multizone Mix of Ducted and Non-Ducted | 202426335 |  | HMSV-A-CB | PUMY-HP36NKMU | Mixed Ducted and Non-Ducted Indoor Units |  | 13.8 | 20.3 | 11.85 |  |  |  | FALSE | FALSE | FALSE | 36000 | 45898 | 3.05 | 45898 | 3.05
202426337 | 02/02/22 | Live | Mitsubishi Electric Trane | MITSUBISHI ELECTRIC | Multizone Mix of Ducted and Non-Ducted | 202426337 |  | HMSV-A-CB | PUMY-P36NKMU2 | Mixed Ducted and Non-Ducted Indoor Units |  | 13.8 | 20.3 | 11.6 |  |  |  | FALSE | FALSE | FALSE | 36000 | 28728 | 2.68 | 28728 | 2.68
202392207 | 02/02/22 | Live | Mitsubishi Electric Trane | TRANE / MITSUBISHI ELECTRIC | Singlezone Ducted, Compact Ducted | 202392207 |  | HRCU-A-CB | NTXSKS09A112AA |  | NTXDKS09A112AA | 12.8 | 18.8 | 11 |  |  |  | FALSE | FALSE | FALSE | 9000 | 7600 | 2.53 | 7600 | 2.53
202392217 | 02/02/22 | Live | Mitsubishi Electric Trane | TRANE / MITSUBISHI ELECTRIC | Singlezone Ducted, Compact Ducted | 202392217 |  | HRCU-A-CB | NTXSKS12A112AA |  | NTXDKS12A112AA | 12.9 | 20.5 | 12.4 |  |  |  | FALSE | FALSE | FALSE | 12000 | 10000 | 2.48 | 10000 | 2.48
202392225 | 02/02/22 | Live | Mitsubishi Electric Trane | TRANE / MITSUBISHI ELECTRIC | Singlezone Ducted, Compact Ducted | 202392225 |  | HRCU-A-CB | NTXSKS15A112AA |  | NTXDKS15A112AA | 13 | 19 | 11.4 |  |  |  | FALSE | FALSE | FALSE | 15000 | 11700 | 2.68 | 11700 | 2.68
202392231 | 02/02/22 | Live | Mitsubishi Electric Trane | TRANE / MITSUBISHI ELECTRIC | Singlezone Ducted, Compact Ducted | 202392231 |  | HRCU-A-CB | NTXSKS18A112AA |  | NTXDKS18A112AA | 13.7 | 22 | 13.1 |  |  |  | FALSE | FALSE | FALSE | 18000 | 13900 | 2.87 | 13900 | 2.87
202392036 | 02/02/22 | Live | Mitsubishi Electric Trane | MITSUBISHI ELECTRIC | Singlezone Non-Ducted, Ceiling Placement | 202392036 |  | HRCU-A-CB-O | SUZ-KA12NAH2 | Mini-Splits | MLZ-KP12NA | 12.5 | 19.8 | 11.6 |  |  |  | FALSE | FALSE | FALSE | 12000 | 9900 | 2.52 | 9900 | 2.52
201754298 | 01/01/11 | Live | Mitsubishi Electric Trane | MITSUBISHI ELECTRIC | Singlezone Non-Ducted, Wall Placement | 201754298 |  | HRCU-A-CB-O | MUZ-FH12NA | Mini-Splits | MSZ-FH12NA | 13.8 | 26.1 | 12.5 |  |  |  | FALSE | FALSE | FALSE | 12000 | 8000 | 3.26 | 13600 | 2.1
201753971 | 04/05/18 | Live | Carrier | MIDEA | Singlezone Non-Ducted, Wall Placement | 201753971 |  | HRCU-A-CB-O | 38MPRAQ12AA3 | Mini-Splits | DHMPHAQ12XA3 | 13.5 | 32 | 14 |  |  |  | TRUE | TRUE | TRUE | 12000 | 6800 | 2.66 | 16596 | 2.19
201753413 | 01/01/11 | Live | Carrier | PAYNE | Singlezone Non-Ducted, Wall Placement | 201753413 |  | HRCU-A-CB-O | 38MPRAQ12AA3 | Mini-Splits | DHMPHAQ12XA3 | 13.5 | 32 | 14 |  |  |  | TRUE | TRUE | TRUE | 12000 | 6800 | 2.66 | 16596 | 2.19
201753412 | 03/05/18 | Live | Carrier | BRYANT | Singlezone Non-Ducted, Wall Placement | 201753412 |  | HRCU-A-CB-O | 38MPRAQ12AA3 | Mini-Splits | 619PHAQ12XA3 | 13.5 | 32 | 14 |  |  |  | TRUE | TRUE | TRUE | 12000 | 6800 | 2.66 | 16596 | 2.19
201753411 | 03/05/18 | Live | Carrier | CARRIER | Singlezone Non-Ducted, Wall Placement | 201753411 |  | HRCU-A-CB-O | 38MPRAQ12AA3 | Mini-Splits | 40MPHAQ12XA3 | 13.5 | 32 | 14 |  |  |  | TRUE | TRUE | TRUE | 12000 | 6800 | 2.66 | 16596 | 2.19
201753410 | 03/05/18 | Live | Carrier | PAYNE | Singlezone Non-Ducted, Wall Placement | 201753410 |  | HRCU-A-CB-O | 38MPRAQ09AA3 | Mini-Splits | DHMPHAQ09XA3 | 15 | 42 | 15 |  |  |  | TRUE | TRUE | TRUE | 9000 | 7200 | 2.78 | 15488 | 2.1
201753970 | 03/05/18 | Live | Carrier | MIDEA | Singlezone Non-Ducted, Wall Placement | 201753970 |  | HRCU-A-CB-O | 38MPRAQ09AA3 | Mini-Splits | DHMPHAQ09XA3 | 15 | 42 | 15 |  |  |  | TRUE | TRUE | TRUE | 9000 | 7200 | 2.78 | 15488 | 2.1
201753409 | 03/05/18 | Live | Carrier | BRYANT | Singlezone Non-Ducted, Wall Placement | 201753409 |  | HRCU-A-CB-O | 38MPRAQ09AA3 | Mini-Splits | 619PHAQ09XA3 | 15 | 42 | 15 |  |  |  | TRUE | TRUE | TRUE | 9000 | 7200 | 2.78 | 15488 | 2.1
202463636 | 02/28/19 | Live | Carrier | BRYANT | Singlezone Non-Ducted, Wall Placement | 202463636 |  | HRCU-A-CB-O | 38MPRAQ18AA3 | Mini-Splits | 619PHAQ18XA3 | 14.5 | 28.2 | 14 |  |  |  | TRUE | TRUE | TRUE | 18000 | 12300 | 3.19 | 22000 | 2.44
201753408 | 03/05/18 | Live | Carrier | CARRIER | Singlezone Non-Ducted, Wall Placement | 201753408 |  | HRCU-A-CB-O | 38MPRAQ09AA3 | Mini-Splits | 40MPHAQ09XA3 | 15 | 42 | 15 |  |  |  | TRUE | TRUE | TRUE | 9000 | 7200 | 2.78 | 15488 | 2.1
202463637 | 02/28/19 | Live | Carrier | BRYANT | Singlezone Non-Ducted, Wall Placement | 202463637 |  | HRCU-A-CB-O | 38MPRAQ24AA3 | Mini-Splits | 619PHAQ24XA3 | 13.65 | 23.5 | 12 |  |  |  | TRUE | TRUE | TRUE | 22000 | 15450 | 3 | 22000 | 2.34
202463635 | 02/28/19 | Live | Carrier | CARRIER | Singlezone Non-Ducted, Wall Placement | 202463635 |  | HRCU-A-CB-O | 38MPRAQ24AA3 | Mini-Splits | 40MPHAQ24XA3 | 13.65 | 23.5 | 12 |  |  |  | TRUE | TRUE | TRUE | 22000 | 15450 | 3 | 22000 | 2.34
202463640 | 02/28/19 | Live | Carrier | MIDEA | Singlezone Non-Ducted, Wall Placement | 202463640 |  | HRCU-A-CB-O | 38MPRAQ18AA3 | Mini-Splits | DHMPHAQ18XA3 | 14.5 | 28.2 | 14 |  |  |  | TRUE | TRUE | TRUE | 18000 | 12300 | 3.19 | 22000 | 2.44
202463641 | 02/28/19 | Live | Carrier | MIDEA | Singlezone Non-Ducted, Wall Placement | 202463641 |  | HRCU-A-CB-O | 38MPRAQ24AA3 | Mini-Splits | DHMPHAQ24XA3 | 13.65 | 23.5 | 12 |  |  |  | TRUE | TRUE | TRUE | 22000 | 15450 | 3 | 22000 | 2.34
202463634 | 02/28/19 | Live | Carrier | CARRIER | Singlezone Non-Ducted, Wall Placement | 202463634 |  | HRCU-A-CB-O | 38MPRAQ18AA3 | Mini-Splits | 40MPHAQ18XA3 | 14.5 | 28.2 | 14 |  |  |  | TRUE | TRUE | TRUE | 18000 | 12300 | 3.19 | 22000 | 2.44
202463639 | 02/28/19 | Live | Carrier | PAYNE | Singlezone Non-Ducted, Wall Placement | 202463639 |  | HRCU-A-CB-O | 38MPRAQ24AA3 | Mini-Splits | DHMPHAQ24XA3 | 13.65 | 23.5 | 12 |  |  |  | TRUE | TRUE | TRUE | 22000 | 15450 | 3 | 22000 | 2.34
202373683 | 02/02/22 | Live | Mitsubishi Electric Trane | AMERICAN STANDARD / MITSUBISHI ELECTRIC | Singlezone Non-Ducted, Wall Placement | 202373683 |  | HRCU-A-CB-O | NAXSPB06A112AA | Mini-Splits | NAXWPH06A112AA | 19 | 33.1 | 12.5 |  |  |  | FALSE | FALSE | FALSE | 6000 | 5900 | 2.74 | 10700 | 2.78
202373723 | 02/02/22 | Live | Mitsubishi Electric Trane | TRANE / MITSUBISHI ELECTRIC | Singlezone Non-Ducted, Wall Placement | 202373723 |  | HRCU-A-CB-O | NTXSPB06A112AA | Mini-Splits | NTXWPH06A112AA | 19 | 33.1 | 12.5 |  |  |  | FALSE | FALSE | FALSE | 6000 | 5900 | 2.74 | 10700 | 2.78
202373728 | 02/02/22 | Live | Mitsubishi Electric Trane | TRANE / MITSUBISHI ELECTRIC | Singlezone Non-Ducted, Wall Placement | 202373728 |  | HRCU-A-CB-O | NTXSPH15A112AA |  | NTXWPH15A112AA | 12.5 | 22 | 12 |  |  |  | FALSE | FALSE | FALSE | 15000 | 11000 | 3.16 | 18000 | 2.13
202392027 | 02/02/22 | Live | Mitsubishi Electric Trane | MITSUBISHI ELECTRIC | Singlezone Ducted, Compact Ducted | 202392027 |  | HRCU-A-CB | SUZ-KA09NA2 |  | SEZ-KD09NA | 12.8 | 18.8 | 11 |  |  |  | FALSE | FALSE | FALSE | 9000 | 7600 | 2.53 | 7600 | 2.53
202392035 | 02/02/22 | Live | Mitsubishi Electric Trane | MITSUBISHI ELECTRIC | Singlezone Non-Ducted, Ceiling Placement | 202392035 |  | HRCU-A-CB-O | SUZ-KA09NAH2 | Mini-Splits | MLZ-KP09NA | 12.6 | 19.5 | 12.5 |  |  |  | FALSE | FALSE | FALSE | 9000 | 7700 | 2.72 | 7700 | 2.72
202463638 | 02/28/19 | Live | Carrier | PAYNE | Singlezone Non-Ducted, Wall Placement | 202463638 |  | HRCU-A-CB-O | 38MPRAQ18AA3 | Mini-Splits | DHMPHAQ18XA3 | 14.5 | 28.2 | 14 |  |  |  | TRUE | TRUE | TRUE | 18000 | 12300 | 3.19 | 22000 | 2.44
202463643 | 02/28/19 | Live | Carrier | ARCOAIRE | Singlezone Non-Ducted, Wall Placement | 202463643 |  | HRCU-A-CB-O | DLCPRAH24AAK | Mini-Splits | DLFPHAH24XAK | 13.65 | 23.5 | 12 |  |  |  | TRUE | TRUE | TRUE | 22000 | 15450 | 3 | 22000 | 2.34
202463645 | 02/28/19 | Live | Carrier | COMFORTMAKER | Singlezone Non-Ducted, Wall Placement | 202463645 |  | HRCU-A-CB-O | DLCPRAH24AAK | Mini-Splits | DLFPHAH24XAK | 13.65 | 23.5 | 12 |  |  |  | TRUE | TRUE | TRUE | 22000 | 15450 | 3 | 22000 | 2.34
202463649 | 02/28/19 | Live | Carrier | HEIL | Singlezone Non-Ducted, Wall Placement | 202463649 |  | HRCU-A-CB-O | DLCPRAH24AAK | Mini-Splits | DLFPHAH24XAK | 13.65 | 23.5 | 12 |  |  |  | TRUE | TRUE | TRUE | 22000 | 15450 | 3 | 22000 | 2.34
202463651 | 02/28/19 | Live | Carrier | KEEPRITE | Singlezone Non-Ducted, Wall Placement | 202463651 |  | HRCU-A-CB-O | DLCPRAH24AAK | Mini-Splits | DLFPHAH24XAK | 13.65 | 23.5 | 12 |  |  |  | TRUE | TRUE | TRUE | 22000 | 15450 | 3 | 22000 | 2.34
202463653 | 02/28/19 | Live | Carrier | KENMORE | Singlezone Non-Ducted, Wall Placement | 202463653 |  | HRCU-A-CB-O | DLCPRAH24AAK | Mini-Splits | DLFPHAH24XAK | 13.65 | 23.5 | 12 |  |  |  | TRUE | TRUE | TRUE | 22000 | 15450 | 3 | 22000 | 2.34
202463655 | 02/28/19 | Live | Carrier | MIDEA | Singlezone Non-Ducted, Wall Placement | 202463655 |  | HRCU-A-CB-O | DLCPRAH24AAK | Mini-Splits | DLFPHAH24XAK | 13.65 | 23.5 | 12 |  |  |  | TRUE | TRUE | TRUE | 22000 | 15450 | 3 | 22000 | 2.34
202463659 | 02/28/19 | Live | Carrier | SMART COMFORT | Singlezone Non-Ducted, Wall Placement | 202463659 |  | HRCU-A-CB-O | DLCPRAH24AAK | Mini-Splits | DLFPHAH24XAK | 13.65 | 23.5 | 12 |  |  |  | TRUE | TRUE | TRUE | 22000 | 15450 | 3 | 22000 | 2.34
202463657 | 02/28/19 | Live | Carrier | TEMPSTAR | Singlezone Non-Ducted, Wall Placement | 202463657 |  | HRCU-A-CB-O | DLCPRAH24AAK | Mini-Splits | DLFPHAH24XAK | 13.65 | 23.5 | 12 |  |  |  | TRUE | TRUE | TRUE | 22000 | 15450 | 3 | 22000 | 2.34
10338834 | 02/28/19 | Live | Gree | KINGHOME | Singlezone Non-Ducted, Wall Placement | 10338834 |  | HRCU-A-CB-O | KW09HUCA4DO | Mini-Splits | KW09HUCA4DI | 15.7 | 30.5 | 10.5 |  |  |  | FALSE | FALSE | FALSE | 9000 | 5380 | 2.97 | 12100 | 2.43
10333040 | 01/01/19 | Live | Gree | KINGHOME | Singlezone Non-Ducted, Wall Placement | 10333040 |  | HRCU-A-CB-O | KW18HQ2B8DO | Mini-Splits | KW18HQ2B8DI | 12.5 | 20 | 10.5 |  |  |  | FALSE | FALSE | FALSE | 18000 | 12400 | 2.51 | 23000 | 2.11
10221176 | 04/12/19 | Live | Friedrich Air Conditioning | FRIEDRICH | Singlezone Non-Ducted, Wall Placement | 10221176 |  | HRCU-A-CB-O | MRAD12Y1J | Mini-Splits | MWAD12Y1J | 12.5 | 22 | 10.2 |  |  |  | FALSE | FALSE | FALSE | 12000 | 6800 | 2.49 | 11000 | 2.35
10221175 | 04/12/19 | Live | Friedrich Air Conditioning | FRIEDRICH | Singlezone Non-Ducted, Wall Placement | 10221175 |  | HRCU-A-CB-O | MRAD09Y1J | Mini-Splits | MWAD09Y1J | 13 | 23 | 10.5 |  |  |  | FALSE | FALSE | FALSE | 9000 | 6100 | 2.38 | 10215 | 2.36
10221177 | 04/12/19 | Live | Friedrich Air Conditioning | FRIEDRICH | Singlezone Non-Ducted, Wall Placement | 10221177 |  | HRCU-A-CB-O | MRAD18Y3J | Mini-Splits | MWAD18Y3J | 12.5 | 20 | 10.5 |  |  |  | FALSE | FALSE | FALSE | 18000 | 12471 | 2.67 | 14840 | 2.11
10221178 | 04/12/19 | Live | Friedrich Air Conditioning | FRIEDRICH | Singlezone Non-Ducted, Wall Placement | 10221178 |  | HRCU-A-CB-O | MRAD24Y3J | Mini-Splits | MWAD24Y3J | 12.5 | 20 | 10 |  |  |  | FALSE | FALSE | FALSE | 22000 | 14700 | 2.63 | 24800 | 2.02
9128593 | 03/27/20 | Live | Gree | TOSOT | Multizone All Ducted | 9128593 |  | HMSV-A-CB | TMVRF-36KUH | Ducted Indoor Units |  | 11.3 | 16.5 | 10.3 |  |  |  | FALSE | FALSE | FALSE | 36000 | 29400 | 2.27 | 45000 | 2.5
8654209 | 01/31/19 | Live | Gree | GREE | Multizone All Ducted | 8654209 |  | HMSV-A-CB | GMV-36WL/B-T(U) | Ducted Indoor Units |  | 11.3 | 16.5 | 10.3 |  |  |  | FALSE | FALSE | FALSE | 36000 | 29400 | 2.27 | 45000 | 2.5
204627022 | 04/15/20 | Live | Mitsubishi Electric Trane | MITSUBISHI ELECTRIC | Singlezone Ducted, Compact Ducted | 204627022 |  | HRCU-A-CB | SUZ-KA18NAHZ | Mini-Splits | SEZ-KD18NA4 | 13.1 | 19.1 | 10.9 |  |  |  | FALSE | FALSE | FALSE | 18000 | 14200 | 2.52 | 21600 | 2.52
204627021 | 04/15/20 | Live | Mitsubishi Electric Trane | MITSUBISHI ELECTRIC | Singlezone Ducted, Compact Ducted | 204627021 |  | HRCU-A-CB | SUZ-KA15NAHZ | Mini-Splits | SEZ-KD15NA4 | 12.5 | 17.3 | 9.5 |  |  |  | FALSE | FALSE | FALSE | 15000 | 12200 | 2.15 | 18000 | 2.15
204627020 | 04/15/20 | Live | Mitsubishi Electric Trane | MITSUBISHI ELECTRIC | Singlezone Ducted, Compact Ducted | 204627020 |  | HRCU-A-CB | SUZ-KA12NAHZ | Mini-Splits | SEZ-KD12NA4 | 13 | 19 | 10.2 |  |  |  | FALSE | FALSE | FALSE | 12000 | 9000 | 2.56 | 15000 | 2.56
204276761 | 04/15/20 | Live | Mitsubishi Electric Trane | MITSUBISHI ELECTRIC | Singlezone Non-Ducted, Wall Placement | 204276761 |  | HRCU-A-CB-O | PUZ-HA24NHA | Mini-Splits | PKA-A24KA7 | 12.6 | 19.5 | 11.2 |  |  |  | FALSE | FALSE | FALSE | 24000 | 17200 | 2.75 | 26000 | 2.14
204276767 | 04/15/20 | Live | Mitsubishi Electric Trane | MITSUBISHI ELECTRIC | Singlezone Ducted, Compact Ducted | 204276767 |  | HRCU-A-CB | PUZ-HA24NHA | Mini-Splits | PEAD-A24AA7 | 11.5 | 16.6 | 11 |  |  |  | FALSE | FALSE | FALSE | 24000 | 18000 | 2.75 | 25000 | 2.12
204793350 | 04/24/20 | Live | Mitsubishi Electric Trane | TRANE / MITSUBISHI ELECTRIC | Singlezone Ducted, Compact Ducted | 204793350 |  | HRCU-A-CB | NTXSKH18A112AA | Mini-Splits | NTXDKS18A112AA | 13.1 | 19.1 | 10.9 |  |  |  | FALSE | FALSE | FALSE | 18000 | 14200 | 2.52 | 21600 | 2.52
204793347 | 04/24/20 | Live | Mitsubishi Electric Trane | TRANE / MITSUBISHI ELECTRIC | Singlezone Ducted, Compact Ducted | 204793347 |  | HRCU-A-CB | NTXSKH15A112AA | Mini-Splits | NTXDKS15A112AA | 12.5 | 17.3 | 9.5 |  |  |  | FALSE | FALSE | FALSE | 15000 | 12200 | 2.15 | 18000 | 2.15
204793342 | 04/24/20 | Live | Mitsubishi Electric Trane | TRANE / MITSUBISHI ELECTRIC | Singlezone Ducted, Compact Ducted | 204793342 |  | HRCU-A-CB | NTXSKH12A112AA | Mini-Splits | NTXDKS12A112AA | 13 | 19 | 10.2 |  |  |  | FALSE | FALSE | FALSE | 12000 | 9000 | 2.56 | 15000 | 2.56
204793333 | 04/24/20 | Live | Mitsubishi Electric Trane | AMERICAN STANDARD / MITSUBISHI ELECTRIC | Singlezone Ducted, Compact Ducted | 204793333 |  | HRCU-A-CB | NAXSKH18A112AA | Mini-Splits | NAXDKS18A112AA | 13.1 | 19.1 | 10.9 |  |  |  | FALSE | FALSE | FALSE | 18000 | 14200 | 2.52 | 21600 | 2.52
204793336 | 04/24/20 | Live | Mitsubishi Electric Trane | AMERICAN STANDARD / MITSUBISHI ELECTRIC | Singlezone Ducted, Centrally Ducted | 204793336 |  | HRCU-A-CB | NAXSKH18A112AA | Mini-Splits | NAXAMT18A112AA | 12.5 | 18.4 | 10.4 |  |  |  | FALSE | FALSE | FALSE | 18000 | 14300 | 2.32 | 21600 | 2.31
204793330 | 04/24/20 | Live | Mitsubishi Electric Trane | AMERICAN STANDARD / MITSUBISHI ELECTRIC | Singlezone Ducted, Compact Ducted | 204793330 |  | HRCU-A-CB | NAXSKH15A112AA | Mini-Splits | NAXDKS15A112AA | 12.5 | 17.3 | 9.5 |  |  |  | FALSE | FALSE | FALSE | 15000 | 12200 | 2.15 | 18000 | 2.15
204793326 | 04/24/20 | Live | Mitsubishi Electric Trane | AMERICAN STANDARD / MITSUBISHI ELECTRIC | Singlezone Non-Ducted, Ceiling Placement | 204793326 |  | HRCU-A-CB-O | NAXSKH12A112AA | Mini-Splits | NAXCKS12A112AA | 12.7 | 20.3 | 10 |  |  |  | FALSE | FALSE | FALSE | 12000 | 8300 | 2.38 | 13800 | 2.38
204793325 | 04/24/20 | Live | Mitsubishi Electric Trane | AMERICAN STANDARD / MITSUBISHI ELECTRIC | Singlezone Ducted, Compact Ducted | 204793325 |  | HRCU-A-CB | NAXSKH12A112AA | Mini-Splits | NAXDKS12A112AA | 13 | 19 | 10.2 |  |  |  | FALSE | FALSE | FALSE | 12000 | 9000 | 2.56 | 15000 | 2.56
10053546 | 04/28/20 | Live | Carrier | TOSHIBA CARRIER | Multizone All Non-Ducted | 10053546 |  | HMSV-A-CB | MCY-MAP0607HS-UL | Non-Ducted Indoor Units |  | 11.4 | 20.5 | 11.5 |  |  |  | FALSE | FALSE | FALSE | 60000 | 40000 | 2.82 | 49100 | 2.62
10157790 | 04/28/20 | Live | Carrier | TOSHIBA CARRIER | Multizone Mix of Ducted and Non-Ducted | 10157790 |  | HMSV-A-CB | MCY-MAP0487HS-UL | Mixed Ducted and Non-Ducted Indoor Units |  | 11.4 | 18.8 | 10.5 |  |  |  | FALSE | FALSE | FALSE | 48000 | 32500 | 2.66 | 42250 | 2.35
10190447 | 04/28/20 | Live | Carrier | TOSHIBA CARRIER | Multizone Mix of Ducted and Non-Ducted | 10190447 |  | HMSV-A-CB | MCY-MAP0607HS-UL | Mixed Ducted and Non-Ducted Indoor Units |  | 10.9 | 19.05 | 11.25 |  |  |  | FALSE | FALSE | FALSE | 60000 | 40000 | 2.8 | 47050 | 2.49
10052878 | 04/28/20 | Live | Carrier | TOSHIBA CARRIER | Multizone All Ducted | 10052878 |  | HMSV-A-CB | MCY-MAP0487HS-UL | Ducted Indoor Units |  | 9.85 | 16.6 | 9.5 |  |  |  | FALSE | FALSE | TRUE | 48000 | 33000 | 2.49 | 41400 | 2.21
10053545 | 04/28/20 | Live | Carrier | TOSHIBA CARRIER | Multizone All Ducted | 10053545 |  | HMSV-A-CB | MCY-MAP0607HS-UL | Ducted Indoor Units |  | 10.4 | 17.6 | 11 |  |  |  | FALSE | FALSE | FALSE | 60000 | 40000 | 2.78 | 45000 | 2.37
10049878 | 04/28/20 | Live | Carrier | TOSHIBA CARRIER | Multizone All Ducted | 10049878 |  | HMSV-A-CB | MCY-MAP0367HS-UL | Ducted Indoor Units |  | 13.05 | 17.7 | 10.5 |  |  |  | TRUE | FALSE | TRUE | 36000 | 25000 | 2.65 | 32200 | 2.02
205261902 | 04/28/20 | Live | Carrier | ICP COMMERCIAL | Multizone Mix of Ducted and Non-Ducted | 205261902 |  | HMSV-A-CB | 38VMB048HDS3-1 | Mixed Ducted and Non-Ducted Indoor Units |  | 10.4 | 18.5 | 9.4 |  |  |  | FALSE | FALSE | FALSE | 48000 | 34000 | 2.51 | 50340 | 3.02
205261899 | 04/28/20 | Live | Carrier | ICP COMMERCIAL | Multizone Mix of Ducted and Non-Ducted | 205261899 |  | HMSV-A-CB | 38VMB036HDS3-1 | Mixed Ducted and Non-Ducted Indoor Units |  | 12 | 18.5 | 9.4 |  |  |  | FALSE | FALSE | FALSE | 36000 | 25000 | 2.56 | 36350 | 2.83
205261893 | 04/28/20 | Live | Carrier | ICP COMMERCIAL | Multizone Mix of Ducted and Non-Ducted | 205261893 |  | HMSV-A-CB | 38VMA048HDS3-1 | Mixed Ducted and Non-Ducted Indoor Units |  | 10.4 | 18.5 | 9.4 |  |  |  | FALSE | FALSE | FALSE | 48000 | 34000 | 2.51 | 50340 | 3.02
205261890 | 04/28/20 | Live | Carrier | ICP COMMERCIAL | Multizone Mix of Ducted and Non-Ducted | 205261890 |  | HMSV-A-CB | 38VMA036HDS3-1 | Mixed Ducted and Non-Ducted Indoor Units |  | 12 | 18.5 | 9.4 |  |  |  | FALSE | FALSE | FALSE | 36000 | 25000 | 2.56 | 36350 | 2.83
205261896 | 04/28/20 | Live | Carrier | ICP COMMERCIAL | Multizone Mix of Ducted and Non-Ducted | 205261896 |  | HMSV-A-CB | 38VMA060HDS3-1 | Mixed Ducted and Non-Ducted Indoor Units |  | 9.4 | 18.4 | 10 |  |  |  | FALSE | FALSE | FALSE | 60000 | 42000 | 2.43 | 50490 | 2.42
205261903 | 04/28/20 | Live | Carrier | ICP COMMERCIAL | Multizone All Non-Ducted | 205261903 |  | HMSV-A-CB | 38VMB060HDS3-1 | Non-Ducted Indoor Units |  | 9.5 | 18.6 | 10 |  |  |  | FALSE | FALSE | FALSE | 60000 | 42000 | 2.43 | 50490 | 2.42
205261894 | 04/28/20 | Live | Carrier | ICP COMMERCIAL | Multizone All Non-Ducted | 205261894 |  | HMSV-A-CB | 38VMA060HDS3-1 | Non-Ducted Indoor Units |  | 9.5 | 18.6 | 10 |  |  |  | FALSE | FALSE | FALSE | 60000 | 42000 | 2.43 | 50490 | 2.42
205261905 | 04/28/20 | Live | Carrier | ICP COMMERCIAL | Multizone Mix of Ducted and Non-Ducted | 205261905 |  | HMSV-A-CB | 38VMB060HDS3-1 | Mixed Ducted and Non-Ducted Indoor Units |  | 9.4 | 18.4 | 10 |  |  |  | FALSE | FALSE | FALSE | 60000 | 42000 | 2.43 | 50490 | 2.42
205261904 | 04/28/20 | Live | Carrier | ICP COMMERCIAL | Multizone All Ducted | 205261904 |  | HMSV-A-CB | 38VMB060HDS3-1 | Ducted Indoor Units |  | 9.3 | 18.2 | 10 |  |  |  | FALSE | FALSE | FALSE | 60000 | 42000 | 2.43 | 50490 | 2.42
205261895 | 04/28/20 | Live | Carrier | ICP COMMERCIAL | Multizone All Ducted | 205261895 |  | HMSV-A-CB | 38VMA060HDS3-1 | Ducted Indoor Units |  | 9.3 | 18.2 | 10 |  |  |  | FALSE | FALSE | FALSE | 60000 | 42000 | 2.43 | 50490 | 2.42
205282600 | 04/28/20 | Live | Carrier | CARRIER | Multizone Mix of Ducted and Non-Ducted | 205282600 |  | HMSV-A-CB | 38VMB048HDS3-1 | Mixed Ducted and Non-Ducted Indoor Units |  | 10.4 | 18.5 | 9.4 |  |  |  | FALSE | FALSE | FALSE | 48000 | 34000 | 2.51 | 50340 | 3.02
205282597 | 04/28/20 | Live | Carrier | CARRIER | Multizone Mix of Ducted and Non-Ducted | 205282597 |  | HMSV-A-CB | 38VMB036HDS3-1 | Mixed Ducted and Non-Ducted Indoor Units |  | 12 | 18.5 | 9.4 |  |  |  | FALSE | FALSE | FALSE | 36000 | 25000 | 2.56 | 36350 | 2.83
205282603 | 04/28/20 | Live | Carrier | CARRIER | Multizone Mix of Ducted and Non-Ducted | 205282603 |  | HMSV-A-CB | 38VMB060HDS3-1 | Mixed Ducted and Non-Ducted Indoor Units |  | 9.4 | 18.4 | 10 |  |  |  | FALSE | FALSE | FALSE | 60000 | 42000 | 2.43 | 50490 | 2.42
201863361 | 04/28/20 | Live | Carrier | CARRIER | Multizone All Non-Ducted | 201863361 |  | HMSV-A-CB | 38VMA060HDS3-1 | Non-Ducted Indoor Units |  | 9.5 | 18.6 | 10 |  |  |  | FALSE | FALSE | FALSE | 60000 | 42000 | 2.43 | 50490 | 2.42
205282601 | 04/28/20 | Live | Carrier | CARRIER | Multizone All Non-Ducted | 205282601 |  | HMSV-A-CB | 38VMB060HDS3-1 | Non-Ducted Indoor Units |  | 9.5 | 18.6 | 10 |  |  |  | FALSE | FALSE | FALSE | 60000 | 42000 | 2.43 | 50490 | 2.42
205282602 | 04/28/20 | Live | Carrier | CARRIER | Multizone All Ducted | 205282602 |  | HMSV-A-CB | 38VMB060HDS3-1 | Ducted Indoor Units |  | 9.3 | 18.2 | 10 |  |  |  | FALSE | FALSE | FALSE | 60000 | 42000 | 2.43 | 50490 | 2.42
201863362 | 04/28/20 | Live | Carrier | CARRIER | Multizone All Ducted | 201863362 |  | HMSV-A-CB | 38VMA060HDS3-1 | Ducted Indoor Units |  | 9.3 | 18.2 | 10 |  |  |  | FALSE | FALSE | FALSE | 60000 | 42000 | 2.43 | 50490 | 2.42
205282609 | 04/28/20 | Live | Carrier | BRYANT | Multizone Mix of Ducted and Non-Ducted | 205282609 |  | HMSV-A-CB | 38VMB048HDS3-1 | Mixed Ducted and Non-Ducted Indoor Units |  | 10.4 | 18.5 | 9.4 |  |  |  | FALSE | FALSE | FALSE | 48000 | 34000 | 2.51 | 50340 | 3.02
205282606 | 04/28/20 | Live | Carrier | BRYANT | Multizone Mix of Ducted and Non-Ducted | 205282606 |  | HMSV-A-CB | 38VMB036HDS3-1 | Mixed Ducted and Non-Ducted Indoor Units |  | 12 | 18.5 | 9.4 |  |  |  | FALSE | FALSE | FALSE | 36000 | 25000 | 2.56 | 36350 | 2.83
205282612 | 04/28/20 | Live | Carrier | BRYANT | Multizone Mix of Ducted and Non-Ducted | 205282612 |  | HMSV-A-CB | 38VMB060HDS3-1 | Mixed Ducted and Non-Ducted Indoor Units |  | 9.4 | 18.4 | 10 |  |  |  | FALSE | FALSE | FALSE | 60000 | 42000 | 2.43 | 50490 | 2.42
205282610 | 04/28/20 | Live | Carrier | BRYANT | Multizone All Non-Ducted | 205282610 |  | HMSV-A-CB | 38VMB060HDS3-1 | Non-Ducted Indoor Units |  | 9.5 | 18.6 | 10 |  |  |  | FALSE | FALSE | FALSE | 60000 | 42000 | 2.43 | 50490 | 2.42
201863367 | 04/28/20 | Live | Carrier | BRYANT | Multizone All Non-Ducted | 201863367 |  | HMSV-A-CB | 38VMA060HDS3-1 | Non-Ducted Indoor Units |  | 9.5 | 18.6 | 10 |  |  |  | FALSE | FALSE | FALSE | 60000 | 42000 | 2.43 | 50490 | 2.42
205282611 | 04/28/20 | Live | Carrier | BRYANT | Multizone All Ducted | 205282611 |  | HMSV-A-CB | 38VMB060HDS3-1 | Ducted Indoor Units |  | 9.3 | 18.2 | 10 |  |  |  | FALSE | FALSE | FALSE | 60000 | 42000 | 2.43 | 50490 | 2.42
201863368 | 04/28/20 | Live | Carrier | BRYANT | Multizone All Ducted | 201863368 |  | HMSV-A-CB | 38VMA060HDS3-1 | Ducted Indoor Units |  | 9.3 | 18.2 | 10 |  |  |  | FALSE | FALSE | FALSE | 60000 | 42000 | 2.43 | 50490 | 2.42
3638313 | 05/01/20 | Live | Carrier | TOSHIBA CARRIER | Singlezone Non-Ducted, Ceiling Placement | 3638313 |  | HRCU-A-CB-O | RAV-SP420AT2-UL | Mini-Splits | RAV-SP420UT-UL | 11.5 | 19 | 10.3 |  |  |  | FALSE | FALSE | FALSE | 40500 | 24800 | 2.74 | 34400 | 2.84
9854796 | 05/01/20 | Live | Carrier | TOSHIBA CARRIER | Singlezone Ducted, Compact Ducted | 9854796 |  | HRCU-A-CB-O | RAV-SP420AT2-UL | Mini-Splits | RAV-SP421BT-UL | 10.6 | 18.7 | 12 |  |  |  | FALSE | FALSE | FALSE | 42000 | 32200 | 2.99 | 38200 | 3.07
9854719 | 05/01/20 | Live | Carrier | TOSHIBA CARRIER | Singlezone Ducted, Compact Ducted | 9854719 |  | HRCU-A-CB-O | RAV-SP180AT2-UL | Mini-Splits | RAV-SP181BT-UL | 8.6 | 17 | 10.8 |  |  |  | FALSE | FALSE | FALSE | 18000 | 11000 | 2.32 | 16300 | 2.46
3638314 | 05/01/20 | Live | Carrier | TOSHIBA CARRIER | Singlezone Non-Ducted, Ceiling Placement | 3638314 |  | HRCU-A-CB-O | RAV-SP420AT2-UL | Mini-Splits | RAV-SP420CT-UL | 9.7 | 18.8 | 11 |  |  |  | FALSE | FALSE | FALSE | 41000 | 28600 | 2.89 | 39200 | 2.74
9854795 | 05/01/20 | Live | Carrier | TOSHIBA CARRIER | Singlezone Ducted, Compact Ducted | 9854795 |  | HRCU-A-CB-O | RAV-SP360AT2-UL | Mini-Splits | RAV-SP361BT-UL | 12.5 | 19.7 | 11.5 |  |  |  | FALSE | FALSE | FALSE | 36000 | 21400 | 2.69 | 27000 | 2.66
3638304 | 05/01/20 | Live | Carrier | TOSHIBA CARRIER | Singlezone Non-Ducted, Ceiling Placement | 3638304 |  | HRCU-A-CB-O | RAV-SP180AT2-UL | Mini-Splits | RAV-SP180UT-UL | 10.7 | 20.5 | 11.5 |  |  |  | FALSE | FALSE | FALSE | 19000 | 11300 | 2.83 | 16400 | 2.57
9854722 | 05/01/20 | Live | Carrier | TOSHIBA CARRIER | Singlezone Ducted, Compact Ducted | 9854722 |  | HRCU-A-CB-O | RAV-SP300AT2-UL | Mini-Splits | RAV-SP301BT-UL | 13 | 20 | 11.8 |  |  |  | FALSE | FALSE | FALSE | 30000 | 20600 | 2.99 | 26900 | 2.66
3638305 | 05/01/20 | Live | Carrier | TOSHIBA CARRIER | Singlezone Non-Ducted, Ceiling Placement | 3638305 |  | HRCU-A-CB-O | RAV-SP180AT2-UL | Mini-Splits | RAV-SP180CT-UL | 8.6 | 17 | 10.8 |  |  |  | FALSE | FALSE | FALSE | 17000 | 11900 | 2.68 | 17600 | 2.54
3638311 | 05/01/20 | Live | Carrier | TOSHIBA CARRIER | Singlezone Non-Ducted, Ceiling Placement | 3638311 |  | HRCU-A-CB-O | RAV-SP360AT2-UL | Mini-Splits | RAV-SP360UT-UL | 13 | 21 | 11.9 |  |  |  | FALSE | FALSE | FALSE | 36400 | 23200 | 3.01 | 32000 | 2.35
3638312 | 05/01/20 | Live | Carrier | TOSHIBA CARRIER | Singlezone Non-Ducted, Ceiling Placement | 3638312 |  | HRCU-A-CB-O | RAV-SP360AT2-UL | Mini-Splits | RAV-SP360CT-UL | 12 | 20.4 | 11 |  |  |  | FALSE | FALSE | FALSE | 36000 | 25800 | 3.04 | 36100 | 2.25
3638303 | 05/01/20 | Live | Carrier | TOSHIBA CARRIER | Singlezone Non-Ducted, Wall Placement | 3638303 |  | HRCU-A-CB-O | RAV-SP180AT2-UL | Mini-Splits | RAV-SP180KRT-UL | 10 | 19.5 | 11.5 |  |  |  | FALSE | FALSE | FALSE | 18000 | 11800 | 2.6 | 16500 | 2.09
3638309 | 05/01/20 | Live | Carrier | TOSHIBA CARRIER | Singlezone Non-Ducted, Ceiling Placement | 3638309 |  | HRCU-A-CB-O | RAV-SP300AT2-UL | Mini-Splits | RAV-SP300UT-UL | 14 | 21 | 11 |  |  |  | FALSE | FALSE | FALSE | 32000 | 19700 | 3.09 | 27300 | 2.35
3638308 | 05/01/20 | Live | Carrier | TOSHIBA CARRIER | Singlezone Non-Ducted, Ceiling Placement | 3638308 |  | HRCU-A-CB-O | RAV-SP240AT2-UL | Mini-Splits | RAV-SP240CT-UL | 9 | 19.5 | 10.3 |  |  |  | FALSE | FALSE | FALSE | 23600 | 18300 | 2.37 | 28000 | 2.05
9854720 | 05/01/20 | Live | Carrier | TOSHIBA CARRIER | Singlezone Ducted, Compact Ducted | 9854720 |  | HRCU-A-CB-O | RAV-SP240AT2-UL | Mini-Splits | RAV-SP241BT-UL | 9.6 | 18.2 | 9.6 |  |  |  | FALSE | FALSE | FALSE | 24000 | 19800 | 2.49 | 28000 | 2.31
5839957 | 05/04/20 | Live | Fujitsu General America, Inc. | FUJITSU | Singlezone Ducted, Compact Ducted | 5839957 |  | HRCU-A-CB | AOU18RLFC | Mini-Splits | ARU18RLF | 12 | 19.7 | 11.3 |  |  |  | FALSE | FALSE | FALSE | 18000 | 13600 | 3.11 | 21428 | 2.64
201846989 | 05/07/20 | Live | Carrier | MIDEA | Singlezone Non-Ducted, Wall Placement | 201846989 |  | HRCU-A-CB-O | 38MAQB12R--3 | Mini-Splits | DHMSHAQ12XA3 | 13 | 22.5 | 12 |  |  |  | TRUE | FALSE | FALSE | 12000 | 7800 | 2.66 | 13580 | 2.26
8738645 | 12/31/17 | Live | Carrier | BRYANT | Singlezone Non-Ducted, Wall Placement | 8738645 |  | HRCU-A-CB-O | 38MAQB12R--3 | Mini-Splits | 619PEQ012BBMA | 13 | 22.5 | 12 |  |  |  | TRUE | FALSE | FALSE | 12000 | 7800 | 2.66 | 13580 | 2.26
8738636 | 12/31/17 | Live | Carrier | CARRIER | Singlezone Non-Ducted, Wall Placement | 8738636 |  | HRCU-A-CB-O | 38MAQB12R--3 | Mini-Splits | 40MAQB12B--3 | 13 | 22.5 | 12 |  |  |  | TRUE | FALSE | FALSE | 12000 | 7800 | 2.66 | 13580 | 2.26
201846969 | 05/07/20 | Live | Carrier | PAYNE | Singlezone Non-Ducted, Wall Placement | 201846969 |  | HRCU-A-CB-O | 38MAQB12R--3 | Mini-Splits | DHMSHAQ12XA3 | 13 | 22.5 | 12 |  |  |  | TRUE | FALSE | FALSE | 12000 | 7800 | 2.66 | 13580 | 2.26
202119267 | 05/27/19 | Live | Carrier | SMART COMFORT | Singlezone Non-Ducted, Wall Placement | 202119267 |  | HRCU-A-CB-O | DLCSRAH36AAK | Mini-Splits | DLFSHAH36XAK | 10.5 | 18 | 10 |  |  |  | FALSE | FALSE | FALSE | 36000 | 20600 | 2.55 | 23160 | 2.09
201835777 | 05/27/19 | Live | Carrier | TEMPSTAR | Singlezone Non-Ducted, Wall Placement | 201835777 |  | HRCU-A-CB-O | DLCSRAH36AAK | Mini-Splits | DLFSHAH36XAK | 10.5 | 18 | 10 |  |  |  | FALSE | FALSE | FALSE | 36000 | 20600 | 2.55 | 23160 | 2.09
201835681 | 05/27/19 | Live | Carrier | KEEPRITE | Singlezone Non-Ducted, Wall Placement | 201835681 |  | HRCU-A-CB-O | DLCSRAH36AAK | Mini-Splits | DLFSHAH36XAK | 10.5 | 18 | 10 |  |  |  | FALSE | FALSE | FALSE | 36000 | 20600 | 2.55 | 23160 | 2.09
201835680 | 05/27/19 | Live | Carrier | HEIL | Singlezone Non-Ducted, Wall Placement | 201835680 |  | HRCU-A-CB-O | DLCSRAH36AAK | Mini-Splits | DLFSHAH36XAK | 10.5 | 18 | 10 |  |  |  | FALSE | FALSE | FALSE | 36000 | 20600 | 2.55 | 23160 | 2.09
201835616 | 05/27/19 | Live | Carrier | DAY & NIGHT | Singlezone Non-Ducted, Wall Placement | 201835616 |  | HRCU-A-CB-O | DLCSRAH36AAK | Mini-Splits | DLFSHAH36XAK | 10.5 | 18 | 10 |  |  |  | FALSE | FALSE | FALSE | 36000 | 20600 | 2.55 | 23160 | 2.09
201835776 | 05/27/19 | Live | Carrier | KENMORE | Singlezone Non-Ducted, Wall Placement | 201835776 |  | HRCU-A-CB-O | DLCSRAH36AAK | Mini-Splits | DLFSHAH36XAK | 10.5 | 18 | 10 |  |  |  | FALSE | FALSE | FALSE | 36000 | 20600 | 2.55 | 23160 | 2.09
201835568 | 05/27/19 | Live | Carrier | COMFORTMAKER | Singlezone Non-Ducted, Wall Placement | 201835568 |  | HRCU-A-CB-O | DLCSRAH36AAK | Mini-Splits | DLFSHAH36XAK | 10.5 | 18 | 10 |  |  |  | FALSE | FALSE | FALSE | 36000 | 20600 | 2.55 | 23160 | 2.09
201835520 | 05/27/19 | Live | Carrier | ARCOAIRE | Singlezone Non-Ducted, Wall Placement | 201835520 |  | HRCU-A-CB-O | DLCSRAH36AAK | Mini-Splits | DLFSHAH36XAK | 10.5 | 18 | 10 |  |  |  | FALSE | FALSE | FALSE | 36000 | 20600 | 2.55 | 23160 | 2.09
201756552 | 05/27/19 | Live | Carrier | MIDEA | Singlezone Non-Ducted, Wall Placement | 201756552 |  | HRCU-A-CB-O | DLCSRAH36AAK | Mini-Splits | DLFSHAH36XAK | 10.5 | 18 | 10 |  |  |  | FALSE | FALSE | FALSE | 36000 | 20600 | 2.55 | 23160 | 2.09
201835818 | 05/27/19 | Live | Carrier | TEMPSTAR | Singlezone Non-Ducted, Ceiling Placement | 201835818 |  | HRCU-A-CB-O | DLCSRAH24AAK | Mini-Splits | DLFSCAH24XAK | 11 | 20 | 11.5 |  |  |  | FALSE | FALSE | FALSE | 24000 | 16200 | 2.97 | 31700 | 2.18
202119285 | 05/27/19 | Live | Carrier | SMART COMFORT | Singlezone Non-Ducted, Ceiling Placement | 202119285 |  | HRCU-A-CB-O | DLCSRAH24AAK | Mini-Splits | DLFSCAH24XAK | 11 | 20 | 11.5 |  |  |  | FALSE | FALSE | FALSE | 24000 | 16200 | 2.97 | 31700 | 2.18
201835819 | 05/27/19 | Live | Carrier | KENMORE | Singlezone Non-Ducted, Ceiling Placement | 201835819 |  | HRCU-A-CB-O | DLCSRAH24AAK | Mini-Splits | DLFSCAH24XAK | 11 | 20 | 11.5 |  |  |  | FALSE | FALSE | FALSE | 24000 | 16200 | 2.97 | 31700 | 2.18
201835722 | 05/27/19 | Live | Carrier | HEIL | Singlezone Non-Ducted, Ceiling Placement | 201835722 |  | HRCU-A-CB-O | DLCSRAH24AAK | Mini-Splits | DLFSCAH24XAK | 11 | 20 | 11.5 |  |  |  | FALSE | FALSE | FALSE | 24000 | 16200 | 2.97 | 31700 | 2.18
201835723 | 05/27/19 | Live | Carrier | KEEPRITE | Singlezone Non-Ducted, Ceiling Placement | 201835723 |  | HRCU-A-CB-O | DLCSRAH24AAK | Mini-Splits | DLFSCAH24XAK | 11 | 20 | 11.5 |  |  |  | FALSE | FALSE | FALSE | 24000 | 16200 | 2.97 | 31700 | 2.18
201796614 | 05/27/19 | Live | Carrier | MIDEA | Singlezone Non-Ducted, Ceiling Placement | 201796614 |  | HRCU-A-CB-O | DLCSRAH24AAK | Mini-Splits | DLFSCAH24XAK | 11 | 20 | 11.5 |  |  |  | FALSE | FALSE | FALSE | 24000 | 16200 | 2.97 | 31700 | 2.18
201835637 | 05/27/19 | Live | Carrier | DAY & NIGHT | Singlezone Non-Ducted, Ceiling Placement | 201835637 |  | HRCU-A-CB-O | DLCSRAH24AAK | Mini-Splits | DLFSCAH24XAK | 11 | 20 | 11.5 |  |  |  | FALSE | FALSE | FALSE | 24000 | 16200 | 2.97 | 31700 | 2.18
201835589 | 05/27/19 | Live | Carrier | COMFORTMAKER | Singlezone Non-Ducted, Ceiling Placement | 201835589 |  | HRCU-A-CB-O | DLCSRAH24AAK | Mini-Splits | DLFSCAH24XAK | 11 | 20 | 11.5 |  |  |  | FALSE | FALSE | FALSE | 24000 | 16200 | 2.97 | 31700 | 2.18
201835540 | 05/27/19 | Live | Carrier | ARCOAIRE | Singlezone Non-Ducted, Ceiling Placement | 201835540 |  | HRCU-A-CB-O | DLCSRAH24AAK | Mini-Splits | DLFSCAH24XAK | 11 | 20 | 11.5 |  |  |  | FALSE | FALSE | FALSE | 24000 | 16200 | 2.97 | 31700 | 2.18
201903176 | 05/29/20 | Live | Bathica | WABBAN | Multizone All Non-Ducted | 201903176 |  | HMSV-A-CB | BBM18H4O | Non-Ducted Indoor Units |  | 12.5 | 22 | 11 |  |  |  | FALSE | FALSE | FALSE | 18000 | 12800 | 2.42 | 16400 | 2.42
201903175 | 05/29/20 | Live | Bathica | WABBAN | Singlezone Non-Ducted, Wall Placement | 201903175 |  | HRCU-A-CB-O | BB24HQ3D6DO | Mini-Splits | BB24HQ3D6DI | 13 | 21.5 | 12 |  |  |  | FALSE | FALSE | TRUE | 22000 | 15500 | 2.89 | 26263 | 2.28
201903174 | 05/29/20 | Live | Bathica | WABBAN | Singlezone Non-Ducted, Wall Placement | 201903174 |  | HRCU-A-CB-O | BB18HQ3D6DO | Mini-Splits | BB18HQ3D6DI | 13.5 | 24.5 | 12 |  |  |  | FALSE | FALSE | TRUE | 18000 | 14200 | 2.87 | 23000 | 2.11
201903171 | 05/29/20 | Live | Bathica | WABBAN | Singlezone Non-Ducted, Wall Placement | 201903171 |  | HRCU-A-CB-O | BB09HQ3D6DO | Mini-Splits | BB09HQ3D6DI | 16.5 | 38 | 15 |  |  |  | FALSE | FALSE | FALSE | 9000 | 5600 | 2.19 | 14611 | 2.41
201903168 | 05/29/20 | Live | Bathica | WABBAN | Singlezone Non-Ducted, Wall Placement | 201903168 |  | HRCU-A-CB-O | BB24HQ2A3DO | Mini-Splits | BB24HQ2A3DI | 12.5 | 20 | 10 |  |  |  | FALSE | FALSE | FALSE | 22000 | 14600 | 2.73 | 26263 | 2.28
201903167 | 05/29/20 | Live | Bathica | WABBAN | Singlezone Non-Ducted, Wall Placement | 201903167 |  | HRCU-A-CB-O | BB18HQ2A3DO | Mini-Splits | BB18HQ2A3DI | 12.5 | 20 | 10.5 |  |  |  | FALSE | FALSE | FALSE | 18000 | 12400 | 2.51 | 23000 | 2.11
201903164 | 05/29/20 | Live | Bathica | WABBAN | Singlezone Non-Ducted, Wall Placement | 201903164 |  | HRCU-A-CB-O | BB09HQ2A3DO | Mini-Splits | BB09HQ2A3DI | 14 | 23 | 10.5 |  |  |  | FALSE | FALSE | FALSE | 9000 | 6800 | 2.66 | 14611 | 2.41
10338836 | 12/13/19 | Live | Gree | KINGHOME | Singlezone Non-Ducted, Wall Placement | 10338836 |  | HRCU-A-CB-O | KW18HUCA4DO | Mini-Splits | KW18HUCA4DI | 12.5 | 21 | 10.5 |  |  |  | FALSE | FALSE | FALSE | 18000 | 12700 | 2.5 | 24566 | 2.88
203161150 | 04/26/19 | Live | LG | LG | Singlezone Non-Ducted, Ceiling Placement | 203161150 |  | HRCU-A-CB-O | LUU249HV | Mini-Splits | LCN248HV | 12.6 | 20 | 10.5 |  |  |  | FALSE | FALSE | FALSE | 24000 | 17500 | 2.73 | 26570 | 2.66
9409574 | 01/31/19 | Live | Gree | GREE | Multizone All Ducted | 9409574 |  | HMSV-A-CB | GMV-HY36WLT/A-T(U) | Ducted Indoor Units |  | 10 | 16 | 10 |  |  |  | FALSE | FALSE | FALSE | 36000 | 41000 | 2 | 45000 | 2.2
6233140 | 01/01/11 | Live | LG | LG | Singlezone Non-Ducted, Wall Placement | 6233140 |  | HRCU-A-CB-O | LAU120HYV | Mini-Splits | LAN120HYV | 14.1 | 25.5 | 11.5 |  |  |  | TRUE | FALSE | TRUE | 12000 | 8400 | 3.57 | 14650 | 2.86
201754295 | 01/01/11 | Live | Mitsubishi Electric Trane | MITSUBISHI ELECTRIC | Singlezone Non-Ducted, Wall Placement | 201754295 |  | HRCU-A-CB-O | MUZ-FE12NAH | Mini-Splits | MSZ-FE12NA** | 12.9 | 23 | 10.1 |  |  |  | FALSE | FALSE | FALSE | 12000 | 7800 | 2.72 | 15100 | 2.34
201754425 | 01/01/11 | Live | Mitsubishi Electric Trane | MITSUBISHI ELECTRIC | Singlezone Non-Ducted, Wall Placement | 201754425 |  | HRCU-A-CB-O | MUZ-FE09NAH | Mini-Splits | MSZ-FE09NA | 15.5 | 26 | 10 |  |  |  | FALSE | FALSE | FALSE | 9000 | 6700 | 2.93 | 13700 | 2.12
7091968 | 02/05/18 | Live | Gree | GREE | Singlezone Non-Ducted, Wall Placement | 7091968 |  | HRCU-A-CB-O | GWH12QC-A3DNA1D/O | Mini-Splits | GWH12QC-A3DN***/I | 12.5 | 22 | 10.2 |  |  |  | TRUE | FALSE | FALSE | 12000 | 6800 | 2.49 | 10348 | 2.25
202134392 | 01/15/19 | Live | Gree | TOSOT | Singlezone Non-Ducted, Wall Placement | 202134392 |  | HRCU-A-CB-O | TW12HQ2A3DO | Mini-Splits | TW12HQ2A3DI | 12.5 | 22 | 11 |  |  |  | FALSE | FALSE | FALSE | 12000 | 7100 | 2.6 | 11268 | 2.41
7607467 | 12/31/17 | Live | Gree | GREE | Singlezone Non-Ducted, Wall Placement | 7607467 |  | HRCU-A-CB-O | GWH12UC-D3DNA4C/O | Mini-Splits | GWH12UC-D3DN***/I | 12.7 | 23 | 10.5 |  |  |  | FALSE | FALSE | FALSE | 12000 | 8500 | 2.54 | 13500 | 2.83
202134394 | 01/15/19 | Live | Gree | TOSOT | Singlezone Non-Ducted, Wall Placement | 202134394 |  | HRCU-A-CB-O | TW24HQ2A3DO | Mini-Splits | TW24HQ2A3DI | 12.5 | 20 | 10 |  |  |  | FALSE | FALSE | FALSE | 22000 | 14600 | 2.71 | 23450 | 1.9
9108747 | 01/15/19 | Live | Gree | TOSOT | Singlezone Non-Ducted, Wall Placement | 9108747 |  | HRCU-A-CB-O | TW18HQ2C2DO | Mini-Splits | TW18HQ2C2DI | 12.5 | 20 | 10.5 |  |  |  | FALSE | FALSE | FALSE | 18000 | 12400 | 2.63 | 18600 | 2.08
202134393 | 01/15/19 | Live | Gree | TOSOT | Singlezone Non-Ducted, Wall Placement | 202134393 |  | HRCU-A-CB-O | TW18HQ2A3DO | Mini-Splits | TW18HQ2A3DI | 12.5 | 20 | 10.5 |  |  |  | FALSE | FALSE | FALSE | 18000 | 12400 | 2.63 | 18600 | 2.08
202126395 | 01/15/19 | Live | Gree | TOSOT | Singlezone Non-Ducted, Wall Placement | 202126395 |  | HRCU-A-CB-O | TW09HQ2A3DO | Mini-Splits | TW09HQ2A3DI | 14 | 23 | 10.5 |  |  |  | FALSE | FALSE | FALSE | 9000 | 6800 | 2.49 | 10948 | 2.38
7607465 | 12/31/17 | Live | Gree | GREE | Singlezone Non-Ducted, Wall Placement | 7607465 |  | HRCU-A-CB-O | GWH09UC-D3DNA4C/O | Mini-Splits | GWH09UC-D3DN***/I | 15.7 | 30.5 | 10.5 |  |  |  | FALSE | FALSE | FALSE | 9000 | 5500 | 2.83 | 13240 | 2.59
205767336 | 07/05/20 | Live | Midea Electric Trading | MDV | Singlezone Non-Ducted, Ceiling Placement | 205767336 |  | HRCU-A-CB-O | MOE30U-36HFN1-M-[X] | Mini-Splits | MCD-36HRFN1-M(C) | 9.5 | 18 | 10.3 |  |  |  | FALSE | FALSE | FALSE | 36000 | 25400 | 2.33 | 42370 | 2.2
204829818 | 07/05/20 | Live | Midea Electric Trading | MDV | Singlezone Non-Ducted, Floor Placement | 204829818 |  | HRCU-A-CB-O | MOE30U-48HFN1-M-[X] | Mini-Splits | MUE-48HRFN1-M(C) | 8.2 | 17 | 10.8 |  |  |  | FALSE | FALSE | FALSE | 48000 | 35000 | 2.34 | 52012 | 2.12
205130931 | 07/05/20 | Live | Midea Electric Trading | MDV | Singlezone Ducted, Compact Ducted | 205130931 |  | HRCU-A-CB | MOD30U-36HFN1-MP0 | Mini-Splits | MVB-36HWFN1-M | 8.5 | 16.5 | 10.4 |  |  |  | FALSE | FALSE | FALSE | 36000 | 25000 | 2.45 | 27360 | 2.37
205130932 | 07/05/20 | Live | Midea Electric Trading | MDV | Singlezone Ducted, Compact Ducted | 205130932 |  | HRCU-A-CB | MOE30U-48HFN1-MP0 | Mini-Splits | MVB-48HWFN1-M | 8.2 | 16 | 9.5 |  |  |  | FALSE | FALSE | FALSE | 48000 | 36000 | 2.3 | 35597 | 2.24
202426338 | 02/02/22 | Live | Mitsubishi Electric Trane | MITSUBISHI ELECTRIC | Multizone Mix of Ducted and Non-Ducted | 202426338 |  | HMSV-A-CB | PUMY-P48NKMU2 | Mixed Ducted and Non-Ducted Indoor Units |  | 12.2 | 19.55 | 11.5 |  |  |  | FALSE | FALSE | FALSE | 48000 | 33200 | 2.75 | 36936 | 3.06
202426336 | 02/02/22 | Live | Mitsubishi Electric Trane | MITSUBISHI ELECTRIC | Multizone Mix of Ducted and Non-Ducted | 202426336 |  | HMSV-A-CB | PUMY-HP48NKMU | Mixed Ducted and Non-Ducted Indoor Units |  | 12.2 | 19.55 | 11.5 |  |  |  | FALSE | FALSE | FALSE | 48000 | 40500 | 1.97 | 59011 | 3.34
202423533 | 02/02/22 | Live | Mitsubishi Electric Trane | MITSUBISHI ELECTRIC | Multizone All Ducted | 202423533 |  | HMSV-A-CB | PUMY-HP36NKMU | Ducted Indoor Units |  | 12.6 | 18.3 | 11.7 |  |  |  | FALSE | FALSE | FALSE | 36000 | 32000 | 2.05 | 45898 | 2.94
202423535 | 02/02/22 | Live | Mitsubishi Electric Trane | MITSUBISHI ELECTRIC | Multizone All Ducted | 202423535 |  | HMSV-A-CB | PUMY-HP48NKMU | Ducted Indoor Units |  | 11.3 | 16.5 | 11 |  |  |  | FALSE | FALSE | FALSE | 48000 | 42000 | 1.86 | 59011 | 3.52
205118682 | 07/09/20 | Live | Trane U.S. Inc. | RUNTRU | Singlezone Non-Ducted, Wall Placement | 205118682 |  | HRCU-A-CB-O | M4TLS1809A11N** | Mini-Splits | M4MLW1809A1N0** | 10.6 | 18.5 | 10.2 |  |  |  | FALSE | FALSE | FALSE | 9200 | 5800 | 2.33 | 10562 | 2.11
205118701 | 07/09/20 | Live | Trane U.S. Inc. | RUNTRU | Singlezone Non-Ducted, Wall Placement | 205118701 |  | HRCU-A-CB-O | M4THS1824A11N** | Mini-Splits | M4MHW1824A1N0** | 12.5 | 18 | 10.2 |  |  |  | FALSE | FALSE | FALSE | 22000 | 14600 | 2.61 | 23450 | 1.9
205118697 | 07/09/20 | Live | Trane U.S. Inc. | RUNTRU | Singlezone Non-Ducted, Wall Placement | 205118697 |  | HRCU-A-CB-O | M4THS1818A11N** | Mini-Splits | M4MHW1818A1N0** | 12.5 | 18 | 10.7 |  |  |  | FALSE | FALSE | FALSE | 18000 | 12400 | 2.65 | 18688 | 2.1
205118677 | 07/09/20 | Live | Trane U.S. Inc. | RUNTRU | Singlezone Non-Ducted, Wall Placement | 205118677 |  | HRCU-A-CB-O | M4THS1812A11N** | Mini-Splits | M4MHW1812A1N0** | 12.5 | 18 | 10.2 |  |  |  | FALSE | FALSE | FALSE | 12000 | 7100 | 2.48 | 10954 | 2.4
203162806 | 07/09/20 | Live | Trane U.S. Inc. | AMERISTAR | Singlezone Non-Ducted, Wall Placement | 203162806 |  | HRCU-A-CB-O | M4THS1824A11N** | Mini-Splits | M4MHW1824A1N0** | 12.5 | 18 | 10.2 |  |  |  | FALSE | FALSE | FALSE | 22000 | 14600 | 2.61 | 23450 | 1.9
203162807 | 07/09/20 | Live | Trane U.S. Inc. | AMERISTAR | Singlezone Non-Ducted, Wall Placement | 203162807 |  | HRCU-A-CB-O | M4THS1818A11N** | Mini-Splits | M4MHW1818A1N0** | 12.5 | 18 | 10.7 |  |  |  | FALSE | FALSE | FALSE | 18000 | 12400 | 2.65 | 18688 | 2.1
203162808 | 07/09/20 | Live | Trane U.S. Inc. | AMERISTAR | Singlezone Non-Ducted, Wall Placement | 203162808 |  | HRCU-A-CB-O | M4THS1812A11N** | Mini-Splits | M4MHW1812A1N0** | 12.5 | 18 | 10.2 |  |  |  | FALSE | FALSE | FALSE | 12000 | 7100 | 2.48 | 10954 | 2.4
10596838 | 07/09/20 | Live | Trane U.S. Inc. | AMERISTAR | Singlezone Non-Ducted, Wall Placement | 10596838 |  | HRCU-A-CB-O | M4TLS1809A11N** | Mini-Splits | M4MLW1809A1N0** | 10.6 | 18.5 | 10.2 |  |  |  | FALSE | FALSE | FALSE | 9200 | 5800 | 2.33 | 10562 | 2.11
204926517 | 07/16/20 | Live | Mitsubishi Electric Trane | MITSUBISHI ELECTRIC | Multizone Mix of Ducted and Non-Ducted | 204926517 |  | HMSV-A-CB | MXZ-8C48NAHZ2 | Mixed Ducted and Non-Ducted Indoor Units |  | 11.1 | 18 | 10.8 |  |  |  | FALSE | FALSE | FALSE | 48000 | 38000 | 2.55 | 54000 | 2.07
204926514 | 07/16/20 | Live | Mitsubishi Electric Trane | MITSUBISHI ELECTRIC | Multizone Mix of Ducted and Non-Ducted | 204926514 |  | HMSV-A-CB | MXZ-5C42NAHZ2 | Mixed Ducted and Non-Ducted Indoor Units |  | 12.1 | 18.5 | 10.8 |  |  |  | FALSE | FALSE | FALSE | 42000 | 34000 | 2.64 | 48000 | 2.13
204926515 | 07/16/20 | Live | Mitsubishi Electric Trane | MITSUBISHI ELECTRIC | Multizone Mix of Ducted and Non-Ducted | 204926515 |  | HMSV-A-CB | MXZ-8C48NA2 | Mixed Ducted and Non-Ducted Indoor Units |  | 11.1 | 18 | 10.8 |  |  |  | FALSE | FALSE | FALSE | 48000 | 33000 | 2.5 | 36600 | 1.93
204926512 | 07/16/20 | Live | Mitsubishi Electric Trane | MITSUBISHI ELECTRIC | Multizone Mix of Ducted and Non-Ducted | 204926512 |  | HMSV-A-CB | MXZ-4C36NAHZ2 | Mixed Ducted and Non-Ducted Indoor Units |  | 13.25 | 18.75 | 11.15 |  |  |  | FALSE | FALSE | FALSE | 36000 | 32000 | 2.69 | 45000 | 2.18
204834268 | 07/16/20 | Live | Mitsubishi Electric Trane | MITSUBISHI ELECTRIC | Multizone All Ducted | 204834268 |  | HMSV-A-CB | MXZ-8C48NAHZ2 | Ducted Indoor Units |  | 10 | 16 | 10.1 |  |  |  | FALSE | FALSE | FALSE | 48000 | 38000 | 2.39 | 54000 | 1.88
204834266 | 07/16/20 | Live | Mitsubishi Electric Trane | MITSUBISHI ELECTRIC | Multizone All Ducted | 204834266 |  | HMSV-A-CB | MXZ-5C42NAHZ2 | Ducted Indoor Units |  | 10.8 | 17 | 10.6 |  |  |  | FALSE | FALSE | FALSE | 42000 | 36000 | 2.49 | 48000 | 1.99
204834293 | 07/16/20 | Live | Mitsubishi Electric Trane | MITSUBISHI ELECTRIC | Multizone All Ducted | 204834293 |  | HMSV-A-CB | MXZ-4C36NAHZ2 | Ducted Indoor Units |  | 12.5 | 17.5 | 11 |  |  |  | FALSE | FALSE | FALSE | 36000 | 34000 | 2.59 | 45000 | 2.09
204834265 | 07/16/20 | Live | Mitsubishi Electric Trane | MITSUBISHI ELECTRIC | Multizone All Ducted | 204834265 |  | HMSV-A-CB | MXZ-8C48NA2 | Ducted Indoor Units |  | 10 | 16 | 10.1 |  |  |  | FALSE | FALSE | FALSE | 48000 | 33000 | 2.4 | 36600 | 2.06
204834294 | 07/16/20 | Live | Mitsubishi Electric Trane | MITSUBISHI ELECTRIC | Multizone All Non-Ducted | 204834294 |  | HMSR-A-CB-O | MXZ-5C42NAHZ2 | Non-Ducted Indoor Units |  | 13.4 | 20 | 11 |  |  |  | FALSE | FALSE | FALSE | 42000 | 32000 | 2.8 | 48000 | 2.3
204834292 | 07/16/20 | Live | Mitsubishi Electric Trane | MITSUBISHI ELECTRIC | Multizone All Non-Ducted | 204834292 |  | HMSR-A-CB-O | MXZ-4C36NAHZ2 | Non-Ducted Indoor Units |  | 14 | 20 | 11.3 |  |  |  | FALSE | FALSE | FALSE | 36000 | 30000 | 2.85 | 45000 | 2.3
204834267 | 07/16/20 | Live | Mitsubishi Electric Trane | MITSUBISHI ELECTRIC | Multizone All Non-Ducted | 204834267 |  | HMSR-A-CB-O | MXZ-8C48NAHZ2 | Non-Ducted Indoor Units |  | 12.2 | 20 | 11.5 |  |  |  | FALSE | FALSE | FALSE | 48000 | 38000 | 2.7 | 54000 | 2.3
204834264 | 07/16/20 | Live | Mitsubishi Electric Trane | MITSUBISHI ELECTRIC | Multizone All Non-Ducted | 204834264 |  | HMSR-A-CB-O | MXZ-8C48NA2 | Non-Ducted Indoor Units |  | 12.2 | 20 | 11.5 |  |  |  | FALSE | FALSE | FALSE | 48000 | 33000 | 2.6 | 36600 | 2.06
204926534 | 07/16/20 | Live | Mitsubishi Electric Trane | TRANE / MITSUBISHI ELECTRIC | Multizone Mix of Ducted and Non-Ducted | 204926534 |  | HMSV-A-CB | NTXMPH48A182B* | Mixed Ducted and Non-Ducted Indoor Units |  | 11.1 | 18 | 10.8 |  |  |  | FALSE | FALSE | FALSE | 48000 | 38000 | 2.55 | 54000 | 2.07
204926530 | 07/16/20 | Live | Mitsubishi Electric Trane | TRANE / MITSUBISHI ELECTRIC | Multizone Mix of Ducted and Non-Ducted | 204926530 |  | HMSV-A-CB | NTXMPH36A142B* | Mixed Ducted and Non-Ducted Indoor Units |  | 13.25 | 18.75 | 11.15 |  |  |  | FALSE | FALSE | FALSE | 36000 | 32000 | 2.69 | 45000 | 2.18
204834256 | 07/16/20 | Live | Mitsubishi Electric Trane | TRANE / MITSUBISHI ELECTRIC | Multizone All Ducted | 204834256 |  | HMSV-A-CB | NTXMPH48A182B* | Ducted Indoor Units |  | 10 | 16 | 10.1 |  |  |  | FALSE | FALSE | FALSE | 48000 | 38000 | 2.39 | 54000 | 1.88
204926532 | 07/16/20 | Live | Mitsubishi Electric Trane | TRANE / MITSUBISHI ELECTRIC | Multizone Mix of Ducted and Non-Ducted | 204926532 |  | HMSV-A-CB | NTXMPH42A152B* | Mixed Ducted and Non-Ducted Indoor Units |  | 12.1 | 18.5 | 10.8 |  |  |  | FALSE | FALSE | FALSE | 42000 | 34000 | 2.64 | 48000 | 2.13
204926527 | 07/16/20 | Live | Mitsubishi Electric Trane | TRANE / MITSUBISHI ELECTRIC | Multizone Mix of Ducted and Non-Ducted | 204926527 |  | HMSV-A-CB | NTXMMX48A182B* | Mixed Ducted and Non-Ducted Indoor Units |  | 11.1 | 18 | 10.8 |  |  |  | FALSE | FALSE | FALSE | 48000 | 33000 | 2.5 | 36600 | 1.93
204834254 | 07/16/20 | Live | Mitsubishi Electric Trane | TRANE / MITSUBISHI ELECTRIC | Multizone All Ducted | 204834254 |  | HMSV-A-CB | NTXMPH42A152B* | Ducted Indoor Units |  | 10.8 | 17 | 10.6 |  |  |  | FALSE | FALSE | FALSE | 42000 | 36000 | 2.49 | 48000 | 1.99
204834253 | 07/16/20 | Live | Mitsubishi Electric Trane | TRANE / MITSUBISHI ELECTRIC | Multizone All Ducted | 204834253 |  | HMSV-A-CB | NTXMMX48A182B* | Ducted Indoor Units |  | 10 | 16 | 10.1 |  |  |  | FALSE | FALSE | FALSE | 48000 | 33000 | 2.4 | 36600 | 2.06
204834285 | 07/16/20 | Live | Mitsubishi Electric Trane | TRANE / MITSUBISHI ELECTRIC | Multizone All Ducted | 204834285 |  | HMSV-A-CB | NTXMPH36A142B* | Ducted Indoor Units |  | 12.5 | 17.5 | 11 |  |  |  | FALSE | FALSE | FALSE | 36000 | 34000 | 2.59 | 45000 | 2.09
204834284 | 07/16/20 | Live | Mitsubishi Electric Trane | TRANE / MITSUBISHI ELECTRIC | Multizone All Non-Ducted | 204834284 |  | HMSR-A-CB-O | NTXMPH36A142B* | Non-Ducted Indoor Units |  | 14 | 20 | 11.3 |  |  |  | FALSE | FALSE | FALSE | 36000 | 30000 | 2.85 | 45000 | 2.3
204834286 | 07/16/20 | Live | Mitsubishi Electric Trane | TRANE / MITSUBISHI ELECTRIC | Multizone All Non-Ducted | 204834286 |  | HMSR-A-CB-O | NTXMPH42A152B* | Non-Ducted Indoor Units |  | 13.4 | 20 | 11 |  |  |  | FALSE | FALSE | FALSE | 42000 | 32000 | 2.8 | 48000 | 2.3
204834255 | 07/16/20 | Live | Mitsubishi Electric Trane | TRANE / MITSUBISHI ELECTRIC | Multizone All Non-Ducted | 204834255 |  | HMSR-A-CB-O | NTXMPH48A182B* | Non-Ducted Indoor Units |  | 12.2 | 20 | 11.5 |  |  |  | FALSE | FALSE | FALSE | 48000 | 38000 | 2.7 | 54000 | 2.3
204926526 | 07/16/20 | Live | Mitsubishi Electric Trane | AMERICAN STANDARD / MITSUBISHI ELECTRIC | Multizone Mix of Ducted and Non-Ducted | 204926526 |  | HMSV-A-CB | NAXMPH48A182B* | Mixed Ducted and Non-Ducted Indoor Units |  | 11.1 | 18 | 10.8 |  |  |  | FALSE | FALSE | FALSE | 48000 | 38000 | 2.55 | 54000 | 2.07
204834252 | 07/16/20 | Live | Mitsubishi Electric Trane | TRANE / MITSUBISHI ELECTRIC | Multizone All Non-Ducted | 204834252 |  | HMSR-A-CB-O | NTXMMX48A182B* | Non-Ducted Indoor Units |  | 12.2 | 20 | 11.5 |  |  |  | FALSE | FALSE | FALSE | 48000 | 33000 | 2.6 | 36600 | 2.06
204926520 | 07/16/20 | Live | Mitsubishi Electric Trane | AMERICAN STANDARD / MITSUBISHI ELECTRIC | Multizone Mix of Ducted and Non-Ducted | 204926520 |  | HMSV-A-CB | NAXMMX48A182B* | Mixed Ducted and Non-Ducted Indoor Units |  | 11.1 | 18 | 10.8 |  |  |  | FALSE | FALSE | FALSE | 48000 | 33000 | 2.5 | 36600 | 1.93
204926523 | 07/16/20 | Live | Mitsubishi Electric Trane | AMERICAN STANDARD / MITSUBISHI ELECTRIC | Multizone Mix of Ducted and Non-Ducted | 204926523 |  | HMSV-A-CB | NAXMPH36A142B* | Mixed Ducted and Non-Ducted Indoor Units |  | 13.25 | 18.75 | 11.15 |  |  |  | FALSE | FALSE | FALSE | 36000 | 32000 | 2.69 | 45000 | 2.18
204926524 | 07/16/20 | Live | Mitsubishi Electric Trane | AMERICAN STANDARD / MITSUBISHI ELECTRIC | Multizone Mix of Ducted and Non-Ducted | 204926524 |  | HMSV-A-CB | NAXMPH42A152B* | Mixed Ducted and Non-Ducted Indoor Units |  | 12.1 | 18.5 | 10.8 |  |  |  | FALSE | FALSE | FALSE | 42000 | 34000 | 2.64 | 48000 | 2.13
204834262 | 07/16/20 | Live | Mitsubishi Electric Trane | AMERICAN STANDARD / MITSUBISHI ELECTRIC | Multizone All Ducted | 204834262 |  | HMSV-A-CB | NAXMPH48A182B* | Ducted Indoor Units |  | 10 | 16 | 10.1 |  |  |  | FALSE | FALSE | FALSE | 48000 | 38000 | 2.39 | 54000 | 1.88
204834260 | 07/16/20 | Live | Mitsubishi Electric Trane | AMERICAN STANDARD / MITSUBISHI ELECTRIC | Multizone All Ducted | 204834260 |  | HMSV-A-CB | NAXMPH42A152B* | Ducted Indoor Units |  | 10.8 | 17 | 10.6 |  |  |  | FALSE | FALSE | FALSE | 42000 | 36000 | 2.49 | 48000 | 1.99
204834259 | 07/16/20 | Live | Mitsubishi Electric Trane | AMERICAN STANDARD / MITSUBISHI ELECTRIC | Multizone All Ducted | 204834259 |  | HMSV-A-CB | NAXMMX48A182B* | Ducted Indoor Units |  | 10 | 16 | 10.1 |  |  |  | FALSE | FALSE | FALSE | 48000 | 33000 | 2.4 | 36600 | 2.06
204834290 | 07/16/20 | Live | Mitsubishi Electric Trane | AMERICAN STANDARD / MITSUBISHI ELECTRIC | Multizone All Non-Ducted | 204834290 |  | HMSR-A-CB-O | NAXMPH42A152B* | Non-Ducted Indoor Units |  | 13.4 | 20 | 11 |  |  |  | FALSE | FALSE | FALSE | 42000 | 32000 | 2.8 | 48000 | 2.3
204834289 | 07/16/20 | Live | Mitsubishi Electric Trane | AMERICAN STANDARD / MITSUBISHI ELECTRIC | Multizone All Ducted | 204834289 |  | HMSV-A-CB | NAXMPH36A142B* | Ducted Indoor Units |  | 12.5 | 17.5 | 11 |  |  |  | FALSE | FALSE | FALSE | 36000 | 34000 | 2.59 | 45000 | 2.09
204834261 | 07/16/20 | Live | Mitsubishi Electric Trane | AMERICAN STANDARD / MITSUBISHI ELECTRIC | Multizone All Non-Ducted | 204834261 |  | HMSR-A-CB-O | NAXMPH48A182B* | Non-Ducted Indoor Units |  | 12.2 | 20 | 11.5 |  |  |  | FALSE | FALSE | FALSE | 48000 | 38000 | 2.7 | 54000 | 2.3
204834258 | 07/16/20 | Live | Mitsubishi Electric Trane | AMERICAN STANDARD / MITSUBISHI ELECTRIC | Multizone All Non-Ducted | 204834258 |  | HMSR-A-CB-O | NAXMMX48A182B* | Non-Ducted Indoor Units |  | 12.2 | 20 | 11.5 |  |  |  | FALSE | FALSE | FALSE | 48000 | 33000 | 2.6 | 36600 | 2.06
204834288 | 07/16/20 | Live | Mitsubishi Electric Trane | AMERICAN STANDARD / MITSUBISHI ELECTRIC | Multizone All Non-Ducted | 204834288 |  | HMSR-A-CB-O | NAXMPH36A142B* | Non-Ducted Indoor Units |  | 14 | 20 | 11.3 |  |  |  | FALSE | FALSE | FALSE | 36000 | 30000 | 2.85 | 45000 | 2.3
204101246 | 07/17/20 | Live | Friedrich Air Conditioning | FRIEDRICH | Multizone All Non-Ducted | 204101246 |  | HRCU-A-CB-O | FPHMR24A3A | Non-Ducted Indoor Units |  | 12.5 | 22 | 11 |  |  |  | TRUE | TRUE | FALSE | 24000 | 15400 | 2.64 | 26000 | 1.9
205150429 | 07/17/20 | Live | Friedrich Air Conditioning | FRIEDRICH | Multizone All Non-Ducted | 205150429 |  | HRCU-A-CB-O | FPHMR18A3A | Non-Ducted Indoor Units |  | 12.5 | 22 | 11 |  |  |  | TRUE | TRUE | TRUE | 18000 | 12200 | 2.4 | 19844 | 1.8
203383863 | 07/17/20 | Live | Friedrich Air Conditioning | FRIEDRICH | Singlezone Non-Ducted, Wall Placement | 203383863 |  | HRCU-A-CB-O | FRHSR09A3A | Mini-Splits | FRHSW09A3A | 16.1 | 28 | 12.5 |  |  |  | FALSE | FALSE | TRUE | 9000 | 6500 | 2.68 | 10441 | 2.78
203383865 | 07/17/20 | Live | Friedrich Air Conditioning | FRIEDRICH | Singlezone Non-Ducted, Wall Placement | 203383865 |  | HRCU-A-CB-O | FPHSR09A3A | Mini-Splits | FPHFW09A3A | 13.7 | 22.5 | 10.7 |  |  |  | TRUE | TRUE | FALSE | 9000 | 5000 | 2.62 | 9758 | 2.6
203383869 | 07/17/20 | Live | Friedrich Air Conditioning | FRIEDRICH | Singlezone Non-Ducted, Wall Placement | 203383869 |  | HRCU-A-CB-O | FPHSR18A3A | Mini-Splits | FPHFW18A3A | 13 | 23.3 | 11.6 |  |  |  | TRUE | TRUE | FALSE | 18000 | 11600 | 2.7 | 14777 | 2.38
203383868 | 07/17/20 | Live | Friedrich Air Conditioning | FRIEDRICH | Singlezone Non-Ducted, Wall Placement | 203383868 |  | HRCU-A-CB-O | FPHSR12A1A | Mini-Splits | FPHSW12A1A | 12.5 | 22 | 10.5 |  |  |  | TRUE | FALSE | TRUE | 12000 | 7500 | 2.71 | 9424 | 2.42
201763898 | 07/24/20 | Live | Friedrich Air Conditioning | FRIEDRICH | Singlezone Non-Ducted, Wall Placement | 201763898 |  | HRCU-A-CB-O | MRH12Y3JA | Mini-Splits | MWH12Y3JA | 15.4 | 25 | 12 |  |  |  | FALSE | FALSE | TRUE | 12000 | 8000 | 3.17 | 10164 | 2.5
201763897 | 07/24/20 | Live | Friedrich Air Conditioning | FRIEDRICH | Singlezone Non-Ducted, Wall Placement | 201763897 |  | HRCU-A-CB-O | MRH09Y3JA | Mini-Splits | MWH09Y3JA | 16.1 | 28 | 12.5 |  |  |  | FALSE | FALSE | TRUE | 9000 | 6500 | 2.68 | 10441 | 2.78
204101247 | 07/24/20 | Live | Friedrich Air Conditioning | FRIEDRICH | Multizone All Non-Ducted | 204101247 |  | HRCU-A-CB-O | FPHMR36A3A | Non-Ducted Indoor Units |  | 12.5 | 21 | 11 |  |  |  | TRUE | TRUE | FALSE | 32000 | 23200 | 2.62 | 40000 | 1.89
205142786 | 07/24/20 | Live | Friedrich Air Conditioning | FRIEDRICH | Singlezone Non-Ducted, Wall Placement | 205142786 |  | HRCU-A-CB-O | FPHSR18A3A-A | Mini-Splits | FPHFW18A3B | 13 | 23.3 | 11.6 |  |  |  | TRUE | TRUE | FALSE | 18000 | 11600 | 2.7 | 14777 | 2.38
205142783 | 07/24/20 | Live | Friedrich Air Conditioning | FRIEDRICH | Singlezone Non-Ducted, Wall Placement | 205142783 |  | HRCU-A-CB-O | FPHSR09A3A-A | Mini-Splits | FPHFW09A3B | 13.7 | 22.5 | 10.7 |  |  |  | TRUE | TRUE | FALSE | 9000 | 5000 | 2.62 | 9758 | 2.6
205142782 | 07/24/20 | Live | Friedrich Air Conditioning | FRIEDRICH | Singlezone Non-Ducted, Wall Placement | 205142782 |  | HRCU-A-CB-O | FPHSR12A1A-A | Mini-Splits | FPHSW12A1B | 12.5 | 22 | 10.5 |  |  |  | TRUE | FALSE | TRUE | 12000 | 7500 | 2.71 | 9424 | 2.42
205142781 | 07/24/20 | Live | Friedrich Air Conditioning | FRIEDRICH | Singlezone Non-Ducted, Wall Placement | 205142781 |  | HRCU-A-CB-O | FPHSR09A1A-A | Mini-Splits | FPHSW09A1B | 12.8 | 19.5 | 10 |  |  |  | TRUE | TRUE | FALSE | 9000 | 5000 | 2.4 | 9762 | 2.49
205142785 | 07/24/20 | Live | Friedrich Air Conditioning | FRIEDRICH | Singlezone Non-Ducted, Wall Placement | 205142785 |  | HRCU-A-CB-O | FPHSR12A3A-A | Mini-Splits | FPHFW12A3B | 13 | 22 | 10.5 |  |  |  | TRUE | FALSE | TRUE | 12000 | 7500 | 2.71 | 10130 | 2.45
205123805 | 07/24/20 | Live | Friedrich Air Conditioning | FRIEDRICH | Singlezone Non-Ducted, Ceiling Placement | 205123805 |  | HRCU-A-CB-O | FPHFR24A3A | Mini-Splits | FPHFC24A3B | 12.5 | 19 | 10 |  |  |  | TRUE | TRUE | TRUE | 24000 | 19600 | 2.84 | 23500 | 2.2
203383866 | 07/17/20 | Live | Friedrich Air Conditioning | FRIEDRICH | Singlezone Non-Ducted, Wall Placement | 203383866 |  | HRCU-A-CB-O | FPHSR12A3A | Mini-Splits | FPHFW12A3A | 13 | 22 | 10.5 |  |  |  | TRUE | FALSE | TRUE | 12000 | 7500 | 2.71 | 10130 | 2.45
203383867 | 07/17/20 | Live | Friedrich Air Conditioning | FRIEDRICH | Singlezone Non-Ducted, Wall Placement | 203383867 |  | HRCU-A-CB-O | FPHSR09A1A | Mini-Splits | FPHSW09A1A | 12.8 | 19.5 | 10 |  |  |  | TRUE | TRUE | FALSE | 9000 | 5000 | 2.4 | 9762 | 2.49
203383864 | 07/17/20 | Live | Friedrich Air Conditioning | FRIEDRICH | Singlezone Non-Ducted, Wall Placement | 203383864 |  | HRCU-A-CB-O | FRHSR12A3A | Mini-Splits | FRHSW12A3A | 15.4 | 25 | 12 |  |  |  | TRUE | TRUE | TRUE | 12000 | 8000 | 3.17 | 10164 | 2.5
9956329 | 04/15/18 | Live | Gree | GREE | Singlezone Non-Ducted, Wall Placement | 9956329 |  | HRCU-A-CB-O | VIR09HP115V1BO | Mini-Splits | VIR09HP115V1BH | 13 | 23 | 10.5 |  |  |  | FALSE | FALSE | FALSE | 9000 | 6100 | 2.48 | 10215 | 2.36
9956330 | 04/15/18 | Live | Gree | GREE | Singlezone Non-Ducted, Wall Placement | 9956330 |  | HRCU-A-CB-O | VIR12HP115V1BO | Mini-Splits | VIR12HP115V1BH | 12.5 | 22 | 10.2 |  |  |  | FALSE | FALSE | FALSE | 12000 | 6800 | 2.49 | 10348 | 2.25
9956332 | 08/12/19 | Live | Gree | GREE | Singlezone Non-Ducted, Wall Placement | 9956332 |  | HRCU-A-CB-O | VIR18HP230V1BO | Mini-Splits | VIR18HP230V1BH | 12.5 | 20 | 10.5 |  |  |  | FALSE | FALSE | FALSE | 18000 | 12400 | 2.63 | 18600 | 2.08
204276538 | 04/15/20 | Live | Mitsubishi Electric Trane | MITSUBISHI ELECTRIC | Singlezone Non-Ducted, Ceiling Placement | 204276538 |  | HRCU-A-CB-O | PUZ-HA24NHA | Mini-Splits | PLA-A24EA7 | 14 | 21.5 | 12 |  |  |  | FALSE | FALSE | FALSE | 24000 | 17300 | 3.09 | 26000 | 2.54
202423532 | 02/02/22 | Live | Mitsubishi Electric Trane | MITSUBISHI ELECTRIC | Multizone All Ducted | 202423532 |  | HMSV-A-CB | PUMY-P36NKMU2 | Ducted Indoor Units |  | 12.6 | 18.3 | 11.2 |  |  |  | FALSE | FALSE | FALSE | 36000 | 26600 | 2.39 | 28728 | 2.58
204281760 | 04/15/20 | Live | Mitsubishi Electric Trane | MITSUBISHI ELECTRIC | Singlezone Ducted, Centrally Ducted | 204281760 |  | HRCU-A-CB | PUZ-HA24NHA | Mini-Splits | PVA-A24AA7 | 11.45 | 19 | 11 |  |  |  | FALSE | FALSE | FALSE | 24000 | 17500 | 2.63 | 26000 | 2.15
204276762 | 04/15/20 | Live | Mitsubishi Electric Trane | MITSUBISHI ELECTRIC | Singlezone Non-Ducted, Ceiling Placement | 204276762 |  | HRCU-A-CB-O | PUZ-HA24NHA | Mini-Splits | PCA-A24KA7 | 12.5 | 18.5 | 10.8 |  |  |  | FALSE | FALSE | FALSE | 24000 | 17700 | 2.63 | 26000 | 2.03
7086358 | 01/01/11 | Live | Friedrich Air Conditioning | FRIEDRICH | Singlezone Non-Ducted, Wall Placement | 7086358 |  | HRCU-A-CB-O | MRH12Y3J | Mini-Splits | MWH12Y3J | 14.1 | 25 | 11 |  |  |  | FALSE | FALSE | FALSE | 12000 | 8800 | 3.11 | 9100 | 3.1
204926544 | 07/31/20 | Live | Mitsubishi Electric Trane | TRANE / MITSUBISHI ELECTRIC | Multizone Mix of Ducted and Non-Ducted | 204926544 |  | HMSV-A-CB | TUMYH0361AK41** | Mixed Ducted and Non-Ducted Indoor Units |  | 13.8 | 20.3 | 11.85 |  |  |  | FALSE | FALSE | FALSE | 36000 | 32400 | 2.15 | 45898 | 3.05
204926547 | 07/31/20 | Live | Mitsubishi Electric Trane | TRANE / MITSUBISHI ELECTRIC | Multizone Mix of Ducted and Non-Ducted | 204926547 |  | HMSV-A-CB | TUMYP0361AK43** | Mixed Ducted and Non-Ducted Indoor Units |  | 13.8 | 20.3 | 11.6 |  |  |  | FALSE | FALSE | FALSE | 36000 | 26400 | 2.46 | 28728 | 2.68
204834277 | 08/06/20 | Live | Mitsubishi Electric Trane | TRANE / MITSUBISHI ELECTRIC | Multizone All Non-Ducted | 204834277 |  | HMSR-A-CB-O | TUMYP0361AK43** | Non-Ducted Indoor Units |  | 15 | 22.3 | 12 |  |  |  | FALSE | FALSE | FALSE | 36000 | 26400 | 2.56 | 28728 | 2.79
204834279 | 08/06/20 | Live | Mitsubishi Electric Trane | TRANE / MITSUBISHI ELECTRIC | Multizone All Non-Ducted | 204834279 |  | HMSR-A-CB-O | TUMYH0361AK41** | Non-Ducted Indoor Units |  | 15 | 22.3 | 12 |  |  |  | FALSE | FALSE | FALSE | 36000 | 33000 | 2.28 | 45898 | 3.17
202850712 | 08/06/20 | Live | Mitsubishi Electric Trane | TRANE / MITSUBISHI ELECTRIC | Multizone All Non-Ducted | 202850712 |  | HMSR-A-CB-O | TUMYH0361AK40** | Non-Ducted Indoor Units |  | 15 | 22.3 | 12 |  |  |  | FALSE | FALSE | FALSE | 36000 | 33000 | 2.28 | 45898 | 3.17
202850709 | 08/06/20 | Live | Mitsubishi Electric Trane | TRANE / MITSUBISHI ELECTRIC | Multizone All Non-Ducted | 202850709 |  | HMSR-A-CB-O | TUMYP0361AK42** | Non-Ducted Indoor Units |  | 15 | 22.3 | 12 |  |  |  | FALSE | FALSE | FALSE | 36000 | 26400 | 2.56 | 28728 | 2.79
204834282 | 08/06/20 | Live | Mitsubishi Electric Trane | TRANE / MITSUBISHI ELECTRIC | Multizone All Non-Ducted | 204834282 |  | HMSR-A-CB-O | TUMYH0481AK41** | Non-Ducted Indoor Units |  | 13.1 | 22.6 | 12 |  |  |  | FALSE | FALSE | FALSE | 48000 | 39000 | 2.1 | 59011 | 3.18
202850711 | 08/06/20 | Live | Mitsubishi Electric Trane | TRANE / MITSUBISHI ELECTRIC | Multizone All Non-Ducted | 202850711 |  | HMSR-A-CB-O | TUMYP0601AK42** | Non-Ducted Indoor Units |  | 13.3 | 20 | 12 |  |  |  | FALSE | FALSE | FALSE | 60000 | 41500 | 2.63 | 45144 | 2.86
204834283 | 08/06/20 | Live | Mitsubishi Electric Trane | TRANE / MITSUBISHI ELECTRIC | Multizone All Non-Ducted | 204834283 |  | HMSR-A-CB-O | TUMYP0601AK43** | Non-Ducted Indoor Units |  | 13.3 | 20 | 12 |  |  |  | FALSE | FALSE | FALSE | 60000 | 41500 | 2.63 | 45144 | 2.86
202850713 | 08/06/20 | Live | Mitsubishi Electric Trane | TRANE / MITSUBISHI ELECTRIC | Multizone All Non-Ducted | 202850713 |  | HMSR-A-CB-O | TUMYH0481AK40** | Non-Ducted Indoor Units |  | 13.1 | 22.6 | 12 |  |  |  | FALSE | FALSE | FALSE | 48000 | 39000 | 2.1 | 59011 | 3.18
204834281 | 08/06/20 | Live | Mitsubishi Electric Trane | TRANE / MITSUBISHI ELECTRIC | Multizone All Non-Ducted | 204834281 |  | HMSR-A-CB-O | TUMYP0481AK43** | Non-Ducted Indoor Units |  | 13.1 | 22.6 | 12 |  |  |  | FALSE | FALSE | FALSE | 48000 | 31400 | 2.37 | 36936 | 2.79
204834280 | 08/06/20 | Live | Mitsubishi Electric Trane | TRANE / MITSUBISHI ELECTRIC | Multizone All Ducted | 204834280 |  | HMSV-A-CB | TUMYH0361AK41** | Ducted Indoor Units |  | 12.6 | 18.3 | 11.7 |  |  |  | FALSE | FALSE | FALSE | 36000 | 32000 | 2.05 | 45898 | 2.94
204834278 | 08/06/20 | Live | Mitsubishi Electric Trane | TRANE / MITSUBISHI ELECTRIC | Multizone All Ducted | 204834278 |  | HMSV-A-CB | TUMYP0361AK43** | Ducted Indoor Units |  | 12.6 | 18.3 | 11.2 |  |  |  | FALSE | FALSE | FALSE | 36000 | 26600 | 2.39 | 28728 | 2.58
202850710 | 08/06/20 | Live | Mitsubishi Electric Trane | TRANE / MITSUBISHI ELECTRIC | Multizone All Non-Ducted | 202850710 |  | HMSR-A-CB-O | TUMYP0481AK42** | Non-Ducted Indoor Units |  | 13.1 | 22.6 | 12 |  |  |  | FALSE | FALSE | FALSE | 48000 | 31400 | 2.37 | 36936 | 2.79
204276766 | 08/06/20 | Live | Mitsubishi Electric Trane | TRANE / MITSUBISHI ELECTRIC | Singlezone Non-Ducted, Wall Placement | 204276766 |  | HRCU-A-CB-O | TRUZH0241HA00NA | Mini-Splits | TPKA0A0241KA70A | 12.6 | 19.5 | 11.2 |  |  |  | FALSE | FALSE | FALSE | 24000 | 17200 | 2.75 | 26000 | 2.14
202850708 | 08/06/20 | Live | Mitsubishi Electric Trane | TRANE / MITSUBISHI ELECTRIC | Multizone All Ducted | 202850708 |  | HMSV-A-CB | TUMYH0361AK40** | Ducted Indoor Units |  | 12.6 | 18.3 | 11.7 |  |  |  | FALSE | FALSE | FALSE | 36000 | 32000 | 2.05 | 45898 | 2.94
202850705 | 08/06/20 | Live | Mitsubishi Electric Trane | TRANE / MITSUBISHI ELECTRIC | Multizone All Ducted | 202850705 |  | HMSV-A-CB | TUMYP0361AK42** | Ducted Indoor Units |  | 12.6 | 18.3 | 11.2 |  |  |  | FALSE | FALSE | FALSE | 36000 | 26600 | 2.39 | 28728 | 2.58
204874302 | 08/06/20 | Live | Mitsubishi Electric Trane | TRANE / MITSUBISHI ELECTRIC | Singlezone Ducted, Centrally Ducted | 204874302 |  | HRCU-A-CB-O | TRUZH0361HA50NA | Mini-Splits | TPVA0A0361AA70A | 12.5 | 17.8 | 11 |  |  |  | FALSE | FALSE | FALSE | 33000 | 29000 | 2.55 | 38000 | 2.06
204444396 | 08/06/20 | Live | Mitsubishi Electric Trane | TRANE / MITSUBISHI ELECTRIC | Singlezone Ducted, Centrally Ducted | 204444396 |  | HRCU-A-CB | TRUZH0361HA50NA | Mini-Splits | TPEADA0361AA70A | 12.5 | 16.8 | 10.4 |  |  |  | FALSE | FALSE | FALSE | 33000 | 27000 | 2.43 | 38000 | 2.06
204926550 | 08/06/20 | Live | Mitsubishi Electric Trane | TRANE / MITSUBISHI ELECTRIC | Multizone Mix of Ducted and Non-Ducted | 204926550 |  | HMSV-A-CB | TUMYP0601AK43** | Mixed Ducted and Non-Ducted Indoor Units |  | 12.2 | 18.9 | 11.35 |  |  |  | FALSE | FALSE | FALSE | 60000 | 45144 | 3.01 | 45144 | 3.01
204926548 | 08/06/20 | Live | Mitsubishi Electric Trane | TRANE / MITSUBISHI ELECTRIC | Multizone Mix of Ducted and Non-Ducted | 204926548 |  | HMSV-A-CB | TUMYP0481AK43** | Mixed Ducted and Non-Ducted Indoor Units |  | 12.2 | 19.55 | 11.5 |  |  |  | FALSE | FALSE | FALSE | 48000 | 33200 | 2.75 | 36936 | 3.06
204926545 | 08/06/20 | Live | Mitsubishi Electric Trane | TRANE / MITSUBISHI ELECTRIC | Multizone Mix of Ducted and Non-Ducted | 204926545 |  | HMSV-A-CB | TUMYH0481AK41** | Mixed Ducted and Non-Ducted Indoor Units |  | 12.2 | 19.55 | 11.5 |  |  |  | FALSE | FALSE | FALSE | 48000 | 40500 | 1.97 | 59011 | 3.34
202850719 | 08/06/20 | Live | Mitsubishi Electric Trane | TRANE / MITSUBISHI ELECTRIC | Multizone Mix of Ducted and Non-Ducted | 202850719 |  | HMSV-A-CB | TUMYH0481AK40** | Mixed Ducted and Non-Ducted Indoor Units |  | 12.2 | 19.55 | 11.5 |  |  |  | FALSE | FALSE | FALSE | 48000 | 40500 | 1.97 | 59011 | 3.34
202850716 | 08/06/20 | Live | Mitsubishi Electric Trane | TRANE / MITSUBISHI ELECTRIC | Multizone Mix of Ducted and Non-Ducted | 202850716 |  | HMSV-A-CB | TUMYP0481AK42** | Mixed Ducted and Non-Ducted Indoor Units |  | 12.2 | 19.55 | 11.5 |  |  |  | FALSE | FALSE | FALSE | 48000 | 33200 | 2.75 | 36936 | 3.06
202850717 | 08/06/20 | Live | Mitsubishi Electric Trane | TRANE / MITSUBISHI ELECTRIC | Multizone Mix of Ducted and Non-Ducted | 202850717 |  | HMSV-A-CB | TUMYP0601AK42** | Mixed Ducted and Non-Ducted Indoor Units |  | 12.2 | 18.9 | 11.35 |  |  |  | FALSE | FALSE | FALSE | 60000 | 45144 | 3.01 | 45144 | 3.01
204834219 | 08/06/20 | Live | Mitsubishi Electric Trane | TRANE / MITSUBISHI ELECTRIC | Multizone All Ducted | 204834219 |  | HMSV-A-CB | TUMYH0481AK41** | Ducted Indoor Units |  | 11.3 | 16.5 | 11 |  |  |  | FALSE | FALSE | FALSE | 48000 | 42000 | 1.86 | 59011 | 3.52
204281763 | 08/06/20 | Live | Mitsubishi Electric Trane | TRANE / MITSUBISHI ELECTRIC | Singlezone Ducted, Centrally Ducted | 204281763 |  | HRCU-A-CB | TRUZH0241HA00NA | Mini-Splits | TPVA0A0241AA70A | 11.45 | 19 | 11 |  |  |  | FALSE | FALSE | FALSE | 24000 | 17500 | 2.63 | 26000 | 2.15
204834218 | 08/06/20 | Live | Mitsubishi Electric Trane | TRANE / MITSUBISHI ELECTRIC | Multizone All Ducted | 204834218 |  | HMSV-A-CB | TUMYP0481AK43** | Ducted Indoor Units |  | 11.3 | 16.5 | 11 |  |  |  | FALSE | FALSE | FALSE | 48000 | 35000 | 3.74 | 43000 | 4.6
202850714 | 08/06/20 | Live | Mitsubishi Electric Trane | TRANE / MITSUBISHI ELECTRIC | Multizone All Ducted | 202850714 |  | HMSV-A-CB | TUMYH0481AK40** | Ducted Indoor Units |  | 11.3 | 16.5 | 11 |  |  |  | FALSE | FALSE | FALSE | 48000 | 42000 | 1.86 | 59011 | 3.52
202850707 | 08/06/20 | Live | Mitsubishi Electric Trane | TRANE / MITSUBISHI ELECTRIC | Multizone All Ducted | 202850707 |  | HMSV-A-CB | TUMYP0601AK42** | Ducted Indoor Units |  | 11.1 | 17.8 | 10.7 |  |  |  | FALSE | FALSE | FALSE | 60000 | 40500 | 2.84 | 45144 | 3.17
204834220 | 08/06/20 | Live | Mitsubishi Electric Trane | TRANE / MITSUBISHI ELECTRIC | Multizone All Ducted | 204834220 |  | HMSV-A-CB | TUMYP0601AK43** | Ducted Indoor Units |  | 11.1 | 17.8 | 10.7 |  |  |  | FALSE | FALSE | FALSE | 60000 | 40500 | 2.84 | 45144 | 3.17
202850706 | 08/06/20 | Live | Mitsubishi Electric Trane | TRANE / MITSUBISHI ELECTRIC | Multizone All Ducted | 202850706 |  | HMSV-A-CB | TUMYP0481AK42** | Ducted Indoor Units |  | 11.3 | 16.5 | 11 |  |  |  | FALSE | FALSE | FALSE | 48000 | 35000 | 3.74 | 43000 | 4.6
204444987 | 08/06/20 | Live | Mitsubishi Electric Trane | TRANE / MITSUBISHI ELECTRIC | Singlezone Ducted, Centrally Ducted | 204444987 |  | HRCU-A-CB | TRUZH0421KA00NA | Mini-Splits | TPVA0A0421AA70A | 9.8 | 15.3 | 11 |  |  |  | FALSE | FALSE | FALSE | 42000 | 42000 | 2.47 | 48000 | 2.1
204813295 | 08/06/20 | Live | Mitsubishi Electric Trane | AMERICAN STANDARD / MITSUBISHI ELECTRIC | Singlezone Non-Ducted, Ceiling Placement | 204813295 |  | HRCU-A-CB-O | ASUZA0121KA70N* | Mini-Splits | APLA0A0121EA70A | 16.4 | 27 | 12.8 |  |  |  | FALSE | FALSE | FALSE | 12000 | 10100 | 2.53 | 12200 | 2.98
204813293 | 08/06/20 | Live | Mitsubishi Electric Trane | AMERICAN STANDARD / MITSUBISHI ELECTRIC | Singlezone Non-Ducted, Ceiling Placement | 204813293 |  | HRCU-A-CB-O | ASUZA0121KA70B* | Mini-Splits | APLA0A0121EA70A | 16.4 | 27 | 12.8 |  |  |  | FALSE | FALSE | FALSE | 12000 | 10100 | 2.53 | 12200 | 2.98
204813299 | 08/06/20 | Live | Mitsubishi Electric Trane | AMERICAN STANDARD / MITSUBISHI ELECTRIC | Singlezone Non-Ducted, Ceiling Placement | 204813299 |  | HRCU-A-CB-O | ASUZA0181KA70N* | Mini-Splits | APLA0A0181EA70A | 14.4 | 24.6 | 11 |  |  |  | FALSE | FALSE | FALSE | 18000 | 11000 | 2.48 | 13500 | 2.85
204813297 | 08/06/20 | Live | Mitsubishi Electric Trane | AMERICAN STANDARD / MITSUBISHI ELECTRIC | Singlezone Non-Ducted, Ceiling Placement | 204813297 |  | HRCU-A-CB-O | ASUZA0181KA70B* | Mini-Splits | APLA0A0181EA70A | 14.4 | 24.6 | 11 |  |  |  | FALSE | FALSE | FALSE | 18000 | 11000 | 2.48 | 13500 | 2.85
204276539 | 08/06/20 | Live | Mitsubishi Electric Trane | AMERICAN STANDARD / MITSUBISHI ELECTRIC | Singlezone Non-Ducted, Ceiling Placement | 204276539 |  | HRCU-A-CB-O | ASUZH0241HA00NA | Mini-Splits | APLA0A0241EA70A | 14 | 21.5 | 12 |  |  |  | FALSE | FALSE | FALSE | 24000 | 17300 | 3.09 | 26000 | 2.54
204813308 | 08/06/20 | Live | Mitsubishi Electric Trane | AMERICAN STANDARD / MITSUBISHI ELECTRIC | Singlezone Ducted, Centrally Ducted | 204813308 |  | HRCU-A-CB | ASUZA0121KA70B* | Mini-Splits | APVA0A0121AA70A | 13.4 | 21.4 | 10.3 |  |  |  | FALSE | FALSE | FALSE | 12000 | 9900 | 2.07 | 12000 | 2.44
204813306 | 08/06/20 | Live | Mitsubishi Electric Trane | AMERICAN STANDARD / MITSUBISHI ELECTRIC | Singlezone Non-Ducted, Ceiling Placement | 204813306 |  | HRCU-A-CB-O | ASUZA0361KA70N* | Mini-Splits | APLA0A0361EA70A | 12.9 | 21.8 | 10.4 |  |  |  | FALSE | FALSE | FALSE | 36000 | 22000 | 2.59 | 24000 | 2.34
204813304 | 08/06/20 | Live | Mitsubishi Electric Trane | AMERICAN STANDARD / MITSUBISHI ELECTRIC | Singlezone Non-Ducted, Ceiling Placement | 204813304 |  | HRCU-A-CB-O | ASUZA0361KA70B* | Mini-Splits | APLA0A0361EA70A | 12.9 | 21.8 | 10.4 |  |  |  | FALSE | FALSE | FALSE | 36000 | 22000 | 2.59 | 24000 | 2.34
204276764 | 08/06/20 | Live | Mitsubishi Electric Trane | AMERICAN STANDARD / MITSUBISHI ELECTRIC | Singlezone Non-Ducted, Wall Placement | 204276764 |  | HRCU-A-CB-O | ASUZH0241HA00NA | Mini-Splits | APKA0A0241KA70A | 12.6 | 19.5 | 11.2 |  |  |  | FALSE | FALSE | FALSE | 24000 | 17200 | 2.75 | 26000 | 2.14
204874294 | 08/06/20 | Live | Mitsubishi Electric Trane | AMERICAN STANDARD / MITSUBISHI ELECTRIC | Singlezone Ducted, Centrally Ducted | 204874294 |  | HRCU-A-CB-O | ASUZH0361HA50NA | Mini-Splits | APVA0A0361AA70A | 12.5 | 17.8 | 11 |  |  |  | FALSE | FALSE | FALSE | 33000 | 29000 | 2.55 | 38000 | 2.06
204813310 | 08/06/20 | Live | Mitsubishi Electric Trane | AMERICAN STANDARD / MITSUBISHI ELECTRIC | Singlezone Ducted, Centrally Ducted | 204813310 |  | HRCU-A-CB | ASUZA0121KA70N* | Mini-Splits | APVA0A0121AA70A | 13.4 | 21.4 | 10.3 |  |  |  | FALSE | FALSE | FALSE | 12000 | 9900 | 2.07 | 12000 | 2.44
204795655 | 08/06/20 | Live | Mitsubishi Electric Trane | AMERICAN STANDARD / MITSUBISHI ELECTRIC | Singlezone Ducted, Centrally Ducted | 204795655 |  | HRCU-A-CB | ASUZA0241HA70N* | Mini-Splits | APVA0A0241AA70A | 12.2 | 20.5 | 9.3 |  |  |  | FALSE | FALSE | FALSE | 24000 | 15000 | 2.5 | 17500 | 2.8
204795654 | 08/06/20 | Live | Mitsubishi Electric Trane | AMERICAN STANDARD / MITSUBISHI ELECTRIC | Singlezone Ducted, Centrally Ducted | 204795654 |  | HRCU-A-CB | ASUZA0241HA70B* | Mini-Splits | APVA0A0241AA70A | 12.2 | 20.5 | 9.3 |  |  |  | FALSE | FALSE | FALSE | 24000 | 15000 | 2.5 | 17500 | 2.8
204795643 | 08/06/20 | Live | Mitsubishi Electric Trane | AMERICAN STANDARD / MITSUBISHI ELECTRIC | Singlezone Non-Ducted, Wall Placement | 204795643 |  | HRCU-A-CB-O | ASUZA0241HA70N* | Mini-Splits | APKA0A0241KA70A | 12.2 | 21.4 | 11 |  |  |  | FALSE | FALSE | FALSE | 24000 | 15700 | 2.63 | 18300 | 2.95
204795642 | 08/06/20 | Live | Mitsubishi Electric Trane | AMERICAN STANDARD / MITSUBISHI ELECTRIC | Singlezone Non-Ducted, Wall Placement | 204795642 |  | HRCU-A-CB-O | ASUZA0241HA70B* | Mini-Splits | APKA0A0241KA70A | 12.2 | 21.4 | 11 |  |  |  | FALSE | FALSE | FALSE | 24000 | 15700 | 2.63 | 18300 | 2.95
204795621 | 08/06/20 | Live | Mitsubishi Electric Trane | AMERICAN STANDARD / MITSUBISHI ELECTRIC | Singlezone Non-Ducted, Ceiling Placement | 204795621 |  | HRCU-A-CB-O | ASUZA0241HA70N* | Mini-Splits | APCA0A0241KA70A | 12.2 | 21.2 | 10.8 |  |  |  | FALSE | FALSE | FALSE | 24000 | 15400 | 2.65 | 17900 | 2.96
204795620 | 08/06/20 | Live | Mitsubishi Electric Trane | AMERICAN STANDARD / MITSUBISHI ELECTRIC | Singlezone Non-Ducted, Ceiling Placement | 204795620 |  | HRCU-A-CB-O | ASUZA0241HA70B* | Mini-Splits | APCA0A0241KA70A | 12.2 | 21.2 | 10.8 |  |  |  | FALSE | FALSE | FALSE | 24000 | 15400 | 2.65 | 17900 | 2.96
204795639 | 08/06/20 | Live | Mitsubishi Electric Trane | AMERICAN STANDARD / MITSUBISHI ELECTRIC | Singlezone Non-Ducted, Wall Placement | 204795639 |  | HRCU-A-CB-O | ASUZA0121KA70N* | Mini-Splits | APKA0A0121HA70A | 12 | 20.8 | 10.2 |  |  |  | FALSE | FALSE | FALSE | 12000 | 9200 | 2.64 | 11100 | 3.1
204795638 | 08/06/20 | Live | Mitsubishi Electric Trane | AMERICAN STANDARD / MITSUBISHI ELECTRIC | Singlezone Non-Ducted, Wall Placement | 204795638 |  | HRCU-A-CB-O | ASUZA0121KA70B* | Mini-Splits | APKA0A0121HA70A | 12 | 20.8 | 10.2 |  |  |  | FALSE | FALSE | FALSE | 12000 | 9200 | 2.64 | 11100 | 3.1
204795649 | 08/06/20 | Live | Mitsubishi Electric Trane | AMERICAN STANDARD / MITSUBISHI ELECTRIC | Singlezone Non-Ducted, Ceiling Placement | 204795649 |  | HRCU-A-CB-O | ASUZA0301HA70N* | Mini-Splits | APLA0A0301EA70A | 11.8 | 22.8 | 11.6 |  |  |  | FALSE | FALSE | FALSE | 30000 | 18100 | 2.82 | 20800 | 3.06
204795648 | 08/06/20 | Live | Mitsubishi Electric Trane | AMERICAN STANDARD / MITSUBISHI ELECTRIC | Singlezone Non-Ducted, Ceiling Placement | 204795648 |  | HRCU-A-CB-O | ASUZA0301HA70B* | Mini-Splits | APLA0A0301EA70A | 11.8 | 22.8 | 11.6 |  |  |  | FALSE | FALSE | FALSE | 30000 | 18100 | 2.82 | 20800 | 3.06
204281761 | 08/06/20 | Live | Mitsubishi Electric Trane | AMERICAN STANDARD / MITSUBISHI ELECTRIC | Singlezone Ducted, Centrally Ducted | 204281761 |  | HRCU-A-CB | ASUZH0241HA00NA | Mini-Splits | APVA0A0241AA70A | 11.45 | 19 | 11 |  |  |  | FALSE | FALSE | FALSE | 24000 | 17500 | 2.63 | 26000 | 2.15
204795653 | 08/06/20 | Live | Mitsubishi Electric Trane | AMERICAN STANDARD / MITSUBISHI ELECTRIC | Singlezone Ducted, Centrally Ducted | 204795653 |  | HRCU-A-CB | ASUZA0181KA70N* | Mini-Splits | APVA0A0181AA70A | 11.4 | 20.2 | 10.4 |  |  |  | FALSE | FALSE | FALSE | 18000 | 12000 | 2.31 | 14700 | 2.66
204795625 | 08/06/20 | Live | Mitsubishi Electric Trane | AMERICAN STANDARD / MITSUBISHI ELECTRIC | Singlezone Non-Ducted, Ceiling Placement | 204795625 |  | HRCU-A-CB-O | ASUZA0361KA70N* | Mini-Splits | APCA0A0361KA70A | 11 | 19.1 | 10.2 |  |  |  | FALSE | FALSE | FALSE | 36000 | 21000 | 2.53 | 24400 | 2.87
204795624 | 08/06/20 | Live | Mitsubishi Electric Trane | AMERICAN STANDARD / MITSUBISHI ELECTRIC | Singlezone Non-Ducted, Ceiling Placement | 204795624 |  | HRCU-A-CB-O | ASUZA0361KA70B* | Mini-Splits | APCA0A0361KA70A | 11 | 19.1 | 10.2 |  |  |  | FALSE | FALSE | FALSE | 36000 | 21000 | 2.53 | 24400 | 2.87
204795652 | 08/06/20 | Live | Mitsubishi Electric Trane | AMERICAN STANDARD / MITSUBISHI ELECTRIC | Singlezone Ducted, Centrally Ducted | 204795652 |  | HRCU-A-CB | ASUZA0181KA70B* | Mini-Splits | APVA0A0181AA70A | 11.4 | 20.2 | 10.4 |  |  |  | FALSE | FALSE | FALSE | 18000 | 12000 | 2.31 | 14700 | 2.66
204795627 | 08/06/20 | Live | Mitsubishi Electric Trane | AMERICAN STANDARD / MITSUBISHI ELECTRIC | Singlezone Non-Ducted, Ceiling Placement | 204795627 |  | HRCU-A-CB-O | ASUZA0421KA70N* | Mini-Splits | APCA0A0421KA70A | 10.2 | 17.6 | 10.2 |  |  |  | FALSE | FALSE | FALSE | 42000 | 31800 | 2.95 | 35000 | 3.21
204795626 | 08/06/20 | Live | Mitsubishi Electric Trane | AMERICAN STANDARD / MITSUBISHI ELECTRIC | Singlezone Non-Ducted, Ceiling Placement | 204795626 |  | HRCU-A-CB-O | ASUZA0421KA70B* | Mini-Splits | APCA0A0421KA70A | 10.2 | 17.6 | 10.2 |  |  |  | FALSE | FALSE | FALSE | 42000 | 31800 | 2.95 | 35000 | 3.21
204795660 | 08/06/20 | Live | Mitsubishi Electric Trane | AMERICAN STANDARD / MITSUBISHI ELECTRIC | Singlezone Ducted, Centrally Ducted | 204795660 |  | HRCU-A-CB | ASUZA0421KA70B* | Mini-Splits | APVA0A0421AA70A | 10.1 | 18 | 9.3 |  |  |  | FALSE | FALSE | FALSE | 42000 | 28400 | 2.42 | 31400 | 2.64
204795661 | 08/06/20 | Live | Mitsubishi Electric Trane | AMERICAN STANDARD / MITSUBISHI ELECTRIC | Singlezone Ducted, Centrally Ducted | 204795661 |  | HRCU-A-CB | ASUZA0421KA70N* | Mini-Splits | APVA0A0421AA70A | 10.1 | 18 | 9.3 |  |  |  | FALSE | FALSE | FALSE | 42000 | 28400 | 2.42 | 31400 | 2.64
204795657 | 08/06/20 | Live | Mitsubishi Electric Trane | AMERICAN STANDARD / MITSUBISHI ELECTRIC | Singlezone Ducted, Centrally Ducted | 204795657 |  | HRCU-A-CB | ASUZA0301HA70N* | Mini-Splits | APVA0A0301AA70A | 10 | 19 | 10 |  |  |  | FALSE | FALSE | FALSE | 30000 | 18000 | 2.5 | 20700 | 2.72
204795656 | 08/06/20 | Live | Mitsubishi Electric Trane | AMERICAN STANDARD / MITSUBISHI ELECTRIC | Singlezone Ducted, Centrally Ducted | 204795656 |  | HRCU-A-CB | ASUZA0301HA70B* | Mini-Splits | APVA0A0301AA70A | 10 | 19 | 10 |  |  |  | FALSE | FALSE | FALSE | 30000 | 18000 | 2.5 | 20700 | 2.72
204795641 | 08/06/20 | Live | Mitsubishi Electric Trane | AMERICAN STANDARD / MITSUBISHI ELECTRIC | Singlezone Non-Ducted, Wall Placement | 204795641 |  | HRCU-A-CB-O | ASUZA0181KA70N* | Mini-Splits | APKA0A0181HA70A | 9.9 | 18.5 | 10.2 |  |  |  | FALSE | FALSE | FALSE | 18000 | 11300 | 2.47 | 13900 | 2.85
204795640 | 08/06/20 | Live | Mitsubishi Electric Trane | AMERICAN STANDARD / MITSUBISHI ELECTRIC | Singlezone Non-Ducted, Wall Placement | 204795640 |  | HRCU-A-CB-O | ASUZA0181KA70B* | Mini-Splits | APKA0A0181HA70A | 9.9 | 18.5 | 10.2 |  |  |  | FALSE | FALSE | FALSE | 18000 | 11300 | 2.47 | 13900 | 2.85
204795659 | 08/06/20 | Live | Mitsubishi Electric Trane | AMERICAN STANDARD / MITSUBISHI ELECTRIC | Singlezone Ducted, Centrally Ducted | 204795659 |  | HRCU-A-CB | ASUZA0361KA70N* | Mini-Splits | APVA0A0361AA70A | 9.8 | 19.3 | 9.5 |  |  |  | FALSE | FALSE | FALSE | 36000 | 24000 | 2.35 | 27800 | 2.66
204795658 | 08/06/20 | Live | Mitsubishi Electric Trane | AMERICAN STANDARD / MITSUBISHI ELECTRIC | Singlezone Ducted, Centrally Ducted | 204795658 |  | HRCU-A-CB | ASUZA0361KA70B* | Mini-Splits | APVA0A0361AA70A | 9.8 | 19.3 | 9.5 |  |  |  | FALSE | FALSE | FALSE | 36000 | 24000 | 2.35 | 27800 | 2.66
204444986 | 08/06/20 | Live | Mitsubishi Electric Trane | AMERICAN STANDARD / MITSUBISHI ELECTRIC | Singlezone Ducted, Centrally Ducted | 204444986 |  | HRCU-A-CB | ASUZH0421KA00NA | Mini-Splits | APVA0A0421AA70A | 9.8 | 15.3 | 11 |  |  |  | FALSE | FALSE | FALSE | 42000 | 42000 | 2.47 | 48000 | 2.1
202732310 | 08/06/20 | Live | Mitsubishi Electric Trane | TRANE / MITSUBISHI ELECTRIC | Multizone All Non-Ducted | 202732310 |  | HMSV-A-CB | NTXMPH20A122AA |  | NTXWPH09A112AANTXWPH09A112AA | 14.3 | 17.15 | 10.1 |  |  |  | FALSE | FALSE | FALSE | 18000 | 13000 | 2.63 | 22000 | 2.1
202732311 | 08/06/20 | Live | Mitsubishi Electric Trane | AMERICAN STANDARD / MITSUBISHI ELECTRIC | Multizone All Non-Ducted | 202732311 |  | HMSV-A-CB | NAXMPH20A122AA |  | NAXWPH09A112AANAXWPH09A112AA | 14.3 | 17.15 | 10.1 |  |  |  | FALSE | FALSE | FALSE | 18000 | 13000 | 2.63 | 22000 | 2.1
205663345 | 08/27/20 | Live | Daikin North America, LLC | DAIKIN | Singlezone Ducted, Compact Ducted | 205663345 |  | HRCU-A-CB | RXL24UMVJU* | Mini-Splits | FDMQ24RVJU | 12.5 | 18.6 | 10 |  |  |  | FALSE | FALSE | FALSE | 21200 | 16000 | 2.99 | 24200 | 1.99
205663343 | 08/27/20 | Live | Daikin North America, LLC | DAIKIN | Singlezone Ducted, Compact Ducted | 205663343 |  | HRCU-A-CB | RXL18UMVJU* | Mini-Splits | FDMQ18RVJU | 12.7 | 19.4 | 10.3 |  |  |  | FALSE | FALSE | FALSE | 17600 | 14600 | 2.99 | 22400 | 2.17
205663362 | 08/27/20 | Live | Daikin North America, LLC | DAIKIN | Singlezone Non-Ducted, Ceiling Placement | 205663362 |  | HRCU-A-CB-O | RX18RMVJU9* | Mini-Splits | FFQ18Q2VJU | 12.5 | 19.3 | 10.1 |  |  |  | FALSE | FALSE | FALSE | 17400 | 14200 | 2.67 | 14220 | 2.48
205776151 | 08/27/20 | Live | Daikin North America, LLC | DAIKIN | Singlezone Ducted, Compact Ducted | 205776151 |  | HRCU-A-CB | RX24RMVJU* | Mini-Splits | FDMQ24RVJU | 12.5 | 18.6 | 10 |  |  |  | FALSE | FALSE | FALSE | 21800 | 15000 | 2.78 | 17250 | 2.69
205776150 | 08/27/20 | Live | Daikin North America, LLC | DAIKIN | Singlezone Ducted, Compact Ducted | 205776150 |  | HRCU-A-CB | RX18RMVJU9* | Mini-Splits | FDMQ18RVJU | 12.5 | 18.5 | 10.3 |  |  |  | FALSE | FALSE | FALSE | 17600 | 13600 | 2.69 | 15740 | 2.58
205663351 | 08/27/20 | Live | Daikin North America, LLC | DAIKIN | Multizone All Non-Ducted | 205663351 |  | HMSR-A-CB-O | 2MXS18NMVJU* | Non-Ducted Indoor Units |  | 12.5 | 18.9 | 10.7 |  |  |  | FALSE | FALSE | FALSE | 18000 | 12000 | 3.17 | 16910 | 3.33
205663360 | 08/27/20 | Live | Daikin North America, LLC | DAIKIN | Multizone All Non-Ducted | 205663360 |  | HMSR-A-CB-O | 4MXS36RMVJU* | Non-Ducted Indoor Units |  | 9.2 | 17.7 | 12.2 |  |  |  | FALSE | FALSE | FALSE | 36000 | 22000 | 2.39 | 26840 | 2.1
205663358 | 08/27/20 | Live | Daikin North America, LLC | DAIKIN | Multizone All Non-Ducted | 205663358 |  | HMSR-A-CB-O | 3MXL24RMVJU* | Non-Ducted Indoor Units |  | 12.7 | 18 | 12.5 |  |  |  | FALSE | FALSE | FALSE | 24000 | 15500 | 2.61 | 26780 | 2.55
205776148 | 08/27/20 | Live | Daikin North America, LLC | DAIKIN | Singlezone Ducted, Compact Ducted | 205776148 |  | HRCU-A-CB | RX15RMVJU* | Mini-Splits | FDMQ15RVJU | 12.7 | 20.2 | 10.3 |  |  |  | FALSE | FALSE | FALSE | 14400 | 11500 | 2.88 | 11820 | 2.84
205663356 | 08/27/20 | Live | Daikin North America, LLC | DAIKIN | Multizone All Non-Ducted | 205663356 |  | HMSR-A-CB-O | 3MXS24RMVJU* | Non-Ducted Indoor Units |  | 12.7 | 18 | 12.5 |  |  |  | FALSE | FALSE | FALSE | 24000 | 15500 | 2.61 | 24350 | 2.72
205767358 | 08/28/20 | Live | Carrier | MIDEA | Singlezone Ducted, Centrally Ducted | 205767358 |  | HRCU-A-CB | DLCLRBH36AAK | Mini-Splits | DLFLAAH36XAK | 8.5 | 16.5 | 10.4 |  |  |  | FALSE | FALSE | FALSE | 36000 | 25000 | 2.45 | 28840 | 2.7
205767359 | 08/28/20 | Live | Carrier | MIDEA | Singlezone Ducted, Centrally Ducted | 205767359 |  | HRCU-A-CB | DLCLRBH48AAK | Mini-Splits | DLFLAAH48XAK | 8.2 | 16 | 9.5 |  |  |  | FALSE | FALSE | FALSE | 48000 | 36000 | 2.3 | 40540 | 2.51
205921378 | 08/28/20 | Live | Carrier | MIDEA | Singlezone Ducted, Centrally Ducted | 205921378 |  | HRCU-A-CB | DLCSRAH24AAK | Mini-Splits | DLFSAAH24XAK | 12.5 | 20 | 10 |  |  |  | FALSE | FALSE | FALSE | 20800 | 17500 | 2.56 | 29700 | 2.06
205767355 | 08/28/20 | Live | Carrier | KENMORE | Singlezone Ducted, Centrally Ducted | 205767355 |  | HRCU-A-CB | DLCLRBH36AAK | Mini-Splits | DLFLAAH36XAK | 8.5 | 16.5 | 10.4 |  |  |  | FALSE | FALSE | FALSE | 36000 | 25000 | 2.45 | 28840 | 2.7
205921379 | 08/28/20 | Live | Carrier | TEMPSTAR | Singlezone Ducted, Centrally Ducted | 205921379 |  | HRCU-A-CB | DLCSRAH24AAK | Mini-Splits | DLFSAAH24XAK | 12.5 | 20 | 10 |  |  |  | FALSE | FALSE | FALSE | 20800 | 17500 | 2.56 | 29700 | 2.06
205767362 | 08/28/20 | Live | Carrier | TEMPSTAR | Singlezone Ducted, Centrally Ducted | 205767362 |  | HRCU-A-CB | DLCLRBH48AAK | Mini-Splits | DLFLAAH48XAK | 8.2 | 16 | 9.5 |  |  |  | FALSE | FALSE | FALSE | 48000 | 36000 | 2.3 | 40540 | 2.51
205921377 | 08/28/20 | Live | Carrier | KENMORE | Singlezone Ducted, Centrally Ducted | 205921377 |  | HRCU-A-CB | DLCSRAH24AAK | Mini-Splits | DLFSAAH24XAK | 12.5 | 20 | 10 |  |  |  | FALSE | FALSE | FALSE | 20800 | 17500 | 2.56 | 29700 | 2.06
205767361 | 08/28/20 | Live | Carrier | TEMPSTAR | Singlezone Ducted, Centrally Ducted | 205767361 |  | HRCU-A-CB | DLCLRBH36AAK | Mini-Splits | DLFLAAH36XAK | 8.5 | 16.5 | 10.4 |  |  |  | FALSE | FALSE | FALSE | 36000 | 25000 | 2.45 | 28840 | 2.7
205767356 | 08/28/20 | Live | Carrier | KENMORE | Singlezone Ducted, Centrally Ducted | 205767356 |  | HRCU-A-CB | DLCLRBH48AAK | Mini-Splits | DLFLAAH48XAK | 8.2 | 16 | 9.5 |  |  |  | FALSE | FALSE | FALSE | 48000 | 36000 | 2.3 | 40540 | 2.51
205921376 | 08/28/20 | Live | Carrier | KEEPRITE | Singlezone Ducted, Centrally Ducted | 205921376 |  | HRCU-A-CB | DLCSRAH24AAK | Mini-Splits | DLFSAAH24XAK | 12.5 | 20 | 10 |  |  |  | FALSE | FALSE | FALSE | 20800 | 17500 | 2.56 | 29700 | 2.06
205767350 | 08/28/20 | Live | Carrier | HEIL | Singlezone Ducted, Centrally Ducted | 205767350 |  | HRCU-A-CB | DLCLRBH48AAK | Mini-Splits | DLFLAAH48XAK | 8.2 | 16 | 9.5 |  |  |  | FALSE | FALSE | FALSE | 48000 | 36000 | 2.3 | 40540 | 2.51
205767349 | 08/28/20 | Live | Carrier | HEIL | Singlezone Ducted, Centrally Ducted | 205767349 |  | HRCU-A-CB | DLCLRBH36AAK | Mini-Splits | DLFLAAH36XAK | 8.5 | 16.5 | 10.4 |  |  |  | FALSE | FALSE | FALSE | 36000 | 25000 | 2.45 | 28840 | 2.7
205921375 | 08/28/20 | Live | Carrier | HEIL | Singlezone Ducted, Centrally Ducted | 205921375 |  | HRCU-A-CB | DLCSRAH24AAK | Mini-Splits | DLFSAAH24XAK | 12.5 | 20 | 10 |  |  |  | FALSE | FALSE | FALSE | 20800 | 17500 | 2.56 | 29700 | 2.06
205767353 | 08/28/20 | Live | Carrier | KEEPRITE | Singlezone Ducted, Centrally Ducted | 205767353 |  | HRCU-A-CB | DLCLRBH48AAK | Mini-Splits | DLFLAAH48XAK | 8.2 | 16 | 9.5 |  |  |  | FALSE | FALSE | FALSE | 48000 | 36000 | 2.3 | 40540 | 2.51
205767352 | 08/28/20 | Live | Carrier | KEEPRITE | Singlezone Ducted, Centrally Ducted | 205767352 |  | HRCU-A-CB | DLCLRBH36AAK | Mini-Splits | DLFLAAH36XAK | 8.5 | 16.5 | 10.4 |  |  |  | FALSE | FALSE | FALSE | 36000 | 25000 | 2.45 | 28840 | 2.7
205767347 | 08/28/20 | Live | Carrier | DAY & NIGHT | Singlezone Ducted, Centrally Ducted | 205767347 |  | HRCU-A-CB | DLCLRBH48AAK | Mini-Splits | DLFLAAH48XAK | 8.2 | 16 | 9.5 |  |  |  | FALSE | FALSE | FALSE | 48000 | 36000 | 2.3 | 40540 | 2.51
205767346 | 08/28/20 | Live | Carrier | DAY & NIGHT | Singlezone Ducted, Centrally Ducted | 205767346 |  | HRCU-A-CB | DLCLRBH36AAK | Mini-Splits | DLFLAAH36XAK | 8.5 | 16.5 | 10.4 |  |  |  | FALSE | FALSE | FALSE | 36000 | 25000 | 2.45 | 28840 | 2.7
205767343 | 08/28/20 | Live | Carrier | COMFORTMAKER | Singlezone Ducted, Centrally Ducted | 205767343 |  | HRCU-A-CB | DLCLRBH36AAK | Mini-Splits | DLFLAAH36XAK | 8.5 | 16.5 | 10.4 |  |  |  | FALSE | FALSE | FALSE | 36000 | 25000 | 2.45 | 28840 | 2.7
205767344 | 08/28/20 | Live | Carrier | COMFORTMAKER | Singlezone Ducted, Centrally Ducted | 205767344 |  | HRCU-A-CB | DLCLRBH48AAK | Mini-Splits | DLFLAAH48XAK | 8.2 | 16 | 9.5 |  |  |  | FALSE | FALSE | FALSE | 48000 | 36000 | 2.3 | 40540 | 2.51
205921374 | 08/28/20 | Live | Carrier | DAY & NIGHT | Singlezone Ducted, Centrally Ducted | 205921374 |  | HRCU-A-CB | DLCSRAH24AAK | Mini-Splits | DLFSAAH24XAK | 12.5 | 20 | 10 |  |  |  | FALSE | FALSE | FALSE | 20800 | 17500 | 2.56 | 29700 | 2.06
205767341 | 08/28/20 | Live | Carrier | ARCOAIRE | Singlezone Ducted, Centrally Ducted | 205767341 |  | HRCU-A-CB | DLCLRBH48AAK | Mini-Splits | DLFLAAH48XAK | 8.2 | 16 | 9.5 |  |  |  | FALSE | FALSE | FALSE | 48000 | 36000 | 2.3 | 40540 | 2.51
205767368 | 08/28/20 | Live | Carrier | AIRQUEST | Singlezone Ducted, Centrally Ducted | 205767368 |  | HRCU-A-CB | DLCLRBH48AAK | Mini-Splits | DLFLAAH48XAK | 8.2 | 16 | 9.5 |  |  |  | FALSE | FALSE | FALSE | 48000 | 36000 | 2.3 | 40540 | 2.51
205767367 | 08/28/20 | Live | Carrier | AIRQUEST | Singlezone Ducted, Centrally Ducted | 205767367 |  | HRCU-A-CB | DLCLRBH36AAK | Mini-Splits | DLFLAAH36XAK | 8.5 | 16.5 | 10.4 |  |  |  | FALSE | FALSE | FALSE | 36000 | 25000 | 2.45 | 28840 | 2.7
205921372 | 08/28/20 | Live | Carrier | ARCOAIRE | Singlezone Ducted, Centrally Ducted | 205921372 |  | HRCU-A-CB | DLCSRAH24AAK | Mini-Splits | DLFSAAH24XAK | 12.5 | 20 | 10 |  |  |  | FALSE | FALSE | FALSE | 20800 | 17500 | 2.56 | 29700 | 2.06
205767340 | 08/28/20 | Live | Carrier | ARCOAIRE | Singlezone Ducted, Centrally Ducted | 205767340 |  | HRCU-A-CB | DLCLRBH36AAK | Mini-Splits | DLFLAAH36XAK | 8.5 | 16.5 | 10.4 |  |  |  | FALSE | FALSE | FALSE | 36000 | 25000 | 2.45 | 28840 | 2.7
205921373 | 08/28/20 | Live | Carrier | COMFORTMAKER | Singlezone Ducted, Centrally Ducted | 205921373 |  | HRCU-A-CB | DLCSRAH24AAK | Mini-Splits | DLFSAAH24XAK | 12.5 | 20 | 10 |  |  |  | FALSE | FALSE | FALSE | 20800 | 17500 | 2.56 | 29700 | 2.06
205921381 | 08/28/20 | Live | Carrier | AIRQUEST | Singlezone Ducted, Centrally Ducted | 205921381 |  | HRCU-A-CB | DLCSRAH24AAK | Mini-Splits | DLFSAAH24XAK | 12.5 | 20 | 10 |  |  |  | FALSE | FALSE | FALSE | 20800 | 17500 | 2.56 | 29700 | 2.06
205962795 | 08/28/20 | Live | Carrier | MIDEA | Singlezone Ducted, Centrally Ducted | 205962795 |  | HRCU-A-CB | 38MAQB24R--3 | Mini-Splits | 40MBAAQ24XA3 | 12.5 | 20 | 10 |  |  |  | FALSE | FALSE | FALSE | 20800 | 17500 | 2.56 | 29700 | 2.06
205921386 | 08/28/20 | Live | Carrier | PAYNE | Singlezone Ducted, Centrally Ducted | 205921386 |  | HRCU-A-CB | 38MAQB24R--3 | Mini-Splits | 40MBAAQ24XA3 | 12.5 | 20 | 10 |  |  |  | FALSE | FALSE | FALSE | 20800 | 17500 | 2.56 | 29700 | 2.06
205921388 | 08/28/20 | Live | Carrier | BRYANT | Singlezone Ducted, Centrally Ducted | 205921388 |  | HRCU-A-CB | 38MAQB24R--3 | Mini-Splits | 40MBAAQ24XA3 | 12.5 | 20 | 10 |  |  |  | FALSE | FALSE | FALSE | 20800 | 17500 | 2.56 | 29700 | 2.06
205921382 | 08/28/20 | Live | Carrier | WEATHERMAKER | Singlezone Ducted, Centrally Ducted | 205921382 |  | HRCU-A-CB | 38MAQB24R--3 | Mini-Splits | 40MBAAQ24XA3 | 12.5 | 20 | 10 |  |  |  | FALSE | FALSE | FALSE | 20800 | 17500 | 2.56 | 29700 | 2.06
205788766 | 09/02/20 | Live | LG | LG | Singlezone Ducted, Compact Ducted | 205788766 |  | HRCU-A-CB | LUU180HHV | Mini-Splits | LDN187HV4 | 12.5 | 18.8 | 10 |  |  |  | FALSE | FALSE | FALSE | 18000 | 12200 | 2.52 | 22500 | 2.17
7940753 | 09/14/20 | Live | Fujitsu General America, Inc. | FUJITSU | Singlezone Non-Ducted, Wall Placement | 7940753 |  | HRCU-A-CB-O | AOU24RLB | Mini-Splits | ASU24RLB | 10 | 18 | 10.6 |  |  |  | FALSE | FALSE | FALSE | 24000 | 15300 | 2.8 | 22553 | 2.55
205663354 | 08/27/20 | Live | Daikin North America, LLC | DAIKIN | Multizone All Non-Ducted | 205663354 |  | HMSR-A-CB-O | 2MXL18QMVJU* | Non-Ducted Indoor Units |  | 12.7 | 17 | 10.3 |  |  |  | FALSE | FALSE | FALSE | 18000 | 11400 | 2.91 | 23480 | 2.48
204717600 | 12/12/19 | Live | Daikin North America, LLC | DAIKIN | Singlezone Non-Ducted, Wall Placement | 204717600 |  | HRCU-A-CB-O | RXL12QMVJU9 | Mini-Splits | FTX12NMVJU | 12.5 | 20 | 12 |  |  |  | FALSE | FALSE | FALSE | 10600 | 8800 | 2.87 | 15388 | 2.52
10611533 | 09/19/20 | Live | Gree | TOSOT | Singlezone Non-Ducted, Wall Placement | 10611533 |  | HRCU-A-CB-O | TW09HQ2C2AO(WIFI) | Mini-Splits | TW09HQ2C2AI(WIFI) | 13 | 23 | 10.5 |  |  |  | FALSE | FALSE | FALSE | 9000 | 6100 | 2.48 | 10215 | 2.36
10277684 | 09/18/20 | Live | Boreal International Corp. | BOREAL | Singlezone Non-Ducted, Wall Placement | 10277684 |  | HRCU-A-CB-O | EQX09HPJ1OB | Mini-Splits | EQX09HPJ1IB | 14 | 23 | 10.5 |  |  |  | FALSE | FALSE | FALSE | 9000 | 6800 | 2.49 | 10948 | 2.38
10277685 | 09/18/20 | Live | Boreal International Corp. | BOREAL | Singlezone Non-Ducted, Wall Placement | 10277685 |  | HRCU-A-CB-O | EQX12HPJ1OB | Mini-Splits | EQX12HPJ1IB | 12.5 | 22 | 11 |  |  |  | FALSE | FALSE | FALSE | 12000 | 7100 | 2.6 | 11268 | 2.41
10277687 | 09/18/20 | Live | Boreal International Corp. | BOREAL | Singlezone Non-Ducted, Wall Placement | 10277687 |  | HRCU-A-CB-O | EQX24HPJ1OB | Mini-Splits | EQX24HPJ1IB | 12.5 | 20 | 10 |  |  |  | FALSE | FALSE | FALSE | 22000 | 14600 | 2.71 | 23450 | 1.9
10277686 | 09/18/20 | Live | Boreal International Corp. | BOREAL | Singlezone Non-Ducted, Wall Placement | 10277686 |  | HRCU-A-CB-O | EQX18HPJ1OB | Mini-Splits | EQX18HPJ1IB | 12.5 | 20 | 10.5 |  |  |  | FALSE | FALSE | FALSE | 18000 | 12400 | 2.63 | 18600 | 2.08
205663368 | 11/13/20 | Live | Daikin North America, LLC | DAIKIN | Multizone Mix of Ducted and Non-Ducted | 205663368 |  | HMSV-A-CB | 4MXS36RMVJU* | Mixed Ducted and Non-Ducted Indoor Units |  | 8.55 | 15.85 | 10.2 |  |  |  | FALSE | FALSE | FALSE | 35200 | 20600 | 2.03 | 27930 | 3.29
205663353 | 11/13/20 | Live | Daikin North America, LLC | DAIKIN | Multizone Mix of Ducted and Non-Ducted | 205663353 |  | HMSV-A-CB | 2MXS18NMVJU* | Mixed Ducted and Non-Ducted Indoor Units |  | 11 | 16.45 | 9.45 |  |  |  | FALSE | FALSE | FALSE | 18000 | 12000 | 2.91 | 16910 | 2.93
202522140 | 11/13/20 | Live | Daikin North America, LLC | DAIKIN | Multizone Mix of Ducted and Non-Ducted | 202522140 |  | HMSV-A-CB | 4MXL36TVJU | Mixed Ducted and Non-Ducted Indoor Units |  | 11.75 | 19.3 | 10.15 |  |  |  | FALSE | FALSE | FALSE | 34400 | 22200 | 2.68 | 40730 | 2.2
202650862 | 11/13/20 | Live | Daikin North America, LLC | DAIKIN | Multizone Mix of Ducted and Non-Ducted | 202650862 |  | HMSV-A-CB | 5MXS48TVJU | Mixed Ducted and Non-Ducted Indoor Units |  | 9.55 | 17.75 | 9.85 |  |  |  | FALSE | FALSE | FALSE | 46500 | 30600 | 2.66 | 43760 | 2.46
205663365 | 11/13/20 | Live | Daikin North America, LLC | DAIKIN | Multizone Mix of Ducted and Non-Ducted | 205663365 |  | HMSV-A-CB | 2MXL18QMVJU* | Mixed Ducted and Non-Ducted Indoor Units |  | 11.4 | 15.5 | 9.25 |  |  |  | FALSE | FALSE | FALSE | 18000 | 11700 | 2.86 | 20630 | 2.41
205663367 | 11/13/20 | Live | Daikin North America, LLC | DAIKIN | Multizone Mix of Ducted and Non-Ducted | 205663367 |  | HMSV-A-CB | 3MXL24RMVJU* | Mixed Ducted and Non-Ducted Indoor Units |  | 11.3 | 16 | 10.35 |  |  |  | FALSE | FALSE | FALSE | 24000 | 15200 | 2.25 | 26400 | 2.43
205663366 | 11/13/20 | Live | Daikin North America, LLC | DAIKIN | Multizone Mix of Ducted and Non-Ducted | 205663366 |  | HMSV-A-CB | 3MXS24RMVJU* | Mixed Ducted and Non-Ducted Indoor Units |  | 11.2 | 16 | 10.35 |  |  |  | FALSE | FALSE | FALSE | 24000 | 15200 | 2.8 | 23200 | 2.73
206335348 | 11/17/20 | Live | Gree | GREE | Multizone All Non-Ducted | 206335348 |  | HRCU-A-CB-O | MULTIE24HP230V1AO | Non-Ducted Indoor Units |  | 12.5 | 23 | 10 |  |  |  | FALSE | FALSE | FALSE | 24000 | 13200 | 2.58 | 17900 | 2.49
10544537 | 12/01/20 | Live | Gree | TOSOT | Singlezone Ducted, Compact Ducted | 10544537 |  | HRCU-A-CB | TU18H3O | Mini-Splits | TU18HFI | 11 | 16 | 9.5 |  |  |  | FALSE | FALSE | FALSE | 17100 | 10900 | 2.56 | 16400 | 2.91
10609450 | 12/01/20 | Live | Gree | TOSOT | Singlezone Ducted, Compact Ducted | 10609450 |  | HRCU-A-CB | TU24H3O | Mini-Splits | TU24HFI | 10.65 | 16 | 10 |  |  |  | FALSE | FALSE | FALSE | 23800 | 16700 | 2.65 | 22000 | 2.69
10616184 | 12/01/20 | Live | Gree | TOSOT | Singlezone Ducted, Compact Ducted | 10616184 |  | HRCU-A-CB | TU36H3O | Mini-Splits | TU36HFI | 10.35 | 16 | 9 |  |  |  | FALSE | FALSE | FALSE | 34000 | 24600 | 2.72 | 35000 | 2.85
205416005 | 12/01/20 | Live | Gree | TOSOT | Singlezone Ducted, Compact Ducted | 205416005 |  | HRCU-A-CB | TUHD24ND3F1O | Mini-Splits | TFH24D3F3I | 10.35 | 16 | 9 |  |  |  | FALSE | FALSE | FALSE | 23800 | 16500 | 2.61 | 22000 | 2.69
205416004 | 12/01/20 | Live | Gree | TOSOT | Singlezone Ducted, Compact Ducted | 205416004 |  | HRCU-A-CB | TUHD18ND3F1O | Mini-Splits | TFH18D3F3I | 10 | 16 | 9 |  |  |  | FALSE | FALSE | FALSE | 17100 | 12500 | 3.05 | 16400 | 2.91
205417846 | 12/11/20 | Live | TTI Climatisation | AZUR | Singlezone Non-Ducted, Wall Placement | 205417846 |  | HRCU-A-CB-O | AZ-18CA17EXT | Mini-Splits | AZ-18CA17INT | 10.9 | 17.6 | 10.1 |  |  |  | FALSE | FALSE | FALSE | 18000 | 11600 | 2.28 | 14968 | 2.55
205417843 | 12/11/20 | Live | TTI Climatisation | AZUR | Singlezone Non-Ducted, Wall Placement | 205417843 |  | HRCU-A-CB-O | AZ-09DA17EXT | Mini-Splits | AZ-09DA17INT | 11 | 19.3 | 10.5 |  |  |  | FALSE | FALSE | FALSE | 9000 | 5000 | 2.15 | 8007 | 2.17
10277947 | 12/11/20 | Live | TTI Climatisation | ZEPHYR | Singlezone Non-Ducted, Wall Placement | 10277947 |  | HRCU-A-CB-O | ZE-18CA17EXT | Mini-Splits | ZE-18CA17INT | 10.9 | 17.6 | 10.1 |  |  |  | FALSE | FALSE | FALSE | 18000 | 11600 | 2.28 | 14968 | 2.55
205131573 | 12/11/20 | Live | TTI Climatisation | ZEPHYR | Singlezone Non-Ducted, Wall Placement | 205131573 |  | HRCU-A-CB-O | ZE-09DA17EXT | Mini-Splits | ZE-09DA17INT | 11 | 19.3 | 10.5 |  |  |  | FALSE | FALSE | FALSE | 9000 | 5000 | 2.15 | 8007 | 2.17
9680948 | 12/31/17 | Live | Midea Electric Trading | DIRECT AIR | Singlezone Non-Ducted, Wall Placement | 9680948 |  | HRCU-A-CB-O | MOB30-12HFN1-MT0W | Mini-Splits | CS11M-12HRFN1-MU5W | 13.7 | 22.7 | 11 |  |  |  | TRUE | TRUE | FALSE | 12000 | 7700 | 2.75 | 9930 | 2.16
206221550 | 12/30/20 | Live | LG | LG | Multizone Mix of Ducted and Non-Ducted | 206221550 |  | HMSV-A-CB | LMU180HV | Mixed Ducted and Non-Ducted Indoor Units |  | 13 | 20.5 | 10.3 |  |  |  | FALSE | FALSE | FALSE | 17600 | 13700 | 2.56 | 19850 | 2.53
206221552 | 12/30/20 | Live | LG | LG | Multizone Mix of Ducted and Non-Ducted | 206221552 |  | HMSV-A-CB | LMU240HV | Mixed Ducted and Non-Ducted Indoor Units |  | 13 | 20.5 | 10.4 |  |  |  | FALSE | FALSE | FALSE | 22800 | 14800 | 2.75 | 21200 | 2.68
205306853 | 01/06/21 | Live | RBL A/C INC. | HAXXAIR | Singlezone Ducted, Centrally Ducted | 205306853 |  | HRCU-A-CB | HVHD-24E2D |  | HAHD-24E2D | 10.9 | 18 | 10 |  |  |  | FALSE | FALSE | FALSE | 24000 | 15300 | 2.48 | 20000 | 1.8
205726755 | 01/06/21 | Live | RBL A/C INC. | HAXXAIR | Singlezone Ducted, Centrally Ducted | 205726755 |  | HRCU-A-CB | HVHD-36E2D | Mini-Splits | HAHD-36E2D | 9.55 | 18 | 11 |  |  |  | FALSE | FALSE | FALSE | 36000 | 25000 | 2.59 | 34520 | 2.38
205921369 | 01/06/21 | Live | RBL A/C INC. | HAXXAIR | Singlezone Ducted, Centrally Ducted | 205921369 |  | HRCU-A-CB | HVHD-60E2D | Mini-Splits | HAHD-60E2D | 8.5 | 17.5 | 10 |  |  |  | FALSE | FALSE | FALSE | 56000 | 32400 | 2.2 | 42000 | 2.1
206143050 | 01/10/21 | Live | Midea Electric Trading | MDV | Singlezone Ducted, Compact Ducted | 206143050 |  | HRCU-A-CB | MOE30U-48HFN1-MP0 | Mini-Splits | MTI-48HWFN1-M | 9.2 | 17.4 | 10.3 |  |  |  | FALSE | FALSE | FALSE | 48000 | 29000 | 2.54 | 41070 | 2.32
206143048 | 01/10/21 | Live | Midea Electric Trading | MDV | Singlezone Non-Ducted, Floor Placement | 206143048 |  | HRCU-A-CB-O | MOE30U-48HFN1-MP0 | Mini-Splits | MUE-48HRFN1-M(C) | 9.3 | 18 | 11 |  |  |  | FALSE | FALSE | FALSE | 48000 | 29000 | 2.5 | 36007 | 2.26
206143047 | 01/10/21 | Live | Midea Electric Trading | MDV | Singlezone Ducted, Compact Ducted | 206143047 |  | HRCU-A-CB | MOD30U-36HFN1-MP0 | Mini-Splits | MTI-36HWFN1-M | 9 | 16.7 | 11.5 |  |  |  | FALSE | FALSE | FALSE | 36000 | 27000 | 2.63 | 27019 | 2.31
206143046 | 01/10/21 | Live | Midea Electric Trading | MDV | Singlezone Non-Ducted, Ceiling Placement | 206143046 |  | HRCU-A-CB-O | MOD30U-36HFN1-MP0 | Mini-Splits | MCD-36HRFN1-M(C) | 9 | 17.6 | 10.6 |  |  |  | FALSE | FALSE | FALSE | 36000 | 22000 | 2.47 | 25337 | 2.37
206143049 | 01/10/21 | Live | Midea Electric Trading | MDV | Singlezone Non-Ducted, Ceiling Placement | 206143049 |  | HRCU-A-CB-O | MOE30U-48HFN1-MP0 | Mini-Splits | MCD-48HRFN1-M(D) | 9.5 | 17 | 11 |  |  |  | FALSE | FALSE | FALSE | 48000 | 29000 | 2.48 | 37903 | 2.22
205132634 | 01/13/20 | Live | Samsung Electronics | SAMSUNG | Singlezone Non-Ducted, Wall Placement | 205132634 |  | HRCU-A-CB-O | AR24TSFABWKX | Mini-Splits | AR24TSFABWKN | 12.5 | 20 | 10 |  |  |  | FALSE | FALSE | FALSE | 21000 | 16000 | 2.08 | 31882 | 2.6
8654208 | 12/07/20 | Live | Gree | GREE | Multizone All Non-Ducted | 8654208 |  | HMSV-A-CB | GMV-36WL/B-T(U) | Non-Ducted Indoor Units |  | 13 | 20.5 | 11.7 |  |  |  | FALSE | FALSE | FALSE | 36000 | 29400 | 2.46 | 45000 | 2.5
205662517 | 01/18/21 | Live | TTI Climatisation | AZUR | Singlezone Ducted, Centrally Ducted | 205662517 |  | HRCU-A-CB | AZ-36HPA | Mini-Splits | AH-36 | 9.55 | 18 | 11 |  |  |  | FALSE | FALSE | FALSE | 36000 | 25000 | 2.59 | 34520 | 2.38
205663369 | 01/18/21 | Live | TTI Climatisation | AZUR | Singlezone Ducted, Centrally Ducted | 205663369 |  | HRCU-A-CB | AZ-60HPA | Mini-Splits | AH-60 | 8.5 | 17.5 | 10 |  |  |  | FALSE | FALSE | FALSE | 56000 | 32400 | 2.2 | 42000 | 2.1
205662516 | 01/18/21 | Live | TTI Climatisation | AZUR | Singlezone Ducted, Centrally Ducted | 205662516 |  | HRCU-A-CB | AZ-24HPA | Mini-Splits | AH-24 | 10.9 | 18 | 10 |  |  |  | FALSE | FALSE | FALSE | 24000 | 15300 | 2.48 | 20000 | 1.8
206346140 | 01/18/21 | Live | TTI Climatisation | AZUR | Multizone All Non-Ducted | 206346140 |  | HMSR-A-CB-O | AZ-42M522SCO | Non-Ducted Indoor Units |  | 10.5 | 20 | 10 |  |  |  | FALSE | FALSE | FALSE | 42000 | 24000 | 2.45 | 40000 | 2.02
206347268 | 01/18/21 | Live | TTI Climatisation | AZUR | Multizone All Non-Ducted | 206347268 |  | HRCU-A-CB-O | AZ-36M422SCO | Non-Ducted Indoor Units |  | 12.5 | 21 | 11 |  |  |  | TRUE | TRUE | FALSE | 32000 | 23200 | 2.62 | 40000 | 1.89
206346136 | 01/18/21 | Live | TTI Climatisation | AZUR | Multizone All Non-Ducted | 206346136 |  | HRCU-A-CB-O | AZ-24M322SCO | Non-Ducted Indoor Units |  | 12.5 | 22 | 11 |  |  |  | TRUE | TRUE | FALSE | 24000 | 15400 | 2.59 | 26000 | 1.9
205306852 | 01/18/21 | Live | TTI Climatisation | ZEPHYR | Singlezone Ducted, Centrally Ducted | 205306852 |  | HRCU-A-CB | ZE-36HPA | Mini-Splits | AH-36 | 9.55 | 18 | 11 |  |  |  | FALSE | FALSE | FALSE | 36000 | 25000 | 2.59 | 34520 | 2.38
206031034 | 01/18/21 | Live | TTI Climatisation | ZEPHYR | Singlezone Ducted, Centrally Ducted | 206031034 |  | HRCU-A-CB | ZE-60HPA | Mini-Splits | AH-60 | 8.5 | 17.5 | 10 |  |  |  | FALSE | FALSE | FALSE | 56000 | 32400 | 2.2 | 42000 | 2.1
205306851 | 01/18/21 | Live | TTI Climatisation | ZEPHYR | Singlezone Ducted, Centrally Ducted | 205306851 |  | HRCU-A-CB | ZE-24HPA | Mini-Splits | AH-24 | 10.9 | 18 | 10 |  |  |  | FALSE | FALSE | FALSE | 24000 | 15300 | 2.48 | 20000 | 1.8
204629371 | 01/20/21 | Live | Mitsubishi Electric Trane | MITSUBISHI ELECTRIC | Singlezone Non-Ducted, Ceiling Placement | 204629371 |  | HRCU-A-CB-O | NAXSKS12A112A* | Mini-Splits | MLZ-KP12NA | 12.5 | 19.8 | 12.1 |  |  |  | FALSE | FALSE | FALSE | 12000 | 9900 | 2.84 | 9900 | 2.84
204629362 | 01/20/21 | Live | Mitsubishi Electric Trane | MITSUBISHI ELECTRIC | Singlezone Non-Ducted, Wall Placement | 204629362 |  | HRCU-A-CB-O | NAXSMT15A112A* | Mini-Splits | MSZ-HM15NA*** | 12 | 18 | 10 |  |  |  | FALSE | FALSE | FALSE | 14000 | 11500 | 2.55 | 14000 | 2.25
204629370 | 01/20/21 | Live | Mitsubishi Electric Trane | MITSUBISHI ELECTRIC | Singlezone Non-Ducted, Ceiling Placement | 204629370 |  | HRCU-A-CB-O | NAXSKS09A112A* | Mini-Splits | MLZ-KP09NA | 12.6 | 19.5 | 13.3 |  |  |  | FALSE | FALSE | FALSE | 9000 | 7700 | 3.22 | 7700 | 3.22
204629372 | 01/20/21 | Live | Mitsubishi Electric Trane | MITSUBISHI ELECTRIC | Singlezone Non-Ducted, Ceiling Placement | 204629372 |  | HRCU-A-CB-O | NAXSKS18A112A* | Mini-Splits | MLZ-KP18NA | 12.5 | 22.3 | 12.4 |  |  |  | FALSE | FALSE | FALSE | 18000 | 13100 | 2.63 | 13100 | 2.63
204629552 | 01/20/21 | Live | Mitsubishi Electric Trane | MITSUBISHI ELECTRIC | Singlezone Non-Ducted, Wall Placement | 204629552 |  | HRCU-A-CB-O | MUZ-HM24NA*** | Mini-Splits | NTXWMT24A112A* | 8.6 | 18 | 10 |  |  |  | FALSE | FALSE | FALSE | 22500 | 18500 | 2.36 | 18500 | 2.42
204629228 | 01/20/21 | Live | Mitsubishi Electric Trane | MITSUBISHI ELECTRIC | Singlezone Non-Ducted, Wall Placement | 204629228 |  | HRCU-A-CB-O | MUZ-HM15NA*** | Mini-Splits | NAXWMT15A112A* | 12 | 18 | 10 |  |  |  | FALSE | FALSE | FALSE | 14000 | 11500 | 2.55 | 14000 | 2.25
204629553 | 01/20/21 | Live | Mitsubishi Electric Trane | MITSUBISHI ELECTRIC | Singlezone Non-Ducted, Wall Placement | 204629553 |  | HRCU-A-CB-O | MUZ-HM24NA*** | Mini-Splits | NAXWMT24A112A* | 8.6 | 18 | 10 |  |  |  | FALSE | FALSE | FALSE | 22500 | 18500 | 2.36 | 18500 | 2.42
204629229 | 01/20/21 | Live | Mitsubishi Electric Trane | MITSUBISHI ELECTRIC | Singlezone Non-Ducted, Wall Placement | 204629229 |  | HRCU-A-CB-O | MUZ-HM18NA*** | Mini-Splits | NAXWMT18A112A* | 10.5 | 18 | 10 |  |  |  | FALSE | FALSE | FALSE | 17200 | 11500 | 2.59 | 15000 | 2.3
204629189 | 01/20/21 | Live | Mitsubishi Electric Trane | MITSUBISHI ELECTRIC | Singlezone Non-Ducted, Wall Placement | 204629189 |  | HRCU-A-CB-O | MUZ-HM18NA*** | Mini-Splits | NTXWMT18A112A* | 10.5 | 18 | 10 |  |  |  | FALSE | FALSE | FALSE | 17200 | 11500 | 2.59 | 15000 | 2.3
204629188 | 01/20/21 | Live | Mitsubishi Electric Trane | MITSUBISHI ELECTRIC | Singlezone Non-Ducted, Wall Placement | 204629188 |  | HRCU-A-CB-O | MUZ-HM15NA*** | Mini-Splits | NTXWMT15A112A* | 12 | 18 | 10 |  |  |  | FALSE | FALSE | FALSE | 14000 | 11500 | 2.55 | 14000 | 2.25
206401424 | 01/20/21 | Live | Mitsubishi Electric Trane | AMERICAN STANDARD / MITSUBISHI ELECTRIC | Singlezone Non-Ducted, Wall Placement | 206401424 |  | HRCU-A-CB-O | NAXSPB18A112A* | Mini-Splits | NAXWPH18B112AA | 12.5 | 21 | 11 |  |  |  | FALSE | FALSE | FALSE | 17200 | 13700 | 3.21 | 24300 | 2.1
206401407 | 01/20/21 | Live | Mitsubishi Electric Trane | AMERICAN STANDARD / MITSUBISHI ELECTRIC | Singlezone Non-Ducted, Wall Placement | 206401407 |  | HRCU-A-CB-O | NAXSPB15A112A* | Mini-Splits | NAXWPH15B112AA | 12.5 | 22 | 11 |  |  |  | FALSE | FALSE | FALSE | 15000 | 11000 | 3.39 | 20200 | 1.76
206401406 | 01/20/21 | Live | Mitsubishi Electric Trane | AMERICAN STANDARD / MITSUBISHI ELECTRIC | Singlezone Non-Ducted, Wall Placement | 206401406 |  | HRCU-A-CB-O | NAXSPB12A112A* | Mini-Splits | NAXWPH12B112AA | 13.8 | 26.1 | 11.5 |  |  |  | FALSE | FALSE | FALSE | 12000 | 8100 | 2.83 | 13600 | 2.03
206401421 | 01/20/21 | Live | Mitsubishi Electric Trane | AMERICAN STANDARD / MITSUBISHI ELECTRIC | Singlezone Non-Ducted, Wall Placement | 206401421 |  | HRCU-A-CB-O | NAXSPH12A112A* | Mini-Splits | NAXWPH12B112AA | 13.8 | 26.1 | 12.5 |  |  |  | FALSE | FALSE | FALSE | 12000 | 8100 | 3.3 | 13600 | 2.1
206401422 | 01/20/21 | Live | Mitsubishi Electric Trane | AMERICAN STANDARD / MITSUBISHI ELECTRIC | Singlezone Non-Ducted, Wall Placement | 206401422 |  | HRCU-A-CB-O | NAXSPH15A112A* | Mini-Splits | NAXWPH15B112AA | 12.5 | 22 | 12 |  |  |  | FALSE | FALSE | FALSE | 15000 | 11000 | 3.16 | 18000 | 2.13
206401420 | 01/20/21 | Live | Mitsubishi Electric Trane | AMERICAN STANDARD / MITSUBISHI ELECTRIC | Singlezone Non-Ducted, Wall Placement | 206401420 |  | HRCU-A-CB-O | NAXSPH09A112A* | Mini-Splits | NAXWPH09B112AA | 16.1 | 30.5 | 13.5 |  |  |  | FALSE | FALSE | FALSE | 9000 | 6700 | 3.27 | 12200 | 2.48
206401405 | 01/20/21 | Live | Mitsubishi Electric Trane | AMERICAN STANDARD / MITSUBISHI ELECTRIC | Singlezone Non-Ducted, Wall Placement | 206401405 |  | HRCU-A-CB-O | NAXSPB09A112A* | Mini-Splits | NAXWPH09B112AA | 16.1 | 30.5 | 12.5 |  |  |  | FALSE | FALSE | FALSE | 9000 | 6700 | 2.73 | 12200 | 2.84
206401419 | 01/20/21 | Live | Mitsubishi Electric Trane | AMERICAN STANDARD / MITSUBISHI ELECTRIC | Singlezone Non-Ducted, Wall Placement | 206401419 |  | HRCU-A-CB-O | NAXSPB06A112A* | Mini-Splits | NAXWPH06B112AA | 19 | 33.1 | 12.5 |  |  |  | FALSE | FALSE | FALSE | 6000 | 5900 | 2.74 | 10700 | 2.78
206401418 | 01/20/21 | Live | Mitsubishi Electric Trane | AMERICAN STANDARD / MITSUBISHI ELECTRIC | Singlezone Non-Ducted, Wall Placement | 206401418 |  | HRCU-A-CB-O | NAXSPH06A112A* | Mini-Splits | NAXWPH06B112AA | 19 | 33.1 | 13.5 |  |  |  | FALSE | FALSE | FALSE | 6000 | 5900 | 3.46 | 10700 | 3.14
204834287 | 01/20/21 | Live | Mitsubishi Electric Trane | TRANE / MITSUBISHI ELECTRIC | Multizone All Non-Ducted | 204834287 |  | HMSR-A-CB-O | NTXMMX60A182B* | Non-Ducted Indoor Units |  | 12.5 | 19.5 | 10.7 |  |  |  | FALSE | FALSE | FALSE | 60000 | 41500 | 2.5 | 65000 | 2.35
206425187 | 01/20/21 | Live | Mitsubishi Electric Trane | AMERICAN STANDARD / MITSUBISHI ELECTRIC | Singlezone Non-Ducted, Wall Placement | 206425187 |  | HRCU-A-CB-O | NAXSPB06B112A* | Mini-Splits | NAXWPH06A112AA | 19 | 33.1 | 12.5 |  |  |  | FALSE | FALSE | FALSE | 6000 | 5900 | 2.74 | 10700 | 2.78
206425202 | 01/20/21 | Live | Mitsubishi Electric Trane | AMERICAN STANDARD / MITSUBISHI ELECTRIC | Singlezone Non-Ducted, Wall Placement | 206425202 |  | HRCU-A-CB-O | NAXSPB12B112A* | Mini-Splits | NAXWPH12A112AA | 13.8 | 26.1 | 11.5 |  |  |  | FALSE | FALSE | FALSE | 12000 | 8100 | 2.83 | 13600 | 2.03
206425193 | 01/20/21 | Live | Mitsubishi Electric Trane | AMERICAN STANDARD / MITSUBISHI ELECTRIC | Singlezone Non-Ducted, Wall Placement | 206425193 |  | HRCU-A-CB-O | NAXSPH18B112A* | Mini-Splits | NAXWPH18A112AA | 12.5 | 21 | 12 |  |  |  | FALSE | FALSE | FALSE | 17200 | 13700 | 3.04 | 20300 | 2.12
206425201 | 01/20/21 | Live | Mitsubishi Electric Trane | AMERICAN STANDARD / MITSUBISHI ELECTRIC | Singlezone Non-Ducted, Wall Placement | 206425201 |  | HRCU-A-CB-O | NAXSPB09B112A* | Mini-Splits | NAXWPH09A112AA | 16.1 | 30.5 | 12.5 |  |  |  | FALSE | FALSE | FALSE | 9000 | 6700 | 2.73 | 12200 | 2.84
206425191 | 01/20/21 | Live | Mitsubishi Electric Trane | AMERICAN STANDARD / MITSUBISHI ELECTRIC | Singlezone Non-Ducted, Wall Placement | 206425191 |  | HRCU-A-CB-O | NAXSPH12B112A* | Mini-Splits | NAXWPH12A112AA | 13.8 | 26.1 | 12.5 |  |  |  | FALSE | FALSE | FALSE | 12000 | 8100 | 3.3 | 13600 | 2.1
206425189 | 01/20/21 | Live | Mitsubishi Electric Trane | AMERICAN STANDARD / MITSUBISHI ELECTRIC | Singlezone Non-Ducted, Wall Placement | 206425189 |  | HRCU-A-CB-O | NAXSPH06B112A* | Mini-Splits | NAXWPH06A112AA | 19 | 33.1 | 13.5 |  |  |  | FALSE | FALSE | FALSE | 6000 | 5900 | 3.46 | 10700 | 3.14
206425192 | 01/20/21 | Live | Mitsubishi Electric Trane | AMERICAN STANDARD / MITSUBISHI ELECTRIC | Singlezone Non-Ducted, Wall Placement | 206425192 |  | HRCU-A-CB-O | NAXSPH15B112A* | Mini-Splits | NAXWPH15A112AA | 12.5 | 22 | 12 |  |  |  | FALSE | FALSE | FALSE | 15000 | 11000 | 3.16 | 18000 | 2.13
206425188 | 01/20/21 | Live | Mitsubishi Electric Trane | AMERICAN STANDARD / MITSUBISHI ELECTRIC | Singlezone Non-Ducted, Wall Placement | 206425188 |  | HRCU-A-CB-O | NAXSPB18B112A* | Mini-Splits | NAXWPH18A112AA | 12.5 | 21 | 11 |  |  |  | FALSE | FALSE | FALSE | 17200 | 13700 | 3.21 | 24300 | 2.1
206425190 | 01/20/21 | Live | Mitsubishi Electric Trane | AMERICAN STANDARD / MITSUBISHI ELECTRIC | Singlezone Non-Ducted, Wall Placement | 206425190 |  | HRCU-A-CB-O | NAXSPH09B112A* | Mini-Splits | NAXWPH09A112AA | 16.1 | 30.5 | 13.5 |  |  |  | FALSE | FALSE | FALSE | 9000 | 6700 | 3.27 | 12200 | 2.48
206425203 | 01/20/21 | Live | Mitsubishi Electric Trane | AMERICAN STANDARD / MITSUBISHI ELECTRIC | Singlezone Non-Ducted, Wall Placement | 206425203 |  | HRCU-A-CB-O | NAXSPB15B112A* | Mini-Splits | NAXWPH15A112AA | 12.5 | 22 | 11 |  |  |  | FALSE | FALSE | FALSE | 15000 | 11000 | 3.39 | 20200 | 1.76
204629246 | 01/20/21 | Live | Mitsubishi Electric Trane | MITSUBISHI ELECTRIC | Singlezone Ducted, Compact Ducted | 204629246 |  | HRCU-A-CB | SUZ-KA18NA2 | Mini-Splits | NAXDKS18A112A* | 13.7 | 22 | 13.1 |  |  |  | FALSE | FALSE | FALSE | 18000 | 13900 | 2.87 | 13900 | 2.87
204629242 | 01/20/21 | Live | Mitsubishi Electric Trane | MITSUBISHI ELECTRIC | Singlezone Non-Ducted, Ceiling Placement | 204629242 |  | HRCU-A-CB-O | SUZ-KA18NA2 | Mini-Splits | NAXCKS18A112A* | 12.5 | 20.7 | 11.6 |  |  |  | FALSE | FALSE | FALSE | 17700 | 12900 | 2.68 | 12900 | 2.68
206328093 | 01/20/21 | Live | Mitsubishi Electric Trane | MITSUBISHI ELECTRIC | Singlezone Ducted, Compact Ducted | 206328093 |  | HRCU-A-CB | SUZ-KA18NAHZ | Mini-Splits | NTXDKS18A112AA | 13.1 | 19.1 | 10.9 |  |  |  | FALSE | FALSE | FALSE | 18000 | 14200 | 2.52 | 21600 | 2.52
204629238 | 01/20/21 | Live | Mitsubishi Electric Trane | MITSUBISHI ELECTRIC | Singlezone Non-Ducted, Ceiling Placement | 204629238 |  | HRCU-A-CB-O | SUZ-KA18NA2 | Mini-Splits | NAXUKS18A112A* | 12.5 | 22.3 | 12.4 |  |  |  | FALSE | FALSE | FALSE | 18000 | 13100 | 2.63 | 13100 | 2.63
204629198 | 01/20/21 | Live | Mitsubishi Electric Trane | MITSUBISHI ELECTRIC | Singlezone Non-Ducted, Ceiling Placement | 204629198 |  | HRCU-A-CB-O | SUZ-KA18NA2 | Mini-Splits | NTXUKS18A112A* | 12.5 | 22.3 | 12.4 |  |  |  | FALSE | FALSE | FALSE | 18000 | 13100 | 2.63 | 13100 | 2.63
206328112 | 01/20/21 | Live | Mitsubishi Electric Trane | MITSUBISHI ELECTRIC | Singlezone Ducted, Compact Ducted | 206328112 |  | HRCU-A-CB | SUZ-KA15NAHZ | Mini-Splits | NAXDKS15A112AA | 12.5 | 17.3 | 9.5 |  |  |  | FALSE | FALSE | FALSE | 15000 | 12200 | 2.15 | 18000 | 2.15
206374539 | 01/20/21 | Live | Mitsubishi Electric Trane | MITSUBISHI ELECTRIC | Singlezone Ducted, Compact Ducted | 206374539 |  | HRCU-A-CB | SUZ-KA15NAHZ | Mini-Splits | TPEADA0151AA70A | 12.6 | 18.3 | 9.9 |  |  |  | FALSE | FALSE | FALSE | 15000 | 11700 | 2.29 | 18000 | 2.28
206328113 | 01/20/21 | Live | Mitsubishi Electric Trane | MITSUBISHI ELECTRIC | Singlezone Ducted, Compact Ducted | 206328113 |  | HRCU-A-CB | SUZ-KA18NAHZ | Mini-Splits | NAXDKS18A112AA | 13.1 | 19.1 | 10.9 |  |  |  | FALSE | FALSE | FALSE | 18000 | 14200 | 2.52 | 21600 | 2.52
204629206 | 01/20/21 | Live | Mitsubishi Electric Trane | MITSUBISHI ELECTRIC | Singlezone Ducted, Compact Ducted | 204629206 |  | HRCU-A-CB | SUZ-KA18NA2 | Mini-Splits | NTXDKS18A112A* | 13.7 | 22 | 13.1 |  |  |  | FALSE | FALSE | FALSE | 18000 | 13900 | 2.87 | 13900 | 2.87
204629241 | 01/20/21 | Live | Mitsubishi Electric Trane | MITSUBISHI ELECTRIC | Singlezone Non-Ducted, Ceiling Placement | 204629241 |  | HRCU-A-CB-O | SUZ-KA15NA2 | Mini-Splits | NAXCKS15A112A* | 12.2 | 19.8 | 11.2 |  |  |  | FALSE | FALSE | FALSE | 14100 | 11900 | 2.7 | 11900 | 2.7
206328091 | 01/20/21 | Live | Mitsubishi Electric Trane | MITSUBISHI ELECTRIC | Singlezone Ducted, Compact Ducted | 206328091 |  | HRCU-A-CB | SUZ-KA15NAHZ | Mini-Splits | NTXDKS15A112AA | 12.5 | 17.3 | 9.5 |  |  |  | FALSE | FALSE | FALSE | 15000 | 12200 | 2.15 | 18000 | 2.15
204629245 | 01/20/21 | Live | Mitsubishi Electric Trane | MITSUBISHI ELECTRIC | Singlezone Ducted, Compact Ducted | 204629245 |  | HRCU-A-CB | SUZ-KA15NA2 | Mini-Splits | NAXDKS15A112A* | 13 | 19 | 11.4 |  |  |  | FALSE | FALSE | FALSE | 15000 | 11700 | 2.68 | 11700 | 2.68
206328116 | 01/20/21 | Live | Mitsubishi Electric Trane | MITSUBISHI ELECTRIC | Singlezone Non-Ducted, Ceiling Placement | 206328116 |  | HRCU-A-CB-O | SUZ-KA12NAHZ | Mini-Splits | NAXCKS12A112AA | 12.7 | 20.3 | 10 |  |  |  | FALSE | FALSE | FALSE | 12000 | 8300 | 2.38 | 13800 | 2.38
204629205 | 01/20/21 | Live | Mitsubishi Electric Trane | MITSUBISHI ELECTRIC | Singlezone Ducted, Compact Ducted | 204629205 |  | HRCU-A-CB | SUZ-KA15NA2 | Mini-Splits | NTXDKS15A112A* | 13 | 19 | 11.4 |  |  |  | FALSE | FALSE | FALSE | 15000 | 11700 | 2.68 | 11700 | 2.68
206328110 | 01/20/21 | Live | Mitsubishi Electric Trane | MITSUBISHI ELECTRIC | Singlezone Ducted, Compact Ducted | 206328110 |  | HRCU-A-CB | SUZ-KA12NAHZ | Mini-Splits | NAXDKS12A112AA | 13 | 19 | 10.2 |  |  |  | FALSE | FALSE | FALSE | 12000 | 9000 | 2.56 | 15000 | 2.56
206374537 | 01/20/21 | Live | Mitsubishi Electric Trane | MITSUBISHI ELECTRIC | Singlezone Ducted, Compact Ducted | 206374537 |  | HRCU-A-CB | SUZ-KA12NAHZ | Mini-Splits | TPEADA0121AA70A | 14.1 | 19.3 | 11 |  |  |  | FALSE | FALSE | FALSE | 12000 | 9000 | 2.72 | 15000 | 2.71
206328090 | 01/20/21 | Live | Mitsubishi Electric Trane | MITSUBISHI ELECTRIC | Singlezone Ducted, Compact Ducted | 206328090 |  | HRCU-A-CB | SUZ-KA12NAHZ | Mini-Splits | NTXDKS12A112AA | 13 | 19 | 10.2 |  |  |  | FALSE | FALSE | FALSE | 12000 | 9000 | 2.56 | 15000 | 2.56
204629240 | 01/20/21 | Live | Mitsubishi Electric Trane | MITSUBISHI ELECTRIC | Singlezone Non-Ducted, Ceiling Placement | 204629240 |  | HRCU-A-CB-O | SUZ-KA12NA2 | Mini-Splits | NAXCKS12A112A* | 13.3 | 22 | 11.4 |  |  |  | FALSE | FALSE | FALSE | 12000 | 8900 | 2.31 | 8900 | 2.31
204629237 | 01/20/21 | Live | Mitsubishi Electric Trane | MITSUBISHI ELECTRIC | Singlezone Non-Ducted, Ceiling Placement | 204629237 |  | HRCU-A-CB-O | SUZ-KA12NA2 | Mini-Splits | NAXUKS12A112A* | 12.5 | 19.8 | 12.1 |  |  |  | FALSE | FALSE | FALSE | 12000 | 9900 | 2.84 | 9900 | 2.84
204629244 | 01/20/21 | Live | Mitsubishi Electric Trane | MITSUBISHI ELECTRIC | Singlezone Ducted, Compact Ducted | 204629244 |  | HRCU-A-CB | SUZ-KA12NA2 | Mini-Splits | NAXDKS12A112A* | 12.9 | 20.5 | 12.4 |  |  |  | FALSE | FALSE | FALSE | 12000 | 10000 | 2.48 | 10000 | 2.48
204629204 | 01/20/21 | Live | Mitsubishi Electric Trane | MITSUBISHI ELECTRIC | Singlezone Ducted, Compact Ducted | 204629204 |  | HRCU-A-CB | SUZ-KA12NA2 | Mini-Splits | NTXDKS12A112A* | 12.9 | 20.5 | 12.4 |  |  |  | FALSE | FALSE | FALSE | 12000 | 10000 | 2.48 | 10000 | 2.48
204629197 | 01/20/21 | Live | Mitsubishi Electric Trane | MITSUBISHI ELECTRIC | Singlezone Non-Ducted, Ceiling Placement | 204629197 |  | HRCU-A-CB-O | SUZ-KA12NA2 | Mini-Splits | NTXUKS12A112A* | 12.5 | 19.8 | 12.1 |  |  |  | FALSE | FALSE | FALSE | 12000 | 9900 | 2.84 | 9900 | 2.84
204629243 | 01/20/21 | Live | Mitsubishi Electric Trane | MITSUBISHI ELECTRIC | Singlezone Ducted, Compact Ducted | 204629243 |  | HRCU-A-CB | SUZ-KA09NA2 | Mini-Splits | NAXDKS09A112A* | 12.8 | 18.8 | 11 |  |  |  | FALSE | FALSE | FALSE | 9000 | 7600 | 2.53 | 7600 | 2.53
204629203 | 01/20/21 | Live | Mitsubishi Electric Trane | MITSUBISHI ELECTRIC | Singlezone Ducted, Compact Ducted | 204629203 |  | HRCU-A-CB | SUZ-KA09NA2 | Mini-Splits | NTXDKS09A112A* | 12.8 | 18.8 | 11 |  |  |  | FALSE | FALSE | FALSE | 9000 | 7600 | 2.53 | 7600 | 2.53
204629239 | 01/20/21 | Live | Mitsubishi Electric Trane | MITSUBISHI ELECTRIC | Singlezone Non-Ducted, Ceiling Placement | 204629239 |  | HRCU-A-CB-O | SUZ-KA09NA2 | Mini-Splits | NAXCKS09A112A* | 13.4 | 22.4 | 12.2 |  |  |  | FALSE | FALSE | FALSE | 9000 | 6900 | 2.5 | 6900 | 2.5
204629196 | 01/20/21 | Live | Mitsubishi Electric Trane | MITSUBISHI ELECTRIC | Singlezone Non-Ducted, Ceiling Placement | 204629196 |  | HRCU-A-CB-O | SUZ-KA09NA2 | Mini-Splits | NTXUKS09A112A* | 12.6 | 19.5 | 13.3 |  |  |  | FALSE | FALSE | FALSE | 9000 | 7700 | 3.22 | 7700 | 3.22
204629236 | 01/20/21 | Live | Mitsubishi Electric Trane | MITSUBISHI ELECTRIC | Singlezone Non-Ducted, Ceiling Placement | 204629236 |  | HRCU-A-CB-O | SUZ-KA09NA2 | Mini-Splits | NAXUKS09A112A* | 12.6 | 19.5 | 13.3 |  |  |  | FALSE | FALSE | FALSE | 9000 | 7700 | 3.22 | 7700 | 3.22
206223048 | 01/20/21 | Live | Mitsubishi Electric Trane | MITSUBISHI ELECTRIC | Singlezone Ducted, Centrally Ducted | 206223048 |  | HRCU-A-CB | PUZ-HA30NKA | Mini-Splits | PVA-A30AA7 | 13 | 18 | 9.8 |  |  |  | FALSE | FALSE | FALSE | 30000 | 21000 | 2.44 | 32000 | 2.27
204629284 | 01/20/21 | Live | Mitsubishi Electric Trane | MITSUBISHI ELECTRIC | Singlezone Non-Ducted, Ceiling Placement | 204629284 |  | HRCU-A-CB-O | NTXSKS12A112A* | Mini-Splits | MLZ-KP12NA | 12.5 | 19.8 | 12.1 |  |  |  | FALSE | FALSE | FALSE | 12000 | 9900 | 2.84 | 9900 | 2.84
204629285 | 01/20/21 | Live | Mitsubishi Electric Trane | MITSUBISHI ELECTRIC | Singlezone Non-Ducted, Ceiling Placement | 204629285 |  | HRCU-A-CB-O | NTXSKS18A112A* | Mini-Splits | MLZ-KP18NA | 12.5 | 22.3 | 12.4 |  |  |  | FALSE | FALSE | FALSE | 18000 | 13100 | 2.63 | 13100 | 2.63
204629283 | 01/20/21 | Live | Mitsubishi Electric Trane | MITSUBISHI ELECTRIC | Singlezone Non-Ducted, Ceiling Placement | 204629283 |  | HRCU-A-CB-O | NTXSKS09A112A* | Mini-Splits | MLZ-KP09NA | 12.6 | 19.5 | 13.3 |  |  |  | FALSE | FALSE | FALSE | 9000 | 7700 | 3.22 | 7700 | 3.22
204629356 | 01/20/21 | Live | Mitsubishi Electric Trane | MITSUBISHI ELECTRIC | Singlezone Non-Ducted, Wall Placement | 204629356 |  | HRCU-A-CB-O | NAXSST18A112A* | Mini-Splits | MSZ-GL18NA*** | 13.4 | 20.5 | 11.2 |  |  |  | FALSE | FALSE | FALSE | 18000 | 13800 | 2.73 | 18200 | 2.48
204629353 | 01/20/21 | Live | Mitsubishi Electric Trane | MITSUBISHI ELECTRIC | Singlezone Non-Ducted, Wall Placement | 204629353 |  | HRCU-A-CB-O | NAXSST09A112A* | Mini-Splits | MSZ-GL09NA*** | 15.4 | 24.6 | 12.8 |  |  |  | FALSE | FALSE | FALSE | 9000 | 6700 | 3.12 | 10200 | 2.82
204629354 | 01/20/21 | Live | Mitsubishi Electric Trane | MITSUBISHI ELECTRIC | Singlezone Non-Ducted, Wall Placement | 204629354 |  | HRCU-A-CB-O | NAXSST12A112A* | Mini-Splits | MSZ-GL12NA*** | 13 | 23.1 | 12.5 |  |  |  | FALSE | FALSE | FALSE | 12000 | 9200 | 3.1 | 12000 | 2.84
204629355 | 01/20/21 | Live | Mitsubishi Electric Trane | MITSUBISHI ELECTRIC | Singlezone Non-Ducted, Wall Placement | 204629355 |  | HRCU-A-CB-O | NAXSST15A112A* | Mini-Splits | MSZ-GL15NA*** | 13 | 21.6 | 11.7 |  |  |  | FALSE | FALSE | FALSE | 14000 | 12100 | 2.22 | 16400 | 2.39
204629363 | 01/20/21 | Live | Mitsubishi Electric Trane | MITSUBISHI ELECTRIC | Singlezone Non-Ducted, Wall Placement | 204629363 |  | HRCU-A-CB-O | NAXSMT18A112A* | Mini-Splits | MSZ-HM18NA*** | 10.5 | 18 | 10 |  |  |  | FALSE | FALSE | FALSE | 17200 | 11500 | 2.59 | 15000 | 2.3
206401423 | 01/20/21 | Live | Mitsubishi Electric Trane | AMERICAN STANDARD / MITSUBISHI ELECTRIC | Singlezone Non-Ducted, Wall Placement | 206401423 |  | HRCU-A-CB-O | NAXSPH18A112A* | Mini-Splits | NAXWPH18B112AA | 12.5 | 21 | 12 |  |  |  | FALSE | FALSE | FALSE | 17200 | 13700 | 3.04 | 20300 | 2.12
206551253 | 01/28/21 | Live | GE Appliances, a Haier Company | HAIER | Singlezone Non-Ducted, Wall Placement | 206551253 |  | HRCU-A-CB-O | 1U09TE2VHA* | Mini-Splits | AW09TE2VHA* | 11 | 18 | 10 |  |  |  | FALSE | FALSE | FALSE | 9000 | 5000 | 2.82 | 7500 | 2.42
206551252 | 02/08/21 | Live | GE Appliances, a Haier Company | GE APPLIANCES | Singlezone Non-Ducted, Wall Placement | 206551252 |  | HRCU-A-CB-O | ASH112CRDWA* | Mini-Splits | ASYW12CRDWA* | 11 | 18 | 10 |  |  |  | FALSE | FALSE | FALSE | 12000 | 7500 | 2.97 | 10000 | 2.66
206551251 | 02/08/21 | Live | GE Appliances, a Haier Company | GE APPLIANCES | Singlezone Non-Ducted, Wall Placement | 206551251 |  | HRCU-A-CB-O | ASH109CRDWA* | Mini-Splits | ASYW09CRDWA* | 11 | 18 | 10 |  |  |  | FALSE | FALSE | FALSE | 9000 | 5000 | 2.82 | 7500 | 2.42
206608651 | 02/10/21 | Live | GE Appliances, a Haier Company | HAIER | Singlezone Ducted, Compact Ducted | 206608651 |  | HRCU-A-CB | 1U18EH2VHE* | Mini-Splits | USYM18UCDSA* | 11.5 | 19 | 10 |  |  |  | FALSE | FALSE | FALSE | 18000 | 15000 | 2.2 | 20250 | 2.28
206389354 | 02/09/21 | Live | GE Appliances, a Haier Company | HAIER | Singlezone Ducted, Compact Ducted | 206389354 |  | HRCU-A-CB | 1U12EH2VHE* | Mini-Splits | USYM12UCDSA* | 12.5 | 20 | 10.5 |  |  |  | FALSE | FALSE | FALSE | 12000 | 9300 | 2.39 | 13485 | 2.31
206608650 | 02/09/21 | Live | GE Appliances, a Haier Company | HAIER | Singlezone Ducted, Compact Ducted | 206608650 |  | HRCU-A-CB | 1U09EH2VHE* | Mini-Splits | USYM09UCDSA* | 12.5 | 21 | 11 |  |  |  | FALSE | FALSE | FALSE | 9000 | 6500 | 2.61 | 11050 | 2.53
205047855 | 02/19/21 | Live | Panasonic | PANASONIC | Singlezone Non-Ducted, Wall Placement | 205047855 |  | HRCU-A-CB-O | CU-XE24WKUA | Mini-Splits | CS-XE24WKUAW | 10.9 | 20 | 10.6 |  |  |  | FALSE | FALSE | TRUE | 24000 | 18500 | 2.64 | 26500 | 2.59
201754642 | 01/01/11 | Live | Mitsubishi Electric Trane | MITSUBISHI ELECTRIC | Multizone All Non-Ducted | 201754642 |  | HRCU-A-CB-O | MXZ-2C20NA2 | Non-Ducted Indoor Units |  | 12.7 | 20 | 10 |  |  |  | FALSE | FALSE | FALSE | 18000 | 13500 | 3.04 | 15500 | 2.6
201754302 | 01/01/11 | Live | Mitsubishi Electric Trane | MITSUBISHI ELECTRIC | Singlezone Non-Ducted, Wall Placement | 201754302 |  | HRCU-A-CB-O | MUZ-FH18NA2 | Mini-Splits | MSZ-FH18NA** | 12.5 | 21 | 12 |  |  |  | FALSE | FALSE | FALSE | 17200 | 13700 | 3.04 | 20300 | 2.12
202864314 | 03/12/21 | Live | Hisense | HISENSE | Multizone All Non-Ducted | 202864314 |  | HRCU-A-CB-O | AMW3-24U3SAA | Mini-Splits | AST-07UW3SVE**00AST-09UW3SVE**00AST-09UW3SVE**00 | 12.5 | 22 | 11 |  |  |  | TRUE | TRUE | FALSE | 24000 | 15400 | 2.59 | 26000 | 1.9
205653642 | 03/12/21 | Live | Hisense | PERFECTAIRE | Singlezone Non-Ducted, Wall Placement | 205653642 |  | HRCU-A-CB-O | 3PAMSHQCO12 | Mini-Splits | 3PAMSHQCW12 | 12.5 | 22 | 10.5 |  |  |  | TRUE | FALSE | TRUE | 12000 | 7500 | 2.71 | 9424 | 2.42
205653644 | 03/12/21 | Live | Hisense | PERFECTAIRE | Singlezone Non-Ducted, Wall Placement | 205653644 |  | HRCU-A-CB-O | 3PAMSHQCO24 | Mini-Splits | 3PAMSHQCW24 | 12.5 | 21 | 10.5 |  |  |  | TRUE | TRUE | FALSE | 23400 | 14500 | 2.47 | 20250 | 2.12
205653643 | 03/12/21 | Live | Hisense | PERFECTAIRE | Singlezone Non-Ducted, Wall Placement | 205653643 |  | HRCU-A-CB-O | 3PAMSHQCO18 | Mini-Splits | 3PAMSHQCW18 | 13 | 23.3 | 11.6 |  |  |  | TRUE | TRUE | FALSE | 18000 | 11600 | 3.01 | 17530 | 2.41
205300162 | 03/12/21 | Live | Hisense | DENALI AIRE | Singlezone Non-Ducted, Wall Placement | 205300162 |  | HRCU-A-CB-O | DNMSHQCO12A | Mini-Splits | DNMSHQCW12A | 12.5 | 22 | 10.5 |  |  |  | TRUE | FALSE | TRUE | 12000 | 7500 | 2.71 | 9424 | 2.42
206428591 | 03/12/21 | Live | Hisense | PERFECTAIRE | Multizone All Non-Ducted | 206428591 |  | HRCU-A-CB-O | 3PAMSHHQC18-MZO2 | Non-Ducted Indoor Units |  | 12.5 | 22 | 11 |  |  |  | TRUE | TRUE | TRUE | 18000 | 12200 | 2.59 | 20000 | 1.81
206428592 | 03/12/21 | Live | Hisense | PERFECTAIRE | Multizone All Non-Ducted | 206428592 |  | HRCU-A-CB-O | 3PAMSHHQC24-MZO3 | Non-Ducted Indoor Units |  | 12.5 | 22 | 11 |  |  |  | TRUE | TRUE | FALSE | 24000 | 15400 | 2.59 | 26000 | 1.9
205300164 | 03/12/21 | Live | Hisense | DENALI AIRE | Singlezone Non-Ducted, Wall Placement | 205300164 |  | HRCU-A-CB-O | DNMSHQCO18 | Mini-Splits | DNMSHQCW18 | 13 | 23.3 | 11.6 |  |  |  | TRUE | TRUE | FALSE | 18000 | 11600 | 3.01 | 17530 | 2.41
205300165 | 03/12/21 | Live | Hisense | DENALI AIRE | Singlezone Non-Ducted, Wall Placement | 205300165 |  | HRCU-A-CB-O | DNMSHQCO24 | Mini-Splits | DNMSHQCW24 | 12.5 | 21 | 10.5 |  |  |  | TRUE | TRUE | FALSE | 23400 | 14500 | 2.47 | 20250 | 2.12
206787288 | 04/15/21 | Live | Johnson Controls Inc. (York International Norman) | CHAMPION HEATING AND COOLING | Singlezone Ducted, Centrally Ducted | 206787288 |  | HRCU-A-CB | HMH72B601 |  | AE60DX21+TXV | 8.5 | 17 | 10 |  |  |  | FALSE | FALSE | FALSE | 58500 | 36800 | 2.53 | 36800 | 2.53
206787296 | 04/15/21 | Live | Johnson Controls Inc. (York International Norman) | FRASER-JOHNSTON | Singlezone Ducted, Centrally Ducted | 206787296 |  | HRCU-A-CB | HMH72B601 |  | AE60DX21+TXV | 8.5 | 17 | 10 |  |  |  | FALSE | FALSE | FALSE | 58500 | 36800 | 2.53 | 36800 | 2.53
206787300 | 04/15/21 | Live | Johnson Controls Inc. (York International Norman) | LUXAIRE | Singlezone Ducted, Centrally Ducted | 206787300 |  | HRCU-A-CB | HMH72B601 |  | AE60DX21+TXV | 8.5 | 17 | 10 |  |  |  | FALSE | FALSE | FALSE | 58500 | 36800 | 2.53 | 36800 | 2.53
206787281 | 04/15/21 | Live | Johnson Controls Inc. (York International Norman) | YORK | Singlezone Ducted, Centrally Ducted | 206787281 |  | HRCU-A-CB | HMH72B601 |  | AE60DX21+TXV | 8.5 | 17 | 10 |  |  |  | FALSE | FALSE | FALSE | 58500 | 36800 | 2.53 | 36800 | 2.53
206787292 | 04/15/21 | Live | Johnson Controls Inc. (York International Norman) | COLEMAN | Singlezone Ducted, Centrally Ducted | 206787292 |  | HRCU-A-CB | HMH72B601 |  | AE60DX21+TXV | 8.5 | 17 | 10 |  |  |  | FALSE | FALSE | FALSE | 58500 | 36800 | 2.53 | 36800 | 2.53
206787287 | 04/15/21 | Live | Johnson Controls Inc. (York International Norman) | CHAMPION HEATING AND COOLING | Singlezone Ducted, Centrally Ducted | 206787287 |  | HRCU-A-CB | HMH72B481 |  | AE60DX21+TXV | 10.5 | 18 | 9.5 |  |  |  | FALSE | FALSE | FALSE | 48000 | 30200 | 2.51 | 30200 | 2.51
206787299 | 04/15/21 | Live | Johnson Controls Inc. (York International Norman) | LUXAIRE | Singlezone Ducted, Centrally Ducted | 206787299 |  | HRCU-A-CB | HMH72B481 |  | AE60DX21+TXV | 10.5 | 18 | 9.5 |  |  |  | FALSE | FALSE | FALSE | 48000 | 30200 | 2.51 | 30200 | 2.51
206787291 | 04/15/21 | Live | Johnson Controls Inc. (York International Norman) | COLEMAN | Singlezone Ducted, Centrally Ducted | 206787291 |  | HRCU-A-CB | HMH72B481 |  | AE60DX21+TXV | 10.5 | 18 | 9.5 |  |  |  | FALSE | FALSE | FALSE | 48000 | 30200 | 2.51 | 30200 | 2.51
206787283 | 04/15/21 | Live | Johnson Controls Inc. (York International Norman) | YORK | Singlezone Ducted, Centrally Ducted | 206787283 |  | HRCU-A-CB | HMH72B481 |  | AE60DX21+TXV | 10.5 | 18 | 9.5 |  |  |  | FALSE | FALSE | FALSE | 48000 | 30200 | 2.51 | 30200 | 2.51
206787295 | 04/15/21 | Live | Johnson Controls Inc. (York International Norman) | FRASER-JOHNSTON | Singlezone Ducted, Centrally Ducted | 206787295 |  | HRCU-A-CB | HMH72B481 |  | AE60DX21+TXV | 10.5 | 18 | 9.5 |  |  |  | FALSE | FALSE | FALSE | 48000 | 30200 | 2.51 | 30200 | 2.51
206787294 | 04/15/21 | Live | Johnson Controls Inc. (York International Norman) | FRASER-JOHNSTON | Singlezone Ducted, Centrally Ducted | 206787294 |  | HRCU-A-CB | HMH72B361 |  | AE36CX21+TXV | 10 | 18 | 10.5 |  |  |  | FALSE | FALSE | FALSE | 36000 | 24000 | 2.59 | 24000 | 2.59
206787290 | 04/15/21 | Live | Johnson Controls Inc. (York International Norman) | COLEMAN | Singlezone Ducted, Centrally Ducted | 206787290 |  | HRCU-A-CB | HMH72B361 |  | AE36CX21+TXV | 10 | 18 | 10.5 |  |  |  | FALSE | FALSE | FALSE | 36000 | 24000 | 2.59 | 24000 | 2.59
206787286 | 04/15/21 | Live | Johnson Controls Inc. (York International Norman) | CHAMPION HEATING AND COOLING | Singlezone Ducted, Centrally Ducted | 206787286 |  | HRCU-A-CB | HMH72B361 |  | AE36CX21+TXV | 10 | 18 | 10.5 |  |  |  | FALSE | FALSE | FALSE | 36000 | 24000 | 2.59 | 24000 | 2.59
206787298 | 04/15/21 | Live | Johnson Controls Inc. (York International Norman) | LUXAIRE | Singlezone Ducted, Centrally Ducted | 206787298 |  | HRCU-A-CB | HMH72B361 |  | AE36CX21+TXV | 10 | 18 | 10.5 |  |  |  | FALSE | FALSE | FALSE | 36000 | 24000 | 2.59 | 24000 | 2.59
206787282 | 04/15/21 | Live | Johnson Controls Inc. (York International Norman) | YORK | Singlezone Ducted, Centrally Ducted | 206787282 |  | HRCU-A-CB | HMH72B361 |  | AE36CX21+TXV | 10 | 18 | 10.5 |  |  |  | FALSE | FALSE | FALSE | 36000 | 24000 | 2.59 | 24000 | 2.59
206787293 | 04/15/21 | Live | Johnson Controls Inc. (York International Norman) | FRASER-JOHNSTON | Singlezone Ducted, Centrally Ducted | 206787293 |  | HRCU-A-CB | HMH72B241 |  | AE36CX21+TXV | 10 | 17.5 | 9 |  |  |  | FALSE | FALSE | FALSE | 22200 | 14000 | 2.43 | 14000 | 2.43
206787297 | 04/15/21 | Live | Johnson Controls Inc. (York International Norman) | LUXAIRE | Singlezone Ducted, Centrally Ducted | 206787297 |  | HRCU-A-CB | HMH72B241 |  | AE36CX21+TXV | 10 | 17.5 | 9 |  |  |  | FALSE | FALSE | FALSE | 22200 | 14000 | 2.43 | 14000 | 2.43
206787285 | 04/15/21 | Live | Johnson Controls Inc. (York International Norman) | CHAMPION HEATING AND COOLING | Singlezone Ducted, Centrally Ducted | 206787285 |  | HRCU-A-CB | HMH72B241 |  | AE36CX21+TXV | 10 | 17.5 | 9 |  |  |  | FALSE | FALSE | FALSE | 22200 | 14000 | 2.43 | 14000 | 2.43
206787284 | 04/15/21 | Live | Johnson Controls Inc. (York International Norman) | YORK | Singlezone Ducted, Centrally Ducted | 206787284 |  | HRCU-A-CB | HMH72B241 |  | AE36CX21+TXV | 10 | 17.5 | 9 |  |  |  | FALSE | FALSE | FALSE | 22200 | 14000 | 2.43 | 14000 | 2.43
206787289 | 04/15/21 | Live | Johnson Controls Inc. (York International Norman) | COLEMAN | Singlezone Ducted, Centrally Ducted | 206787289 |  | HRCU-A-CB | HMH72B241 |  | AE36CX21+TXV | 10 | 17.5 | 9 |  |  |  | FALSE | FALSE | FALSE | 22200 | 14000 | 2.43 | 14000 | 2.43
205132633 | 01/13/20 | Live | Samsung Electronics | SAMSUNG | Singlezone Non-Ducted, Wall Placement | 205132633 |  | HRCU-A-CB-O | AR24TSFACWKX | Mini-Splits | AR24TSFABWKN | 12.5 | 20 | 10 |  |  |  | FALSE | FALSE | FALSE | 21000 | 16000 | 2.08 | 32945 | 2.45
206720378 | 05/05/21 | Live | Sunrise Tradex Corp | FORESTAIR | Multizone All Non-Ducted | 206720378 |  | HMSR-A-CB-O | FGH-18ES/MZ | Non-Ducted Indoor Units |  | 12.5 | 22 | 11 |  |  |  | FALSE | FALSE | FALSE | 18000 | 12800 | 2.42 | 16400 | 2.42
206720373 | 05/05/21 | Live | Sunrise Tradex Corp | FORESTAIR | Singlezone Non-Ducted, Wall Placement | 206720373 |  | HRCU-A-CB-O | FGH-09ES/E23-O | Mini-Splits | FGH-09ES/E23-I | 14 | 23 | 10.5 |  |  |  | FALSE | FALSE | FALSE | 9000 | 7300 | 2.67 | 10948 | 2.38
206720375 | 05/05/21 | Live | Sunrise Tradex Corp | FORESTAIR | Singlezone Non-Ducted, Wall Placement | 206720375 |  | HRCU-A-CB-O | FGH-18ES/E23-O | Mini-Splits | FGH-18ES/E23-I | 12.5 | 20 | 10.5 |  |  |  | FALSE | FALSE | FALSE | 18000 | 12400 | 2.63 | 18600 | 2.08
206720374 | 05/05/21 | Live | Sunrise Tradex Corp | FORESTAIR | Singlezone Non-Ducted, Wall Placement | 206720374 |  | HRCU-A-CB-O | FGH-12ES/E23-O | Mini-Splits | FGH-12ES/E23-I | 12.5 | 22 | 11 |  |  |  | FALSE | FALSE | FALSE | 12000 | 7700 | 2.82 | 11268 | 2.41
206720376 | 05/05/21 | Live | Sunrise Tradex Corp | FORESTAIR | Singlezone Non-Ducted, Wall Placement | 206720376 |  | HRCU-A-CB-O | FGH-12ES/E-38-O | Mini-Splits | FGH-12ES/E-38-I | 15.3 | 30.5 | 14 |  |  |  | FALSE | FALSE | FALSE | 12000 | 8300 | 2.93 | 15000 | 2.38
206720377 | 05/05/21 | Live | Sunrise Tradex Corp | FORESTAIR | Singlezone Non-Ducted, Wall Placement | 206720377 |  | HRCU-A-CB-O | FGH-18ES/E-38-O | Mini-Splits | FGH-18ES/E-38-I | 13.5 | 24.5 | 12 |  |  |  | FALSE | FALSE | TRUE | 18000 | 14200 | 2.16 | 23000 | 3.12
206720381 | 05/05/21 | Live | Sunrise Tradex Corp | FORESTAIR | Multizone All Non-Ducted | 206720381 |  | HMSR-A-CB-O | FGH-24ES/MZ | Non-Ducted Indoor Units |  | 12.5 | 21 | 11 |  |  |  | FALSE | FALSE | FALSE | 24000 | 16600 | 2.46 | 23000 | 3.02
202196602 | 05/11/21 | Live | Daikin North America, LLC | GOODMAN | Singlezone Ducted, Compact Ducted | 202196602 |  | HRCU-A-CB | MSH243E21MCAA | Mini-Splits | MST243E21ADAA | 12.5 | 21.5 | 11 |  |  |  | FALSE | FALSE | TRUE | 24000 | 16000 | 2.69 | 18943 | 2.22
206853247 | 05/13/21 | Live | LBG Products Corp | LBG PRODUCTS | Singlezone Non-Ducted, Wall Placement | 206853247 |  | HRCU-A-CB-O | LBH24DWO | Mini-Splits | LBH24DWI | 12.5 | 20 | 10 |  |  |  | FALSE | FALSE | FALSE | 22000 | 14600 | 2.61 | 16500 | 2.1
206726719 | 05/05/21 | Live | LBG Products Corp | LBG PRODUCTS | Singlezone Ducted, Centrally Ducted | 206726719 |  | HRCU-A-CB | LCH24036DO |  | LCH36DGHNI | 10 | 18 | 10 |  |  |  | FALSE | FALSE | TRUE | 36000 | 24000 | 2.4 | 36000 | 1.94
10062552 | 05/13/21 | Live | Daikin North America, LLC | GOODMAN | Singlezone Non-Ducted, Wall Placement | 10062552 |  | HRCU-A-CB-O | MSH183E21MCAA | Mini-Splits | MSH183E21AXAA | 13 | 21 | 10 |  |  |  | FALSE | FALSE | FALSE | 18000 | 10400 | 2.72 | 13597 | 2.46
203991088 | 05/13/21 | Live | Daikin North America, LLC | GOODMAN | Singlezone Non-Ducted, Wall Placement | 203991088 |  | HRCU-A-CB-O | MSH183E19MCAA | Mini-Splits | MSH183E19AXAA | 11 | 19 | 10 |  |  |  | FALSE | FALSE | FALSE | 18000 | 11000 | 2.58 | 11041 | 2.2
10062564 | 05/13/21 | Live | Daikin North America, LLC | GOODMAN | Singlezone Non-Ducted, Ceiling Placement | 10062564 |  | HRCU-A-CB-O | MSH183E21MCAA | Mini-Splits | MST183E20ACAA | 12.5 | 20 | 10.3 |  |  |  | FALSE | FALSE | FALSE | 18000 | 12000 | 2.77 | 12000 | 2.23
202196601 | 05/13/21 | Live | Daikin North America, LLC | GOODMAN | Singlezone Ducted, Compact Ducted | 202196601 |  | HRCU-A-CB | MSH183E21MCAA | Mini-Splits | MST183E21ADAA | 12.5 | 19 | 10.5 |  |  |  | FALSE | FALSE | FALSE | 18000 | 12000 | 2.61 | 12504 | 2.4
10300063 | 05/13/21 | Live | Daikin North America, LLC | GOODMAN | Multizone All Non-Ducted | 10300063 |  | HMSV-A-CB | MST363E21MCAA | Non-Ducted Indoor Units |  | 10.9 | 22.5 | 10.3 |  |  |  | FALSE | FALSE | FALSE | 36000 | 25400 | 2.87 | 25750 | 2.18
206764075 | 05/13/21 | Live | Daikin North America, LLC | FRANKLIN | Multizone All Ducted | 206764075 |  | HMSV-A-CB | MST363E23MHAA | Ducted Indoor Units |  | 11.3 | 19 | 11 |  |  |  | FALSE | FALSE | FALSE | 36000 | 24600 | 2.7 | 39296 | 2.19
10300062 | 05/13/21 | Live | Daikin North America, LLC | GOODMAN | Multizone All Non-Ducted | 10300062 |  | HMSV-A-CB | MST183E21MCAA | Non-Ducted Indoor Units |  | 12.5 | 21.3 | 10 |  |  |  | FALSE | FALSE | FALSE | 17000 | 11800 | 2.74 | 13047 | 2.32
10062563 | 05/13/21 | Live | Daikin North America, LLC | GOODMAN | Singlezone Non-Ducted, Ceiling Placement | 10062563 |  | HRCU-A-CB-O | MSH123E21MCAA | Mini-Splits | MST123E20ACAA | 14 | 21.5 | 10.5 |  |  |  | FALSE | FALSE | FALSE | 12000 | 7500 | 2.68 | 9444 | 2.49
206908471 | 05/11/21 | Live | Mitsubishi Electric Trane | AMERICAN STANDARD / MITSUBISHI ELECTRIC | Multizone Mix of Ducted and Non-Ducted | 206908471 |  | HMSV-A-CB | NAXMPH20A122A** | Mixed Ducted and Non-Ducted Indoor Units |  | 12.65 | 16.08 | 9.8 |  |  |  | FALSE | FALSE | FALSE | 19000 | 13300 | 2.5 | 22000 | 2.05
206908470 | 05/11/21 | Live | Mitsubishi Electric Trane | TRANE / MITSUBISHI ELECTRIC | Multizone Mix of Ducted and Non-Ducted | 206908470 |  | HMSV-A-CB | NTXMPH20A122A** | Mixed Ducted and Non-Ducted Indoor Units |  | 12.65 | 16.08 | 9.8 |  |  |  | FALSE | FALSE | FALSE | 19000 | 13300 | 2.5 | 22000 | 2.05
206908465 | 05/11/21 | Live | Mitsubishi Electric Trane | TRANE / MITSUBISHI ELECTRIC | Multizone All Ducted | 206908465 |  | HMSV-A-CB | NTXMPH20A122A** | Ducted Indoor Units |  | 11 | 15 | 9.5 |  |  |  | FALSE | FALSE | FALSE | 20000 | 13700 | 2.4 | 22000 | 2
206908466 | 05/11/21 | Live | Mitsubishi Electric Trane | AMERICAN STANDARD / MITSUBISHI ELECTRIC | Multizone All Ducted | 206908466 |  | HMSV-A-CB | NAXMPH20A122A** | Ducted Indoor Units |  | 11 | 15 | 9.5 |  |  |  | FALSE | FALSE | FALSE | 20000 | 13700 | 2.4 | 22000 | 2
206188268 | 05/19/21 | Live | Carrier | WEATHERMAKER | Singlezone Non-Ducted, Floor Placement | 206188268 |  | HRCU-A-CB-O | 38MBRBQ36AA3 | Mini-Splits | 40MBFQ36---3 | 8 | 17 | 10 |  |  |  | FALSE | FALSE | FALSE | 36000 | 22000 | 2.3 | 32600 | 2.79
206350364 | 05/19/21 | Live | Carrier | WEATHERMAKER | Singlezone Non-Ducted, Floor Placement | 206350364 |  | HRCU-A-CB-O | 38MARBQ12AA3 | Mini-Splits | 40MBFQ12--3 | 13 | 23 | 11.5 |  |  |  | TRUE | TRUE | TRUE | 12000 | 8400 | 2 | 13670 | 2.71
206188271 | 05/19/21 | Live | Carrier | WEATHERMAKER | Singlezone Non-Ducted, Floor Placement | 206188271 |  | HRCU-A-CB-O | 38MBRBQ48AA3 | Mini-Splits | 40MBFQ48---3 | 9.3 | 18 | 11 |  |  |  | FALSE | FALSE | FALSE | 48000 | 29000 | 2.3 | 49110 | 3.06
206188269 | 05/19/21 | Live | Carrier | WEATHERMAKER | Singlezone Non-Ducted, Ceiling Placement | 206188269 |  | HRCU-A-CB-O | 38MBRBQ36AA3 | Mini-Splits | 40MBCQ36---3 | 9 | 17.6 | 10.6 |  |  |  | FALSE | FALSE | FALSE | 36000 | 22000 | 2.49 | 35820 | 3.03
206350323 | 05/19/21 | Live | Carrier | WEATHERMAKER | Singlezone Non-Ducted, Wall Placement | 206350323 |  | HRCU-A-CB-O | 38MARBQ09AA3 | Mini-Splits | DHMAHBQ09XA3 | 16.2 | 28.1 | 13 |  |  |  | TRUE | TRUE | TRUE | 9000 | 7500 | 3.01 | 14270 | 4.36
206188272 | 05/19/21 | Live | Carrier | WEATHERMAKER | Singlezone Non-Ducted, Ceiling Placement | 206188272 |  | HRCU-A-CB-O | 38MBRBQ48AA3 | Mini-Splits | 40MBCQ48---3 | 9.5 | 17 | 11 |  |  |  | FALSE | FALSE | FALSE | 48000 | 29000 | 2.5 | 43020 | 3.11
206350362 | 05/19/21 | Live | Carrier | WEATHERMAKER | Singlezone Non-Ducted, Ceiling Placement | 206350362 |  | HRCU-A-CB-O | 38MARBQ12AA3 | Mini-Splits | 40MBCQ12--3 | 12.7 | 21.5 | 10.6 |  |  |  | TRUE | TRUE | TRUE | 12000 | 7900 | 2.21 | 14400 | 3.32
206396058 | 05/19/21 | Live | Carrier | WEATHERMAKER | Singlezone Non-Ducted, Wall Placement | 206396058 |  | HRCU-A-CB-O | 38MAQB09R--3 | Mini-Splits | DHMAHBQ09XA3 | 13 | 23 | 10 |  |  |  | FALSE | FALSE | FALSE | 9000 | 7000 | 2.77 | 13580 | 2.26
206350463 | 05/19/21 | Live | Carrier | TEMPSTAR | Singlezone Non-Ducted, Floor Placement | 206350463 |  | HRCU-A-CB-O | DLCSRBH12AAK | Mini-Splits | DLFSFAH12XAK | 13 | 23 | 11.5 |  |  |  | TRUE | TRUE | TRUE | 12000 | 8400 | 2 | 13670 | 2.71
206350353 | 05/19/21 | Live | Carrier | PAYNE | Singlezone Non-Ducted, Floor Placement | 206350353 |  | HRCU-A-CB-O | 38MARBQ12AA3 | Mini-Splits | 40MBFQ12--3 | 13 | 23 | 11.5 |  |  |  | TRUE | TRUE | TRUE | 12000 | 8400 | 2 | 13670 | 2.71
206188264 | 05/19/21 | Live | Carrier | PAYNE | Singlezone Non-Ducted, Floor Placement | 206188264 |  | HRCU-A-CB-O | 38MBRBQ48AA3 | Mini-Splits | 40MBFQ48---3 | 9.3 | 18 | 11 |  |  |  | FALSE | FALSE | FALSE | 48000 | 29000 | 2.3 | 49110 | 3.06
206188261 | 05/19/21 | Live | Carrier | PAYNE | Singlezone Non-Ducted, Floor Placement | 206188261 |  | HRCU-A-CB-O | 38MBRBQ36AA3 | Mini-Splits | 40MBFQ36---3 | 8 | 17 | 10 |  |  |  | FALSE | FALSE | FALSE | 36000 | 22000 | 2.3 | 32600 | 2.79
206350351 | 05/19/21 | Live | Carrier | PAYNE | Singlezone Non-Ducted, Ceiling Placement | 206350351 |  | HRCU-A-CB-O | 38MARBQ12AA3 | Mini-Splits | 40MBCQ12--3 | 12.7 | 21.5 | 10.6 |  |  |  | TRUE | TRUE | TRUE | 12000 | 7900 | 2.21 | 14400 | 3.32
206188265 | 05/19/21 | Live | Carrier | PAYNE | Singlezone Non-Ducted, Ceiling Placement | 206188265 |  | HRCU-A-CB-O | 38MBRBQ48AA3 | Mini-Splits | 40MBCQ48---3 | 9.5 | 17 | 11 |  |  |  | FALSE | FALSE | FALSE | 48000 | 29000 | 2.5 | 43020 | 3.11
206350313 | 05/19/21 | Live | Carrier | PAYNE | Singlezone Non-Ducted, Wall Placement | 206350313 |  | HRCU-A-CB-O | 38MARBQ09AA3 | Mini-Splits | DHMAHBQ09XA3 | 16.2 | 28.1 | 13 |  |  |  | TRUE | TRUE | TRUE | 9000 | 7500 | 3.01 | 14270 | 4.36
206188262 | 05/19/21 | Live | Carrier | PAYNE | Singlezone Non-Ducted, Ceiling Placement | 206188262 |  | HRCU-A-CB-O | 38MBRBQ36AA3 | Mini-Splits | 40MBCQ36---3 | 9 | 17.6 | 10.6 |  |  |  | FALSE | FALSE | FALSE | 36000 | 22000 | 2.49 | 35820 | 3.03
206350461 | 05/19/21 | Live | Carrier | TEMPSTAR | Singlezone Non-Ducted, Ceiling Placement | 206350461 |  | HRCU-A-CB-O | DLCSRBH12AAK | Mini-Splits | DLFSCAH12XAK | 12.7 | 21.5 | 10.6 |  |  |  | TRUE | TRUE | TRUE | 12000 | 7900 | 2.21 | 14400 | 3.32
206396044 | 05/19/21 | Live | Carrier | PAYNE | Singlezone Non-Ducted, Wall Placement | 206396044 |  | HRCU-A-CB-O | 38MAQB09R--3 | Mini-Splits | DHMAHBQ09XA3 | 13 | 23 | 10 |  |  |  | FALSE | FALSE | FALSE | 9000 | 7000 | 2.77 | 13580 | 2.26
206350375 | 05/19/21 | Live | Carrier | MIDEA | Singlezone Non-Ducted, Floor Placement | 206350375 |  | HRCU-A-CB-O | 38MARBQ12AA3 | Mini-Splits | 40MBFQ12--3 | 13 | 23 | 11.5 |  |  |  | TRUE | TRUE | TRUE | 12000 | 8400 | 2 | 13670 | 2.71
206188275 | 05/19/21 | Live | Carrier | MIDEA | Singlezone Non-Ducted, Floor Placement | 206188275 |  | HRCU-A-CB-O | 38MBRBQ36AA3 | Mini-Splits | 40MBFQ36---3 | 8 | 17 | 10 |  |  |  | FALSE | FALSE | FALSE | 36000 | 22000 | 2.3 | 32600 | 2.79
206188278 | 05/19/21 | Live | Carrier | MIDEA | Singlezone Non-Ducted, Floor Placement | 206188278 |  | HRCU-A-CB-O | 38MBRBQ48AA3 | Mini-Splits | 40MBFQ48---3 | 9.3 | 18 | 11 |  |  |  | FALSE | FALSE | FALSE | 48000 | 29000 | 2.3 | 49110 | 3.06
206350450 | 05/19/21 | Live | Carrier | MIDEA | Singlezone Non-Ducted, Ceiling Placement | 206350450 |  | HRCU-A-CB-O | DLCSRBH12AAK | Mini-Splits | DLFSCAH12XAK | 12.7 | 21.5 | 10.6 |  |  |  | TRUE | TRUE | TRUE | 12000 | 7900 | 2.21 | 14400 | 3.32
206350373 | 05/19/21 | Live | Carrier | MIDEA | Singlezone Non-Ducted, Ceiling Placement | 206350373 |  | HRCU-A-CB-O | 38MARBQ12AA3 | Mini-Splits | 40MBCQ12--3 | 12.7 | 21.5 | 10.6 |  |  |  | TRUE | TRUE | TRUE | 12000 | 7900 | 2.21 | 14400 | 3.32
206350452 | 05/19/21 | Live | Carrier | MIDEA | Singlezone Non-Ducted, Floor Placement | 206350452 |  | HRCU-A-CB-O | DLCSRBH12AAK | Mini-Splits | DLFSFAH12XAK | 13 | 23 | 11.5 |  |  |  | TRUE | TRUE | TRUE | 12000 | 8400 | 2 | 13670 | 2.71
206188279 | 05/19/21 | Live | Carrier | MIDEA | Singlezone Non-Ducted, Ceiling Placement | 206188279 |  | HRCU-A-CB-O | 38MBRBQ48AA3 | Mini-Splits | 40MBCQ48---3 | 9.5 | 17 | 11 |  |  |  | FALSE | FALSE | FALSE | 48000 | 29000 | 2.5 | 43020 | 3.11
206188276 | 05/19/21 | Live | Carrier | MIDEA | Singlezone Non-Ducted, Ceiling Placement | 206188276 |  | HRCU-A-CB-O | 38MBRBQ36AA3 | Mini-Splits | 40MBCQ36---3 | 9 | 17.6 | 10.6 |  |  |  | FALSE | FALSE | FALSE | 36000 | 22000 | 2.49 | 35820 | 3.03
206350318 | 05/19/21 | Live | Carrier | MIDEA | Singlezone Non-Ducted, Wall Placement | 206350318 |  | HRCU-A-CB-O | 38MARBQ09AA3 | Mini-Splits | DHMAHBQ09XA3 | 16.2 | 28.1 | 13 |  |  |  | TRUE | TRUE | TRUE | 9000 | 7500 | 3.01 | 14270 | 4.36
206396051 | 05/19/21 | Live | Carrier | MIDEA | Singlezone Non-Ducted, Wall Placement | 206396051 |  | HRCU-A-CB-O | 38MAQB09R--3 | Mini-Splits | DHMAHBQ09XA3 | 13 | 23 | 10 |  |  |  | FALSE | FALSE | FALSE | 9000 | 7000 | 2.77 | 13580 | 2.26
206350441 | 05/19/21 | Live | Carrier | KENMORE | Singlezone Non-Ducted, Floor Placement | 206350441 |  | HRCU-A-CB-O | DLCSRBH12AAK | Mini-Splits | DLFSFAH12XAK | 13 | 23 | 11.5 |  |  |  | TRUE | TRUE | TRUE | 12000 | 8400 | 2 | 13670 | 2.71
206350439 | 05/19/21 | Live | Carrier | KENMORE | Singlezone Non-Ducted, Ceiling Placement | 206350439 |  | HRCU-A-CB-O | DLCSRBH12AAK | Mini-Splits | DLFSCAH12XAK | 12.7 | 21.5 | 10.6 |  |  |  | TRUE | TRUE | TRUE | 12000 | 7900 | 2.21 | 14400 | 3.32
206350430 | 05/19/21 | Live | Carrier | KEEPRITE | Singlezone Non-Ducted, Floor Placement | 206350430 |  | HRCU-A-CB-O | DLCSRBH12AAK | Mini-Splits | DLFSFAH12XAK | 13 | 23 | 11.5 |  |  |  | TRUE | TRUE | TRUE | 12000 | 8400 | 2 | 13670 | 2.71
206350428 | 05/19/21 | Live | Carrier | KEEPRITE | Singlezone Non-Ducted, Ceiling Placement | 206350428 |  | HRCU-A-CB-O | DLCSRBH12AAK | Mini-Splits | DLFSCAH12XAK | 12.7 | 21.5 | 10.6 |  |  |  | TRUE | TRUE | TRUE | 12000 | 7900 | 2.21 | 14400 | 3.32
206350419 | 05/19/21 | Live | Carrier | HEIL | Singlezone Non-Ducted, Floor Placement | 206350419 |  | HRCU-A-CB-O | DLCSRBH12AAK | Mini-Splits | DLFSFAH12XAK | 13 | 23 | 11.5 |  |  |  | TRUE | TRUE | TRUE | 12000 | 8400 | 2 | 13670 | 2.71
206350417 | 05/19/21 | Live | Carrier | HEIL | Singlezone Non-Ducted, Ceiling Placement | 206350417 |  | HRCU-A-CB-O | DLCSRBH12AAK | Mini-Splits | DLFSCAH12XAK | 12.7 | 21.5 | 10.6 |  |  |  | TRUE | TRUE | TRUE | 12000 | 7900 | 2.21 | 14400 | 3.32
206350408 | 05/19/21 | Live | Carrier | DAY & NIGHT | Singlezone Non-Ducted, Floor Placement | 206350408 |  | HRCU-A-CB-O | DLCSRBH12AAK | Mini-Splits | DLFSFAH12XAK | 13 | 23 | 11.5 |  |  |  | TRUE | TRUE | TRUE | 12000 | 8400 | 2 | 13670 | 2.71
206350331 | 05/19/21 | Live | Carrier | CARRIER | Singlezone Non-Ducted, Floor Placement | 206350331 |  | HRCU-A-CB-O | 38MARBQ12AA3 | Mini-Splits | 40MBFQ12--3 | 13 | 23 | 11.5 |  |  |  | TRUE | TRUE | TRUE | 12000 | 8400 | 2 | 13670 | 2.71
206188250 | 05/19/21 | Live | Carrier | CARRIER | Singlezone Non-Ducted, Floor Placement | 206188250 |  | HRCU-A-CB-O | 38MBRBQ48AA3 | Mini-Splits | 40MBFQ48---3 | 9.3 | 18 | 11 |  |  |  | FALSE | FALSE | FALSE | 48000 | 29000 | 2.3 | 49110 | 3.06
206188247 | 05/19/21 | Live | Carrier | CARRIER | Singlezone Non-Ducted, Floor Placement | 206188247 |  | HRCU-A-CB-O | 38MBRBQ36AA3 | Mini-Splits | 40MBFQ36---3 | 8 | 17 | 10 |  |  |  | FALSE | FALSE | FALSE | 36000 | 22000 | 2.3 | 32600 | 2.79
206350329 | 05/19/21 | Live | Carrier | CARRIER | Singlezone Non-Ducted, Ceiling Placement | 206350329 |  | HRCU-A-CB-O | 38MARBQ12AA3 | Mini-Splits | 40MBCQ12--3 | 12.7 | 21.5 | 10.6 |  |  |  | TRUE | TRUE | TRUE | 12000 | 7900 | 2.21 | 14400 | 3.32
206188248 | 05/19/21 | Live | Carrier | CARRIER | Singlezone Non-Ducted, Ceiling Placement | 206188248 |  | HRCU-A-CB-O | 38MBRBQ36AA3 | Mini-Splits | 40MBCQ36---3 | 9 | 17.6 | 10.6 |  |  |  | FALSE | FALSE | FALSE | 36000 | 22000 | 2.49 | 35820 | 3.03
206188251 | 05/19/21 | Live | Carrier | CARRIER | Singlezone Non-Ducted, Ceiling Placement | 206188251 |  | HRCU-A-CB-O | 38MBRBQ48AA3 | Mini-Splits | 40MBCQ48---3 | 9.5 | 17 | 11 |  |  |  | FALSE | FALSE | FALSE | 48000 | 29000 | 2.5 | 43020 | 3.11
206348135 | 05/19/21 | Live | Carrier | CARRIER | Singlezone Non-Ducted, Wall Placement | 206348135 |  | HRCU-A-CB-O | 38MARBQ09AA3 | Mini-Splits | 40MAHBQ09XA3 | 16.2 | 28.1 | 13 |  |  |  | TRUE | TRUE | TRUE | 9000 | 7500 | 3.01 | 14270 | 4.36
206350406 | 05/19/21 | Live | Carrier | DAY & NIGHT | Singlezone Non-Ducted, Ceiling Placement | 206350406 |  | HRCU-A-CB-O | DLCSRBH12AAK | Mini-Splits | DLFSCAH12XAK | 12.7 | 21.5 | 10.6 |  |  |  | TRUE | TRUE | TRUE | 12000 | 7900 | 2.21 | 14400 | 3.32
206396030 | 05/19/21 | Live | Carrier | CARRIER | Singlezone Non-Ducted, Wall Placement | 206396030 |  | HRCU-A-CB-O | 38MAQB09R--3 | Mini-Splits | 40MAHBQ09XA3 | 13 | 23 | 10 |  |  |  | FALSE | FALSE | FALSE | 9000 | 7000 | 2.77 | 13580 | 2.26
206350342 | 05/19/21 | Live | Carrier | BRYANT | Singlezone Non-Ducted, Floor Placement | 206350342 |  | HRCU-A-CB-O | 38MARBQ12AA3 | Mini-Splits | 40MBFQ12--3 | 13 | 23 | 11.5 |  |  |  | TRUE | TRUE | TRUE | 12000 | 8400 | 2 | 13670 | 2.71
206188257 | 05/19/21 | Live | Carrier | BRYANT | Singlezone Non-Ducted, Floor Placement | 206188257 |  | HRCU-A-CB-O | 38MBRBQ48AA3 | Mini-Splits | 40MBFQ48---3 | 9.3 | 18 | 11 |  |  |  | FALSE | FALSE | FALSE | 48000 | 29000 | 2.3 | 49110 | 3.06
206188254 | 05/19/21 | Live | Carrier | BRYANT | Singlezone Non-Ducted, Floor Placement | 206188254 |  | HRCU-A-CB-O | 38MBRBQ36AA3 | Mini-Splits | 40MBFQ36---3 | 8 | 17 | 10 |  |  |  | FALSE | FALSE | FALSE | 36000 | 22000 | 2.3 | 32600 | 2.79
206188255 | 05/19/21 | Live | Carrier | BRYANT | Singlezone Non-Ducted, Ceiling Placement | 206188255 |  | HRCU-A-CB-O | 38MBRBQ36AA3 | Mini-Splits | 40MBCQ36---3 | 9 | 17.6 | 10.6 |  |  |  | FALSE | FALSE | FALSE | 36000 | 22000 | 2.49 | 35820 | 3.03
206350340 | 05/19/21 | Live | Carrier | BRYANT | Singlezone Non-Ducted, Ceiling Placement | 206350340 |  | HRCU-A-CB-O | 38MARBQ12AA3 | Mini-Splits | 40MBCQ12--3 | 12.7 | 21.5 | 10.6 |  |  |  | TRUE | TRUE | TRUE | 12000 | 7900 | 2.21 | 14400 | 3.32
206188258 | 05/19/21 | Live | Carrier | BRYANT | Singlezone Non-Ducted, Ceiling Placement | 206188258 |  | HRCU-A-CB-O | 38MBRBQ48AA3 | Mini-Splits | 40MBCQ48---3 | 9.5 | 17 | 11 |  |  |  | FALSE | FALSE | FALSE | 48000 | 29000 | 2.5 | 43020 | 3.11
206348142 | 05/19/21 | Live | Carrier | BRYANT | Singlezone Non-Ducted, Wall Placement | 206348142 |  | HRCU-A-CB-O | 38MARBQ09AA3 | Mini-Splits | 619AHBQ09XA3 | 16.2 | 28.1 | 13 |  |  |  | TRUE | TRUE | TRUE | 9000 | 7500 | 3.01 | 14270 | 4.36
206396037 | 05/19/21 | Live | Carrier | BRYANT | Singlezone Non-Ducted, Wall Placement | 206396037 |  | HRCU-A-CB-O | 38MAQB09R--3 | Mini-Splits | 619AHBQ09XA3 | 13 | 23 | 10 |  |  |  | FALSE | FALSE | FALSE | 9000 | 7000 | 2.77 | 13580 | 2.26
206350386 | 05/19/21 | Live | Carrier | ARCOAIRE | Singlezone Non-Ducted, Floor Placement | 206350386 |  | HRCU-A-CB-O | DLCSRBH12AAK | Mini-Splits | DLFSFAH12XAK | 13 | 23 | 11.5 |  |  |  | TRUE | TRUE | TRUE | 12000 | 8400 | 2 | 13670 | 2.71
206350384 | 05/19/21 | Live | Carrier | ARCOAIRE | Singlezone Non-Ducted, Ceiling Placement | 206350384 |  | HRCU-A-CB-O | DLCSRBH12AAK | Mini-Splits | DLFSCAH12XAK | 12.7 | 21.5 | 10.6 |  |  |  | TRUE | TRUE | TRUE | 12000 | 7900 | 2.21 | 14400 | 3.32
206350485 | 05/19/21 | Live | Carrier | AIRQUEST | Singlezone Non-Ducted, Floor Placement | 206350485 |  | HRCU-A-CB-O | DLCSRBH12AAK | Mini-Splits | DLFSFAH12XAK | 13 | 23 | 11.5 |  |  |  | TRUE | TRUE | TRUE | 12000 | 8400 | 2 | 13670 | 2.71
206350483 | 05/19/21 | Live | Carrier | AIRQUEST | Singlezone Non-Ducted, Ceiling Placement | 206350483 |  | HRCU-A-CB-O | DLCSRBH12AAK | Mini-Splits | DLFSCAH12XAK | 12.7 | 21.5 | 10.6 |  |  |  | TRUE | TRUE | TRUE | 12000 | 7900 | 2.21 | 14400 | 3.32
206396061 | 05/19/21 | Live | Carrier | WEATHERMAKER | Singlezone Non-Ducted, Wall Placement | 206396061 |  | HRCU-A-CB-O | 38MAQB24R--3 | Mini-Splits | DHMAHBQ24XA3 | 12 | 19 | 10.5 |  |  |  | FALSE | FALSE | FALSE | 24000 | 18800 | 3.22 | 25710 | 1.95
206396059 | 05/19/21 | Live | Carrier | WEATHERMAKER | Singlezone Non-Ducted, Wall Placement | 206396059 |  | HRCU-A-CB-O | 38MAQB12R--3 | Mini-Splits | DHMAHBQ12XA3 | 12 | 21 | 10.5 |  |  |  | TRUE | FALSE | FALSE | 12000 | 7500 | 2.56 | 13580 | 2.26
206396060 | 05/19/21 | Live | Carrier | WEATHERMAKER | Singlezone Non-Ducted, Wall Placement | 206396060 |  | HRCU-A-CB-O | 38MAQB18R--3 | Mini-Splits | DHMAHBQ18XA3 | 12.5 | 21 | 10 |  |  |  | FALSE | FALSE | FALSE | 17000 | 11000 | 2.69 | 23000 | 2.24
206396143 | 05/19/21 | Live | Carrier | TEMPSTAR | Singlezone Non-Ducted, Wall Placement | 206396143 |  | HRCU-A-CB-O | DLCSRBH24AAK | Mini-Splits | DLFSHAH24XAK | 12.5 | 20 | 10 |  |  |  | FALSE | FALSE | FALSE | 23000 | 15000 | 2.31 | 28250 | 4.29
206396142 | 05/19/21 | Live | Carrier | TEMPSTAR | Singlezone Non-Ducted, Wall Placement | 206396142 |  | HRCU-A-CB-O | DLCSRAH24AAK | Mini-Splits | DLFSHBH24XAK | 12.5 | 20 | 10 |  |  |  | FALSE | FALSE | FALSE | 23000 | 15000 | 2.57 | 25710 | 1.95
206396139 | 05/19/21 | Live | Carrier | TEMPSTAR | Singlezone Non-Ducted, Wall Placement | 206396139 |  | HRCU-A-CB-O | DLCSRAH12AAK | Mini-Splits | DLFSHBH12XAK | 12 | 21 | 10 |  |  |  | FALSE | FALSE | FALSE | 12000 | 7500 | 1.57 | 22720 | 2.21
206396046 | 05/19/21 | Live | Carrier | PAYNE | Singlezone Non-Ducted, Wall Placement | 206396046 |  | HRCU-A-CB-O | 38MAQB18R--3 | Mini-Splits | DHMAHBQ18XA3 | 12.5 | 21 | 10 |  |  |  | FALSE | FALSE | FALSE | 17000 | 11000 | 2.69 | 23000 | 2.24
206396045 | 05/19/21 | Live | Carrier | PAYNE | Singlezone Non-Ducted, Wall Placement | 206396045 |  | HRCU-A-CB-O | 38MAQB12R--3 | Mini-Splits | DHMAHBQ12XA3 | 12 | 21 | 10.5 |  |  |  | TRUE | FALSE | FALSE | 12000 | 7500 | 2.56 | 13580 | 2.26
206396047 | 05/19/21 | Live | Carrier | PAYNE | Singlezone Non-Ducted, Wall Placement | 206396047 |  | HRCU-A-CB-O | 38MAQB24R--3 | Mini-Splits | DHMAHBQ24XA3 | 12 | 19 | 10.5 |  |  |  | FALSE | FALSE | FALSE | 24000 | 18800 | 3.22 | 25710 | 1.95
206396053 | 05/19/21 | Live | Carrier | MIDEA | Singlezone Non-Ducted, Wall Placement | 206396053 |  | HRCU-A-CB-O | 38MAQB18R--3 | Mini-Splits | DHMAHBQ18XA3 | 12.5 | 21 | 10 |  |  |  | FALSE | FALSE | FALSE | 17000 | 11000 | 2.69 | 23000 | 2.24
206396133 | 05/19/21 | Live | Carrier | MIDEA | Singlezone Non-Ducted, Wall Placement | 206396133 |  | HRCU-A-CB-O | DLCSRBH24AAK | Mini-Splits | DLFSHAH24XAK | 12.5 | 20 | 10 |  |  |  | FALSE | FALSE | FALSE | 23000 | 15000 | 2.31 | 28250 | 4.29
206396132 | 05/19/21 | Live | Carrier | MIDEA | Singlezone Non-Ducted, Wall Placement | 206396132 |  | HRCU-A-CB-O | DLCSRAH24AAK | Mini-Splits | DLFSHBH24XAK | 12.5 | 20 | 10 |  |  |  | FALSE | FALSE | FALSE | 23000 | 15000 | 2.57 | 25710 | 1.95
206396054 | 05/19/21 | Live | Carrier | MIDEA | Singlezone Non-Ducted, Wall Placement | 206396054 |  | HRCU-A-CB-O | 38MAQB24R--3 | Mini-Splits | DHMAHBQ24XA3 | 12 | 19 | 10.5 |  |  |  | FALSE | FALSE | FALSE | 24000 | 18800 | 3.22 | 25710 | 1.95
206396129 | 05/19/21 | Live | Carrier | MIDEA | Singlezone Non-Ducted, Wall Placement | 206396129 |  | HRCU-A-CB-O | DLCSRAH12AAK | Mini-Splits | DLFSHBH12XAK | 12 | 21 | 10 |  |  |  | FALSE | FALSE | FALSE | 12000 | 7500 | 1.57 | 22720 | 2.21
206396052 | 05/19/21 | Live | Carrier | MIDEA | Singlezone Non-Ducted, Wall Placement | 206396052 |  | HRCU-A-CB-O | 38MAQB12R--3 | Mini-Splits | DHMAHBQ12XA3 | 12 | 21 | 10.5 |  |  |  | TRUE | FALSE | FALSE | 12000 | 7500 | 2.56 | 13580 | 2.26
206396123 | 05/19/21 | Live | Carrier | KENMORE | Singlezone Non-Ducted, Wall Placement | 206396123 |  | HRCU-A-CB-O | DLCSRBH24AAK | Mini-Splits | DLFSHAH24XAK | 12.5 | 20 | 10 |  |  |  | FALSE | FALSE | FALSE | 23000 | 15000 | 2.31 | 28250 | 4.29
206396122 | 05/19/21 | Live | Carrier | KENMORE | Singlezone Non-Ducted, Wall Placement | 206396122 |  | HRCU-A-CB-O | DLCSRAH24AAK | Mini-Splits | DLFSHBH24XAK | 12.5 | 20 | 10 |  |  |  | FALSE | FALSE | FALSE | 23000 | 15000 | 2.57 | 25710 | 1.95
206396119 | 05/19/21 | Live | Carrier | KENMORE | Singlezone Non-Ducted, Wall Placement | 206396119 |  | HRCU-A-CB-O | DLCSRAH12AAK | Mini-Splits | DLFSHBH12XAK | 12 | 21 | 10 |  |  |  | FALSE | FALSE | FALSE | 12000 | 7500 | 1.57 | 22720 | 2.21
206396113 | 05/19/21 | Live | Carrier | KEEPRITE | Singlezone Non-Ducted, Wall Placement | 206396113 |  | HRCU-A-CB-O | DLCSRBH24AAK | Mini-Splits | DLFSHAH24XAK | 12.5 | 20 | 10 |  |  |  | FALSE | FALSE | FALSE | 23000 | 15000 | 2.31 | 28250 | 4.29
206396112 | 05/19/21 | Live | Carrier | KEEPRITE | Singlezone Non-Ducted, Wall Placement | 206396112 |  | HRCU-A-CB-O | DLCSRAH24AAK | Mini-Splits | DLFSHBH24XAK | 12.5 | 20 | 10 |  |  |  | FALSE | FALSE | FALSE | 23000 | 15000 | 2.57 | 25710 | 1.95
206396109 | 05/19/21 | Live | Carrier | KEEPRITE | Singlezone Non-Ducted, Wall Placement | 206396109 |  | HRCU-A-CB-O | DLCSRAH12AAK | Mini-Splits | DLFSHBH12XAK | 12 | 21 | 10 |  |  |  | FALSE | FALSE | FALSE | 12000 | 7500 | 1.57 | 22720 | 2.21
206396103 | 05/19/21 | Live | Carrier | HEIL | Singlezone Non-Ducted, Wall Placement | 206396103 |  | HRCU-A-CB-O | DLCSRBH24AAK | Mini-Splits | DLFSHAH24XAK | 12.5 | 20 | 10 |  |  |  | FALSE | FALSE | FALSE | 23000 | 15000 | 2.31 | 28250 | 4.29
206396102 | 05/19/21 | Live | Carrier | HEIL | Singlezone Non-Ducted, Wall Placement | 206396102 |  | HRCU-A-CB-O | DLCSRAH24AAK | Mini-Splits | DLFSHBH24XAK | 12.5 | 20 | 10 |  |  |  | FALSE | FALSE | FALSE | 23000 | 15000 | 2.57 | 25710 | 1.95
206396098 | 05/19/21 | Live | Carrier | HEIL | Singlezone Non-Ducted, Wall Placement | 206396098 |  | HRCU-A-CB-O | DLCSRBH12AAK | Mini-Splits | DLFSHAH12XAK | 12 | 21 | 10 |  |  |  | FALSE | FALSE | FALSE | 12000 | 7500 | 3.01 | 13960 | 4.7
206396099 | 05/19/21 | Live | Carrier | HEIL | Singlezone Non-Ducted, Wall Placement | 206396099 |  | HRCU-A-CB-O | DLCSRAH12AAK | Mini-Splits | DLFSHBH12XAK | 12 | 21 | 10 |  |  |  | FALSE | FALSE | FALSE | 12000 | 7500 | 1.57 | 22720 | 2.21
206396093 | 05/19/21 | Live | Carrier | DAY & NIGHT | Singlezone Non-Ducted, Wall Placement | 206396093 |  | HRCU-A-CB-O | DLCSRBH24AAK | Mini-Splits | DLFSHAH24XAK | 12.5 | 20 | 10 |  |  |  | FALSE | FALSE | FALSE | 23000 | 15000 | 2.31 | 28250 | 4.29
206396092 | 05/19/21 | Live | Carrier | DAY & NIGHT | Singlezone Non-Ducted, Wall Placement | 206396092 |  | HRCU-A-CB-O | DLCSRAH24AAK | Mini-Splits | DLFSHBH24XAK | 12.5 | 20 | 10 |  |  |  | FALSE | FALSE | FALSE | 23000 | 15000 | 2.57 | 25710 | 1.95
206396032 | 05/19/21 | Live | Carrier | CARRIER | Singlezone Non-Ducted, Wall Placement | 206396032 |  | HRCU-A-CB-O | 38MAQB18R--3 | Mini-Splits | 40MAHBQ18XA3 | 12.5 | 21 | 10 |  |  |  | FALSE | FALSE | FALSE | 17000 | 11000 | 2.69 | 23000 | 2.24
206396089 | 05/19/21 | Live | Carrier | DAY & NIGHT | Singlezone Non-Ducted, Wall Placement | 206396089 |  | HRCU-A-CB-O | DLCSRAH12AAK | Mini-Splits | DLFSHBH12XAK | 12 | 21 | 10 |  |  |  | FALSE | FALSE | FALSE | 12000 | 7500 | 1.57 | 22720 | 2.21
206396033 | 05/19/21 | Live | Carrier | CARRIER | Singlezone Non-Ducted, Wall Placement | 206396033 |  | HRCU-A-CB-O | 38MAQB24R--3 | Mini-Splits | 40MAHBQ24XA3 | 12 | 19 | 10.5 |  |  |  | FALSE | FALSE | FALSE | 24000 | 18800 | 3.22 | 25710 | 1.95
206396031 | 05/19/21 | Live | Carrier | CARRIER | Singlezone Non-Ducted, Wall Placement | 206396031 |  | HRCU-A-CB-O | 38MAQB12R--3 | Mini-Splits | 40MAHBQ12XA3 | 12 | 21 | 10.5 |  |  |  | TRUE | FALSE | FALSE | 12000 | 7500 | 2.56 | 13580 | 2.26
206396039 | 05/19/21 | Live | Carrier | BRYANT | Singlezone Non-Ducted, Wall Placement | 206396039 |  | HRCU-A-CB-O | 38MAQB18R--3 | Mini-Splits | 619AHBQ18XA3 | 12.5 | 21 | 10 |  |  |  | FALSE | FALSE | FALSE | 17000 | 11000 | 2.69 | 23000 | 2.24
206396038 | 05/19/21 | Live | Carrier | BRYANT | Singlezone Non-Ducted, Wall Placement | 206396038 |  | HRCU-A-CB-O | 38MAQB12R--3 | Mini-Splits | 619AHBQ12XA3 | 12 | 21 | 10.5 |  |  |  | TRUE | FALSE | FALSE | 12000 | 7500 | 2.56 | 13580 | 2.26
206396040 | 05/19/21 | Live | Carrier | BRYANT | Singlezone Non-Ducted, Wall Placement | 206396040 |  | HRCU-A-CB-O | 38MAQB24R--3 | Mini-Splits | 619AHBQ24XA3 | 12 | 19 | 10.5 |  |  |  | FALSE | FALSE | FALSE | 24000 | 18800 | 3.22 | 25710 | 1.95
206396073 | 05/19/21 | Live | Carrier | ARCOAIRE | Singlezone Non-Ducted, Wall Placement | 206396073 |  | HRCU-A-CB-O | DLCSRBH24AAK | Mini-Splits | DLFSHAH24XAK | 12.5 | 20 | 10 |  |  |  | FALSE | FALSE | FALSE | 23000 | 15000 | 2.31 | 28250 | 4.29
206396072 | 05/19/21 | Live | Carrier | ARCOAIRE | Singlezone Non-Ducted, Wall Placement | 206396072 |  | HRCU-A-CB-O | DLCSRAH24AAK | Mini-Splits | DLFSHBH24XAK | 12.5 | 20 | 10 |  |  |  | FALSE | FALSE | FALSE | 23000 | 15000 | 2.57 | 25710 | 1.95
206396069 | 05/19/21 | Live | Carrier | ARCOAIRE | Singlezone Non-Ducted, Wall Placement | 206396069 |  | HRCU-A-CB-O | DLCSRAH12AAK | Mini-Splits | DLFSHBH12XAK | 12 | 21 | 10 |  |  |  | FALSE | FALSE | FALSE | 12000 | 7500 | 1.57 | 22720 | 2.21
206396163 | 05/19/21 | Live | Carrier | AIRQUEST | Singlezone Non-Ducted, Wall Placement | 206396163 |  | HRCU-A-CB-O | DLCSRBH24AAK | Mini-Splits | DLFSHAH24XAK | 12.5 | 20 | 10 |  |  |  | FALSE | FALSE | FALSE | 23000 | 15000 | 2.31 | 28250 | 4.29
206396162 | 05/19/21 | Live | Carrier | AIRQUEST | Singlezone Non-Ducted, Wall Placement | 206396162 |  | HRCU-A-CB-O | DLCSRAH24AAK | Mini-Splits | DLFSHBH24XAK | 12.5 | 20 | 10 |  |  |  | FALSE | FALSE | FALSE | 23000 | 15000 | 2.57 | 25710 | 1.95
205788720 | 05/19/21 | Live | Carrier | WEATHERMAKER | Singlezone Ducted, Centrally Ducted | 205788720 |  | HRCU-A-CB | 38MBRBQ36AA3 | Mini-Splits | 40MBAAQ36XA3 | 8.5 | 16.5 | 10.4 |  |  |  | FALSE | FALSE | FALSE | 36000 | 25000 | 2.45 | 28840 | 2.67
206396159 | 05/19/21 | Live | Carrier | AIRQUEST | Singlezone Non-Ducted, Wall Placement | 206396159 |  | HRCU-A-CB-O | DLCSRAH12AAK | Mini-Splits | DLFSHBH12XAK | 12 | 21 | 10 |  |  |  | FALSE | FALSE | FALSE | 12000 | 7500 | 1.57 | 22720 | 2.21
205788721 | 05/19/21 | Live | Carrier | WEATHERMAKER | Singlezone Ducted, Centrally Ducted | 205788721 |  | HRCU-A-CB | 38MBRBQ48AA3 | Mini-Splits | 40MBAAQ48XA3 | 8.2 | 16 | 9.5 |  |  |  | FALSE | FALSE | FALSE | 48000 | 36000 | 2.08 | 40540 | 2.27
206350363 | 05/19/21 | Live | Carrier | WEATHERMAKER | Singlezone Ducted, Compact Ducted | 206350363 |  | HRCU-A-CB | 38MARBQ12AA3 | Mini-Splits | 40MBDQ12--3 | 13 | 21.5 | 11.5 |  |  |  | TRUE | TRUE | TRUE | 12000 | 8300 | 1.99 | 13850 | 2.57
206188273 | 05/19/21 | Live | Carrier | WEATHERMAKER | Singlezone Ducted, Compact Ducted | 206188273 |  | HRCU-A-CB | 38MBRBQ48AA3 | Mini-Splits | 40MBDQ48---3 | 9.2 | 17.4 | 10.3 |  |  |  | FALSE | FALSE | FALSE | 48000 | 29000 | 2.5 | 45950 | 3.11
206350369 | 05/19/21 | Live | Carrier | WEATHERMAKER | Singlezone Ducted, Compact Ducted | 206350369 |  | HRCU-A-CB | 38MARBQ24AA3 | Mini-Splits | 40MBDQ24--3 | 12.5 | 20.6 | 12.6 |  |  |  | TRUE | TRUE | TRUE | 24000 | 14500 | 2.8 | 27970 | 4.1
206350468 | 05/19/21 | Live | Carrier | TEMPSTAR | Singlezone Ducted, Compact Ducted | 206350468 |  | HRCU-A-CB | DLCSRBH24AAK | Mini-Splits | DLFSDAH24XAK | 12.5 | 20.6 | 12.6 |  |  |  | TRUE | TRUE | TRUE | 24000 | 14500 | 2.8 | 27970 | 4.1
206188270 | 05/19/21 | Live | Carrier | WEATHERMAKER | Singlezone Ducted, Compact Ducted | 206188270 |  | HRCU-A-CB | 38MBRBQ36AA3 | Mini-Splits | 40MBDQ36---3 | 9 | 16.7 | 11.5 |  |  |  | FALSE | FALSE | FALSE | 36000 | 27000 | 2.6 | 32420 | 2.71
205788724 | 05/19/21 | Live | Carrier | PAYNE | Singlezone Ducted, Centrally Ducted | 205788724 |  | HRCU-A-CB | 38MBRBQ36AA3 | Mini-Splits | 40MBAAQ36XA3 | 8.5 | 16.5 | 10.4 |  |  |  | FALSE | FALSE | FALSE | 36000 | 25000 | 2.45 | 28840 | 2.67
205788725 | 05/19/21 | Live | Carrier | PAYNE | Singlezone Ducted, Centrally Ducted | 205788725 |  | HRCU-A-CB | 38MBRBQ48AA3 | Mini-Splits | 40MBAAQ48XA3 | 8.2 | 16 | 9.5 |  |  |  | FALSE | FALSE | FALSE | 48000 | 36000 | 2.08 | 40540 | 2.27
206350352 | 05/19/21 | Live | Carrier | PAYNE | Singlezone Ducted, Compact Ducted | 206350352 |  | HRCU-A-CB | 38MARBQ12AA3 | Mini-Splits | 40MBDQ12--3 | 13 | 21.5 | 11.5 |  |  |  | TRUE | TRUE | TRUE | 12000 | 8300 | 1.99 | 13850 | 2.57
206188266 | 05/19/21 | Live | Carrier | PAYNE | Singlezone Ducted, Compact Ducted | 206188266 |  | HRCU-A-CB | 38MBRBQ48AA3 | Mini-Splits | 40MBDQ48---3 | 9.2 | 17.4 | 10.3 |  |  |  | FALSE | FALSE | FALSE | 48000 | 29000 | 2.5 | 45950 | 3.11
206188263 | 05/19/21 | Live | Carrier | PAYNE | Singlezone Ducted, Compact Ducted | 206188263 |  | HRCU-A-CB | 38MBRBQ36AA3 | Mini-Splits | 40MBDQ36---3 | 9 | 16.7 | 11.5 |  |  |  | FALSE | FALSE | FALSE | 36000 | 27000 | 2.6 | 32420 | 2.71
206350358 | 05/19/21 | Live | Carrier | PAYNE | Singlezone Ducted, Compact Ducted | 206350358 |  | HRCU-A-CB | 38MARBQ24AA3 | Mini-Splits | 40MBDQ24--3 | 12.5 | 20.6 | 12.6 |  |  |  | TRUE | TRUE | TRUE | 24000 | 14500 | 2.8 | 27970 | 4.1
206350462 | 05/19/21 | Live | Carrier | TEMPSTAR | Singlezone Ducted, Compact Ducted | 206350462 |  | HRCU-A-CB | DLCSRBH12AAK | Mini-Splits | DLFSDAH12XAK | 13 | 21.5 | 11.5 |  |  |  | TRUE | TRUE | TRUE | 12000 | 8300 | 1.99 | 13850 | 2.57
205962796 | 05/19/21 | Live | Carrier | MIDEA | Singlezone Ducted, Centrally Ducted | 205962796 |  | HRCU-A-CB | 38MBRBQ36AA3 | Mini-Splits | 40MBAAQ36XA3 | 8.5 | 16.5 | 10.4 |  |  |  | FALSE | FALSE | FALSE | 36000 | 25000 | 2.45 | 28840 | 2.67
205962797 | 05/19/21 | Live | Carrier | MIDEA | Singlezone Ducted, Centrally Ducted | 205962797 |  | HRCU-A-CB | 38MBRBQ48AA3 | Mini-Splits | 40MBAAQ48XA3 | 8.2 | 16 | 9.5 |  |  |  | FALSE | FALSE | FALSE | 48000 | 36000 | 2.08 | 40540 | 2.27
206350374 | 05/19/21 | Live | Carrier | MIDEA | Singlezone Ducted, Compact Ducted | 206350374 |  | HRCU-A-CB | 38MARBQ12AA3 | Mini-Splits | 40MBDQ12--3 | 13 | 21.5 | 11.5 |  |  |  | TRUE | TRUE | TRUE | 12000 | 8300 | 1.99 | 13850 | 2.57
206350380 | 05/19/21 | Live | Carrier | MIDEA | Singlezone Ducted, Compact Ducted | 206350380 |  | HRCU-A-CB | 38MARBQ24AA3 | Mini-Splits | 40MBDQ24--3 | 12.5 | 20.6 | 12.6 |  |  |  | TRUE | TRUE | TRUE | 24000 | 14500 | 2.8 | 27970 | 4.1
206188280 | 05/19/21 | Live | Carrier | MIDEA | Singlezone Ducted, Compact Ducted | 206188280 |  | HRCU-A-CB | 38MBRBQ48AA3 | Mini-Splits | 40MBDQ48---3 | 9.2 | 17.4 | 10.3 |  |  |  | FALSE | FALSE | FALSE | 48000 | 29000 | 2.5 | 45950 | 3.11
206188277 | 05/19/21 | Live | Carrier | MIDEA | Singlezone Ducted, Compact Ducted | 206188277 |  | HRCU-A-CB | 38MBRBQ36AA3 | Mini-Splits | 40MBDQ36---3 | 9 | 16.7 | 11.5 |  |  |  | FALSE | FALSE | FALSE | 36000 | 27000 | 2.6 | 32420 | 2.71
206350440 | 05/19/21 | Live | Carrier | KENMORE | Singlezone Ducted, Compact Ducted | 206350440 |  | HRCU-A-CB | DLCSRBH12AAK | Mini-Splits | DLFSDAH12XAK | 13 | 21.5 | 11.5 |  |  |  | TRUE | TRUE | TRUE | 12000 | 8300 | 1.99 | 13850 | 2.57
206350446 | 05/19/21 | Live | Carrier | KENMORE | Singlezone Ducted, Compact Ducted | 206350446 |  | HRCU-A-CB | DLCSRBH24AAK | Mini-Splits | DLFSDAH24XAK | 12.5 | 20.6 | 12.6 |  |  |  | TRUE | TRUE | TRUE | 24000 | 14500 | 2.8 | 27970 | 4.1
206350451 | 05/19/21 | Live | Carrier | MIDEA | Singlezone Ducted, Compact Ducted | 206350451 |  | HRCU-A-CB | DLCSRBH12AAK | Mini-Splits | DLFSDAH12XAK | 13 | 21.5 | 11.5 |  |  |  | TRUE | TRUE | TRUE | 12000 | 8300 | 1.99 | 13850 | 2.57
206350457 | 05/19/21 | Live | Carrier | MIDEA | Singlezone Ducted, Compact Ducted | 206350457 |  | HRCU-A-CB | DLCSRBH24AAK | Mini-Splits | DLFSDAH24XAK | 12.5 | 20.6 | 12.6 |  |  |  | TRUE | TRUE | TRUE | 24000 | 14500 | 2.8 | 27970 | 4.1
206350435 | 05/19/21 | Live | Carrier | KEEPRITE | Singlezone Ducted, Compact Ducted | 206350435 |  | HRCU-A-CB | DLCSRBH24AAK | Mini-Splits | DLFSDAH24XAK | 12.5 | 20.6 | 12.6 |  |  |  | TRUE | TRUE | TRUE | 24000 | 14500 | 2.8 | 27970 | 4.1
206350429 | 05/19/21 | Live | Carrier | KEEPRITE | Singlezone Ducted, Compact Ducted | 206350429 |  | HRCU-A-CB | DLCSRBH12AAK | Mini-Splits | DLFSDAH12XAK | 13 | 21.5 | 11.5 |  |  |  | TRUE | TRUE | TRUE | 12000 | 8300 | 1.99 | 13850 | 2.57
206350418 | 05/19/21 | Live | Carrier | HEIL | Singlezone Ducted, Compact Ducted | 206350418 |  | HRCU-A-CB | DLCSRBH12AAK | Mini-Splits | DLFSDAH12XAK | 13 | 21.5 | 11.5 |  |  |  | TRUE | TRUE | TRUE | 12000 | 8300 | 1.99 | 13850 | 2.57
206350424 | 05/19/21 | Live | Carrier | HEIL | Singlezone Ducted, Compact Ducted | 206350424 |  | HRCU-A-CB | DLCSRBH24AAK | Mini-Splits | DLFSDAH24XAK | 12.5 | 20.6 | 12.6 |  |  |  | TRUE | TRUE | TRUE | 24000 | 14500 | 2.8 | 27970 | 4.1
206350407 | 05/19/21 | Live | Carrier | DAY & NIGHT | Singlezone Ducted, Compact Ducted | 206350407 |  | HRCU-A-CB | DLCSRBH12AAK | Mini-Splits | DLFSDAH12XAK | 13 | 21.5 | 11.5 |  |  |  | TRUE | TRUE | TRUE | 12000 | 8300 | 1.99 | 13850 | 2.57
206350413 | 05/19/21 | Live | Carrier | DAY & NIGHT | Singlezone Ducted, Compact Ducted | 206350413 |  | HRCU-A-CB | DLCSRBH24AAK | Mini-Splits | DLFSDAH24XAK | 12.5 | 20.6 | 12.6 |  |  |  | TRUE | TRUE | TRUE | 24000 | 14500 | 2.8 | 27970 | 4.1
205788723 | 05/19/21 | Live | Carrier | CARRIER | Singlezone Ducted, Centrally Ducted | 205788723 |  | HRCU-A-CB | 38MBRBQ48AA3 | Mini-Splits | 40MBAAQ48XA3 | 8.2 | 16 | 9.5 |  |  |  | FALSE | FALSE | FALSE | 48000 | 36000 | 2.08 | 40540 | 2.27
206350330 | 05/19/21 | Live | Carrier | CARRIER | Singlezone Ducted, Compact Ducted | 206350330 |  | HRCU-A-CB | 38MARBQ12AA3 | Mini-Splits | 40MBDQ12--3 | 13 | 21.5 | 11.5 |  |  |  | TRUE | TRUE | TRUE | 12000 | 8300 | 1.99 | 13850 | 2.57
206350336 | 05/19/21 | Live | Carrier | CARRIER | Singlezone Ducted, Compact Ducted | 206350336 |  | HRCU-A-CB | 38MARBQ24AA3 | Mini-Splits | 40MBDQ24--3 | 12.5 | 20.6 | 12.6 |  |  |  | TRUE | TRUE | TRUE | 24000 | 14500 | 2.8 | 27970 | 4.1
206188252 | 05/19/21 | Live | Carrier | CARRIER | Singlezone Ducted, Compact Ducted | 206188252 |  | HRCU-A-CB | 38MBRBQ48AA3 | Mini-Splits | 40MBDQ48---3 | 9.2 | 17.4 | 10.3 |  |  |  | FALSE | FALSE | FALSE | 48000 | 29000 | 2.5 | 45950 | 3.11
206188249 | 05/19/21 | Live | Carrier | CARRIER | Singlezone Ducted, Compact Ducted | 206188249 |  | HRCU-A-CB | 38MBRBQ36AA3 | Mini-Splits | 40MBDQ36---3 | 9 | 16.7 | 11.5 |  |  |  | FALSE | FALSE | FALSE | 36000 | 27000 | 2.6 | 32420 | 2.71
205788726 | 05/19/21 | Live | Carrier | BRYANT | Singlezone Ducted, Centrally Ducted | 205788726 |  | HRCU-A-CB | 38MBRBQ36AA3 | Mini-Splits | 40MBAAQ36XA3 | 8.5 | 16.5 | 10.4 |  |  |  | FALSE | FALSE | FALSE | 36000 | 25000 | 2.45 | 28840 | 2.67
205788722 | 05/19/21 | Live | Carrier | CARRIER | Singlezone Ducted, Centrally Ducted | 205788722 |  | HRCU-A-CB | 38MBRBQ36AA3 | Mini-Splits | 40MBAAQ36XA3 | 8.5 | 16.5 | 10.4 |  |  |  | FALSE | FALSE | FALSE | 36000 | 25000 | 2.45 | 28840 | 2.67
205788727 | 05/19/21 | Live | Carrier | BRYANT | Singlezone Ducted, Centrally Ducted | 205788727 |  | HRCU-A-CB | 38MBRBQ48AA3 | Mini-Splits | 40MBAAQ48XA3 | 8.2 | 16 | 9.5 |  |  |  | FALSE | FALSE | FALSE | 48000 | 36000 | 2.08 | 40540 | 2.27
206350341 | 05/19/21 | Live | Carrier | BRYANT | Singlezone Ducted, Compact Ducted | 206350341 |  | HRCU-A-CB | 38MARBQ12AA3 | Mini-Splits | 40MBDQ12--3 | 13 | 21.5 | 11.5 |  |  |  | TRUE | TRUE | TRUE | 12000 | 8300 | 1.99 | 13850 | 2.57
206350347 | 05/19/21 | Live | Carrier | BRYANT | Singlezone Ducted, Compact Ducted | 206350347 |  | HRCU-A-CB | 38MARBQ24AA3 | Mini-Splits | 40MBDQ24--3 | 12.5 | 20.6 | 12.6 |  |  |  | TRUE | TRUE | TRUE | 24000 | 14500 | 2.8 | 27970 | 4.1
206188256 | 05/19/21 | Live | Carrier | BRYANT | Singlezone Ducted, Compact Ducted | 206188256 |  | HRCU-A-CB | 38MBRBQ36AA3 | Mini-Splits | 40MBDQ36---3 | 9 | 16.7 | 11.5 |  |  |  | FALSE | FALSE | FALSE | 36000 | 27000 | 2.6 | 32420 | 2.71
206188259 | 05/19/21 | Live | Carrier | BRYANT | Singlezone Ducted, Compact Ducted | 206188259 |  | HRCU-A-CB | 38MBRBQ48AA3 | Mini-Splits | 40MBDQ48---3 | 9.2 | 17.4 | 10.3 |  |  |  | FALSE | FALSE | FALSE | 48000 | 29000 | 2.5 | 45950 | 3.11
206350391 | 05/19/21 | Live | Carrier | ARCOAIRE | Singlezone Ducted, Compact Ducted | 206350391 |  | HRCU-A-CB | DLCSRBH24AAK | Mini-Splits | DLFSDAH24XAK | 12.5 | 20.6 | 12.6 |  |  |  | TRUE | TRUE | TRUE | 24000 | 14500 | 2.8 | 27970 | 4.1
206350385 | 05/19/21 | Live | Carrier | ARCOAIRE | Singlezone Ducted, Compact Ducted | 206350385 |  | HRCU-A-CB | DLCSRBH12AAK | Mini-Splits | DLFSDAH12XAK | 13 | 21.5 | 11.5 |  |  |  | TRUE | TRUE | TRUE | 12000 | 8300 | 1.99 | 13850 | 2.57
206350484 | 05/19/21 | Live | Carrier | AIRQUEST | Singlezone Ducted, Compact Ducted | 206350484 |  | HRCU-A-CB | DLCSRBH12AAK | Mini-Splits | DLFSDAH12XAK | 13 | 21.5 | 11.5 |  |  |  | TRUE | TRUE | TRUE | 12000 | 8300 | 1.99 | 13850 | 2.57
206350490 | 05/19/21 | Live | Carrier | AIRQUEST | Singlezone Ducted, Compact Ducted | 206350490 |  | HRCU-A-CB | DLCSRBH24AAK | Mini-Splits | DLFSDAH24XAK | 12.5 | 20.6 | 12.6 |  |  |  | TRUE | TRUE | TRUE | 24000 | 14500 | 2.8 | 27970 | 4.1
206971739 | 05/17/21 | Live | Johnson Controls Inc. (York International Norman) | CHAMPION HEATING AND COOLING | Singlezone Ducted, Centrally Ducted | 206971739 |  | HRCU-A-CB | HMH72B481 |  | CM64DXA1+MVC14DN21+TXV | 10.25 | 18.25 | 9 |  |  |  | FALSE | FALSE | FALSE | 48000 | 29200 | 2.5 | 29200 | 2.5
206971738 | 05/17/21 | Live | Johnson Controls Inc. (York International Norman) | FRASER-JOHNSTON | Singlezone Ducted, Centrally Ducted | 206971738 |  | HRCU-A-CB | HMH72B481 |  | CM64DXA1+MVC14DN21+TXV | 10.25 | 18.25 | 9 |  |  |  | FALSE | FALSE | FALSE | 48000 | 29200 | 2.5 | 29200 | 2.5
206971736 | 05/17/21 | Live | Johnson Controls Inc. (York International Norman) | COLEMAN | Singlezone Ducted, Centrally Ducted | 206971736 |  | HRCU-A-CB | HMH72B481 |  | CM64DXA1+MVC14DN21+TXV | 10.25 | 18.25 | 9 |  |  |  | FALSE | FALSE | FALSE | 48000 | 29200 | 2.5 | 29200 | 2.5
206971181 | 05/17/21 | Live | Johnson Controls Inc. (York International Norman) | YORK | Singlezone Ducted, Centrally Ducted | 206971181 |  | HRCU-A-CB | HMH72B481 |  | CM64DXA1+MVC14DN21+TXV | 10.25 | 18.25 | 9 |  |  |  | FALSE | FALSE | FALSE | 48000 | 29200 | 2.5 | 29200 | 2.5
206971735 | 05/17/21 | Live | Johnson Controls Inc. (York International Norman) | CHAMPION HEATING AND COOLING | Singlezone Ducted, Centrally Ducted | 206971735 |  | HRCU-A-CB | HMH72B481 |  | CF64DXA1+MVC14DN21+TXV | 10.25 | 18.25 | 9 |  |  |  | FALSE | FALSE | FALSE | 48000 | 29200 | 2.5 | 29200 | 2.5
206971734 | 05/17/21 | Live | Johnson Controls Inc. (York International Norman) | FRASER-JOHNSTON | Singlezone Ducted, Centrally Ducted | 206971734 |  | HRCU-A-CB | HMH72B481 |  | CF64DXA1+MVC14DN21+TXV | 10.25 | 18.25 | 9 |  |  |  | FALSE | FALSE | FALSE | 48000 | 29200 | 2.5 | 29200 | 2.5
206971733 | 05/17/21 | Live | Johnson Controls Inc. (York International Norman) | LUXAIRE | Singlezone Ducted, Centrally Ducted | 206971733 |  | HRCU-A-CB | HMH72B481 |  | CF64DXA1+MVC14DN21+TXV | 10.25 | 18.25 | 9 |  |  |  | FALSE | FALSE | FALSE | 48000 | 29200 | 2.5 | 29200 | 2.5
206971732 | 05/17/21 | Live | Johnson Controls Inc. (York International Norman) | COLEMAN | Singlezone Ducted, Centrally Ducted | 206971732 |  | HRCU-A-CB | HMH72B481 |  | CF64DXA1+MVC14DN21+TXV | 10.25 | 18.25 | 9 |  |  |  | FALSE | FALSE | FALSE | 48000 | 29200 | 2.5 | 29200 | 2.5
206971180 | 05/17/21 | Live | Johnson Controls Inc. (York International Norman) | YORK | Singlezone Ducted, Centrally Ducted | 206971180 |  | HRCU-A-CB | HMH72B481 |  | CF64DXA1+MVC14DN21+TXV | 10.25 | 18.25 | 9 |  |  |  | FALSE | FALSE | FALSE | 48000 | 29200 | 2.5 | 29200 | 2.5
206971737 | 05/17/21 | Live | Johnson Controls Inc. (York International Norman) | LUXAIRE | Singlezone Ducted, Centrally Ducted | 206971737 |  | HRCU-A-CB | HMH72B481 |  | CM64DXA1+MVC14DN21+TXV | 10.25 | 18.25 | 9 |  |  |  | FALSE | FALSE | FALSE | 48000 | 29200 | 2.5 | 29200 | 2.5
206971477 | 05/17/21 | Live | Johnson Controls Inc. (York International Norman) | CHAMPION HEATING AND COOLING | Singlezone Ducted, Centrally Ducted | 206971477 |  | HRCU-A-CB | HMH72B601 |  | AVC60DX21+TXV | 8.25 | 16.25 | 9.5 |  |  |  | FALSE | FALSE | FALSE | 57500 | 39000 | 2.56 | 39000 | 2.56
206971476 | 05/17/21 | Live | Johnson Controls Inc. (York International Norman) | FRASER-JOHNSTON | Singlezone Ducted, Centrally Ducted | 206971476 |  | HRCU-A-CB | HMH72B601 |  | AVC60DX21+TXV | 8.25 | 16.25 | 9.5 |  |  |  | FALSE | FALSE | FALSE | 57500 | 39000 | 2.56 | 39000 | 2.56
206971474 | 05/17/21 | Live | Johnson Controls Inc. (York International Norman) | COLEMAN | Singlezone Ducted, Centrally Ducted | 206971474 |  | HRCU-A-CB | HMH72B601 |  | AVC60DX21+TXV | 8.25 | 16.25 | 9.5 |  |  |  | FALSE | FALSE | FALSE | 57500 | 39000 | 2.56 | 39000 | 2.56
206971475 | 05/17/21 | Live | Johnson Controls Inc. (York International Norman) | LUXAIRE | Singlezone Ducted, Centrally Ducted | 206971475 |  | HRCU-A-CB | HMH72B601 |  | AVC60DX21+TXV | 8.25 | 16.25 | 9.5 |  |  |  | FALSE | FALSE | FALSE | 57500 | 39000 | 2.56 | 39000 | 2.56
206971107 | 05/17/21 | Live | Johnson Controls Inc. (York International Norman) | YORK | Singlezone Ducted, Centrally Ducted | 206971107 |  | HRCU-A-CB | HMH72B601 |  | AVC60DX21+TXV | 8.25 | 16.25 | 9.5 |  |  |  | FALSE | FALSE | FALSE | 57500 | 39000 | 2.56 | 39000 | 2.56
206971473 | 05/17/21 | Live | Johnson Controls Inc. (York International Norman) | CHAMPION HEATING AND COOLING | Singlezone Ducted, Centrally Ducted | 206971473 |  | HRCU-A-CB | HMH72B601 |  | CM64DXA1+ME20DN21+TXV | 8.5 | 16.25 | 9.5 |  |  |  | FALSE | FALSE | FALSE | 59000 | 39000 | 2.62 | 39000 | 2.62
206971472 | 05/17/21 | Live | Johnson Controls Inc. (York International Norman) | FRASER-JOHNSTON | Singlezone Ducted, Centrally Ducted | 206971472 |  | HRCU-A-CB | HMH72B601 |  | CM64DXA1+ME20DN21+TXV | 8.5 | 16.25 | 9.5 |  |  |  | FALSE | FALSE | FALSE | 59000 | 39000 | 2.62 | 39000 | 2.62
206971469 | 05/17/21 | Live | Johnson Controls Inc. (York International Norman) | CHAMPION HEATING AND COOLING | Singlezone Ducted, Centrally Ducted | 206971469 |  | HRCU-A-CB | HMH72B601 |  | CF64DXA1+ME20DN21+TXV | 8.5 | 16.25 | 9.5 |  |  |  | FALSE | FALSE | FALSE | 59000 | 39000 | 2.62 | 39000 | 2.62
206971106 | 05/17/21 | Live | Johnson Controls Inc. (York International Norman) | YORK | Singlezone Ducted, Centrally Ducted | 206971106 |  | HRCU-A-CB | HMH72B601 |  | CM64DXA1+ME20DN21+TXV | 8.5 | 16.25 | 9.5 |  |  |  | FALSE | FALSE | FALSE | 59000 | 39000 | 2.62 | 39000 | 2.62
206971470 | 05/17/21 | Live | Johnson Controls Inc. (York International Norman) | COLEMAN | Singlezone Ducted, Centrally Ducted | 206971470 |  | HRCU-A-CB | HMH72B601 |  | CM64DXA1+ME20DN21+TXV | 8.5 | 16.25 | 9.5 |  |  |  | FALSE | FALSE | FALSE | 59000 | 39000 | 2.62 | 39000 | 2.62
206971468 | 05/17/21 | Live | Johnson Controls Inc. (York International Norman) | FRASER-JOHNSTON | Singlezone Ducted, Centrally Ducted | 206971468 |  | HRCU-A-CB | HMH72B601 |  | CF64DXA1+ME20DN21+TXV | 8.5 | 16.25 | 9.5 |  |  |  | FALSE | FALSE | FALSE | 59000 | 39000 | 2.62 | 39000 | 2.62
206971467 | 05/17/21 | Live | Johnson Controls Inc. (York International Norman) | LUXAIRE | Singlezone Ducted, Centrally Ducted | 206971467 |  | HRCU-A-CB | HMH72B601 |  | CF64DXA1+ME20DN21+TXV | 8.5 | 16.25 | 9.5 |  |  |  | FALSE | FALSE | FALSE | 59000 | 39000 | 2.62 | 39000 | 2.62
206971471 | 05/17/21 | Live | Johnson Controls Inc. (York International Norman) | LUXAIRE | Singlezone Ducted, Centrally Ducted | 206971471 |  | HRCU-A-CB | HMH72B601 |  | CM64DXA1+ME20DN21+TXV | 8.5 | 16.25 | 9.5 |  |  |  | FALSE | FALSE | FALSE | 59000 | 39000 | 2.62 | 39000 | 2.62
206971466 | 05/17/21 | Live | Johnson Controls Inc. (York International Norman) | COLEMAN | Singlezone Ducted, Centrally Ducted | 206971466 |  | HRCU-A-CB | HMH72B601 |  | CF64DXA1+ME20DN21+TXV | 8.5 | 16.25 | 9.5 |  |  |  | FALSE | FALSE | FALSE | 59000 | 39000 | 2.62 | 39000 | 2.62
206971465 | 05/17/21 | Live | Johnson Controls Inc. (York International Norman) | CHAMPION HEATING AND COOLING | Singlezone Ducted, Centrally Ducted | 206971465 |  | HRCU-A-CB | HMH72B601 |  | CM64DXA1+MVC20DN21+TXV | 8.5 | 16.75 | 9.5 |  |  |  | FALSE | FALSE | FALSE | 59000 | 39000 | 2.62 | 39000 | 2.62
206971464 | 05/17/21 | Live | Johnson Controls Inc. (York International Norman) | FRASER-JOHNSTON | Singlezone Ducted, Centrally Ducted | 206971464 |  | HRCU-A-CB | HMH72B601 |  | CM64DXA1+MVC20DN21+TXV | 8.5 | 16.75 | 9.5 |  |  |  | FALSE | FALSE | FALSE | 59000 | 39000 | 2.62 | 39000 | 2.62
206971463 | 05/17/21 | Live | Johnson Controls Inc. (York International Norman) | LUXAIRE | Singlezone Ducted, Centrally Ducted | 206971463 |  | HRCU-A-CB | HMH72B601 |  | CM64DXA1+MVC20DN21+TXV | 8.5 | 16.75 | 9.5 |  |  |  | FALSE | FALSE | FALSE | 59000 | 39000 | 2.62 | 39000 | 2.62
206971462 | 05/17/21 | Live | Johnson Controls Inc. (York International Norman) | COLEMAN | Singlezone Ducted, Centrally Ducted | 206971462 |  | HRCU-A-CB | HMH72B601 |  | CM64DXA1+MVC20DN21+TXV | 8.5 | 16.75 | 9.5 |  |  |  | FALSE | FALSE | FALSE | 59000 | 39000 | 2.62 | 39000 | 2.62
206971104 | 05/17/21 | Live | Johnson Controls Inc. (York International Norman) | YORK | Singlezone Ducted, Centrally Ducted | 206971104 |  | HRCU-A-CB | HMH72B601 |  | CM64DXA1+MVC20DN21+TXV | 8.5 | 16.75 | 9.5 |  |  |  | FALSE | FALSE | FALSE | 59000 | 39000 | 2.62 | 39000 | 2.62
206971461 | 05/17/21 | Live | Johnson Controls Inc. (York International Norman) | CHAMPION HEATING AND COOLING | Singlezone Ducted, Centrally Ducted | 206971461 |  | HRCU-A-CB | HMH72B601 |  | CF64DXA1+MVC20DN21+TXV | 8.5 | 16.75 | 9.5 |  |  |  | FALSE | FALSE | FALSE | 59000 | 39000 | 2.62 | 39000 | 2.62
206971458 | 05/17/21 | Live | Johnson Controls Inc. (York International Norman) | COLEMAN | Singlezone Ducted, Centrally Ducted | 206971458 |  | HRCU-A-CB | HMH72B601 |  | CF64DXA1+MVC20DN21+TXV | 8.5 | 16.75 | 9.5 |  |  |  | FALSE | FALSE | FALSE | 59000 | 39000 | 2.62 | 39000 | 2.62
206971459 | 05/17/21 | Live | Johnson Controls Inc. (York International Norman) | LUXAIRE | Singlezone Ducted, Centrally Ducted | 206971459 |  | HRCU-A-CB | HMH72B601 |  | CF64DXA1+MVC20DN21+TXV | 8.5 | 16.75 | 9.5 |  |  |  | FALSE | FALSE | FALSE | 59000 | 39000 | 2.62 | 39000 | 2.62
206971460 | 05/17/21 | Live | Johnson Controls Inc. (York International Norman) | FRASER-JOHNSTON | Singlezone Ducted, Centrally Ducted | 206971460 |  | HRCU-A-CB | HMH72B601 |  | CF64DXA1+MVC20DN21+TXV | 8.5 | 16.75 | 9.5 |  |  |  | FALSE | FALSE | FALSE | 59000 | 39000 | 2.62 | 39000 | 2.62
206971103 | 05/17/21 | Live | Johnson Controls Inc. (York International Norman) | YORK | Singlezone Ducted, Centrally Ducted | 206971103 |  | HRCU-A-CB | HMH72B601 |  | CF64DXA1+MVC20DN21+TXV | 8.5 | 16.75 | 9.5 |  |  |  | FALSE | FALSE | FALSE | 59000 | 39000 | 2.62 | 39000 | 2.62
206971105 | 05/17/21 | Live | Johnson Controls Inc. (York International Norman) | YORK | Singlezone Ducted, Centrally Ducted | 206971105 |  | HRCU-A-CB | HMH72B601 |  | CF64DXA1+ME20DN21+TXV | 8.5 | 16.25 | 9.5 |  |  |  | FALSE | FALSE | FALSE | 59000 | 39000 | 2.62 | 39000 | 2.62
206971730 | 05/17/21 | Live | Johnson Controls Inc. (York International Norman) | FRASER-JOHNSTON | Singlezone Ducted, Centrally Ducted | 206971730 |  | HRCU-A-CB | HMH72B481 |  | CM64DXA1+MVC20DN21+TXV | 10.25 | 18.25 | 9.5 |  |  |  | FALSE | FALSE | FALSE | 48000 | 30200 | 2.54 | 30200 | 2.54
206971729 | 05/17/21 | Live | Johnson Controls Inc. (York International Norman) | LUXAIRE | Singlezone Ducted, Centrally Ducted | 206971729 |  | HRCU-A-CB | HMH72B481 |  | CM64DXA1+MVC20DN21+TXV | 10.25 | 18.25 | 9.5 |  |  |  | FALSE | FALSE | FALSE | 48000 | 30200 | 2.54 | 30200 | 2.54
206971179 | 05/17/21 | Live | Johnson Controls Inc. (York International Norman) | YORK | Singlezone Ducted, Centrally Ducted | 206971179 |  | HRCU-A-CB | HMH72B481 |  | CM64DXA1+MVC20DN21+TXV | 10.25 | 18.25 | 9.5 |  |  |  | FALSE | FALSE | FALSE | 48000 | 30200 | 2.54 | 30200 | 2.54
206971727 | 05/17/21 | Live | Johnson Controls Inc. (York International Norman) | CHAMPION HEATING AND COOLING | Singlezone Ducted, Centrally Ducted | 206971727 |  | HRCU-A-CB | HMH72B481 |  | CF64DXA1+MVC20DN21+TXV | 10.25 | 18.25 | 9.5 |  |  |  | FALSE | FALSE | FALSE | 48000 | 30200 | 2.54 | 30200 | 2.54
206971726 | 05/17/21 | Live | Johnson Controls Inc. (York International Norman) | FRASER-JOHNSTON | Singlezone Ducted, Centrally Ducted | 206971726 |  | HRCU-A-CB | HMH72B481 |  | CF64DXA1+MVC20DN21+TXV | 10.25 | 18.25 | 9.5 |  |  |  | FALSE | FALSE | FALSE | 48000 | 30200 | 2.54 | 30200 | 2.54
206971728 | 05/17/21 | Live | Johnson Controls Inc. (York International Norman) | COLEMAN | Singlezone Ducted, Centrally Ducted | 206971728 |  | HRCU-A-CB | HMH72B481 |  | CM64DXA1+MVC20DN21+TXV | 10.25 | 18.25 | 9.5 |  |  |  | FALSE | FALSE | FALSE | 48000 | 30200 | 2.54 | 30200 | 2.54
206971731 | 05/17/21 | Live | Johnson Controls Inc. (York International Norman) | CHAMPION HEATING AND COOLING | Singlezone Ducted, Centrally Ducted | 206971731 |  | HRCU-A-CB | HMH72B481 |  | CM64DXA1+MVC20DN21+TXV | 10.25 | 18.25 | 9.5 |  |  |  | FALSE | FALSE | FALSE | 48000 | 30200 | 2.54 | 30200 | 2.54
206971725 | 05/17/21 | Live | Johnson Controls Inc. (York International Norman) | LUXAIRE | Singlezone Ducted, Centrally Ducted | 206971725 |  | HRCU-A-CB | HMH72B481 |  | CF64DXA1+MVC20DN21+TXV | 10.25 | 18.25 | 9.5 |  |  |  | FALSE | FALSE | FALSE | 48000 | 30200 | 2.54 | 30200 | 2.54
206971178 | 05/17/21 | Live | Johnson Controls Inc. (York International Norman) | YORK | Singlezone Ducted, Centrally Ducted | 206971178 |  | HRCU-A-CB | HMH72B481 |  | CF64DXA1+MVC20DN21+TXV | 10.25 | 18.25 | 9.5 |  |  |  | FALSE | FALSE | FALSE | 48000 | 30200 | 2.54 | 30200 | 2.54
206971724 | 05/17/21 | Live | Johnson Controls Inc. (York International Norman) | COLEMAN | Singlezone Ducted, Centrally Ducted | 206971724 |  | HRCU-A-CB | HMH72B481 |  | CF64DXA1+MVC20DN21+TXV | 10.25 | 18.25 | 9.5 |  |  |  | FALSE | FALSE | FALSE | 48000 | 30200 | 2.54 | 30200 | 2.54
206922146 | 05/17/21 | Live | Johnson Controls Inc. (York International Norman) | CHAMPION HEATING AND COOLING | Singlezone Ducted, Centrally Ducted | 206922146 |  | HRCU-A-CB | HMH72B241 |  | CM36BBAA1+ME08BN21 | 10.25 | 17.5 | 9.5 |  |  |  | FALSE | FALSE | FALSE | 22000 | 14100 | 2.37 | 14100 | 2.37
206922145 | 05/17/21 | Live | Johnson Controls Inc. (York International Norman) | FRASER-JOHNSTON | Singlezone Ducted, Centrally Ducted | 206922145 |  | HRCU-A-CB | HMH72B241 |  | CM36BBAA1+ME08BN21 | 10.25 | 17.5 | 9.5 |  |  |  | FALSE | FALSE | FALSE | 22000 | 14100 | 2.37 | 14100 | 2.37
206922144 | 05/17/21 | Live | Johnson Controls Inc. (York International Norman) | LUXAIRE | Singlezone Ducted, Centrally Ducted | 206922144 |  | HRCU-A-CB | HMH72B241 |  | CM36BBAA1+ME08BN21 | 10.25 | 17.5 | 9.5 |  |  |  | FALSE | FALSE | FALSE | 22000 | 14100 | 2.37 | 14100 | 2.37
206922143 | 05/17/21 | Live | Johnson Controls Inc. (York International Norman) | COLEMAN | Singlezone Ducted, Centrally Ducted | 206922143 |  | HRCU-A-CB | HMH72B241 |  | CM36BBAA1+ME08BN21 | 10.25 | 17.5 | 9.5 |  |  |  | FALSE | FALSE | FALSE | 22000 | 14100 | 2.37 | 14100 | 2.37
206922141 | 05/17/21 | Live | Johnson Controls Inc. (York International Norman) | FRASER-JOHNSTON | Singlezone Ducted, Centrally Ducted | 206922141 |  | HRCU-A-CB | HMH72B241 |  | CM36BXA1+ME08BN21+TXV | 10.25 | 17.5 | 9.5 |  |  |  | FALSE | FALSE | FALSE | 22000 | 14100 | 2.37 | 14100 | 2.37
206922142 | 05/17/21 | Live | Johnson Controls Inc. (York International Norman) | CHAMPION HEATING AND COOLING | Singlezone Ducted, Centrally Ducted | 206922142 |  | HRCU-A-CB | HMH72B241 |  | CM36BXA1+ME08BN21+TXV | 10.25 | 17.5 | 9.5 |  |  |  | FALSE | FALSE | FALSE | 22000 | 14100 | 2.37 | 14100 | 2.37
206922140 | 05/17/21 | Live | Johnson Controls Inc. (York International Norman) | LUXAIRE | Singlezone Ducted, Centrally Ducted | 206922140 |  | HRCU-A-CB | HMH72B241 |  | CM36BXA1+ME08BN21+TXV | 10.25 | 17.5 | 9.5 |  |  |  | FALSE | FALSE | FALSE | 22000 | 14100 | 2.37 | 14100 | 2.37
206921150 | 05/17/21 | Live | Johnson Controls Inc. (York International Norman) | YORK | Singlezone Ducted, Centrally Ducted | 206921150 |  | HRCU-A-CB | HMH72B241 |  | CM36BBAA1+ME08BN21 | 10.25 | 17.5 | 9.5 |  |  |  | FALSE | FALSE | FALSE | 22000 | 14100 | 2.37 | 14100 | 2.37
206922139 | 05/17/21 | Live | Johnson Controls Inc. (York International Norman) | COLEMAN | Singlezone Ducted, Centrally Ducted | 206922139 |  | HRCU-A-CB | HMH72B241 |  | CM36BXA1+ME08BN21+TXV | 10.25 | 17.5 | 9.5 |  |  |  | FALSE | FALSE | FALSE | 22000 | 14100 | 2.37 | 14100 | 2.37
206921149 | 05/17/21 | Live | Johnson Controls Inc. (York International Norman) | YORK | Singlezone Ducted, Centrally Ducted | 206921149 |  | HRCU-A-CB | HMH72B241 |  | CM36BXA1+ME08BN21+TXV | 10.25 | 17.5 | 9.5 |  |  |  | FALSE | FALSE | FALSE | 22000 | 14100 | 2.37 | 14100 | 2.37
206922137 | 05/17/21 | Live | Johnson Controls Inc. (York International Norman) | FRASER-JOHNSTON | Singlezone Ducted, Centrally Ducted | 206922137 |  | HRCU-A-CB | HMH72B241 |  | CF36BBAA1+ME08BN21 | 10.25 | 17.5 | 9.5 |  |  |  | FALSE | FALSE | FALSE | 22000 | 14100 | 2.37 | 14100 | 2.37
206922138 | 05/17/21 | Live | Johnson Controls Inc. (York International Norman) | CHAMPION HEATING AND COOLING | Singlezone Ducted, Centrally Ducted | 206922138 |  | HRCU-A-CB | HMH72B241 |  | CF36BBAA1+ME08BN21 | 10.25 | 17.5 | 9.5 |  |  |  | FALSE | FALSE | FALSE | 22000 | 14100 | 2.37 | 14100 | 2.37
206922136 | 05/17/21 | Live | Johnson Controls Inc. (York International Norman) | LUXAIRE | Singlezone Ducted, Centrally Ducted | 206922136 |  | HRCU-A-CB | HMH72B241 |  | CF36BBAA1+ME08BN21 | 10.25 | 17.5 | 9.5 |  |  |  | FALSE | FALSE | FALSE | 22000 | 14100 | 2.37 | 14100 | 2.37
206922134 | 05/17/21 | Live | Johnson Controls Inc. (York International Norman) | CHAMPION HEATING AND COOLING | Singlezone Ducted, Centrally Ducted | 206922134 |  | HRCU-A-CB | HMH72B241 |  | CF36BXA1+ME08BN21+TXV | 10.25 | 17.5 | 9.5 |  |  |  | FALSE | FALSE | FALSE | 22000 | 14100 | 2.37 | 14100 | 2.37
206922133 | 05/17/21 | Live | Johnson Controls Inc. (York International Norman) | FRASER-JOHNSTON | Singlezone Ducted, Centrally Ducted | 206922133 |  | HRCU-A-CB | HMH72B241 |  | CF36BXA1+ME08BN21+TXV | 10.25 | 17.5 | 9.5 |  |  |  | FALSE | FALSE | FALSE | 22000 | 14100 | 2.37 | 14100 | 2.37
206922135 | 05/17/21 | Live | Johnson Controls Inc. (York International Norman) | COLEMAN | Singlezone Ducted, Centrally Ducted | 206922135 |  | HRCU-A-CB | HMH72B241 |  | CF36BBAA1+ME08BN21 | 10.25 | 17.5 | 9.5 |  |  |  | FALSE | FALSE | FALSE | 22000 | 14100 | 2.37 | 14100 | 2.37
206922132 | 05/17/21 | Live | Johnson Controls Inc. (York International Norman) | LUXAIRE | Singlezone Ducted, Centrally Ducted | 206922132 |  | HRCU-A-CB | HMH72B241 |  | CF36BXA1+ME08BN21+TXV | 10.25 | 17.5 | 9.5 |  |  |  | FALSE | FALSE | FALSE | 22000 | 14100 | 2.37 | 14100 | 2.37
206921148 | 05/17/21 | Live | Johnson Controls Inc. (York International Norman) | YORK | Singlezone Ducted, Centrally Ducted | 206921148 |  | HRCU-A-CB | HMH72B241 |  | CF36BBAA1+ME08BN21 | 10.25 | 17.5 | 9.5 |  |  |  | FALSE | FALSE | FALSE | 22000 | 14100 | 2.37 | 14100 | 2.37
206922131 | 05/17/21 | Live | Johnson Controls Inc. (York International Norman) | COLEMAN | Singlezone Ducted, Centrally Ducted | 206922131 |  | HRCU-A-CB | HMH72B241 |  | CF36BXA1+ME08BN21+TXV | 10.25 | 17.5 | 9.5 |  |  |  | FALSE | FALSE | FALSE | 22000 | 14100 | 2.37 | 14100 | 2.37
206922103 | 05/17/21 | Live | Johnson Controls Inc. (York International Norman) | COLEMAN | Singlezone Ducted, Centrally Ducted | 206922103 |  | HRCU-A-CB | HMH72B241 |  | CM36BBAA1+MVC12BN21 | 10.25 | 17.75 | 9.5 |  |  |  | FALSE | FALSE | FALSE | 22200 | 14300 | 2.42 | 14300 | 2.42
206922106 | 05/17/21 | Live | Johnson Controls Inc. (York International Norman) | CHAMPION HEATING AND COOLING | Singlezone Ducted, Centrally Ducted | 206922106 |  | HRCU-A-CB | HMH72B241 |  | CM36BBAA1+MVC12BN21 | 10.25 | 17.75 | 9.5 |  |  |  | FALSE | FALSE | FALSE | 22200 | 14300 | 2.42 | 14300 | 2.42
206921147 | 05/17/21 | Live | Johnson Controls Inc. (York International Norman) | YORK | Singlezone Ducted, Centrally Ducted | 206921147 |  | HRCU-A-CB | HMH72B241 |  | CF36BXA1+ME08BN21+TXV | 10.25 | 17.5 | 9.5 |  |  |  | FALSE | FALSE | FALSE | 22000 | 14100 | 2.37 | 14100 | 2.37
206922104 | 05/17/21 | Live | Johnson Controls Inc. (York International Norman) | LUXAIRE | Singlezone Ducted, Centrally Ducted | 206922104 |  | HRCU-A-CB | HMH72B241 |  | CM36BBAA1+MVC12BN21 | 10.25 | 17.75 | 9.5 |  |  |  | FALSE | FALSE | FALSE | 22200 | 14300 | 2.42 | 14300 | 2.42
206921140 | 05/17/21 | Live | Johnson Controls Inc. (York International Norman) | YORK | Singlezone Ducted, Centrally Ducted | 206921140 |  | HRCU-A-CB | HMH72B241 |  | CM36BBAA1+MVC12BN21 | 10.25 | 17.75 | 9.5 |  |  |  | FALSE | FALSE | FALSE | 22200 | 14300 | 2.42 | 14300 | 2.42
206922102 | 05/17/21 | Live | Johnson Controls Inc. (York International Norman) | CHAMPION HEATING AND COOLING | Singlezone Ducted, Centrally Ducted | 206922102 |  | HRCU-A-CB | HMH72B241 |  | CM36BXA1+MVC12BN21+TXV | 10.25 | 17.75 | 9.5 |  |  |  | FALSE | FALSE | FALSE | 22200 | 14300 | 2.42 | 14300 | 2.42
206922100 | 05/17/21 | Live | Johnson Controls Inc. (York International Norman) | LUXAIRE | Singlezone Ducted, Centrally Ducted | 206922100 |  | HRCU-A-CB | HMH72B241 |  | CM36BXA1+MVC12BN21+TXV | 10.25 | 17.75 | 9.5 |  |  |  | FALSE | FALSE | FALSE | 22200 | 14300 | 2.42 | 14300 | 2.42
206922099 | 05/17/21 | Live | Johnson Controls Inc. (York International Norman) | COLEMAN | Singlezone Ducted, Centrally Ducted | 206922099 |  | HRCU-A-CB | HMH72B241 |  | CM36BXA1+MVC12BN21+TXV | 10.25 | 17.75 | 9.5 |  |  |  | FALSE | FALSE | FALSE | 22200 | 14300 | 2.42 | 14300 | 2.42
206921139 | 05/17/21 | Live | Johnson Controls Inc. (York International Norman) | YORK | Singlezone Ducted, Centrally Ducted | 206921139 |  | HRCU-A-CB | HMH72B241 |  | CM36BXA1+MVC12BN21+TXV | 10.25 | 17.75 | 9.5 |  |  |  | FALSE | FALSE | FALSE | 22200 | 14300 | 2.42 | 14300 | 2.42
206922096 | 05/17/21 | Live | Johnson Controls Inc. (York International Norman) | LUXAIRE | Singlezone Ducted, Centrally Ducted | 206922096 |  | HRCU-A-CB | HMH72B241 |  | CF36BBAA1+MVC12BN21 | 10.25 | 17.75 | 9.5 |  |  |  | FALSE | FALSE | FALSE | 22200 | 14300 | 2.42 | 14300 | 2.42
206922097 | 05/17/21 | Live | Johnson Controls Inc. (York International Norman) | FRASER-JOHNSTON | Singlezone Ducted, Centrally Ducted | 206922097 |  | HRCU-A-CB | HMH72B241 |  | CF36BBAA1+MVC12BN21 | 10.25 | 17.75 | 9.5 |  |  |  | FALSE | FALSE | FALSE | 22200 | 14300 | 2.42 | 14300 | 2.42
206922098 | 05/17/21 | Live | Johnson Controls Inc. (York International Norman) | CHAMPION HEATING AND COOLING | Singlezone Ducted, Centrally Ducted | 206922098 |  | HRCU-A-CB | HMH72B241 |  | CF36BBAA1+MVC12BN21 | 10.25 | 17.75 | 9.5 |  |  |  | FALSE | FALSE | FALSE | 22200 | 14300 | 2.42 | 14300 | 2.42
206922095 | 05/17/21 | Live | Johnson Controls Inc. (York International Norman) | COLEMAN | Singlezone Ducted, Centrally Ducted | 206922095 |  | HRCU-A-CB | HMH72B241 |  | CF36BBAA1+MVC12BN21 | 10.25 | 17.75 | 9.5 |  |  |  | FALSE | FALSE | FALSE | 22200 | 14300 | 2.42 | 14300 | 2.42
206921138 | 05/17/21 | Live | Johnson Controls Inc. (York International Norman) | YORK | Singlezone Ducted, Centrally Ducted | 206921138 |  | HRCU-A-CB | HMH72B241 |  | CF36BBAA1+MVC12BN21 | 10.25 | 17.75 | 9.5 |  |  |  | FALSE | FALSE | FALSE | 22200 | 14300 | 2.42 | 14300 | 2.42
206922094 | 05/17/21 | Live | Johnson Controls Inc. (York International Norman) | CHAMPION HEATING AND COOLING | Singlezone Ducted, Centrally Ducted | 206922094 |  | HRCU-A-CB | HMH72B241 |  | CF36BXA1+MVC12BN21+TXV | 10.25 | 17.75 | 9.5 |  |  |  | FALSE | FALSE | FALSE | 22200 | 14300 | 2.42 | 14300 | 2.42
206922093 | 05/17/21 | Live | Johnson Controls Inc. (York International Norman) | FRASER-JOHNSTON | Singlezone Ducted, Centrally Ducted | 206922093 |  | HRCU-A-CB | HMH72B241 |  | CF36BXA1+MVC12BN21+TXV | 10.25 | 17.75 | 9.5 |  |  |  | FALSE | FALSE | FALSE | 22200 | 14300 | 2.42 | 14300 | 2.42
206922105 | 05/17/21 | Live | Johnson Controls Inc. (York International Norman) | FRASER-JOHNSTON | Singlezone Ducted, Centrally Ducted | 206922105 |  | HRCU-A-CB | HMH72B241 |  | CM36BBAA1+MVC12BN21 | 10.25 | 17.75 | 9.5 |  |  |  | FALSE | FALSE | FALSE | 22200 | 14300 | 2.42 | 14300 | 2.42
206922092 | 05/17/21 | Live | Johnson Controls Inc. (York International Norman) | LUXAIRE | Singlezone Ducted, Centrally Ducted | 206922092 |  | HRCU-A-CB | HMH72B241 |  | CF36BXA1+MVC12BN21+TXV | 10.25 | 17.75 | 9.5 |  |  |  | FALSE | FALSE | FALSE | 22200 | 14300 | 2.42 | 14300 | 2.42
206922101 | 05/17/21 | Live | Johnson Controls Inc. (York International Norman) | FRASER-JOHNSTON | Singlezone Ducted, Centrally Ducted | 206922101 |  | HRCU-A-CB | HMH72B241 |  | CM36BXA1+MVC12BN21+TXV | 10.25 | 17.75 | 9.5 |  |  |  | FALSE | FALSE | FALSE | 22200 | 14300 | 2.42 | 14300 | 2.42
206922091 | 05/17/21 | Live | Johnson Controls Inc. (York International Norman) | COLEMAN | Singlezone Ducted, Centrally Ducted | 206922091 |  | HRCU-A-CB | HMH72B241 |  | CF36BXA1+MVC12BN21+TXV | 10.25 | 17.75 | 9.5 |  |  |  | FALSE | FALSE | FALSE | 22200 | 14300 | 2.42 | 14300 | 2.42
206921137 | 05/17/21 | Live | Johnson Controls Inc. (York International Norman) | YORK | Singlezone Ducted, Centrally Ducted | 206921137 |  | HRCU-A-CB | HMH72B241 |  | CF36BXA1+MVC12BN21+TXV | 10.25 | 17.75 | 9.5 |  |  |  | FALSE | FALSE | FALSE | 22200 | 14300 | 2.42 | 14300 | 2.42
206922090 | 05/17/21 | Live | Johnson Controls Inc. (York International Norman) | CHAMPION HEATING AND COOLING | Singlezone Ducted, Centrally Ducted | 206922090 |  | HRCU-A-CB | HMH72B241 |  | CM36CXA1+MVC12CN21+TXV | 10.25 | 17.75 | 9.5 |  |  |  | FALSE | FALSE | FALSE | 22200 | 14200 | 2.43 | 14200 | 2.43
206922088 | 05/17/21 | Live | Johnson Controls Inc. (York International Norman) | LUXAIRE | Singlezone Ducted, Centrally Ducted | 206922088 |  | HRCU-A-CB | HMH72B241 |  | CM36CXA1+MVC12CN21+TXV | 10.25 | 17.75 | 9.5 |  |  |  | FALSE | FALSE | FALSE | 22200 | 14200 | 2.43 | 14200 | 2.43
206922089 | 05/17/21 | Live | Johnson Controls Inc. (York International Norman) | FRASER-JOHNSTON | Singlezone Ducted, Centrally Ducted | 206922089 |  | HRCU-A-CB | HMH72B241 |  | CM36CXA1+MVC12CN21+TXV | 10.25 | 17.75 | 9.5 |  |  |  | FALSE | FALSE | FALSE | 22200 | 14200 | 2.43 | 14200 | 2.43
206922087 | 05/17/21 | Live | Johnson Controls Inc. (York International Norman) | COLEMAN | Singlezone Ducted, Centrally Ducted | 206922087 |  | HRCU-A-CB | HMH72B241 |  | CM36CXA1+MVC12CN21+TXV | 10.25 | 17.75 | 9.5 |  |  |  | FALSE | FALSE | FALSE | 22200 | 14200 | 2.43 | 14200 | 2.43
206922086 | 05/17/21 | Live | Johnson Controls Inc. (York International Norman) | CHAMPION HEATING AND COOLING | Singlezone Ducted, Centrally Ducted | 206922086 |  | HRCU-A-CB | HMH72B241 |  | CF36CXA1+MVC12CN21+TXV | 10.25 | 17.75 | 9.5 |  |  |  | FALSE | FALSE | FALSE | 22200 | 14200 | 2.43 | 14200 | 2.43
206921136 | 05/17/21 | Live | Johnson Controls Inc. (York International Norman) | YORK | Singlezone Ducted, Centrally Ducted | 206921136 |  | HRCU-A-CB | HMH72B241 |  | CM36CXA1+MVC12CN21+TXV | 10.25 | 17.75 | 9.5 |  |  |  | FALSE | FALSE | FALSE | 22200 | 14200 | 2.43 | 14200 | 2.43
206922085 | 05/17/21 | Live | Johnson Controls Inc. (York International Norman) | FRASER-JOHNSTON | Singlezone Ducted, Centrally Ducted | 206922085 |  | HRCU-A-CB | HMH72B241 |  | CF36CXA1+MVC12CN21+TXV | 10.25 | 17.75 | 9.5 |  |  |  | FALSE | FALSE | FALSE | 22200 | 14200 | 2.43 | 14200 | 2.43
206923472 | 05/17/21 | Live | Johnson Controls Inc. (York International Norman) | FRASER-JOHNSTON | Singlezone Ducted, Centrally Ducted | 206923472 |  | HRCU-A-CB | HMH72B361 |  | CM36CBCA1+ME12CN21 | 9.25 | 17.5 | 9.5 |  |  |  | FALSE | FALSE | FALSE | 36000 | 24200 | 2.58 | 24200 | 2.58
206923471 | 05/17/21 | Live | Johnson Controls Inc. (York International Norman) | LUXAIRE | Singlezone Ducted, Centrally Ducted | 206923471 |  | HRCU-A-CB | HMH72B361 |  | CM36CBCA1+ME12CN21 | 9.25 | 17.5 | 9.5 |  |  |  | FALSE | FALSE | FALSE | 36000 | 24200 | 2.58 | 24200 | 2.58
206922083 | 05/17/21 | Live | Johnson Controls Inc. (York International Norman) | COLEMAN | Singlezone Ducted, Centrally Ducted | 206922083 |  | HRCU-A-CB | HMH72B241 |  | CF36CXA1+MVC12CN21+TXV | 10.25 | 17.75 | 9.5 |  |  |  | FALSE | FALSE | FALSE | 22200 | 14200 | 2.43 | 14200 | 2.43
206922084 | 05/17/21 | Live | Johnson Controls Inc. (York International Norman) | LUXAIRE | Singlezone Ducted, Centrally Ducted | 206922084 |  | HRCU-A-CB | HMH72B241 |  | CF36CXA1+MVC12CN21+TXV | 10.25 | 17.75 | 9.5 |  |  |  | FALSE | FALSE | FALSE | 22200 | 14200 | 2.43 | 14200 | 2.43
206923473 | 05/17/21 | Live | Johnson Controls Inc. (York International Norman) | CHAMPION HEATING AND COOLING | Singlezone Ducted, Centrally Ducted | 206923473 |  | HRCU-A-CB | HMH72B361 |  | CM36CBCA1+ME12CN21 | 9.25 | 17.5 | 9.5 |  |  |  | FALSE | FALSE | FALSE | 36000 | 24200 | 2.58 | 24200 | 2.58
206921135 | 05/17/21 | Live | Johnson Controls Inc. (York International Norman) | YORK | Singlezone Ducted, Centrally Ducted | 206921135 |  | HRCU-A-CB | HMH72B241 |  | CF36CXA1+MVC12CN21+TXV | 10.25 | 17.75 | 9.5 |  |  |  | FALSE | FALSE | FALSE | 22200 | 14200 | 2.43 | 14200 | 2.43
206923470 | 05/17/21 | Live | Johnson Controls Inc. (York International Norman) | COLEMAN | Singlezone Ducted, Centrally Ducted | 206923470 |  | HRCU-A-CB | HMH72B361 |  | CM36CBCA1+ME12CN21 | 9.25 | 17.5 | 9.5 |  |  |  | FALSE | FALSE | FALSE | 36000 | 24200 | 2.58 | 24200 | 2.58
206923468 | 05/17/21 | Live | Johnson Controls Inc. (York International Norman) | FRASER-JOHNSTON | Singlezone Ducted, Centrally Ducted | 206923468 |  | HRCU-A-CB | HMH72B361 |  | CM36CXA1+ME12CN21+TXV | 9.25 | 17.5 | 9.5 |  |  |  | FALSE | FALSE | FALSE | 36000 | 24200 | 2.58 | 24200 | 2.58
206921519 | 05/17/21 | Live | Johnson Controls Inc. (York International Norman) | YORK | Singlezone Ducted, Centrally Ducted | 206921519 |  | HRCU-A-CB | HMH72B361 |  | CM36CBCA1+ME12CN21 | 9.25 | 17.5 | 9.5 |  |  |  | FALSE | FALSE | FALSE | 36000 | 24200 | 2.58 | 24200 | 2.58
206923466 | 05/17/21 | Live | Johnson Controls Inc. (York International Norman) | COLEMAN | Singlezone Ducted, Centrally Ducted | 206923466 |  | HRCU-A-CB | HMH72B361 |  | CM36CXA1+ME12CN21+TXV | 9.25 | 17.5 | 9.5 |  |  |  | FALSE | FALSE | FALSE | 36000 | 24200 | 2.58 | 24200 | 2.58
206923469 | 05/17/21 | Live | Johnson Controls Inc. (York International Norman) | CHAMPION HEATING AND COOLING | Singlezone Ducted, Centrally Ducted | 206923469 |  | HRCU-A-CB | HMH72B361 |  | CM36CXA1+ME12CN21+TXV | 9.25 | 17.5 | 9.5 |  |  |  | FALSE | FALSE | FALSE | 36000 | 24200 | 2.58 | 24200 | 2.58
206923463 | 05/17/21 | Live | Johnson Controls Inc. (York International Norman) | LUXAIRE | Singlezone Ducted, Centrally Ducted | 206923463 |  | HRCU-A-CB | HMH72B361 |  | CF36CXA1+ME12CN21+TXV | 9.25 | 17.5 | 9.5 |  |  |  | FALSE | FALSE | FALSE | 36000 | 24200 | 2.58 | 24200 | 2.58
206923465 | 05/17/21 | Live | Johnson Controls Inc. (York International Norman) | CHAMPION HEATING AND COOLING | Singlezone Ducted, Centrally Ducted | 206923465 |  | HRCU-A-CB | HMH72B361 |  | CF36CXA1+ME12CN21+TXV | 9.25 | 17.5 | 9.5 |  |  |  | FALSE | FALSE | FALSE | 36000 | 24200 | 2.58 | 24200 | 2.58
206923464 | 05/17/21 | Live | Johnson Controls Inc. (York International Norman) | FRASER-JOHNSTON | Singlezone Ducted, Centrally Ducted | 206923464 |  | HRCU-A-CB | HMH72B361 |  | CF36CXA1+ME12CN21+TXV | 9.25 | 17.5 | 9.5 |  |  |  | FALSE | FALSE | FALSE | 36000 | 24200 | 2.58 | 24200 | 2.58
206923461 | 05/17/21 | Live | Johnson Controls Inc. (York International Norman) | CHAMPION HEATING AND COOLING | Singlezone Ducted, Centrally Ducted | 206923461 |  | HRCU-A-CB | HMH72B361 |  | CM36CBCA1+ME16CN21 | 9.25 | 17.25 | 9.5 |  |  |  | FALSE | FALSE | FALSE | 35600 | 23800 | 2.56 | 23800 | 2.56
206923460 | 05/17/21 | Live | Johnson Controls Inc. (York International Norman) | FRASER-JOHNSTON | Singlezone Ducted, Centrally Ducted | 206923460 |  | HRCU-A-CB | HMH72B361 |  | CM36CBCA1+ME16CN21 | 9.25 | 17.25 | 9.5 |  |  |  | FALSE | FALSE | FALSE | 35600 | 23800 | 2.56 | 23800 | 2.56
206923467 | 05/17/21 | Live | Johnson Controls Inc. (York International Norman) | LUXAIRE | Singlezone Ducted, Centrally Ducted | 206923467 |  | HRCU-A-CB | HMH72B361 |  | CM36CXA1+ME12CN21+TXV | 9.25 | 17.5 | 9.5 |  |  |  | FALSE | FALSE | FALSE | 36000 | 24200 | 2.58 | 24200 | 2.58
206921516 | 05/17/21 | Live | Johnson Controls Inc. (York International Norman) | YORK | Singlezone Ducted, Centrally Ducted | 206921516 |  | HRCU-A-CB | HMH72B361 |  | CM36CBCA1+ME16CN21 | 9.25 | 17.25 | 9.5 |  |  |  | FALSE | FALSE | FALSE | 35600 | 23800 | 2.56 | 23800 | 2.56
206923459 | 05/17/21 | Live | Johnson Controls Inc. (York International Norman) | LUXAIRE | Singlezone Ducted, Centrally Ducted | 206923459 |  | HRCU-A-CB | HMH72B361 |  | CM36CBCA1+ME16CN21 | 9.25 | 17.25 | 9.5 |  |  |  | FALSE | FALSE | FALSE | 35600 | 23800 | 2.56 | 23800 | 2.56
206923458 | 05/17/21 | Live | Johnson Controls Inc. (York International Norman) | COLEMAN | Singlezone Ducted, Centrally Ducted | 206923458 |  | HRCU-A-CB | HMH72B361 |  | CM36CBCA1+ME16CN21 | 9.25 | 17.25 | 9.5 |  |  |  | FALSE | FALSE | FALSE | 35600 | 23800 | 2.56 | 23800 | 2.56
206921518 | 05/17/21 | Live | Johnson Controls Inc. (York International Norman) | YORK | Singlezone Ducted, Centrally Ducted | 206921518 |  | HRCU-A-CB | HMH72B361 |  | CM36CXA1+ME12CN21+TXV | 9.25 | 17.5 | 9.5 |  |  |  | FALSE | FALSE | FALSE | 36000 | 24200 | 2.58 | 24200 | 2.58
206923457 | 05/17/21 | Live | Johnson Controls Inc. (York International Norman) | CHAMPION HEATING AND COOLING | Singlezone Ducted, Centrally Ducted | 206923457 |  | HRCU-A-CB | HMH72B361 |  | CM36CXA1+ME16CN21+TXV | 9.25 | 17.25 | 9.5 |  |  |  | FALSE | FALSE | FALSE | 35600 | 23800 | 2.56 | 23800 | 2.56
206923462 | 05/17/21 | Live | Johnson Controls Inc. (York International Norman) | COLEMAN | Singlezone Ducted, Centrally Ducted | 206923462 |  | HRCU-A-CB | HMH72B361 |  | CF36CXA1+ME12CN21+TXV | 9.25 | 17.5 | 9.5 |  |  |  | FALSE | FALSE | FALSE | 36000 | 24200 | 2.58 | 24200 | 2.58
206923456 | 05/17/21 | Live | Johnson Controls Inc. (York International Norman) | FRASER-JOHNSTON | Singlezone Ducted, Centrally Ducted | 206923456 |  | HRCU-A-CB | HMH72B361 |  | CM36CXA1+ME16CN21+TXV | 9.25 | 17.25 | 9.5 |  |  |  | FALSE | FALSE | FALSE | 35600 | 23800 | 2.56 | 23800 | 2.56
206923455 | 05/17/21 | Live | Johnson Controls Inc. (York International Norman) | LUXAIRE | Singlezone Ducted, Centrally Ducted | 206923455 |  | HRCU-A-CB | HMH72B361 |  | CM36CXA1+ME16CN21+TXV | 9.25 | 17.25 | 9.5 |  |  |  | FALSE | FALSE | FALSE | 35600 | 23800 | 2.56 | 23800 | 2.56
206921517 | 05/17/21 | Live | Johnson Controls Inc. (York International Norman) | YORK | Singlezone Ducted, Centrally Ducted | 206921517 |  | HRCU-A-CB | HMH72B361 |  | CF36CXA1+ME12CN21+TXV | 9.25 | 17.5 | 9.5 |  |  |  | FALSE | FALSE | FALSE | 36000 | 24200 | 2.58 | 24200 | 2.58
206923454 | 05/17/21 | Live | Johnson Controls Inc. (York International Norman) | COLEMAN | Singlezone Ducted, Centrally Ducted | 206923454 |  | HRCU-A-CB | HMH72B361 |  | CM36CXA1+ME16CN21+TXV | 9.25 | 17.25 | 9.5 |  |  |  | FALSE | FALSE | FALSE | 35600 | 23800 | 2.56 | 23800 | 2.56
206921515 | 05/17/21 | Live | Johnson Controls Inc. (York International Norman) | YORK | Singlezone Ducted, Centrally Ducted | 206921515 |  | HRCU-A-CB | HMH72B361 |  | CM36CXA1+ME16CN21+TXV | 9.25 | 17.25 | 9.5 |  |  |  | FALSE | FALSE | FALSE | 35600 | 23800 | 2.56 | 23800 | 2.56
206923453 | 05/17/21 | Live | Johnson Controls Inc. (York International Norman) | CHAMPION HEATING AND COOLING | Singlezone Ducted, Centrally Ducted | 206923453 |  | HRCU-A-CB | HMH72B361 |  | CF36CXA1+ME16CN21+TXV | 9.25 | 17.25 | 9.5 |  |  |  | FALSE | FALSE | FALSE | 35600 | 23800 | 2.56 | 23800 | 2.56
206923452 | 05/17/21 | Live | Johnson Controls Inc. (York International Norman) | FRASER-JOHNSTON | Singlezone Ducted, Centrally Ducted | 206923452 |  | HRCU-A-CB | HMH72B361 |  | CF36CXA1+ME16CN21+TXV | 9.25 | 17.25 | 9.5 |  |  |  | FALSE | FALSE | FALSE | 35600 | 23800 | 2.56 | 23800 | 2.56
206923451 | 05/17/21 | Live | Johnson Controls Inc. (York International Norman) | LUXAIRE | Singlezone Ducted, Centrally Ducted | 206923451 |  | HRCU-A-CB | HMH72B361 |  | CF36CXA1+ME16CN21+TXV | 9.25 | 17.25 | 9.5 |  |  |  | FALSE | FALSE | FALSE | 35600 | 23800 | 2.56 | 23800 | 2.56
206923450 | 05/17/21 | Live | Johnson Controls Inc. (York International Norman) | COLEMAN | Singlezone Ducted, Centrally Ducted | 206923450 |  | HRCU-A-CB | HMH72B361 |  | CF36CXA1+ME16CN21+TXV | 9.25 | 17.25 | 9.5 |  |  |  | FALSE | FALSE | FALSE | 35600 | 23800 | 2.56 | 23800 | 2.56
206921514 | 05/17/21 | Live | Johnson Controls Inc. (York International Norman) | YORK | Singlezone Ducted, Centrally Ducted | 206921514 |  | HRCU-A-CB | HMH72B361 |  | CF36CXA1+ME16CN21+TXV | 9.25 | 17.25 | 9.5 |  |  |  | FALSE | FALSE | FALSE | 35600 | 23800 | 2.56 | 23800 | 2.56
206922125 | 05/17/21 | Live | Johnson Controls Inc. (York International Norman) | FRASER-JOHNSTON | Singlezone Ducted, Centrally Ducted | 206922125 |  | HRCU-A-CB | HMH72B241 |  | AVC36CX21+TXV | 10.25 | 17.75 | 9.5 |  |  |  | FALSE | FALSE | FALSE | 22200 | 14200 | 2.43 | 14200 | 2.43
206922126 | 05/17/21 | Live | Johnson Controls Inc. (York International Norman) | CHAMPION HEATING AND COOLING | Singlezone Ducted, Centrally Ducted | 206922126 |  | HRCU-A-CB | HMH72B241 |  | AVC36CX21+TXV | 10.25 | 17.75 | 9.5 |  |  |  | FALSE | FALSE | FALSE | 22200 | 14200 | 2.43 | 14200 | 2.43
206922124 | 05/17/21 | Live | Johnson Controls Inc. (York International Norman) | LUXAIRE | Singlezone Ducted, Centrally Ducted | 206922124 |  | HRCU-A-CB | HMH72B241 |  | AVC36CX21+TXV | 10.25 | 17.75 | 9.5 |  |  |  | FALSE | FALSE | FALSE | 22200 | 14200 | 2.43 | 14200 | 2.43
206922123 | 05/17/21 | Live | Johnson Controls Inc. (York International Norman) | COLEMAN | Singlezone Ducted, Centrally Ducted | 206922123 |  | HRCU-A-CB | HMH72B241 |  | AVC36CX21+TXV | 10.25 | 17.75 | 9.5 |  |  |  | FALSE | FALSE | FALSE | 22200 | 14200 | 2.43 | 14200 | 2.43
206921145 | 05/17/21 | Live | Johnson Controls Inc. (York International Norman) | YORK | Singlezone Ducted, Centrally Ducted | 206921145 |  | HRCU-A-CB | HMH72B241 |  | AVC36CX21+TXV | 10.25 | 17.75 | 9.5 |  |  |  | FALSE | FALSE | FALSE | 22200 | 14200 | 2.43 | 14200 | 2.43
206923447 | 05/17/21 | Live | Johnson Controls Inc. (York International Norman) | LUXAIRE | Singlezone Ducted, Centrally Ducted | 206923447 |  | HRCU-A-CB | HMH72B361 |  | CM36BBCA1+MVC12BN21 | 9 | 17.25 | 9.5 |  |  |  | FALSE | FALSE | FALSE | 35800 | 24400 | 2.54 | 24400 | 2.54
206921513 | 05/17/21 | Live | Johnson Controls Inc. (York International Norman) | YORK | Singlezone Ducted, Centrally Ducted | 206921513 |  | HRCU-A-CB | HMH72B361 |  | CM36BBCA1+MVC12BN21 | 9 | 17.25 | 9.5 |  |  |  | FALSE | FALSE | FALSE | 35800 | 24400 | 2.54 | 24400 | 2.54
206923449 | 05/17/21 | Live | Johnson Controls Inc. (York International Norman) | CHAMPION HEATING AND COOLING | Singlezone Ducted, Centrally Ducted | 206923449 |  | HRCU-A-CB | HMH72B361 |  | CM36BBCA1+MVC12BN21 | 9 | 17.25 | 9.5 |  |  |  | FALSE | FALSE | FALSE | 35800 | 24400 | 2.54 | 24400 | 2.54
206923448 | 05/17/21 | Live | Johnson Controls Inc. (York International Norman) | FRASER-JOHNSTON | Singlezone Ducted, Centrally Ducted | 206923448 |  | HRCU-A-CB | HMH72B361 |  | CM36BBCA1+MVC12BN21 | 9 | 17.25 | 9.5 |  |  |  | FALSE | FALSE | FALSE | 35800 | 24400 | 2.54 | 24400 | 2.54
206923446 | 05/17/21 | Live | Johnson Controls Inc. (York International Norman) | COLEMAN | Singlezone Ducted, Centrally Ducted | 206923446 |  | HRCU-A-CB | HMH72B361 |  | CM36BBCA1+MVC12BN21 | 9 | 17.25 | 9.5 |  |  |  | FALSE | FALSE | FALSE | 35800 | 24400 | 2.54 | 24400 | 2.54
206923445 | 05/17/21 | Live | Johnson Controls Inc. (York International Norman) | CHAMPION HEATING AND COOLING | Singlezone Ducted, Centrally Ducted | 206923445 |  | HRCU-A-CB | HMH72B361 |  | CM36BXA1+MVC12BN21+TXV | 9 | 17.25 | 9.5 |  |  |  | FALSE | FALSE | FALSE | 35800 | 24400 | 2.54 | 24400 | 2.54
206923442 | 05/17/21 | Live | Johnson Controls Inc. (York International Norman) | COLEMAN | Singlezone Ducted, Centrally Ducted | 206923442 |  | HRCU-A-CB | HMH72B361 |  | CM36BXA1+MVC12BN21+TXV | 9 | 17.25 | 9.5 |  |  |  | FALSE | FALSE | FALSE | 35800 | 24400 | 2.54 | 24400 | 2.54
206923443 | 05/17/21 | Live | Johnson Controls Inc. (York International Norman) | LUXAIRE | Singlezone Ducted, Centrally Ducted | 206923443 |  | HRCU-A-CB | HMH72B361 |  | CM36BXA1+MVC12BN21+TXV | 9 | 17.25 | 9.5 |  |  |  | FALSE | FALSE | FALSE | 35800 | 24400 | 2.54 | 24400 | 2.54
206921512 | 05/17/21 | Live | Johnson Controls Inc. (York International Norman) | YORK | Singlezone Ducted, Centrally Ducted | 206921512 |  | HRCU-A-CB | HMH72B361 |  | CM36BXA1+MVC12BN21+TXV | 9 | 17.25 | 9.5 |  |  |  | FALSE | FALSE | FALSE | 35800 | 24400 | 2.54 | 24400 | 2.54
206923441 | 05/17/21 | Live | Johnson Controls Inc. (York International Norman) | CHAMPION HEATING AND COOLING | Singlezone Ducted, Centrally Ducted | 206923441 |  | HRCU-A-CB | HMH72B361 |  | CF36BBCA1+MVC12BN21 | 9 | 17.25 | 9.5 |  |  |  | FALSE | FALSE | FALSE | 35800 | 24400 | 2.54 | 24400 | 2.54
206923440 | 05/17/21 | Live | Johnson Controls Inc. (York International Norman) | FRASER-JOHNSTON | Singlezone Ducted, Centrally Ducted | 206923440 |  | HRCU-A-CB | HMH72B361 |  | CF36BBCA1+MVC12BN21 | 9 | 17.25 | 9.5 |  |  |  | FALSE | FALSE | FALSE | 35800 | 24400 | 2.54 | 24400 | 2.54
206923439 | 05/17/21 | Live | Johnson Controls Inc. (York International Norman) | LUXAIRE | Singlezone Ducted, Centrally Ducted | 206923439 |  | HRCU-A-CB | HMH72B361 |  | CF36BBCA1+MVC12BN21 | 9 | 17.25 | 9.5 |  |  |  | FALSE | FALSE | FALSE | 35800 | 24400 | 2.54 | 24400 | 2.54
206923437 | 05/17/21 | Live | Johnson Controls Inc. (York International Norman) | CHAMPION HEATING AND COOLING | Singlezone Ducted, Centrally Ducted | 206923437 |  | HRCU-A-CB | HMH72B361 |  | CF36BXA1+MVC12BN21+TXV | 9 | 17.25 | 9.5 |  |  |  | FALSE | FALSE | FALSE | 35800 | 24400 | 2.54 | 24400 | 2.54
206921511 | 05/17/21 | Live | Johnson Controls Inc. (York International Norman) | YORK | Singlezone Ducted, Centrally Ducted | 206921511 |  | HRCU-A-CB | HMH72B361 |  | CF36BBCA1+MVC12BN21 | 9 | 17.25 | 9.5 |  |  |  | FALSE | FALSE | FALSE | 35800 | 24400 | 2.54 | 24400 | 2.54
206923438 | 05/17/21 | Live | Johnson Controls Inc. (York International Norman) | COLEMAN | Singlezone Ducted, Centrally Ducted | 206923438 |  | HRCU-A-CB | HMH72B361 |  | CF36BBCA1+MVC12BN21 | 9 | 17.25 | 9.5 |  |  |  | FALSE | FALSE | FALSE | 35800 | 24400 | 2.54 | 24400 | 2.54
206923436 | 05/17/21 | Live | Johnson Controls Inc. (York International Norman) | FRASER-JOHNSTON | Singlezone Ducted, Centrally Ducted | 206923436 |  | HRCU-A-CB | HMH72B361 |  | CF36BXA1+MVC12BN21+TXV | 9 | 17.25 | 9.5 |  |  |  | FALSE | FALSE | FALSE | 35800 | 24400 | 2.54 | 24400 | 2.54
206923435 | 05/17/21 | Live | Johnson Controls Inc. (York International Norman) | LUXAIRE | Singlezone Ducted, Centrally Ducted | 206923435 |  | HRCU-A-CB | HMH72B361 |  | CF36BXA1+MVC12BN21+TXV | 9 | 17.25 | 9.5 |  |  |  | FALSE | FALSE | FALSE | 35800 | 24400 | 2.54 | 24400 | 2.54
206921510 | 05/17/21 | Live | Johnson Controls Inc. (York International Norman) | YORK | Singlezone Ducted, Centrally Ducted | 206921510 |  | HRCU-A-CB | HMH72B361 |  | CF36BXA1+MVC12BN21+TXV | 9 | 17.25 | 9.5 |  |  |  | FALSE | FALSE | FALSE | 35800 | 24400 | 2.54 | 24400 | 2.54
206923434 | 05/17/21 | Live | Johnson Controls Inc. (York International Norman) | COLEMAN | Singlezone Ducted, Centrally Ducted | 206923434 |  | HRCU-A-CB | HMH72B361 |  | CF36BXA1+MVC12BN21+TXV | 9 | 17.25 | 9.5 |  |  |  | FALSE | FALSE | FALSE | 35800 | 24400 | 2.54 | 24400 | 2.54
206923444 | 05/17/21 | Live | Johnson Controls Inc. (York International Norman) | FRASER-JOHNSTON | Singlezone Ducted, Centrally Ducted | 206923444 |  | HRCU-A-CB | HMH72B361 |  | CM36BXA1+MVC12BN21+TXV | 9 | 17.25 | 9.5 |  |  |  | FALSE | FALSE | FALSE | 35800 | 24400 | 2.54 | 24400 | 2.54
206922114 | 05/17/21 | Live | Johnson Controls Inc. (York International Norman) | CHAMPION HEATING AND COOLING | Singlezone Ducted, Centrally Ducted | 206922114 |  | HRCU-A-CB | HMH72B241 |  | CM36CXA1+ME12CN21+TXV | 10.25 | 17.75 | 9.5 |  |  |  | FALSE | FALSE | FALSE | 22200 | 14200 | 2.42 | 14200 | 2.42
206922113 | 05/17/21 | Live | Johnson Controls Inc. (York International Norman) | FRASER-JOHNSTON | Singlezone Ducted, Centrally Ducted | 206922113 |  | HRCU-A-CB | HMH72B241 |  | CM36CXA1+ME12CN21+TXV | 10.25 | 17.75 | 9.5 |  |  |  | FALSE | FALSE | FALSE | 22200 | 14200 | 2.42 | 14200 | 2.42
206921142 | 05/17/21 | Live | Johnson Controls Inc. (York International Norman) | YORK | Singlezone Ducted, Centrally Ducted | 206921142 |  | HRCU-A-CB | HMH72B241 |  | CM36CXA1+ME12CN21+TXV | 10.25 | 17.75 | 9.5 |  |  |  | FALSE | FALSE | FALSE | 22200 | 14200 | 2.42 | 14200 | 2.42
206922112 | 05/17/21 | Live | Johnson Controls Inc. (York International Norman) | LUXAIRE | Singlezone Ducted, Centrally Ducted | 206922112 |  | HRCU-A-CB | HMH72B241 |  | CM36CXA1+ME12CN21+TXV | 10.25 | 17.75 | 9.5 |  |  |  | FALSE | FALSE | FALSE | 22200 | 14200 | 2.42 | 14200 | 2.42
206922110 | 05/17/21 | Live | Johnson Controls Inc. (York International Norman) | CHAMPION HEATING AND COOLING | Singlezone Ducted, Centrally Ducted | 206922110 |  | HRCU-A-CB | HMH72B241 |  | CF36CXA1+ME12CN21+TXV | 10.25 | 17.75 | 9.5 |  |  |  | FALSE | FALSE | FALSE | 22200 | 14200 | 2.42 | 14200 | 2.42
206922108 | 05/17/21 | Live | Johnson Controls Inc. (York International Norman) | LUXAIRE | Singlezone Ducted, Centrally Ducted | 206922108 |  | HRCU-A-CB | HMH72B241 |  | CF36CXA1+ME12CN21+TXV | 10.25 | 17.75 | 9.5 |  |  |  | FALSE | FALSE | FALSE | 22200 | 14200 | 2.42 | 14200 | 2.42
206922107 | 05/17/21 | Live | Johnson Controls Inc. (York International Norman) | COLEMAN | Singlezone Ducted, Centrally Ducted | 206922107 |  | HRCU-A-CB | HMH72B241 |  | CF36CXA1+ME12CN21+TXV | 10.25 | 17.75 | 9.5 |  |  |  | FALSE | FALSE | FALSE | 22200 | 14200 | 2.42 | 14200 | 2.42
206921141 | 05/17/21 | Live | Johnson Controls Inc. (York International Norman) | YORK | Singlezone Ducted, Centrally Ducted | 206921141 |  | HRCU-A-CB | HMH72B241 |  | CF36CXA1+ME12CN21+TXV | 10.25 | 17.75 | 9.5 |  |  |  | FALSE | FALSE | FALSE | 22200 | 14200 | 2.42 | 14200 | 2.42
206922111 | 05/17/21 | Live | Johnson Controls Inc. (York International Norman) | COLEMAN | Singlezone Ducted, Centrally Ducted | 206922111 |  | HRCU-A-CB | HMH72B241 |  | CM36CXA1+ME12CN21+TXV | 10.25 | 17.75 | 9.5 |  |  |  | FALSE | FALSE | FALSE | 22200 | 14200 | 2.42 | 14200 | 2.42
206922109 | 05/17/21 | Live | Johnson Controls Inc. (York International Norman) | FRASER-JOHNSTON | Singlezone Ducted, Centrally Ducted | 206922109 |  | HRCU-A-CB | HMH72B241 |  | CF36CXA1+ME12CN21+TXV | 10.25 | 17.75 | 9.5 |  |  |  | FALSE | FALSE | FALSE | 22200 | 14200 | 2.42 | 14200 | 2.42
206923505 | 05/17/21 | Live | Johnson Controls Inc. (York International Norman) | CHAMPION HEATING AND COOLING | Singlezone Ducted, Centrally Ducted | 206923505 |  | HRCU-A-CB | HMH72B361 |  | AVC36BX21+TXV | 9 | 17 | 9.5 |  |  |  | FALSE | FALSE | FALSE | 35800 | 24600 | 2.54 | 24600 | 2.54
206923503 | 05/17/21 | Live | Johnson Controls Inc. (York International Norman) | LUXAIRE | Singlezone Ducted, Centrally Ducted | 206923503 |  | HRCU-A-CB | HMH72B361 |  | AVC36BX21+TXV | 9 | 17 | 9.5 |  |  |  | FALSE | FALSE | FALSE | 35800 | 24600 | 2.54 | 24600 | 2.54
206923502 | 05/17/21 | Live | Johnson Controls Inc. (York International Norman) | COLEMAN | Singlezone Ducted, Centrally Ducted | 206923502 |  | HRCU-A-CB | HMH72B361 |  | AVC36BX21+TXV | 9 | 17 | 9.5 |  |  |  | FALSE | FALSE | FALSE | 35800 | 24600 | 2.54 | 24600 | 2.54
206921527 | 05/17/21 | Live | Johnson Controls Inc. (York International Norman) | YORK | Singlezone Ducted, Centrally Ducted | 206921527 |  | HRCU-A-CB | HMH72B361 |  | AVC36BX21+TXV | 9 | 17 | 9.5 |  |  |  | FALSE | FALSE | FALSE | 35800 | 24600 | 2.54 | 24600 | 2.54
206923501 | 05/17/21 | Live | Johnson Controls Inc. (York International Norman) | CHAMPION HEATING AND COOLING | Singlezone Ducted, Centrally Ducted | 206923501 |  | HRCU-A-CB | HMH72B361 |  | AVC36CX21+TXV | 9.25 | 18 | 9.5 |  |  |  | FALSE | FALSE | FALSE | 36000 | 24200 | 2.58 | 24200 | 2.58
206923500 | 05/17/21 | Live | Johnson Controls Inc. (York International Norman) | FRASER-JOHNSTON | Singlezone Ducted, Centrally Ducted | 206923500 |  | HRCU-A-CB | HMH72B361 |  | AVC36CX21+TXV | 9.25 | 18 | 9.5 |  |  |  | FALSE | FALSE | FALSE | 36000 | 24200 | 2.58 | 24200 | 2.58
206923499 | 05/17/21 | Live | Johnson Controls Inc. (York International Norman) | LUXAIRE | Singlezone Ducted, Centrally Ducted | 206923499 |  | HRCU-A-CB | HMH72B361 |  | AVC36CX21+TXV | 9.25 | 18 | 9.5 |  |  |  | FALSE | FALSE | FALSE | 36000 | 24200 | 2.58 | 24200 | 2.58
206924370 | 05/17/21 | Live | Johnson Controls Inc. (York International Norman) | FRASER-JOHNSTON | Singlezone Ducted, Centrally Ducted | 206924370 |  | HRCU-A-CB | HMH72B361 |  | CM36BBCA1+ME08BN21 | 9.25 | 17 | 9.5 |  |  |  | FALSE | FALSE | FALSE | 34800 | 23600 | 2.5 | 23600 | 2.5
206924359 | 05/17/21 | Live | Johnson Controls Inc. (York International Norman) | LUXAIRE | Singlezone Ducted, Centrally Ducted | 206924359 |  | HRCU-A-CB | HMH72B361 |  | CM36BBCA1+ME08BN21 | 9.25 | 17 | 9.5 |  |  |  | FALSE | FALSE | FALSE | 34800 | 23600 | 2.5 | 23600 | 2.5
206923498 | 05/17/21 | Live | Johnson Controls Inc. (York International Norman) | COLEMAN | Singlezone Ducted, Centrally Ducted | 206923498 |  | HRCU-A-CB | HMH72B361 |  | AVC36CX21+TXV | 9.25 | 18 | 9.5 |  |  |  | FALSE | FALSE | FALSE | 36000 | 24200 | 2.58 | 24200 | 2.58
206924361 | 05/17/21 | Live | Johnson Controls Inc. (York International Norman) | CHAMPION HEATING AND COOLING | Singlezone Ducted, Centrally Ducted | 206924361 |  | HRCU-A-CB | HMH72B361 |  | CM36BBCA1+ME08BN21 | 9.25 | 17 | 9.5 |  |  |  | FALSE | FALSE | FALSE | 34800 | 23600 | 2.5 | 23600 | 2.5
206921526 | 05/17/21 | Live | Johnson Controls Inc. (York International Norman) | YORK | Singlezone Ducted, Centrally Ducted | 206921526 |  | HRCU-A-CB | HMH72B361 |  | AVC36CX21+TXV | 9.25 | 18 | 9.5 |  |  |  | FALSE | FALSE | FALSE | 36000 | 24200 | 2.58 | 24200 | 2.58
206923504 | 05/17/21 | Live | Johnson Controls Inc. (York International Norman) | FRASER-JOHNSTON | Singlezone Ducted, Centrally Ducted | 206923504 |  | HRCU-A-CB | HMH72B361 |  | AVC36BX21+TXV | 9 | 17 | 9.5 |  |  |  | FALSE | FALSE | FALSE | 35800 | 24600 | 2.54 | 24600 | 2.54
206924126 | 05/17/21 | Live | Johnson Controls Inc. (York International Norman) | YORK | Singlezone Ducted, Centrally Ducted | 206924126 |  | HRCU-A-CB | HMH72B361 |  | CM36BBCA1+ME08BN21 | 9.25 | 17 | 9.5 |  |  |  | FALSE | FALSE | FALSE | 34800 | 23600 | 2.5 | 23600 | 2.5
206924367 | 05/17/21 | Live | Johnson Controls Inc. (York International Norman) | COLEMAN | Singlezone Ducted, Centrally Ducted | 206924367 |  | HRCU-A-CB | HMH72B361 |  | CM36BBCA1+ME08BN21 | 9.25 | 17 | 9.5 |  |  |  | FALSE | FALSE | FALSE | 34800 | 23600 | 2.5 | 23600 | 2.5
206923496 | 05/17/21 | Live | Johnson Controls Inc. (York International Norman) | FRASER-JOHNSTON | Singlezone Ducted, Centrally Ducted | 206923496 |  | HRCU-A-CB | HMH72B361 |  | CM36BXA1+ME08BN21+TXV | 9.25 | 17 | 9.5 |  |  |  | FALSE | FALSE | FALSE | 34800 | 23600 | 2.5 | 23600 | 2.5
206923497 | 05/17/21 | Live | Johnson Controls Inc. (York International Norman) | CHAMPION HEATING AND COOLING | Singlezone Ducted, Centrally Ducted | 206923497 |  | HRCU-A-CB | HMH72B361 |  | CM36BXA1+ME08BN21+TXV | 9.25 | 17 | 9.5 |  |  |  | FALSE | FALSE | FALSE | 34800 | 23600 | 2.5 | 23600 | 2.5
206923495 | 05/17/21 | Live | Johnson Controls Inc. (York International Norman) | LUXAIRE | Singlezone Ducted, Centrally Ducted | 206923495 |  | HRCU-A-CB | HMH72B361 |  | CM36BXA1+ME08BN21+TXV | 9.25 | 17 | 9.5 |  |  |  | FALSE | FALSE | FALSE | 34800 | 23600 | 2.5 | 23600 | 2.5
206921525 | 05/17/21 | Live | Johnson Controls Inc. (York International Norman) | YORK | Singlezone Ducted, Centrally Ducted | 206921525 |  | HRCU-A-CB | HMH72B361 |  | CM36BXA1+ME08BN21+TXV | 9.25 | 17 | 9.5 |  |  |  | FALSE | FALSE | FALSE | 34800 | 23600 | 2.5 | 23600 | 2.5
206924365 | 05/17/21 | Live | Johnson Controls Inc. (York International Norman) | FRASER-JOHNSTON | Singlezone Ducted, Centrally Ducted | 206924365 |  | HRCU-A-CB | HMH72B361 |  | CF36BBCA1+ME08BN21 | 9.25 | 17 | 9.5 |  |  |  | FALSE | FALSE | FALSE | 34800 | 23600 | 2.5 | 23600 | 2.5
206924355 | 05/17/21 | Live | Johnson Controls Inc. (York International Norman) | LUXAIRE | Singlezone Ducted, Centrally Ducted | 206924355 |  | HRCU-A-CB | HMH72B361 |  | CF36BBCA1+ME08BN21 | 9.25 | 17 | 9.5 |  |  |  | FALSE | FALSE | FALSE | 34800 | 23600 | 2.5 | 23600 | 2.5
206924357 | 05/17/21 | Live | Johnson Controls Inc. (York International Norman) | CHAMPION HEATING AND COOLING | Singlezone Ducted, Centrally Ducted | 206924357 |  | HRCU-A-CB | HMH72B361 |  | CF36BBCA1+ME08BN21 | 9.25 | 17 | 9.5 |  |  |  | FALSE | FALSE | FALSE | 34800 | 23600 | 2.5 | 23600 | 2.5
206924125 | 05/17/21 | Live | Johnson Controls Inc. (York International Norman) | YORK | Singlezone Ducted, Centrally Ducted | 206924125 |  | HRCU-A-CB | HMH72B361 |  | CF36BBCA1+ME08BN21 | 9.25 | 17 | 9.5 |  |  |  | FALSE | FALSE | FALSE | 34800 | 23600 | 2.5 | 23600 | 2.5
206924363 | 05/17/21 | Live | Johnson Controls Inc. (York International Norman) | COLEMAN | Singlezone Ducted, Centrally Ducted | 206924363 |  | HRCU-A-CB | HMH72B361 |  | CF36BBCA1+ME08BN21 | 9.25 | 17 | 9.5 |  |  |  | FALSE | FALSE | FALSE | 34800 | 23600 | 2.5 | 23600 | 2.5
206923491 | 05/17/21 | Live | Johnson Controls Inc. (York International Norman) | LUXAIRE | Singlezone Ducted, Centrally Ducted | 206923491 |  | HRCU-A-CB | HMH72B361 |  | CF36BXA1+ME08BN21+TXV | 9.25 | 17 | 9.5 |  |  |  | FALSE | FALSE | FALSE | 34800 | 23600 | 2.5 | 23600 | 2.5
206923492 | 05/17/21 | Live | Johnson Controls Inc. (York International Norman) | FRASER-JOHNSTON | Singlezone Ducted, Centrally Ducted | 206923492 |  | HRCU-A-CB | HMH72B361 |  | CF36BXA1+ME08BN21+TXV | 9.25 | 17 | 9.5 |  |  |  | FALSE | FALSE | FALSE | 34800 | 23600 | 2.5 | 23600 | 2.5
206923494 | 05/17/21 | Live | Johnson Controls Inc. (York International Norman) | COLEMAN | Singlezone Ducted, Centrally Ducted | 206923494 |  | HRCU-A-CB | HMH72B361 |  | CM36BXA1+ME08BN21+TXV | 9.25 | 17 | 9.5 |  |  |  | FALSE | FALSE | FALSE | 34800 | 23600 | 2.5 | 23600 | 2.5
206923493 | 05/17/21 | Live | Johnson Controls Inc. (York International Norman) | CHAMPION HEATING AND COOLING | Singlezone Ducted, Centrally Ducted | 206923493 |  | HRCU-A-CB | HMH72B361 |  | CF36BXA1+ME08BN21+TXV | 9.25 | 17 | 9.5 |  |  |  | FALSE | FALSE | FALSE | 34800 | 23600 | 2.5 | 23600 | 2.5
206923490 | 05/17/21 | Live | Johnson Controls Inc. (York International Norman) | COLEMAN | Singlezone Ducted, Centrally Ducted | 206923490 |  | HRCU-A-CB | HMH72B361 |  | CF36BXA1+ME08BN21+TXV | 9.25 | 17 | 9.5 |  |  |  | FALSE | FALSE | FALSE | 34800 | 23600 | 2.5 | 23600 | 2.5
206923489 | 05/17/21 | Live | Johnson Controls Inc. (York International Norman) | CHAMPION HEATING AND COOLING | Singlezone Ducted, Centrally Ducted | 206923489 |  | HRCU-A-CB | HMH72B361 |  | CM36BBCA1+ME12BN21 | 9 | 17 | 9.5 |  |  |  | FALSE | FALSE | FALSE | 35800 | 24400 | 2.54 | 24400 | 2.54
206923486 | 05/17/21 | Live | Johnson Controls Inc. (York International Norman) | COLEMAN | Singlezone Ducted, Centrally Ducted | 206923486 |  | HRCU-A-CB | HMH72B361 |  | CM36BBCA1+ME12BN21 | 9 | 17 | 9.5 |  |  |  | FALSE | FALSE | FALSE | 35800 | 24400 | 2.54 | 24400 | 2.54
206921524 | 05/17/21 | Live | Johnson Controls Inc. (York International Norman) | YORK | Singlezone Ducted, Centrally Ducted | 206921524 |  | HRCU-A-CB | HMH72B361 |  | CF36BXA1+ME08BN21+TXV | 9.25 | 17 | 9.5 |  |  |  | FALSE | FALSE | FALSE | 34800 | 23600 | 2.5 | 23600 | 2.5
206923488 | 05/17/21 | Live | Johnson Controls Inc. (York International Norman) | FRASER-JOHNSTON | Singlezone Ducted, Centrally Ducted | 206923488 |  | HRCU-A-CB | HMH72B361 |  | CM36BBCA1+ME12BN21 | 9 | 17 | 9.5 |  |  |  | FALSE | FALSE | FALSE | 35800 | 24400 | 2.54 | 24400 | 2.54
206923487 | 05/17/21 | Live | Johnson Controls Inc. (York International Norman) | LUXAIRE | Singlezone Ducted, Centrally Ducted | 206923487 |  | HRCU-A-CB | HMH72B361 |  | CM36BBCA1+ME12BN21 | 9 | 17 | 9.5 |  |  |  | FALSE | FALSE | FALSE | 35800 | 24400 | 2.54 | 24400 | 2.54
206921523 | 05/17/21 | Live | Johnson Controls Inc. (York International Norman) | YORK | Singlezone Ducted, Centrally Ducted | 206921523 |  | HRCU-A-CB | HMH72B361 |  | CM36BBCA1+ME12BN21 | 9 | 17 | 9.5 |  |  |  | FALSE | FALSE | FALSE | 35800 | 24400 | 2.54 | 24400 | 2.54
206923485 | 05/17/21 | Live | Johnson Controls Inc. (York International Norman) | CHAMPION HEATING AND COOLING | Singlezone Ducted, Centrally Ducted | 206923485 |  | HRCU-A-CB | HMH72B361 |  | CM36BXA1+ME12BN21+TXV | 9 | 17 | 9.5 |  |  |  | FALSE | FALSE | FALSE | 35800 | 24400 | 2.54 | 24400 | 2.54
206923483 | 05/17/21 | Live | Johnson Controls Inc. (York International Norman) | LUXAIRE | Singlezone Ducted, Centrally Ducted | 206923483 |  | HRCU-A-CB | HMH72B361 |  | CM36BXA1+ME12BN21+TXV | 9 | 17 | 9.5 |  |  |  | FALSE | FALSE | FALSE | 35800 | 24400 | 2.54 | 24400 | 2.54
206923482 | 05/17/21 | Live | Johnson Controls Inc. (York International Norman) | COLEMAN | Singlezone Ducted, Centrally Ducted | 206923482 |  | HRCU-A-CB | HMH72B361 |  | CM36BXA1+ME12BN21+TXV | 9 | 17 | 9.5 |  |  |  | FALSE | FALSE | FALSE | 35800 | 24400 | 2.54 | 24400 | 2.54
206923484 | 05/17/21 | Live | Johnson Controls Inc. (York International Norman) | FRASER-JOHNSTON | Singlezone Ducted, Centrally Ducted | 206923484 |  | HRCU-A-CB | HMH72B361 |  | CM36BXA1+ME12BN21+TXV | 9 | 17 | 9.5 |  |  |  | FALSE | FALSE | FALSE | 35800 | 24400 | 2.54 | 24400 | 2.54
206921522 | 05/17/21 | Live | Johnson Controls Inc. (York International Norman) | YORK | Singlezone Ducted, Centrally Ducted | 206921522 |  | HRCU-A-CB | HMH72B361 |  | CM36BXA1+ME12BN21+TXV | 9 | 17 | 9.5 |  |  |  | FALSE | FALSE | FALSE | 35800 | 24400 | 2.54 | 24400 | 2.54
206923481 | 05/17/21 | Live | Johnson Controls Inc. (York International Norman) | CHAMPION HEATING AND COOLING | Singlezone Ducted, Centrally Ducted | 206923481 |  | HRCU-A-CB | HMH72B361 |  | CF36BBCA1+ME12BN21 | 9 | 17 | 9.5 |  |  |  | FALSE | FALSE | FALSE | 35800 | 24400 | 2.54 | 24400 | 2.54
206923480 | 05/17/21 | Live | Johnson Controls Inc. (York International Norman) | FRASER-JOHNSTON | Singlezone Ducted, Centrally Ducted | 206923480 |  | HRCU-A-CB | HMH72B361 |  | CF36BBCA1+ME12BN21 | 9 | 17 | 9.5 |  |  |  | FALSE | FALSE | FALSE | 35800 | 24400 | 2.54 | 24400 | 2.54
206921521 | 05/17/21 | Live | Johnson Controls Inc. (York International Norman) | YORK | Singlezone Ducted, Centrally Ducted | 206921521 |  | HRCU-A-CB | HMH72B361 |  | CF36BBCA1+ME12BN21 | 9 | 17 | 9.5 |  |  |  | FALSE | FALSE | FALSE | 35800 | 24400 | 2.54 | 24400 | 2.54
206923476 | 05/17/21 | Live | Johnson Controls Inc. (York International Norman) | FRASER-JOHNSTON | Singlezone Ducted, Centrally Ducted | 206923476 |  | HRCU-A-CB | HMH72B361 |  | CF36BXA1+ME12BN21+TXV | 9 | 17 | 9.5 |  |  |  | FALSE | FALSE | FALSE | 35800 | 24400 | 2.54 | 24400 | 2.54
206923479 | 05/17/21 | Live | Johnson Controls Inc. (York International Norman) | LUXAIRE | Singlezone Ducted, Centrally Ducted | 206923479 |  | HRCU-A-CB | HMH72B361 |  | CF36BBCA1+ME12BN21 | 9 | 17 | 9.5 |  |  |  | FALSE | FALSE | FALSE | 35800 | 24400 | 2.54 | 24400 | 2.54
206923478 | 05/17/21 | Live | Johnson Controls Inc. (York International Norman) | COLEMAN | Singlezone Ducted, Centrally Ducted | 206923478 |  | HRCU-A-CB | HMH72B361 |  | CF36BBCA1+ME12BN21 | 9 | 17 | 9.5 |  |  |  | FALSE | FALSE | FALSE | 35800 | 24400 | 2.54 | 24400 | 2.54
206923475 | 05/17/21 | Live | Johnson Controls Inc. (York International Norman) | LUXAIRE | Singlezone Ducted, Centrally Ducted | 206923475 |  | HRCU-A-CB | HMH72B361 |  | CF36BXA1+ME12BN21+TXV | 9 | 17 | 9.5 |  |  |  | FALSE | FALSE | FALSE | 35800 | 24400 | 2.54 | 24400 | 2.54
206923477 | 05/17/21 | Live | Johnson Controls Inc. (York International Norman) | CHAMPION HEATING AND COOLING | Singlezone Ducted, Centrally Ducted | 206923477 |  | HRCU-A-CB | HMH72B361 |  | CF36BXA1+ME12BN21+TXV | 9 | 17 | 9.5 |  |  |  | FALSE | FALSE | FALSE | 35800 | 24400 | 2.54 | 24400 | 2.54
206923474 | 05/17/21 | Live | Johnson Controls Inc. (York International Norman) | COLEMAN | Singlezone Ducted, Centrally Ducted | 206923474 |  | HRCU-A-CB | HMH72B361 |  | CF36BXA1+ME12BN21+TXV | 9 | 17 | 9.5 |  |  |  | FALSE | FALSE | FALSE | 35800 | 24400 | 2.54 | 24400 | 2.54
206921520 | 05/17/21 | Live | Johnson Controls Inc. (York International Norman) | YORK | Singlezone Ducted, Centrally Ducted | 206921520 |  | HRCU-A-CB | HMH72B361 |  | CF36BXA1+ME12BN21+TXV | 9 | 17 | 9.5 |  |  |  | FALSE | FALSE | FALSE | 35800 | 24400 | 2.54 | 24400 | 2.54
206922130 | 05/17/21 | Live | Johnson Controls Inc. (York International Norman) | CHAMPION HEATING AND COOLING | Singlezone Ducted, Centrally Ducted | 206922130 |  | HRCU-A-CB | HMH72B241 |  | AVC36BX21+TXV | 10 | 17.5 | 9.5 |  |  |  | FALSE | FALSE | FALSE | 22000 | 14300 | 2.39 | 14300 | 2.39
206922128 | 05/17/21 | Live | Johnson Controls Inc. (York International Norman) | LUXAIRE | Singlezone Ducted, Centrally Ducted | 206922128 |  | HRCU-A-CB | HMH72B241 |  | AVC36BX21+TXV | 10 | 17.5 | 9.5 |  |  |  | FALSE | FALSE | FALSE | 22000 | 14300 | 2.39 | 14300 | 2.39
206922127 | 05/17/21 | Live | Johnson Controls Inc. (York International Norman) | COLEMAN | Singlezone Ducted, Centrally Ducted | 206922127 |  | HRCU-A-CB | HMH72B241 |  | AVC36BX21+TXV | 10 | 17.5 | 9.5 |  |  |  | FALSE | FALSE | FALSE | 22000 | 14300 | 2.39 | 14300 | 2.39
206922129 | 05/17/21 | Live | Johnson Controls Inc. (York International Norman) | FRASER-JOHNSTON | Singlezone Ducted, Centrally Ducted | 206922129 |  | HRCU-A-CB | HMH72B241 |  | AVC36BX21+TXV | 10 | 17.5 | 9.5 |  |  |  | FALSE | FALSE | FALSE | 22000 | 14300 | 2.39 | 14300 | 2.39
206921146 | 05/17/21 | Live | Johnson Controls Inc. (York International Norman) | YORK | Singlezone Ducted, Centrally Ducted | 206921146 |  | HRCU-A-CB | HMH72B241 |  | AVC36BX21+TXV | 10 | 17.5 | 9.5 |  |  |  | FALSE | FALSE | FALSE | 22000 | 14300 | 2.39 | 14300 | 2.39
206923433 | 05/17/21 | Live | Johnson Controls Inc. (York International Norman) | CHAMPION HEATING AND COOLING | Singlezone Ducted, Centrally Ducted | 206923433 |  | HRCU-A-CB | HMH72B361 |  | CM36CBCA1+MVC12CN21 | 9.25 | 18 | 9.5 |  |  |  | FALSE | FALSE | FALSE | 36000 | 24000 | 2.58 | 24000 | 2.58
206923432 | 05/17/21 | Live | Johnson Controls Inc. (York International Norman) | FRASER-JOHNSTON | Singlezone Ducted, Centrally Ducted | 206923432 |  | HRCU-A-CB | HMH72B361 |  | CM36CBCA1+MVC12CN21 | 9.25 | 18 | 9.5 |  |  |  | FALSE | FALSE | FALSE | 36000 | 24000 | 2.58 | 24000 | 2.58
206923431 | 05/17/21 | Live | Johnson Controls Inc. (York International Norman) | LUXAIRE | Singlezone Ducted, Centrally Ducted | 206923431 |  | HRCU-A-CB | HMH72B361 |  | CM36CBCA1+MVC12CN21 | 9.25 | 18 | 9.5 |  |  |  | FALSE | FALSE | FALSE | 36000 | 24000 | 2.58 | 24000 | 2.58
206923430 | 05/17/21 | Live | Johnson Controls Inc. (York International Norman) | COLEMAN | Singlezone Ducted, Centrally Ducted | 206923430 |  | HRCU-A-CB | HMH72B361 |  | CM36CBCA1+MVC12CN21 | 9.25 | 18 | 9.5 |  |  |  | FALSE | FALSE | FALSE | 36000 | 24000 | 2.58 | 24000 | 2.58
206921509 | 05/17/21 | Live | Johnson Controls Inc. (York International Norman) | YORK | Singlezone Ducted, Centrally Ducted | 206921509 |  | HRCU-A-CB | HMH72B361 |  | CM36CBCA1+MVC12CN21 | 9.25 | 18 | 9.5 |  |  |  | FALSE | FALSE | FALSE | 36000 | 24000 | 2.58 | 24000 | 2.58
206923429 | 05/17/21 | Live | Johnson Controls Inc. (York International Norman) | CHAMPION HEATING AND COOLING | Singlezone Ducted, Centrally Ducted | 206923429 |  | HRCU-A-CB | HMH72B361 |  | CM36CXA1+MVC12CN21+TXV | 9.25 | 18 | 9.5 |  |  |  | FALSE | FALSE | FALSE | 36000 | 24000 | 2.58 | 24000 | 2.58
206923427 | 05/17/21 | Live | Johnson Controls Inc. (York International Norman) | LUXAIRE | Singlezone Ducted, Centrally Ducted | 206923427 |  | HRCU-A-CB | HMH72B361 |  | CM36CXA1+MVC12CN21+TXV | 9.25 | 18 | 9.5 |  |  |  | FALSE | FALSE | FALSE | 36000 | 24000 | 2.58 | 24000 | 2.58
206923428 | 05/17/21 | Live | Johnson Controls Inc. (York International Norman) | FRASER-JOHNSTON | Singlezone Ducted, Centrally Ducted | 206923428 |  | HRCU-A-CB | HMH72B361 |  | CM36CXA1+MVC12CN21+TXV | 9.25 | 18 | 9.5 |  |  |  | FALSE | FALSE | FALSE | 36000 | 24000 | 2.58 | 24000 | 2.58
206923425 | 05/17/21 | Live | Johnson Controls Inc. (York International Norman) | CHAMPION HEATING AND COOLING | Singlezone Ducted, Centrally Ducted | 206923425 |  | HRCU-A-CB | HMH72B361 |  | CF36CXA1+MVC12CN21+TXV | 9.25 | 18 | 9.5 |  |  |  | FALSE | FALSE | FALSE | 36000 | 24000 | 2.58 | 24000 | 2.58
206923426 | 05/17/21 | Live | Johnson Controls Inc. (York International Norman) | COLEMAN | Singlezone Ducted, Centrally Ducted | 206923426 |  | HRCU-A-CB | HMH72B361 |  | CM36CXA1+MVC12CN21+TXV | 9.25 | 18 | 9.5 |  |  |  | FALSE | FALSE | FALSE | 36000 | 24000 | 2.58 | 24000 | 2.58
206921508 | 05/17/21 | Live | Johnson Controls Inc. (York International Norman) | YORK | Singlezone Ducted, Centrally Ducted | 206921508 |  | HRCU-A-CB | HMH72B361 |  | CM36CXA1+MVC12CN21+TXV | 9.25 | 18 | 9.5 |  |  |  | FALSE | FALSE | FALSE | 36000 | 24000 | 2.58 | 24000 | 2.58
206923424 | 05/17/21 | Live | Johnson Controls Inc. (York International Norman) | FRASER-JOHNSTON | Singlezone Ducted, Centrally Ducted | 206923424 |  | HRCU-A-CB | HMH72B361 |  | CF36CXA1+MVC12CN21+TXV | 9.25 | 18 | 9.5 |  |  |  | FALSE | FALSE | FALSE | 36000 | 24000 | 2.58 | 24000 | 2.58
206923423 | 05/17/21 | Live | Johnson Controls Inc. (York International Norman) | LUXAIRE | Singlezone Ducted, Centrally Ducted | 206923423 |  | HRCU-A-CB | HMH72B361 |  | CF36CXA1+MVC12CN21+TXV | 9.25 | 18 | 9.5 |  |  |  | FALSE | FALSE | FALSE | 36000 | 24000 | 2.58 | 24000 | 2.58
206921507 | 05/17/21 | Live | Johnson Controls Inc. (York International Norman) | YORK | Singlezone Ducted, Centrally Ducted | 206921507 |  | HRCU-A-CB | HMH72B361 |  | CF36CXA1+MVC12CN21+TXV | 9.25 | 18 | 9.5 |  |  |  | FALSE | FALSE | FALSE | 36000 | 24000 | 2.58 | 24000 | 2.58
206923422 | 05/17/21 | Live | Johnson Controls Inc. (York International Norman) | COLEMAN | Singlezone Ducted, Centrally Ducted | 206923422 |  | HRCU-A-CB | HMH72B361 |  | CF36CXA1+MVC12CN21+TXV | 9.25 | 18 | 9.5 |  |  |  | FALSE | FALSE | FALSE | 36000 | 24000 | 2.58 | 24000 | 2.58
206923421 | 05/17/21 | Live | Johnson Controls Inc. (York International Norman) | CHAMPION HEATING AND COOLING | Singlezone Ducted, Centrally Ducted | 206923421 |  | HRCU-A-CB | HMH72B361 |  | CM36CBCA1+MVC16CN21 | 9.25 | 17.75 | 9.5 |  |  |  | FALSE | FALSE | FALSE | 36000 | 24200 | 2.6 | 24200 | 2.6
206923420 | 05/17/21 | Live | Johnson Controls Inc. (York International Norman) | FRASER-JOHNSTON | Singlezone Ducted, Centrally Ducted | 206923420 |  | HRCU-A-CB | HMH72B361 |  | CM36CBCA1+MVC16CN21 | 9.25 | 17.75 | 9.5 |  |  |  | FALSE | FALSE | FALSE | 36000 | 24200 | 2.6 | 24200 | 2.6
206923419 | 05/17/21 | Live | Johnson Controls Inc. (York International Norman) | LUXAIRE | Singlezone Ducted, Centrally Ducted | 206923419 |  | HRCU-A-CB | HMH72B361 |  | CM36CBCA1+MVC16CN21 | 9.25 | 17.75 | 9.5 |  |  |  | FALSE | FALSE | FALSE | 36000 | 24200 | 2.6 | 24200 | 2.6
206923418 | 05/17/21 | Live | Johnson Controls Inc. (York International Norman) | COLEMAN | Singlezone Ducted, Centrally Ducted | 206923418 |  | HRCU-A-CB | HMH72B361 |  | CM36CBCA1+MVC16CN21 | 9.25 | 17.75 | 9.5 |  |  |  | FALSE | FALSE | FALSE | 36000 | 24200 | 2.6 | 24200 | 2.6
206921506 | 05/17/21 | Live | Johnson Controls Inc. (York International Norman) | YORK | Singlezone Ducted, Centrally Ducted | 206921506 |  | HRCU-A-CB | HMH72B361 |  | CM36CBCA1+MVC16CN21 | 9.25 | 17.75 | 9.5 |  |  |  | FALSE | FALSE | FALSE | 36000 | 24200 | 2.6 | 24200 | 2.6
206923417 | 05/17/21 | Live | Johnson Controls Inc. (York International Norman) | CHAMPION HEATING AND COOLING | Singlezone Ducted, Centrally Ducted | 206923417 |  | HRCU-A-CB | HMH72B361 |  | CM36CXA1+MVC16CN21+TXV | 9.25 | 17.75 | 9.5 |  |  |  | FALSE | FALSE | FALSE | 36000 | 24200 | 2.6 | 24200 | 2.6
206923416 | 05/17/21 | Live | Johnson Controls Inc. (York International Norman) | FRASER-JOHNSTON | Singlezone Ducted, Centrally Ducted | 206923416 |  | HRCU-A-CB | HMH72B361 |  | CM36CXA1+MVC16CN21+TXV | 9.25 | 17.75 | 9.5 |  |  |  | FALSE | FALSE | FALSE | 36000 | 24200 | 2.6 | 24200 | 2.6
206921505 | 05/17/21 | Live | Johnson Controls Inc. (York International Norman) | YORK | Singlezone Ducted, Centrally Ducted | 206921505 |  | HRCU-A-CB | HMH72B361 |  | CM36CXA1+MVC16CN21+TXV | 9.25 | 17.75 | 9.5 |  |  |  | FALSE | FALSE | FALSE | 36000 | 24200 | 2.6 | 24200 | 2.6
206923414 | 05/17/21 | Live | Johnson Controls Inc. (York International Norman) | COLEMAN | Singlezone Ducted, Centrally Ducted | 206923414 |  | HRCU-A-CB | HMH72B361 |  | CM36CXA1+MVC16CN21+TXV | 9.25 | 17.75 | 9.5 |  |  |  | FALSE | FALSE | FALSE | 36000 | 24200 | 2.6 | 24200 | 2.6
206923415 | 05/17/21 | Live | Johnson Controls Inc. (York International Norman) | LUXAIRE | Singlezone Ducted, Centrally Ducted | 206923415 |  | HRCU-A-CB | HMH72B361 |  | CM36CXA1+MVC16CN21+TXV | 9.25 | 17.75 | 9.5 |  |  |  | FALSE | FALSE | FALSE | 36000 | 24200 | 2.6 | 24200 | 2.6
206923413 | 05/17/21 | Live | Johnson Controls Inc. (York International Norman) | CHAMPION HEATING AND COOLING | Singlezone Ducted, Centrally Ducted | 206923413 |  | HRCU-A-CB | HMH72B361 |  | CF36CXA1+MVC16CN21+TXV | 9.25 | 17.75 | 9.5 |  |  |  | FALSE | FALSE | FALSE | 36000 | 24200 | 2.6 | 24200 | 2.6
206923411 | 05/17/21 | Live | Johnson Controls Inc. (York International Norman) | LUXAIRE | Singlezone Ducted, Centrally Ducted | 206923411 |  | HRCU-A-CB | HMH72B361 |  | CF36CXA1+MVC16CN21+TXV | 9.25 | 17.75 | 9.5 |  |  |  | FALSE | FALSE | FALSE | 36000 | 24200 | 2.6 | 24200 | 2.6
206923412 | 05/17/21 | Live | Johnson Controls Inc. (York International Norman) | FRASER-JOHNSTON | Singlezone Ducted, Centrally Ducted | 206923412 |  | HRCU-A-CB | HMH72B361 |  | CF36CXA1+MVC16CN21+TXV | 9.25 | 17.75 | 9.5 |  |  |  | FALSE | FALSE | FALSE | 36000 | 24200 | 2.6 | 24200 | 2.6
206923410 | 05/17/21 | Live | Johnson Controls Inc. (York International Norman) | COLEMAN | Singlezone Ducted, Centrally Ducted | 206923410 |  | HRCU-A-CB | HMH72B361 |  | CF36CXA1+MVC16CN21+TXV | 9.25 | 17.75 | 9.5 |  |  |  | FALSE | FALSE | FALSE | 36000 | 24200 | 2.6 | 24200 | 2.6
206921504 | 05/17/21 | Live | Johnson Controls Inc. (York International Norman) | YORK | Singlezone Ducted, Centrally Ducted | 206921504 |  | HRCU-A-CB | HMH72B361 |  | CF36CXA1+MVC16CN21+TXV | 9.25 | 17.75 | 9.5 |  |  |  | FALSE | FALSE | FALSE | 36000 | 24200 | 2.6 | 24200 | 2.6
206350402 | 05/25/21 | Live | Carrier | COMFORTMAKER | Singlezone Ducted, Compact Ducted | 206350402 |  | HRCU-A-CB | DLCSRBH24AAK | Mini-Splits | DLFSDAH24XAK | 12.5 | 20.6 | 12.6 |  |  |  | TRUE | TRUE | TRUE | 24000 | 14500 | 2.8 | 27970 | 4.1
206350397 | 05/25/21 | Live | Carrier | COMFORTMAKER | Singlezone Non-Ducted, Floor Placement | 206350397 |  | HRCU-A-CB-O | DLCSRBH12AAK | Mini-Splits | DLFSFAH12XAK | 13 | 23 | 11.5 |  |  |  | TRUE | TRUE | TRUE | 12000 | 8400 | 2 | 13670 | 2.71
206350396 | 05/25/21 | Live | Carrier | COMFORTMAKER | Singlezone Ducted, Compact Ducted | 206350396 |  | HRCU-A-CB | DLCSRBH12AAK | Mini-Splits | DLFSDAH12XAK | 13 | 21.5 | 11.5 |  |  |  | TRUE | TRUE | TRUE | 12000 | 8300 | 1.99 | 13850 | 2.57
206350395 | 05/25/21 | Live | Carrier | COMFORTMAKER | Singlezone Non-Ducted, Ceiling Placement | 206350395 |  | HRCU-A-CB-O | DLCSRBH12AAK | Mini-Splits | DLFSCAH12XAK | 12.7 | 21.5 | 10.6 |  |  |  | TRUE | TRUE | TRUE | 12000 | 7900 | 2.21 | 14400 | 3.32
206396083 | 05/25/21 | Live | Carrier | COMFORTMAKER | Singlezone Non-Ducted, Wall Placement | 206396083 |  | HRCU-A-CB-O | DLCSRBH24AAK | Mini-Splits | DLFSHAH24XAK | 12.5 | 20 | 10 |  |  |  | FALSE | FALSE | FALSE | 23000 | 15000 | 2.31 | 28250 | 4.29
206396082 | 05/25/21 | Live | Carrier | COMFORTMAKER | Singlezone Non-Ducted, Wall Placement | 206396082 |  | HRCU-A-CB-O | DLCSRAH24AAK | Mini-Splits | DLFSHBH24XAK | 12.5 | 20 | 10 |  |  |  | FALSE | FALSE | FALSE | 23000 | 15000 | 2.57 | 25710 | 1.95
206396079 | 05/25/21 | Live | Carrier | COMFORTMAKER | Singlezone Non-Ducted, Wall Placement | 206396079 |  | HRCU-A-CB-O | DLCSRAH12AAK | Mini-Splits | DLFSHBH12XAK | 12 | 21 | 10 |  |  |  | FALSE | FALSE | FALSE | 12000 | 7500 | 1.57 | 22720 | 2.21
206396078 | 05/25/21 | Live | Carrier | COMFORTMAKER | Singlezone Non-Ducted, Wall Placement | 206396078 |  | HRCU-A-CB-O | DLCSRBH12AAK | Mini-Splits | DLFSHAH12XAK | 12 | 21 | 10 |  |  |  | FALSE | FALSE | FALSE | 12000 | 7500 | 3.01 | 13960 | 4.7
10333036 | 01/01/19 | Live | Gree | KINGHOME | Singlezone Non-Ducted, Wall Placement | 10333036 |  | HRCU-A-CB-O | KW09HQ2B8DO | Mini-Splits | KW09HQ2B8DI | 14 | 23 | 10.5 |  |  |  | FALSE | FALSE | FALSE | 9000 | 7300 | 2.49 | 14610 | 2.41
8693475 | 06/09/21 | Live | Fujitsu General America, Inc. | FUJITSU | Multizone Mix of Ducted and Non-Ducted | 8693475 |  | HMSV-A-CB | AOU60RLAVM | Mixed Ducted and Non-Ducted Indoor Units |  | 10.6 | 17.5 | 11.15 |  |  |  | FALSE | FALSE | FALSE | 60000 | 41500 | 2.68 | 56100 | 3.3
8693473 | 06/09/21 | Live | Fujitsu General America, Inc. | FUJITSU | Multizone All Ducted | 8693473 |  | HMSV-A-CB | AOU60RLAVM | Ducted Indoor Units |  | 10.4 | 16.5 | 11 |  |  |  | FALSE | FALSE | FALSE | 60000 | 41500 | 2.68 | 56100 | 3.3
9962522 | 06/09/21 | Live | Fujitsu General America, Inc. | FUJITSU | Multizone All Ducted | 9962522 |  | HMSV-A-CB | AOU36RLAVS | Ducted Indoor Units |  | 11.2 | 17.4 | 10.3 |  |  |  | FALSE | FALSE | FALSE | 36000 | 26000 | 2.58 | 37200 | 3.04
9962524 | 06/09/21 | Live | Fujitsu General America, Inc. | FUJITSU | Multizone Mix of Ducted and Non-Ducted | 9962524 |  | HMSV-A-CB | AOU36RLAVS | Mixed Ducted and Non-Ducted Indoor Units |  | 11.5 | 18.55 | 10.75 |  |  |  | FALSE | FALSE | FALSE | 36000 | 26200 | 2.61 | 37200 | 3.04
8693476 | 06/09/21 | Live | Fujitsu General America, Inc. | FUJITSU | Multizone All Ducted | 8693476 |  | HMSV-A-CB | AOU48RLAVM | Ducted Indoor Units |  | 11.8 | 18.1 | 10.9 |  |  |  | FALSE | FALSE | FALSE | 48000 | 34000 | 2.7 | 50000 | 3.35
8693481 | 06/09/21 | Live | Fujitsu General America, Inc. | FUJITSU | Multizone Mix of Ducted and Non-Ducted | 8693481 |  | HMSV-A-CB | AOU36RLAVM | Mixed Ducted and Non-Ducted Indoor Units |  | 12.9 | 18 | 10.9 |  |  |  | FALSE | FALSE | FALSE | 36000 | 26000 | 2.79 | 42000 | 2.84
8693479 | 06/09/21 | Live | Fujitsu General America, Inc. | FUJITSU | Multizone All Ducted | 8693479 |  | HMSV-A-CB | AOU36RLAVM | Ducted Indoor Units |  | 12.5 | 17 | 10.4 |  |  |  | FALSE | FALSE | FALSE | 36000 | 26400 | 2.8 | 42000 | 2.84
8693478 | 06/09/21 | Live | Fujitsu General America, Inc. | FUJITSU | Multizone Mix of Ducted and Non-Ducted | 8693478 |  | HMSV-A-CB | AOU48RLAVM | Mixed Ducted and Non-Ducted Indoor Units |  | 12.15 | 18.95 | 11.15 |  |  |  | FALSE | FALSE | FALSE | 48000 | 33400 | 2.76 | 50000 | 3.35
205747589 | 06/29/21 | Live | Lennox Industries | LENNOX | Multizone All Ducted | 205747589 |  | HMSV-A-CB | MLB048S4M-1P | Ducted Indoor Units |  | 11.9 | 20.2 | 10.5 |  |  |  | FALSE | FALSE | FALSE | 48000 | 28000 | 2.41 | 49000 | 2.24
205782163 | 06/29/21 | Live | Lennox Industries | LENNOX | Singlezone Non-Ducted, Wall Placement | 205782163 |  | HRCU-A-CB-O | MLB048S4S-1P | Mini-Splits | MCFA048S4-2P | 8.2 | 17 | 10.8 |  |  |  | FALSE | FALSE | FALSE | 48000 | 35000 | 2.34 | 52010 | 2.12
8578437 | 06/29/21 | Live | Johnson Controls Inc. (York International Norman) | YORK BY JOHNSON CONTROLS | Singlezone Non-Ducted, Ceiling Placement | 8578437 |  | HRCU-A-CB-O | DHR24CSB21S | Mini-Splits | DHR24NKB21S | 10.65 | 18 | 10 |  |  |  | FALSE | FALSE | FALSE | 23800 | 15700 | 2.49 | 22000 | 2.69
8578585 | 06/29/21 | Live | Johnson Controls Inc. (York International Norman) | YORK BY JOHNSON CONTROLS | Singlezone Non-Ducted, Wall Placement | 8578585 |  | HRCU-A-CB-O | DHZ09CSB21S | Mini-Splits | DHZ09NWB21S | 15.7 | 30.5 | 10.5 |  |  |  | FALSE | FALSE | FALSE | 9000 | 5500 | 2.83 | 13240 | 2.59
8578441 | 06/29/21 | Live | Johnson Controls Inc. (York International Norman) | YORK BY JOHNSON CONTROLS | Singlezone Non-Ducted, Floor Placement | 8578441 |  | HRCU-A-CB-O | DHR24CSB21S | Mini-Splits | DHR24NCB21S | 10.65 | 16 | 10 |  |  |  | FALSE | FALSE | FALSE | 23800 | 15700 | 2.49 | 21000 | 2.56
8578581 | 06/29/21 | Live | Johnson Controls Inc. (York International Norman) | YORK BY JOHNSON CONTROLS | Singlezone Non-Ducted, Wall Placement | 8578581 |  | HRCU-A-CB-O | DHX24CSB21S | Mini-Splits | DHX24NWB21S | 12.5 | 20 | 10 |  |  |  | FALSE | FALSE | FALSE | 22000 | 14600 | 2.71 | 23450 | 1.9
8578589 | 06/29/21 | Live | Johnson Controls Inc. (York International Norman) | YORK BY JOHNSON CONTROLS | Singlezone Non-Ducted, Wall Placement | 8578589 |  | HRCU-A-CB-O | DHZ12CSB21S | Mini-Splits | DHZ12NWB21S | 12.7 | 23 | 10.5 |  |  |  | FALSE | FALSE | FALSE | 12000 | 8500 | 2.54 | 13500 | 2.83
8578457 | 06/29/21 | Live | Johnson Controls Inc. (York International Norman) | YORK BY JOHNSON CONTROLS | Singlezone Ducted, Compact Ducted | 8578457 |  | HRCU-A-CB | DHR36CSB21S | Mini-Splits | DHR36NDB21S | 10.35 | 16 | 9 |  |  |  | FALSE | FALSE | FALSE | 34000 | 24600 | 2.72 | 35000 | 2.85
8578573 | 06/29/21 | Live | Johnson Controls Inc. (York International Norman) | YORK BY JOHNSON CONTROLS | Singlezone Non-Ducted, Wall Placement | 8578573 |  | HRCU-A-CB-O | DHX12CSB21S | Mini-Splits | DHX12NWB21S | 12.5 | 22 | 11 |  |  |  | FALSE | FALSE | FALSE | 12000 | 7700 | 2.82 | 10348 | 2.25
8578577 | 06/29/21 | Live | Johnson Controls Inc. (York International Norman) | YORK BY JOHNSON CONTROLS | Singlezone Non-Ducted, Wall Placement | 8578577 |  | HRCU-A-CB-O | DHX18CSB21S | Mini-Splits | DHX18NWB21S | 12.5 | 20 | 10.5 |  |  |  | FALSE | FALSE | FALSE | 18000 | 12400 | 2.63 | 18600 | 2.08
8578481 | 06/29/21 | Live | Johnson Controls Inc. (York International Norman) | YORK BY JOHNSON CONTROLS | Singlezone Ducted, Compact Ducted | 8578481 |  | HRCU-A-CB | DHR48CSB21S | Mini-Splits | DHR48NDB48S | 9.05 | 16 | 9 |  |  |  | FALSE | FALSE | FALSE | 48000 | 30600 | 1.93 | 48000 | 2.93
8578421 | 06/29/21 | Live | Johnson Controls Inc. (York International Norman) | YORK BY JOHNSON CONTROLS | Singlezone Ducted, Compact Ducted | 8578421 |  | HRCU-A-CB | DHR18CSB21S | Mini-Splits | DHR18NDB21S | 11 | 16 | 9.5 |  |  |  | FALSE | FALSE | FALSE | 17100 | 10900 | 2.56 | 16400 | 2.91
8578445 | 06/29/21 | Live | Johnson Controls Inc. (York International Norman) | YORK BY JOHNSON CONTROLS | Singlezone Ducted, Compact Ducted | 8578445 |  | HRCU-A-CB | DHR30CSB21S | Mini-Splits | DHR30NDB21S | 8.55 | 16 | 9 |  |  |  | FALSE | FALSE | FALSE | 28200 | 16700 | 1.85 | 25000 | 2.62
8578433 | 06/29/21 | Live | Johnson Controls Inc. (York International Norman) | YORK BY JOHNSON CONTROLS | Singlezone Ducted, Compact Ducted | 8578433 |  | HRCU-A-CB | DHR24CSB21S | Mini-Splits | DHR24NDB21S | 10.65 | 16 | 10 |  |  |  | FALSE | FALSE | FALSE | 23800 | 16700 | 2.65 | 22000 | 2.69
8578593 | 06/29/21 | Live | Johnson Controls Inc. (York International Norman) | YORK BY JOHNSON CONTROLS | Singlezone Non-Ducted, Wall Placement | 8578593 |  | HRCU-A-CB-O | DHZ18CSB21S | Mini-Splits | DHZ18NWB21S | 12.5 | 21 | 10.5 |  |  |  | FALSE | FALSE | FALSE | 18000 | 12700 | 2.5 | 24566 | 2.88
8578569 | 06/29/21 | Live | Johnson Controls Inc. (York International Norman) | YORK BY JOHNSON CONTROLS | Singlezone Non-Ducted, Wall Placement | 8578569 |  | HRCU-A-CB-O | DHX09CSB21S | Mini-Splits | DHX09NWB21S | 14 | 23 | 10.5 |  |  |  | FALSE | FALSE | FALSE | 9000 | 7300 | 2.97 | 10215 | 2.36
207176026 | 06/29/21 | Live | Johnson Controls Inc. (York International Norman) | CHAMPION HEATING AND COOLING | Singlezone Ducted, Centrally Ducted | 207176026 |  | HRCU-A-CB | HMH72B241 |  | AE36BBA21 | 10 | 17.25 | 9.3 |  |  |  | FALSE | FALSE | FALSE | 22200 | 14300 | 2.42 | 14300 | 2.42
207176025 | 06/29/21 | Live | Johnson Controls Inc. (York International Norman) | FRASER-JOHNSTON | Singlezone Ducted, Centrally Ducted | 207176025 |  | HRCU-A-CB | HMH72B241 |  | AE36BBA21 | 10 | 17.25 | 9.3 |  |  |  | FALSE | FALSE | FALSE | 22200 | 14300 | 2.42 | 14300 | 2.42
207176024 | 06/29/21 | Live | Johnson Controls Inc. (York International Norman) | LUXAIRE | Singlezone Ducted, Centrally Ducted | 207176024 |  | HRCU-A-CB | HMH72B241 |  | AE36BBA21 | 10 | 17.25 | 9.3 |  |  |  | FALSE | FALSE | FALSE | 22200 | 14300 | 2.42 | 14300 | 2.42
207176023 | 06/29/21 | Live | Johnson Controls Inc. (York International Norman) | COLEMAN | Singlezone Ducted, Centrally Ducted | 207176023 |  | HRCU-A-CB | HMH72B241 |  | AE36BBA21 | 10 | 17.25 | 9.3 |  |  |  | FALSE | FALSE | FALSE | 22200 | 14300 | 2.42 | 14300 | 2.42
207176022 | 06/29/21 | Live | Johnson Controls Inc. (York International Norman) | CHAMPION HEATING AND COOLING | Singlezone Ducted, Centrally Ducted | 207176022 |  | HRCU-A-CB | HMH72B241 |  | AE36BX21+TXV | 10 | 17.25 | 9.3 |  |  |  | FALSE | FALSE | FALSE | 22200 | 14300 | 2.42 | 14300 | 2.42
207176021 | 06/29/21 | Live | Johnson Controls Inc. (York International Norman) | FRASER-JOHNSTON | Singlezone Ducted, Centrally Ducted | 207176021 |  | HRCU-A-CB | HMH72B241 |  | AE36BX21+TXV | 10 | 17.25 | 9.3 |  |  |  | FALSE | FALSE | FALSE | 22200 | 14300 | 2.42 | 14300 | 2.42
207176020 | 06/29/21 | Live | Johnson Controls Inc. (York International Norman) | LUXAIRE | Singlezone Ducted, Centrally Ducted | 207176020 |  | HRCU-A-CB | HMH72B241 |  | AE36BX21+TXV | 10 | 17.25 | 9.3 |  |  |  | FALSE | FALSE | FALSE | 22200 | 14300 | 2.42 | 14300 | 2.42
207176019 | 06/29/21 | Live | Johnson Controls Inc. (York International Norman) | COLEMAN | Singlezone Ducted, Centrally Ducted | 207176019 |  | HRCU-A-CB | HMH72B241 |  | AE36BX21+TXV | 10 | 17.25 | 9.3 |  |  |  | FALSE | FALSE | FALSE | 22200 | 14300 | 2.42 | 14300 | 2.42
207175986 | 06/29/21 | Live | Johnson Controls Inc. (York International Norman) | YORK | Singlezone Ducted, Centrally Ducted | 207175986 |  | HRCU-A-CB | HMH72B241 |  | AE36BBA21 | 10 | 17.25 | 9.3 |  |  |  | FALSE | FALSE | FALSE | 22200 | 14300 | 2.42 | 14300 | 2.42
207175985 | 06/29/21 | Live | Johnson Controls Inc. (York International Norman) | YORK | Singlezone Ducted, Centrally Ducted | 207175985 |  | HRCU-A-CB | HMH72B241 |  | AE36BX21+TXV | 10 | 17.25 | 9.3 |  |  |  | FALSE | FALSE | FALSE | 22200 | 14300 | 2.42 | 14300 | 2.42
206971751 | 06/29/21 | Live | Johnson Controls Inc. (York International Norman) | CHAMPION HEATING AND COOLING | Singlezone Ducted, Centrally Ducted | 206971751 |  | HRCU-A-CB | HMH72B481 |  | CM64DXA1+ME14DN21+TXV | 10 | 17.75 | 9.3 |  |  |  | FALSE | FALSE | FALSE | 48000 | 30000 | 2.52 | 30000 | 2.52
206971750 | 06/29/21 | Live | Johnson Controls Inc. (York International Norman) | FRASER-JOHNSTON | Singlezone Ducted, Centrally Ducted | 206971750 |  | HRCU-A-CB | HMH72B481 |  | CM64DXA1+ME14DN21+TXV | 10 | 17.75 | 9.3 |  |  |  | FALSE | FALSE | FALSE | 48000 | 30000 | 2.52 | 30000 | 2.52
206971749 | 06/29/21 | Live | Johnson Controls Inc. (York International Norman) | LUXAIRE | Singlezone Ducted, Centrally Ducted | 206971749 |  | HRCU-A-CB | HMH72B481 |  | CM64DXA1+ME14DN21+TXV | 10 | 17.75 | 9.3 |  |  |  | FALSE | FALSE | FALSE | 48000 | 30000 | 2.52 | 30000 | 2.52
206971748 | 06/29/21 | Live | Johnson Controls Inc. (York International Norman) | COLEMAN | Singlezone Ducted, Centrally Ducted | 206971748 |  | HRCU-A-CB | HMH72B481 |  | CM64DXA1+ME14DN21+TXV | 10 | 17.75 | 9.3 |  |  |  | FALSE | FALSE | FALSE | 48000 | 30000 | 2.52 | 30000 | 2.52
206971747 | 06/29/21 | Live | Johnson Controls Inc. (York International Norman) | CHAMPION HEATING AND COOLING | Singlezone Ducted, Centrally Ducted | 206971747 |  | HRCU-A-CB | HMH72B481 |  | CF64DXA1+ME14DN21+TXV | 10 | 17.75 | 9.3 |  |  |  | FALSE | FALSE | FALSE | 48000 | 30000 | 2.52 | 30000 | 2.52
206971746 | 06/29/21 | Live | Johnson Controls Inc. (York International Norman) | FRASER-JOHNSTON | Singlezone Ducted, Centrally Ducted | 206971746 |  | HRCU-A-CB | HMH72B481 |  | CF64DXA1+ME14DN21+TXV | 10 | 17.75 | 9.3 |  |  |  | FALSE | FALSE | FALSE | 48000 | 30000 | 2.52 | 30000 | 2.52
206971745 | 06/29/21 | Live | Johnson Controls Inc. (York International Norman) | LUXAIRE | Singlezone Ducted, Centrally Ducted | 206971745 |  | HRCU-A-CB | HMH72B481 |  | CF64DXA1+ME14DN21+TXV | 10 | 17.75 | 9.3 |  |  |  | FALSE | FALSE | FALSE | 48000 | 30000 | 2.52 | 30000 | 2.52
206971744 | 06/29/21 | Live | Johnson Controls Inc. (York International Norman) | COLEMAN | Singlezone Ducted, Centrally Ducted | 206971744 |  | HRCU-A-CB | HMH72B481 |  | CF64DXA1+ME14DN21+TXV | 10 | 17.75 | 9.3 |  |  |  | FALSE | FALSE | FALSE | 48000 | 30000 | 2.52 | 30000 | 2.52
206971743 | 06/29/21 | Live | Johnson Controls Inc. (York International Norman) | CHAMPION HEATING AND COOLING | Singlezone Ducted, Centrally Ducted | 206971743 |  | HRCU-A-CB | HMH72B481 |  | AVC60DX21+TXV | 9.75 | 17.5 | 9.3 |  |  |  | FALSE | FALSE | FALSE | 48000 | 30600 | 2.48 | 30600 | 2.48
206971741 | 06/29/21 | Live | Johnson Controls Inc. (York International Norman) | LUXAIRE | Singlezone Ducted, Centrally Ducted | 206971741 |  | HRCU-A-CB | HMH72B481 |  | AVC60DX21+TXV | 9.75 | 17.5 | 9.3 |  |  |  | FALSE | FALSE | FALSE | 48000 | 30600 | 2.48 | 30600 | 2.48
206971740 | 06/29/21 | Live | Johnson Controls Inc. (York International Norman) | COLEMAN | Singlezone Ducted, Centrally Ducted | 206971740 |  | HRCU-A-CB | HMH72B481 |  | AVC60DX21+TXV | 9.75 | 17.5 | 9.3 |  |  |  | FALSE | FALSE | FALSE | 48000 | 30600 | 2.48 | 30600 | 2.48
206971742 | 06/29/21 | Live | Johnson Controls Inc. (York International Norman) | FRASER-JOHNSTON | Singlezone Ducted, Centrally Ducted | 206971742 |  | HRCU-A-CB | HMH72B481 |  | AVC60DX21+TXV | 9.75 | 17.5 | 9.3 |  |  |  | FALSE | FALSE | FALSE | 48000 | 30600 | 2.48 | 30600 | 2.48
206971184 | 06/29/21 | Live | Johnson Controls Inc. (York International Norman) | YORK | Singlezone Ducted, Centrally Ducted | 206971184 |  | HRCU-A-CB | HMH72B481 |  | CM64DXA1+ME14DN21+TXV | 10 | 17.75 | 9.3 |  |  |  | FALSE | FALSE | FALSE | 48000 | 30000 | 2.52 | 30000 | 2.52
206971183 | 06/29/21 | Live | Johnson Controls Inc. (York International Norman) | YORK | Singlezone Ducted, Centrally Ducted | 206971183 |  | HRCU-A-CB | HMH72B481 |  | CF64DXA1+ME14DN21+TXV | 10 | 17.75 | 9.3 |  |  |  | FALSE | FALSE | FALSE | 48000 | 30000 | 2.52 | 30000 | 2.52
206971182 | 06/29/21 | Live | Johnson Controls Inc. (York International Norman) | YORK | Singlezone Ducted, Centrally Ducted | 206971182 |  | HRCU-A-CB | HMH72B481 |  | AVC60DX21+TXV | 9.75 | 17.5 | 9.3 |  |  |  | FALSE | FALSE | FALSE | 48000 | 30600 | 2.48 | 30600 | 2.48
206923509 | 06/29/21 | Live | Johnson Controls Inc. (York International Norman) | CHAMPION HEATING AND COOLING | Singlezone Ducted, Centrally Ducted | 206923509 |  | HRCU-A-CB | HMH72B361 |  | AE36BX21+TXV | 9 | 17 | 9.5 |  |  |  | FALSE | FALSE | FALSE | 36000 | 24400 | 2.54 | 24400 | 2.54
206923507 | 06/29/21 | Live | Johnson Controls Inc. (York International Norman) | LUXAIRE | Singlezone Ducted, Centrally Ducted | 206923507 |  | HRCU-A-CB | HMH72B361 |  | AE36BX21+TXV | 9 | 17 | 9.5 |  |  |  | FALSE | FALSE | FALSE | 36000 | 24400 | 2.54 | 24400 | 2.54
206923508 | 06/29/21 | Live | Johnson Controls Inc. (York International Norman) | FRASER-JOHNSTON | Singlezone Ducted, Centrally Ducted | 206923508 |  | HRCU-A-CB | HMH72B361 |  | AE36BX21+TXV | 9 | 17 | 9.5 |  |  |  | FALSE | FALSE | FALSE | 36000 | 24400 | 2.54 | 24400 | 2.54
206923506 | 06/29/21 | Live | Johnson Controls Inc. (York International Norman) | COLEMAN | Singlezone Ducted, Centrally Ducted | 206923506 |  | HRCU-A-CB | HMH72B361 |  | AE36BX21+TXV | 9 | 17 | 9.5 |  |  |  | FALSE | FALSE | FALSE | 36000 | 24400 | 2.54 | 24400 | 2.54
206921528 | 06/29/21 | Live | Johnson Controls Inc. (York International Norman) | YORK | Singlezone Ducted, Centrally Ducted | 206921528 |  | HRCU-A-CB | HMH72B361 |  | AE36BX21+TXV | 9 | 17 | 9.5 |  |  |  | FALSE | FALSE | FALSE | 36000 | 24400 | 2.54 | 24400 | 2.54
10591691 | 04/03/20 | Live | Daikin North America, LLC | DAIKIN | Multizone Mix of Ducted and Non-Ducted | 10591691 |  | HMSV-A-CB | RXSQ60T*VJU | Mixed Ducted and Non-Ducted Indoor Units |  | 9.5 | 17 | 10.5 |  |  |  | FALSE | FALSE | FALSE | 57500 | 35500 | 2.94 | 35500 | 2.94
10591688 | 04/03/20 | Live | Daikin North America, LLC | DAIKIN | Multizone Mix of Ducted and Non-Ducted | 10591688 |  | HMSV-A-CB | RXSQ36T*VJU |  |  | 11 | 17 | 9.65 |  |  |  | FALSE | FALSE | FALSE | 34200 | 22800 | 2.74 | 22800 | 2.74
10591681 | 04/03/20 | Live | Daikin North America, LLC | DAIKIN | Multizone All Ducted | 10591681 |  | HMSV-A-CB | RXSQ24T*VJU | Ducted Indoor Units |  | 11 | 15.7 | 9 |  |  |  | FALSE | FALSE | FALSE | 23000 | 15000 | 2.5 | 15000 | 2.5
10591687 | 04/03/20 | Live | Daikin North America, LLC | DAIKIN | Multizone Mix of Ducted and Non-Ducted | 10591687 |  | HMSV-A-CB | RXSQ24T*VJU | Mixed Ducted and Non-Ducted Indoor Units |  | 12.65 | 16.85 | 9.7 |  |  |  | FALSE | FALSE | FALSE | 23000 | 14500 | 2.64 | 14500 | 2.64
10591684 | 04/03/20 | Live | Daikin North America, LLC | DAIKIN | Multizone All Ducted | 10591684 |  | HMSV-A-CB | RXSQ36T*VJU | Ducted Indoor Units |  | 10 | 16 | 9 |  |  |  | FALSE | FALSE | FALSE | 34200 | 22000 | 2.5 | 22000 | 2.5
201978156 | 04/30/20 | Live | Daikin North America, LLC | DAIKIN | Singlezone Ducted, Centrally Ducted | 201978156 |  | HRCU-A-CB | RXSQ24T*VJU |  | FXTQ24TAVJUA* | 11 | 16 | 10 |  |  |  | FALSE | FALSE | FALSE | 23000 | 15400 | 2.59 | 15400 | 2.59
201978159 | 04/30/20 | Live | Daikin North America, LLC | DAIKIN | Singlezone Ducted, Centrally Ducted | 201978159 |  | HRCU-A-CB | RXSQ60T*VJU |  | FXTQ60TAVJUA* | 8.2 | 16 | 10 |  |  |  | FALSE | FALSE | FALSE | 57500 | 37000 | 2.5 | 37000 | 2.5
201978157 | 04/30/20 | Live | Daikin North America, LLC | DAIKIN | Singlezone Ducted, Centrally Ducted | 201978157 |  | HRCU-A-CB | RXSQ36T*VJU |  | FXTQ36TAVJUA* | 9.5 | 16 | 9 |  |  |  | FALSE | FALSE | FALSE | 34200 | 23600 | 2.3 | 23600 | 2.3
205881789 | 08/04/21 | Live | Daikin North America, LLC | DAIKIN | Multizone Mix of Ducted and Non-Ducted | 205881789 |  | HMSV-A-CB | RXTQ48TAVJU* | Mixed Ducted and Non-Ducted Indoor Units |  | 9.85 | 17 | 9.5 |  |  |  | FALSE | FALSE | FALSE | 45500 | 32000 | 2.83 | 32100 | 2.84
205881790 | 08/04/21 | Live | Daikin North America, LLC | DAIKIN | Multizone Mix of Ducted and Non-Ducted | 205881790 |  | HMSV-A-CB | RXTQ60TAVJU* | Mixed Ducted and Non-Ducted Indoor Units |  | 9.5 | 17 | 10.5 |  |  |  | FALSE | FALSE | FALSE | 57500 | 35400 | 2.93 | 35500 | 2.94
205881785 | 08/04/21 | Live | Daikin North America, LLC | DAIKIN | Multizone Mix of Ducted and Non-Ducted | 205881785 |  | HMSV-A-CB | RXS60T*VJU* | Mixed Ducted and Non-Ducted Indoor Units |  | 9.5 | 17 | 10.5 |  |  |  | FALSE | FALSE | FALSE | 57500 | 35400 | 2.93 | 35500 | 2.94
205724757 | 08/04/21 | Live | Daikin North America, LLC | DAIKIN | Multizone Mix of Ducted and Non-Ducted | 205724757 |  | HMSV-A-CB | RXSQ24T*VJU* | Mixed Ducted and Non-Ducted Indoor Units |  | 12.65 | 16.85 | 9.7 |  |  |  | FALSE | FALSE | FALSE | 23000 | 14500 | 2.64 | 14500 | 2.64
205708982 | 08/04/21 | Live | Daikin North America, LLC | DAIKIN | Multizone Mix of Ducted and Non-Ducted | 205708982 |  | HMSV-A-CB | RXTQ36TAVJ9* | Mixed Ducted and Non-Ducted Indoor Units |  | 11 | 17 | 9.65 |  |  |  | FALSE | FALSE | FALSE | 34200 | 22800 | 2.74 | 22800 | 2.74
205881783 | 08/04/21 | Live | Daikin North America, LLC | DAIKIN | Multizone Mix of Ducted and Non-Ducted | 205881783 |  | HMSV-A-CB | RXSQ48T*VJU* | Mixed Ducted and Non-Ducted Indoor Units |  | 9.85 | 17 | 9.5 |  |  |  | FALSE | FALSE | FALSE | 45500 | 32000 | 2.83 | 32100 | 2.84
205724758 | 08/04/21 | Live | Daikin North America, LLC | DAIKIN | Multizone Mix of Ducted and Non-Ducted | 205724758 |  | HMSV-A-CB | RXSQ36T*VJU* | Mixed Ducted and Non-Ducted Indoor Units |  | 11 | 17 | 9.65 |  |  |  | FALSE | FALSE | FALSE | 34200 | 22800 | 2.74 | 22800 | 2.74
205708869 | 08/04/21 | Live | Daikin North America, LLC | DAIKIN | Multizone All Non-Ducted | 205708869 |  | HMSR-A-CB-O | RXTQ60TAVJU* | Non-Ducted Indoor Units | FXFQ07TVJU FXFQ07TVJU FXFQ24TVJU FXFQ24TVJU | 9.8 | 18 | 10.5 |  |  |  | FALSE | FALSE | FALSE | 57500 | 37000 | 3.2 | 37000 | 3.2
205708868 | 08/04/21 | Live | Daikin North America, LLC | DAIKIN | Multizone All Non-Ducted | 205708868 |  | HMSR-A-CB-O | RXTQ48TAVJU* | Non-Ducted Indoor Units | FXFQ07TVJU FXFQ07TVJU FXFQ15TVJU FXFQ18TVJU | 10.3 | 18 | 10 |  |  |  | FALSE | FALSE | FALSE | 45500 | 32200 | 3 | 32200 | 3
205724756 | 08/04/21 | Live | Daikin North America, LLC | DAIKIN | Multizone All Non-Ducted | 205724756 |  | HMSR-A-CB-O | RXSQ60T*VJU* | Non-Ducted Indoor Units | FXFQ07TVJU FXFQ07TVJU FXFQ24TVJU FXFQ24TVJU | 9.8 | 18 | 10.5 |  |  |  | FALSE | FALSE | FALSE | 57500 | 37000 | 3.2 | 37000 | 3.2
205724754 | 08/04/21 | Live | Daikin North America, LLC | DAIKIN | Multizone All Non-Ducted | 205724754 |  | HMSR-A-CB-O | RXSQ36T*VJU* | Non-Ducted Indoor Units | FXFQ07TVJU FXFQ07TVJU FXFQ07TVJU FXFQ15TVJU | 12 | 18 | 10.3 |  |  |  | FALSE | FALSE | FALSE | 34200 | 23600 | 2.99 | 23600 | 2.99
205724755 | 08/04/21 | Live | Daikin North America, LLC | DAIKIN | Multizone All Non-Ducted | 205724755 |  | HMSR-A-CB-O | RXSQ48T*VJU* | Non-Ducted Indoor Units | FXFQ07TVJU FXFQ07TVJU FXFQ15TVJU FXFQ18TVJU | 10.3 | 18 | 10 |  |  |  | FALSE | FALSE | FALSE | 45500 | 32200 | 3 | 32200 | 3
205708867 | 08/04/21 | Live | Daikin North America, LLC | DAIKIN | Multizone All Non-Ducted | 205708867 |  | HMSR-A-CB-O | RXTQ36TAVJ9* | Non-Ducted Indoor Units | FXFQ07TVJU FXFQ07TVJU FXFQ07TVJU FXFQ15TVJU | 12 | 18 | 10.3 |  |  |  | FALSE | FALSE | FALSE | 34200 | 23600 | 2.99 | 23600 | 2.99
205881788 | 08/04/21 | Live | Daikin North America, LLC | DAIKIN | Multizone All Ducted | 205881788 |  | HMSV-A-CB | RXTQ60TAVJU* | Ducted Indoor Units | FXMQ15PBVJU FXMQ15PBVJU FXMQ15PBVJU FXMQ18PBVJU | 9.2 | 16 | 10.5 |  |  |  | FALSE | FALSE | FALSE | 57500 | 34000 | 2.7 | 34000 | 2.7
205708866 | 08/04/21 | Live | Daikin North America, LLC | DAIKIN | Multizone All Ducted | 205708866 |  | HMSV-A-CB | RXTQ36TAVJ9* | Ducted Indoor Units | FXMQ07PBVJU FXMQ07PBVJU FXMQ07PBVJU FXMQ15PBVJU | 10 | 16 | 9 |  |  |  | FALSE | FALSE | FALSE | 34200 | 22000 | 2.5 | 22000 | 2.5
205881781 | 08/04/21 | Live | Daikin North America, LLC | DAIKIN | Multizone All Ducted | 205881781 |  | HMSV-A-CB | RXSQ48T*VJU* | Ducted Indoor Units | FXMQ09PBVJU FXMQ09PBVJU FXMQ15PBVJU FXMQ15PBVJU | 9.4 | 16 | 9 |  |  |  | FALSE | FALSE | FALSE | 45500 | 32000 | 2.7 | 32000 | 2.7
205881782 | 08/04/21 | Live | Daikin North America, LLC | DAIKIN | Multizone All Ducted | 205881782 |  | HMSV-A-CB | RXSQ60T*VJU* | Ducted Indoor Units | FXMQ15PBVJU FXMQ15PBVJU FXMQ15PBVJU FXMQ18PBVJU | 9.2 | 16 | 10.5 |  |  |  | FALSE | FALSE | FALSE | 57500 | 34000 | 2.7 | 34000 | 2.7
205881786 | 08/04/21 | Live | Daikin North America, LLC | DAIKIN | Multizone All Ducted | 205881786 |  | HMSV-A-CB | RXTQ48TAVJU* | Ducted Indoor Units | FXMQ09PBVJU FXMQ09PBVJU FXMQ15PBVJU FXMQ15PBVJU | 9.4 | 16 | 9 |  |  |  | FALSE | FALSE | FALSE | 45500 | 32000 | 2.7 | 32000 | 2.7
205724752 | 08/04/21 | Live | Daikin North America, LLC | DAIKIN | Multizone All Ducted | 205724752 |  | HMSV-A-CB | RXSQ36T*VJU* | Ducted Indoor Units | FXMQ07PBVJU FXMQ07PBVJU FXMQ07PBVJU FXMQ15PBVJU | 10 | 16 | 9 |  |  |  | FALSE | FALSE | FALSE | 34200 | 22000 | 2.5 | 22000 | 2.5
205724751 | 08/04/21 | Live | Daikin North America, LLC | DAIKIN | Multizone All Ducted | 205724751 |  | HMSV-A-CB | RXSQ24T*VJU* | Ducted Indoor Units | FXMQ07PBVJU FXMQ07PBVJU FXMQ09PBVJU | 11 | 15.7 | 9 |  |  |  | FALSE | FALSE | FALSE | 23000 | 15000 | 2.5 | 15000 | 2.5
205732190 | 08/04/21 | Live | Daikin North America, LLC | DAIKIN | Singlezone Ducted, Centrally Ducted | 205732190 |  | HRCU-A-CB | RXSQ60T*VJU* | Ducted Indoor Units | FXTQ60TAVJUA* | 8.2 | 16 | 10 |  |  |  | FALSE | FALSE | FALSE | 57500 | 37000 | 2.5 | 37000 | 2.5
205724753 | 08/04/21 | Live | Daikin North America, LLC | DAIKIN | Multizone All Non-Ducted | 205724753 |  | HMSR-A-CB-O | RXSQ24T*VJU* | Non-Ducted Indoor Units | FXFQ07TVJU FXFQ07TVJU FXFQ09TVJU | 14.3 | 18 | 10.4 |  |  |  | FALSE | FALSE | FALSE | 23000 | 14000 | 2.79 | 14000 | 2.79
205732188 | 08/04/21 | Live | Daikin North America, LLC | DAIKIN | Singlezone Ducted, Centrally Ducted | 205732188 |  | HRCU-A-CB | RXSQ36T*VJU* | Ducted Indoor Units | FXTQ36TAVJUA* | 9.5 | 16 | 9 |  |  |  | FALSE | FALSE | FALSE | 34200 | 23600 | 2.3 | 23600 | 2.3
205732187 | 08/04/21 | Live | Daikin North America, LLC | DAIKIN | Singlezone Ducted, Centrally Ducted | 205732187 |  | HRCU-A-CB | RXSQ24T*VJU* | Ducted Indoor Units | FXTQ24TAVJUA* | 11 | 16 | 10 |  |  |  | FALSE | FALSE | FALSE | 23000 | 15400 | 2.59 | 15400 | 2.59
206579740 | 08/16/21 | Live | Fujitsu General America, Inc. | FUJITSU | Singlezone Ducted, Compact Ducted | 206579740 |  | HRCU-A-CB | AOUH09LUAS1 | Mini-Splits | ADUH09LUAS1 | 13.6 | 20 | 11.7 |  |  |  | FALSE | FALSE | FALSE | 9000 | 7400 | 2.78 | 10500 | 2.17
206579741 | 08/16/21 | Live | Fujitsu General America, Inc. | FUJITSU | Singlezone Ducted, Compact Ducted | 206579741 |  | HRCU-A-CB | AOUH12LUAS1 | Mini-Splits | ADUH12LUAS1 | 12.8 | 20.2 | 11.5 |  |  |  | FALSE | FALSE | FALSE | 12000 | 10500 | 2.88 | 17000 | 2.48
206579742 | 08/16/21 | Live | Fujitsu General America, Inc. | FUJITSU | Singlezone Ducted, Compact Ducted | 206579742 |  | HRCU-A-CB | AOUH18LUAS1 | Mini-Splits | ADUH18LUAS1 | 12.5 | 20.2 | 11.4 |  |  |  | FALSE | FALSE | FALSE | 17100 | 14400 | 2.83 | 19600 | 2.24
206396138 | 08/16/21 | Live | Carrier | TEMPSTAR | Singlezone Non-Ducted, Wall Placement | 206396138 |  | HRCU-A-CB | DLCSRBH12AAK | Mini-Splits | DLFSHAH12XAK | 12 | 21 | 10 |  |  |  | FALSE | FALSE | FALSE | 12000 | 7500 | 3.01 | 13960 | 4.7
206396118 | 08/16/21 | Live | Carrier | KENMORE | Singlezone Non-Ducted, Wall Placement | 206396118 |  | HRCU-A-CB | DLCSRBH12AAK | Mini-Splits | DLFSHAH12XAK | 12 | 21 | 10 |  |  |  | FALSE | FALSE | FALSE | 12000 | 7500 | 3.01 | 13960 | 4.7
206396128 | 08/16/21 | Live | Carrier | MIDEA | Singlezone Non-Ducted, Wall Placement | 206396128 |  | HRCU-A-CB | DLCSRBH12AAK | Mini-Splits | DLFSHAH12XAK | 12 | 21 | 10 |  |  |  | FALSE | FALSE | FALSE | 12000 | 7500 | 3.01 | 13960 | 4.7
206396068 | 08/16/21 | Live | Carrier | ARCOAIRE | Singlezone Non-Ducted, Wall Placement | 206396068 |  | HRCU-A-CB | DLCSRBH12AAK | Mini-Splits | DLFSHAH12XAK | 12 | 21 | 10 |  |  |  | FALSE | FALSE | FALSE | 12000 | 7500 | 3.01 | 13960 | 4.7
206396088 | 08/16/21 | Live | Carrier | DAY & NIGHT | Singlezone Non-Ducted, Wall Placement | 206396088 |  | HRCU-A-CB | DLCSRBH12AAK | Mini-Splits | DLFSHAH12XAK | 12 | 21 | 10 |  |  |  | FALSE | FALSE | FALSE | 12000 | 7500 | 3.01 | 13960 | 4.7
206396108 | 08/16/21 | Live | Carrier | KEEPRITE | Singlezone Non-Ducted, Wall Placement | 206396108 |  | HRCU-A-CB | DLCSRBH12AAK | Mini-Splits | DLFSHAH12XAK | 12 | 21 | 10 |  |  |  | FALSE | FALSE | FALSE | 12000 | 7500 | 3.01 | 13960 | 4.7
206396158 | 08/16/21 | Live | Carrier | AIRQUEST | Singlezone Non-Ducted, Wall Placement | 206396158 |  | HRCU-A-CB | DLCSRBH12AAK | Mini-Splits | DLFSHAH12XAK | 12 | 21 | 10 |  |  |  | FALSE | FALSE | FALSE | 12000 | 7500 | 3.01 | 13960 | 4.7
10333037 | 01/01/19 | Live | Gree | KINGHOME | Singlezone Non-Ducted, Wall Placement | 10333037 |  | HRCU-A-CB-O | KW12HQ2B8DO | Mini-Splits | KW12HQ2B8DI | 12.5 | 22 | 11 |  |  |  | FALSE | FALSE | FALSE | 12000 | 7700 | 2.59 | 11268 | 2.41
205921384 | 09/20/21 | Live | Carrier | CARRIER | Singlezone Ducted, Centrally Ducted | 205921384 |  | HRCU-A-CB | 38MAQB24R--3 | Mini-Splits | 40MBAAQ24XA3 | 12.5 | 20 | 10 |  |  |  | FALSE | FALSE | FALSE | 20800 | 17500 | 2.56 | 29700 | 2.06
206900145 | 10/20/21 | Live | Carrier | CARRIER | Singlezone Ducted, Centrally Ducted | 206900145 |  | HRCU-A-CB | 38MARBQ30AA3 |  | FMA4X30**AL* | 10 | 16.5 | 12 |  |  |  | FALSE | FALSE | FALSE | 29400 | 19400 | 2.8 | 22274 | 2.8
206905408 | 10/20/21 | Live | Carrier | CARRIER | Singlezone Ducted, Centrally Ducted | 206905408 |  | HRCU-A-CB | 38MARBQ30AA3 |  | FV4CN(B,F)003L | 10.65 | 16 | 11 |  |  |  | FALSE | FALSE | FALSE | 29000 | 19200 | 2.5 | 22044 | 2.5
207198838 | 10/20/21 | Live | Carrier | CARRIER | Singlezone Ducted, Centrally Ducted | 207198838 |  | HRCU-A-CB | 38MARBQ30AA3 |  | FM(C,U)4Z30**AL* | 10.5 | 17.5 | 12.5 |  |  |  | FALSE | FALSE | FALSE | 28600 | 19200 | 2.76 | 22044 | 2.76
206900144 | 10/20/21 | Live | Carrier | CARRIER | Singlezone Ducted, Centrally Ducted | 206900144 |  | HRCU-A-CB | 38MARBQ30AA3 |  | FB4CNF030L | 10 | 17.5 | 11.5 |  |  |  | FALSE | FALSE | FALSE | 28200 | 19100 | 2.58 | 21929 | 2.58
206900146 | 10/20/21 | Live | Carrier | CARRIER | Singlezone Ducted, Centrally Ducted | 206900146 |  | HRCU-A-CB | 38MARBQ30AA3 |  | FX4DNF031L | 10 | 17 | 11.5 |  |  |  | FALSE | FALSE | FALSE | 28000 | 18800 | 2.57 | 21585 | 2.58
207198837 | 10/20/21 | Live | Carrier | CARRIER | Singlezone Ducted, Centrally Ducted | 207198837 |  | HRCU-A-CB | 38MARBQ30AA3 |  | FB4CNP030L | 10 | 17.5 | 11.5 |  |  |  | FALSE | FALSE | FALSE | 28200 | 19100 | 2.58 | 21929 | 2.58
206900198 | 10/20/21 | Live | Carrier | BRYANT | Singlezone Ducted, Centrally Ducted | 206900198 |  | HRCU-A-CB | 38MARBQ30AA3 |  | FMA4X30**AL* | 10 | 16.5 | 12 |  |  |  | FALSE | FALSE | FALSE | 29400 | 19400 | 2.8 | 20635 | 2.8
207198865 | 10/20/21 | Live | Carrier | BRYANT | Singlezone Ducted, Centrally Ducted | 207198865 |  | HRCU-A-CB | 38MARBQ30AA3 |  | FB4CNP030L | 10 | 17.5 | 11.5 |  |  |  | FALSE | FALSE | FALSE | 28200 | 19100 | 2.58 | 20316 | 2.58
206900199 | 10/20/21 | Live | Carrier | BRYANT | Singlezone Ducted, Centrally Ducted | 206900199 |  | HRCU-A-CB | 38MARBQ30AA3 |  | FX4DNF031L | 10 | 17 | 11.5 |  |  |  | FALSE | FALSE | FALSE | 28000 | 18800 | 2.57 | 19996 | 2.58
207198866 | 10/20/21 | Live | Carrier | BRYANT | Singlezone Ducted, Centrally Ducted | 207198866 |  | HRCU-A-CB | 38MARBQ30AA3 |  | FM(C,U)4Z30**AL* | 10.5 | 17.5 | 12.5 |  |  |  | FALSE | FALSE | FALSE | 28600 | 19200 | 2.76 | 20422 | 2.76
206905406 | 10/20/21 | Live | Carrier | BRYANT | Singlezone Ducted, Centrally Ducted | 206905406 |  | HRCU-A-CB | 38MARBQ30AA3 |  | FV4CN(B,F)003L | 10.65 | 16 | 11 |  |  |  | FALSE | FALSE | FALSE | 29000 | 19200 | 2.5 | 20422 | 2.5
206900197 | 10/20/21 | Live | Carrier | BRYANT | Singlezone Ducted, Centrally Ducted | 206900197 |  | HRCU-A-CB | 38MARBQ30AA3 |  | FB4CNF030L | 10 | 17.5 | 11.5 |  |  |  | FALSE | FALSE | FALSE | 28200 | 19100 | 2.58 | 20316 | 2.58
206350356 | 10/20/21 | Live | Carrier | PAYNE | Singlezone Non-Ducted, Floor Placement | 206350356 |  | HRCU-A-CB-O | 38MARBQ18AA3 | Mini-Splits | 40MBFQ18--3 | 12.5 | 20.2 | 10.6 |  |  |  | TRUE | TRUE | TRUE | 17000 | 12000 | 1.8 | 23420 | 2.79
206350367 | 10/20/21 | Live | Carrier | WEATHERMAKER | Singlezone Non-Ducted, Floor Placement | 206350367 |  | HRCU-A-CB-O | 38MARBQ18AA3 | Mini-Splits | 40MBFQ18--3 | 12.5 | 20.2 | 10.6 |  |  |  | TRUE | TRUE | TRUE | 17000 | 12000 | 1.8 | 23420 | 2.79
206350334 | 10/20/21 | Live | Carrier | CARRIER | Singlezone Non-Ducted, Floor Placement | 206350334 |  | HRCU-A-CB-O | 38MARBQ18AA3 | Mini-Splits | 40MBFQ18--3 | 12.5 | 20.2 | 10.6 |  |  |  | TRUE | TRUE | TRUE | 17000 | 12000 | 1.8 | 23420 | 2.79
206350345 | 10/20/21 | Live | Carrier | BRYANT | Singlezone Non-Ducted, Floor Placement | 206350345 |  | HRCU-A-CB-O | 38MARBQ18AA3 | Mini-Splits | 40MBFQ18--3 | 12.5 | 20.2 | 10.6 |  |  |  | TRUE | TRUE | TRUE | 17000 | 12000 | 1.8 | 23420 | 2.79
206350378 | 10/20/21 | Live | Carrier | MIDEA | Singlezone Non-Ducted, Floor Placement | 206350378 |  | HRCU-A-CB-O | 38MARBQ18AA3 | Mini-Splits | 40MBFQ18--3 | 12.5 | 20.2 | 10.6 |  |  |  | TRUE | TRUE | TRUE | 17000 | 12000 | 1.8 | 23420 | 2.79
206350370 | 10/20/21 | Live | Carrier | WEATHERMAKER | Singlezone Non-Ducted, Floor Placement | 206350370 |  | HRCU-A-CB-O | 38MARBQ24AA3 | Mini-Splits | 40MBFQ24--3 | 11.5 | 20.2 | 11.6 |  |  |  | TRUE | TRUE | TRUE | 24000 | 14500 | 2.71 | 27670 | 3.94
206350381 | 10/20/21 | Live | Carrier | MIDEA | Singlezone Non-Ducted, Floor Placement | 206350381 |  | HRCU-A-CB-O | 38MARBQ24AA3 | Mini-Splits | 40MBFQ24--3 | 11.5 | 20.2 | 11.6 |  |  |  | TRUE | TRUE | TRUE | 24000 | 14500 | 2.71 | 27670 | 3.94
206350359 | 10/20/21 | Live | Carrier | PAYNE | Singlezone Non-Ducted, Floor Placement | 206350359 |  | HRCU-A-CB-O | 38MARBQ24AA3 | Mini-Splits | 40MBFQ24--3 | 11.5 | 20.2 | 11.6 |  |  |  | TRUE | TRUE | TRUE | 24000 | 14500 | 2.71 | 27670 | 3.94
206350348 | 10/20/21 | Live | Carrier | BRYANT | Singlezone Non-Ducted, Floor Placement | 206350348 |  | HRCU-A-CB-O | 38MARBQ24AA3 | Mini-Splits | 40MBFQ24--3 | 11.5 | 20.2 | 11.6 |  |  |  | TRUE | TRUE | TRUE | 24000 | 14500 | 2.71 | 27670 | 3.94
206350349 | 10/20/21 | Live | Carrier | PAYNE | Singlezone Non-Ducted, Ceiling Placement | 206350349 |  | HRCU-A-CB-O | 38MARBQ09AA3 | Mini-Splits | 40MBCQ09--3 | 13 | 20.5 | 10.8 |  |  |  | TRUE | TRUE | TRUE | 9000 | 6100 | 1.81 | 13720 | 2.68
206350360 | 10/20/21 | Live | Carrier | WEATHERMAKER | Singlezone Non-Ducted, Ceiling Placement | 206350360 |  | HRCU-A-CB-O | 38MARBQ09AA3 | Mini-Splits | 40MBCQ09--3 | 13 | 20.5 | 10.8 |  |  |  | TRUE | TRUE | TRUE | 9000 | 6100 | 1.81 | 13720 | 2.68
206350327 | 10/20/21 | Live | Carrier | CARRIER | Singlezone Non-Ducted, Ceiling Placement | 206350327 |  | HRCU-A-CB-O | 38MARBQ09AA3 | Mini-Splits | 40MBCQ09--3 | 13 | 20.5 | 10.8 |  |  |  | TRUE | TRUE | TRUE | 9000 | 6100 | 1.81 | 13720 | 2.68
206350338 | 10/20/21 | Live | Carrier | BRYANT | Singlezone Non-Ducted, Ceiling Placement | 206350338 |  | HRCU-A-CB-O | 38MARBQ09AA3 | Mini-Splits | 40MBCQ09--3 | 13 | 20.5 | 10.8 |  |  |  | TRUE | TRUE | TRUE | 9000 | 6100 | 1.81 | 13720 | 2.68
206350368 | 10/20/21 | Live | Carrier | WEATHERMAKER | Singlezone Non-Ducted, Ceiling Placement | 206350368 |  | HRCU-A-CB-O | 38MARBQ24AA3 | Mini-Splits | 40MBCQ24--3 | 11 | 20 | 11.6 |  |  |  | FALSE | FALSE | FALSE | 24000 | 14500 | 2.71 | 26720 | 3.84
206350335 | 10/20/21 | Live | Carrier | CARRIER | Singlezone Non-Ducted, Ceiling Placement | 206350335 |  | HRCU-A-CB-O | 38MARBQ24AA3 | Mini-Splits | 40MBCQ24--3 | 11 | 20 | 11.6 |  |  |  | FALSE | FALSE | FALSE | 24000 | 14500 | 2.71 | 26720 | 3.84
206350346 | 10/20/21 | Live | Carrier | BRYANT | Singlezone Non-Ducted, Ceiling Placement | 206350346 |  | HRCU-A-CB-O | 38MARBQ24AA3 | Mini-Splits | 40MBCQ24--3 | 11 | 20 | 11.6 |  |  |  | FALSE | FALSE | FALSE | 24000 | 14500 | 2.71 | 26720 | 3.84
206350326 | 10/20/21 | Live | Carrier | WEATHERMAKER | Singlezone Non-Ducted, Wall Placement | 206350326 |  | HRCU-A-CB-O | 38MARBQ24AA3 | Mini-Splits | DHMAHBQ24XA3 | 13 | 21.5 | 12 |  |  |  | TRUE | TRUE | TRUE | 24000 | 19800 | 3.05 | 28250 | 4.29
206350325 | 10/20/21 | Live | Carrier | WEATHERMAKER | Singlezone Non-Ducted, Wall Placement | 206350325 |  | HRCU-A-CB-O | 38MARBQ18AA3 | Mini-Splits | DHMAHBQ18XA3 | 12.5 | 21.5 | 13 |  |  |  | TRUE | TRUE | TRUE | 18000 | 10800 | 2.8 | 17630 | 3.74
206350357 | 10/20/21 | Live | Carrier | PAYNE | Singlezone Non-Ducted, Ceiling Placement | 206350357 |  | HRCU-A-CB-O | 38MARBQ24AA3 | Mini-Splits | 40MBCQ24--3 | 11 | 20 | 11.6 |  |  |  | FALSE | FALSE | FALSE | 24000 | 14500 | 2.71 | 26720 | 3.84
206350316 | 10/20/21 | Live | Carrier | PAYNE | Singlezone Non-Ducted, Wall Placement | 206350316 |  | HRCU-A-CB-O | 38MARBQ24AA3 | Mini-Splits | DHMAHBQ24XA3 | 13 | 21.5 | 12 |  |  |  | TRUE | TRUE | TRUE | 24000 | 19800 | 3.05 | 28250 | 4.29
206350324 | 10/20/21 | Live | Carrier | WEATHERMAKER | Singlezone Non-Ducted, Wall Placement | 206350324 |  | HRCU-A-CB-O | 38MARBQ12AA3 | Mini-Splits | DHMAHBQ12XA3 | 14 | 25.5 | 13 |  |  |  | TRUE | TRUE | TRUE | 12000 | 7500 | 3.01 | 13960 | 4.7
206350315 | 10/20/21 | Live | Carrier | PAYNE | Singlezone Non-Ducted, Wall Placement | 206350315 |  | HRCU-A-CB-O | 38MARBQ18AA3 | Mini-Splits | DHMAHBQ18XA3 | 12.5 | 21.5 | 13 |  |  |  | TRUE | TRUE | TRUE | 18000 | 10800 | 2.8 | 17630 | 3.74
206350321 | 10/20/21 | Live | Carrier | MIDEA | Singlezone Non-Ducted, Wall Placement | 206350321 |  | HRCU-A-CB-O | 38MARBQ24AA3 | Mini-Splits | DHMAHBQ24XA3 | 13 | 21.5 | 12 |  |  |  | TRUE | TRUE | TRUE | 24000 | 19800 | 3.05 | 28250 | 4.29
206350314 | 10/20/21 | Live | Carrier | PAYNE | Singlezone Non-Ducted, Wall Placement | 206350314 |  | HRCU-A-CB-O | 38MARBQ12AA3 | Mini-Splits | DHMAHBQ12XA3 | 14 | 25.5 | 13 |  |  |  | TRUE | TRUE | TRUE | 12000 | 7500 | 3.01 | 13960 | 4.7
206350371 | 10/20/21 | Live | Carrier | MIDEA | Singlezone Non-Ducted, Ceiling Placement | 206350371 |  | HRCU-A-CB-O | 38MARBQ09AA3 | Mini-Splits | 40MBCQ09--3 | 13 | 20.5 | 10.8 |  |  |  | TRUE | TRUE | TRUE | 9000 | 6100 | 1.81 | 13720 | 2.68
206350320 | 10/20/21 | Live | Carrier | MIDEA | Singlezone Non-Ducted, Wall Placement | 206350320 |  | HRCU-A-CB-O | 38MARBQ18AA3 | Mini-Splits | DHMAHBQ18XA3 | 12.5 | 21.5 | 13 |  |  |  | TRUE | TRUE | TRUE | 18000 | 10800 | 2.8 | 17630 | 3.74
206350337 | 10/20/21 | Live | Carrier | CARRIER | Singlezone Non-Ducted, Floor Placement | 206350337 |  | HRCU-A-CB-O | 38MARBQ24AA3 | Mini-Splits | 40MBFQ24--3 | 11.5 | 20.2 | 11.6 |  |  |  | TRUE | TRUE | TRUE | 24000 | 14500 | 2.71 | 27670 | 3.94
206348136 | 10/20/21 | Live | Carrier | CARRIER | Singlezone Non-Ducted, Wall Placement | 206348136 |  | HRCU-A-CB-O | 38MARBQ12AA3 | Mini-Splits | 40MAHBQ12XA3 | 14 | 25.5 | 13 |  |  |  | TRUE | TRUE | TRUE | 12000 | 7500 | 3.01 | 13960 | 4.7
206348145 | 10/20/21 | Live | Carrier | BRYANT | Singlezone Non-Ducted, Wall Placement | 206348145 |  | HRCU-A-CB-O | 38MARBQ24AA3 | Mini-Splits | 619AHBQ24XA3 | 13 | 21.5 | 12 |  |  |  | TRUE | TRUE | TRUE | 24000 | 19800 | 3.05 | 28250 | 4.29
206348144 | 10/20/21 | Live | Carrier | BRYANT | Singlezone Non-Ducted, Wall Placement | 206348144 |  | HRCU-A-CB-O | 38MARBQ18AA3 | Mini-Splits | 619AHBQ18XA3 | 12.5 | 21.5 | 13 |  |  |  | TRUE | TRUE | TRUE | 18000 | 10800 | 2.8 | 17630 | 3.74
206188274 | 10/20/21 | Live | Carrier | WEATHERMAKER | Singlezone Ducted, Centrally Ducted | 206188274 |  | HRCU-A-CB | 38MARBQ24AA3 | Mini-Splits | 40MBAAQ24XA3 | 12.5 | 20 | 11.6 |  |  |  | FALSE | FALSE | FALSE | 22000 | 16500 | 2.6 | 18944 | 2.61
206188267 | 10/20/21 | Live | Carrier | PAYNE | Singlezone Ducted, Centrally Ducted | 206188267 |  | HRCU-A-CB | 38MARBQ24AA3 | Mini-Splits | 40MBAAQ24XA3 | 12.5 | 20 | 11.6 |  |  |  | FALSE | FALSE | FALSE | 22000 | 16500 | 2.6 | 18944 | 2.61
206348138 | 10/20/21 | Live | Carrier | CARRIER | Singlezone Non-Ducted, Wall Placement | 206348138 |  | HRCU-A-CB-O | 38MARBQ24AA3 | Mini-Splits | 40MAHBQ24XA3 | 13 | 21.5 | 12 |  |  |  | TRUE | TRUE | TRUE | 24000 | 19800 | 3.05 | 28250 | 4.29
206350379 | 10/20/21 | Live | Carrier | MIDEA | Singlezone Non-Ducted, Ceiling Placement | 206350379 |  | HRCU-A-CB-O | 38MARBQ24AA3 | Mini-Splits | 40MBCQ24--3 | 11 | 20 | 11.6 |  |  |  | FALSE | FALSE | FALSE | 24000 | 14500 | 2.71 | 26720 | 3.84
206188281 | 10/20/21 | Live | Carrier | MIDEA | Singlezone Ducted, Centrally Ducted | 206188281 |  | HRCU-A-CB | 38MARBQ24AA3 | Mini-Splits | 40MBAAQ24XA3 | 12.5 | 20 | 11.6 |  |  |  | FALSE | FALSE | FALSE | 22000 | 16500 | 2.6 | 18944 | 2.61
206350319 | 10/20/21 | Live | Carrier | MIDEA | Singlezone Non-Ducted, Wall Placement | 206350319 |  | HRCU-A-CB-O | 38MARBQ12AA3 | Mini-Splits | DHMAHBQ12XA3 | 14 | 25.5 | 13 |  |  |  | TRUE | TRUE | TRUE | 12000 | 7500 | 3.01 | 13960 | 4.7
206188260 | 10/20/21 | Live | Carrier | BRYANT | Singlezone Ducted, Centrally Ducted | 206188260 |  | HRCU-A-CB | 38MARBQ24AA3 | Mini-Splits | 40MBAAQ24XA3 | 12.5 | 20 | 11.6 |  |  |  | FALSE | FALSE | FALSE | 22000 | 16500 | 2.6 | 18944 | 2.61
206350355 | 10/20/21 | Live | Carrier | PAYNE | Singlezone Ducted, Compact Ducted | 206350355 |  | HRCU-A-CB | 38MARBQ18AA3 | Mini-Splits | 40MBDQ18--3 | 12.5 | 19.6 | 11 |  |  |  | TRUE | TRUE | TRUE | 16500 | 12700 | 1.9 | 23980 | 2.94
206350350 | 10/20/21 | Live | Carrier | PAYNE | Singlezone Ducted, Compact Ducted | 206350350 |  | HRCU-A-CB | 38MARBQ09AA3 | Mini-Splits | 40MBDQ09--3 | 14 | 23 | 12 |  |  |  | TRUE | TRUE | TRUE | 9000 | 6400 | 1.89 | 13880 | 2.56
206350361 | 10/20/21 | Live | Carrier | WEATHERMAKER | Singlezone Ducted, Compact Ducted | 206350361 |  | HRCU-A-CB | 38MARBQ09AA3 | Mini-Splits | 40MBDQ09--3 | 14 | 23 | 12 |  |  |  | TRUE | TRUE | TRUE | 9000 | 6400 | 1.89 | 13880 | 2.56
206350366 | 10/20/21 | Live | Carrier | WEATHERMAKER | Singlezone Ducted, Compact Ducted | 206350366 |  | HRCU-A-CB | 38MARBQ18AA3 | Mini-Splits | 40MBDQ18--3 | 12.5 | 19.6 | 11 |  |  |  | TRUE | TRUE | TRUE | 16500 | 12700 | 1.9 | 23980 | 2.94
206188253 | 10/20/21 | Live | Carrier | CARRIER | Singlezone Ducted, Centrally Ducted | 206188253 |  | HRCU-A-CB | 38MARBQ24AA3 | Mini-Splits | 40MBAAQ24XA3 | 12.5 | 20 | 11.6 |  |  |  | FALSE | FALSE | FALSE | 22000 | 16500 | 2.6 | 18944 | 2.61
206350377 | 10/20/21 | Live | Carrier | MIDEA | Singlezone Ducted, Compact Ducted | 206350377 |  | HRCU-A-CB | 38MARBQ18AA3 | Mini-Splits | 40MBDQ18--3 | 12.5 | 19.6 | 11 |  |  |  | TRUE | TRUE | TRUE | 16500 | 12700 | 1.9 | 23980 | 2.94
206350372 | 10/20/21 | Live | Carrier | MIDEA | Singlezone Ducted, Compact Ducted | 206350372 |  | HRCU-A-CB | 38MARBQ09AA3 | Mini-Splits | 40MBDQ09--3 | 14 | 23 | 12 |  |  |  | TRUE | TRUE | TRUE | 9000 | 6400 | 1.89 | 13880 | 2.56
206350328 | 10/20/21 | Live | Carrier | CARRIER | Singlezone Ducted, Compact Ducted | 206350328 |  | HRCU-A-CB | 38MARBQ09AA3 | Mini-Splits | 40MBDQ09--3 | 14 | 23 | 12 |  |  |  | TRUE | TRUE | TRUE | 9000 | 6400 | 1.89 | 13880 | 2.56
206350333 | 10/20/21 | Live | Carrier | CARRIER | Singlezone Ducted, Compact Ducted | 206350333 |  | HRCU-A-CB | 38MARBQ18AA3 | Mini-Splits | 40MBDQ18--3 | 12.5 | 19.6 | 11 |  |  |  | TRUE | TRUE | TRUE | 16500 | 12700 | 1.9 | 23980 | 2.94
206350344 | 10/20/21 | Live | Carrier | BRYANT | Singlezone Ducted, Compact Ducted | 206350344 |  | HRCU-A-CB | 38MARBQ18AA3 | Mini-Splits | 40MBDQ18--3 | 12.5 | 19.6 | 11 |  |  |  | TRUE | TRUE | TRUE | 16500 | 12700 | 1.9 | 23980 | 2.94
206350339 | 10/20/21 | Live | Carrier | BRYANT | Singlezone Ducted, Compact Ducted | 206350339 |  | HRCU-A-CB | 38MARBQ09AA3 | Mini-Splits | 40MBDQ09--3 | 14 | 23 | 12 |  |  |  | TRUE | TRUE | TRUE | 9000 | 6400 | 1.89 | 13880 | 2.56
206350465 | 05/19/21 | Live | Carrier | TEMPSTAR | Singlezone Ducted, Compact Ducted | 206350465 |  | HRCU-A-CB | DLCSRBH18AAK | Mini-Splits | DLFSDAH18XAK | 12.5 | 19.6 | 11 |  |  |  | TRUE | TRUE | TRUE | 16500 | 12700 | 1.9 | 23980 | 2.94
206188337 | 05/19/21 | Live | Carrier | TEMPSTAR | Singlezone Ducted, Centrally Ducted | 206188337 |  | HRCU-A-CB | DLCSRBH24AAK | Mini-Splits | DLFSAAH24XAK | 12.5 | 20 | 11.6 |  |  |  | FALSE | FALSE | FALSE | 22000 | 16500 | 2.6 | 18944 | 2.61
206350459 | 05/19/21 | Live | Carrier | TEMPSTAR | Singlezone Non-Ducted, Ceiling Placement | 206350459 |  | HRCU-A-CB-O | DLCSRBH09AAK | Mini-Splits | DLFSCAH09XAK | 13 | 20.5 | 10.8 |  |  |  | TRUE | TRUE | TRUE | 9000 | 6100 | 1.81 | 13720 | 2.68
206350460 | 05/19/21 | Live | Carrier | TEMPSTAR | Singlezone Ducted, Compact Ducted | 206350460 |  | HRCU-A-CB | DLCSRBH09AAK | Mini-Splits | DLFSDAH09XAK | 14 | 23 | 12 |  |  |  | TRUE | TRUE | TRUE | 9000 | 6400 | 1.89 | 13880 | 2.56
206350466 | 05/19/21 | Live | Carrier | TEMPSTAR | Singlezone Non-Ducted, Floor Placement | 206350466 |  | HRCU-A-CB-O | DLCSRBH18AAK | Mini-Splits | DLFSFAH18XAK | 12.5 | 20.2 | 10.6 |  |  |  | TRUE | TRUE | TRUE | 17000 | 12000 | 1.8 | 23420 | 2.79
206350469 | 05/19/21 | Live | Carrier | TEMPSTAR | Singlezone Non-Ducted, Floor Placement | 206350469 |  | HRCU-A-CB-O | DLCSRBH24AAK | Mini-Splits | DLFSFAH24XAK | 11.5 | 20.2 | 11.6 |  |  |  | TRUE | TRUE | TRUE | 24000 | 14500 | 2.71 | 27670 | 3.94
206350449 | 05/19/21 | Live | Carrier | MIDEA | Singlezone Ducted, Compact Ducted | 206350449 |  | HRCU-A-CB | DLCSRBH09AAK | Mini-Splits | DLFSDAH09XAK | 14 | 23 | 12 |  |  |  | TRUE | TRUE | TRUE | 9000 | 6400 | 1.89 | 13880 | 2.56
206350454 | 05/19/21 | Live | Carrier | MIDEA | Singlezone Ducted, Compact Ducted | 206350454 |  | HRCU-A-CB | DLCSRBH18AAK | Mini-Splits | DLFSDAH18XAK | 12.5 | 19.6 | 11 |  |  |  | TRUE | TRUE | TRUE | 16500 | 12700 | 1.9 | 23980 | 2.94
206350448 | 05/19/21 | Live | Carrier | MIDEA | Singlezone Non-Ducted, Ceiling Placement | 206350448 |  | HRCU-A-CB-O | DLCSRBH09AAK | Mini-Splits | DLFSCAH09XAK | 13 | 20.5 | 10.8 |  |  |  | TRUE | TRUE | TRUE | 9000 | 6100 | 1.81 | 13720 | 2.68
206350455 | 05/19/21 | Live | Carrier | MIDEA | Singlezone Non-Ducted, Floor Placement | 206350455 |  | HRCU-A-CB-O | DLCSRBH18AAK | Mini-Splits | DLFSFAH18XAK | 12.5 | 20.2 | 10.6 |  |  |  | TRUE | TRUE | TRUE | 17000 | 12000 | 1.8 | 23420 | 2.79
206350456 | 05/19/21 | Live | Carrier | MIDEA | Singlezone Non-Ducted, Ceiling Placement | 206350456 |  | HRCU-A-CB-O | DLCSRBH24AAK | Mini-Splits | DLFSCAH24XAK | 11 | 20 | 11.6 |  |  |  | FALSE | FALSE | FALSE | 24000 | 14500 | 2.71 | 26720 | 3.84
206350458 | 05/19/21 | Live | Carrier | MIDEA | Singlezone Non-Ducted, Floor Placement | 206350458 |  | HRCU-A-CB-O | DLCSRBH24AAK | Mini-Splits | DLFSFAH24XAK | 11.5 | 20.2 | 11.6 |  |  |  | TRUE | TRUE | TRUE | 24000 | 14500 | 2.71 | 27670 | 3.94
206350438 | 05/19/21 | Live | Carrier | KENMORE | Singlezone Ducted, Compact Ducted | 206350438 |  | HRCU-A-CB | DLCSRBH09AAK | Mini-Splits | DLFSDAH09XAK | 14 | 23 | 12 |  |  |  | TRUE | TRUE | TRUE | 9000 | 6400 | 1.89 | 13880 | 2.56
206350443 | 05/19/21 | Live | Carrier | KENMORE | Singlezone Ducted, Compact Ducted | 206350443 |  | HRCU-A-CB | DLCSRBH18AAK | Mini-Splits | DLFSDAH18XAK | 12.5 | 19.6 | 11 |  |  |  | TRUE | TRUE | TRUE | 16500 | 12700 | 1.9 | 23980 | 2.94
206188330 | 05/19/21 | Live | Carrier | MIDEA | Singlezone Ducted, Centrally Ducted | 206188330 |  | HRCU-A-CB | DLCSRBH24AAK | Mini-Splits | DLFSAAH24XAK | 12.5 | 20 | 11.6 |  |  |  | FALSE | FALSE | FALSE | 22000 | 16500 | 2.6 | 18944 | 2.61
206350437 | 05/19/21 | Live | Carrier | KENMORE | Singlezone Non-Ducted, Ceiling Placement | 206350437 |  | HRCU-A-CB-O | DLCSRBH09AAK | Mini-Splits | DLFSCAH09XAK | 13 | 20.5 | 10.8 |  |  |  | TRUE | TRUE | TRUE | 9000 | 6100 | 1.81 | 13720 | 2.68
206350444 | 05/19/21 | Live | Carrier | KENMORE | Singlezone Non-Ducted, Floor Placement | 206350444 |  | HRCU-A-CB-O | DLCSRBH18AAK | Mini-Splits | DLFSFAH18XAK | 12.5 | 20.2 | 10.6 |  |  |  | TRUE | TRUE | TRUE | 17000 | 12000 | 1.8 | 23420 | 2.79
206350447 | 05/19/21 | Live | Carrier | KENMORE | Singlezone Non-Ducted, Floor Placement | 206350447 |  | HRCU-A-CB-O | DLCSRBH24AAK | Mini-Splits | DLFSFAH24XAK | 11.5 | 20.2 | 11.6 |  |  |  | TRUE | TRUE | TRUE | 24000 | 14500 | 2.71 | 27670 | 3.94
206350445 | 05/19/21 | Live | Carrier | KENMORE | Singlezone Non-Ducted, Ceiling Placement | 206350445 |  | HRCU-A-CB-O | DLCSRBH24AAK | Mini-Splits | DLFSCAH24XAK | 11 | 20 | 11.6 |  |  |  | FALSE | FALSE | FALSE | 24000 | 14500 | 2.71 | 26720 | 3.84
206350427 | 05/19/21 | Live | Carrier | KEEPRITE | Singlezone Ducted, Compact Ducted | 206350427 |  | HRCU-A-CB | DLCSRBH09AAK | Mini-Splits | DLFSDAH09XAK | 14 | 23 | 12 |  |  |  | TRUE | TRUE | TRUE | 9000 | 6400 | 1.89 | 13880 | 2.56
206188316 | 05/19/21 | Live | Carrier | KEEPRITE | Singlezone Ducted, Centrally Ducted | 206188316 |  | HRCU-A-CB | DLCSRBH24AAK | Mini-Splits | DLFSAAH24XAK | 12.5 | 20 | 11.6 |  |  |  | FALSE | FALSE | FALSE | 22000 | 16500 | 2.6 | 18944 | 2.61
206188323 | 05/19/21 | Live | Carrier | KENMORE | Singlezone Ducted, Centrally Ducted | 206188323 |  | HRCU-A-CB | DLCSRBH24AAK | Mini-Splits | DLFSAAH24XAK | 12.5 | 20 | 11.6 |  |  |  | FALSE | FALSE | FALSE | 22000 | 16500 | 2.6 | 18944 | 2.61
206350426 | 05/19/21 | Live | Carrier | KEEPRITE | Singlezone Non-Ducted, Ceiling Placement | 206350426 |  | HRCU-A-CB-O | DLCSRBH09AAK | Mini-Splits | DLFSCAH09XAK | 13 | 20.5 | 10.8 |  |  |  | TRUE | TRUE | TRUE | 9000 | 6100 | 1.81 | 13720 | 2.68
206350433 | 05/19/21 | Live | Carrier | KEEPRITE | Singlezone Non-Ducted, Floor Placement | 206350433 |  | HRCU-A-CB-O | DLCSRBH18AAK | Mini-Splits | DLFSFAH18XAK | 12.5 | 20.2 | 10.6 |  |  |  | TRUE | TRUE | TRUE | 17000 | 12000 | 1.8 | 23420 | 2.79
206350436 | 05/19/21 | Live | Carrier | KEEPRITE | Singlezone Non-Ducted, Floor Placement | 206350436 |  | HRCU-A-CB-O | DLCSRBH24AAK | Mini-Splits | DLFSFAH24XAK | 11.5 | 20.2 | 11.6 |  |  |  | TRUE | TRUE | TRUE | 24000 | 14500 | 2.71 | 27670 | 3.94
206350432 | 05/19/21 | Live | Carrier | KEEPRITE | Singlezone Ducted, Compact Ducted | 206350432 |  | HRCU-A-CB | DLCSRBH18AAK | Mini-Splits | DLFSDAH18XAK | 12.5 | 19.6 | 11 |  |  |  | TRUE | TRUE | TRUE | 16500 | 12700 | 1.9 | 23980 | 2.94
206350421 | 05/19/21 | Live | Carrier | HEIL | Singlezone Ducted, Compact Ducted | 206350421 |  | HRCU-A-CB | DLCSRBH18AAK | Mini-Splits | DLFSDAH18XAK | 12.5 | 19.6 | 11 |  |  |  | TRUE | TRUE | TRUE | 16500 | 12700 | 1.9 | 23980 | 2.94
206350416 | 05/19/21 | Live | Carrier | HEIL | Singlezone Ducted, Compact Ducted | 206350416 |  | HRCU-A-CB | DLCSRBH09AAK | Mini-Splits | DLFSDAH09XAK | 14 | 23 | 12 |  |  |  | TRUE | TRUE | TRUE | 9000 | 6400 | 1.89 | 13880 | 2.56
206188309 | 05/19/21 | Live | Carrier | HEIL | Singlezone Ducted, Centrally Ducted | 206188309 |  | HRCU-A-CB | DLCSRBH24AAK | Mini-Splits | DLFSAAH24XAK | 12.5 | 20 | 11.6 |  |  |  | FALSE | FALSE | FALSE | 22000 | 16500 | 2.6 | 18944 | 2.61
206350415 | 05/19/21 | Live | Carrier | HEIL | Singlezone Non-Ducted, Ceiling Placement | 206350415 |  | HRCU-A-CB-O | DLCSRBH09AAK | Mini-Splits | DLFSCAH09XAK | 13 | 20.5 | 10.8 |  |  |  | TRUE | TRUE | TRUE | 9000 | 6100 | 1.81 | 13720 | 2.68
206350423 | 05/19/21 | Live | Carrier | HEIL | Singlezone Non-Ducted, Ceiling Placement | 206350423 |  | HRCU-A-CB-O | DLCSRBH24AAK | Mini-Splits | DLFSCAH24XAK | 11 | 20 | 11.6 |  |  |  | FALSE | FALSE | FALSE | 24000 | 14500 | 2.71 | 26720 | 3.84
206350422 | 05/19/21 | Live | Carrier | HEIL | Singlezone Non-Ducted, Floor Placement | 206350422 |  | HRCU-A-CB-O | DLCSRBH18AAK | Mini-Splits | DLFSFAH18XAK | 12.5 | 20.2 | 10.6 |  |  |  | TRUE | TRUE | TRUE | 17000 | 12000 | 1.8 | 23420 | 2.79
206350434 | 05/19/21 | Live | Carrier | KEEPRITE | Singlezone Non-Ducted, Ceiling Placement | 206350434 |  | HRCU-A-CB-O | DLCSRBH24AAK | Mini-Splits | DLFSCAH24XAK | 11 | 20 | 11.6 |  |  |  | FALSE | FALSE | FALSE | 24000 | 14500 | 2.71 | 26720 | 3.84
206350425 | 05/19/21 | Live | Carrier | HEIL | Singlezone Non-Ducted, Floor Placement | 206350425 |  | HRCU-A-CB-O | DLCSRBH24AAK | Mini-Splits | DLFSFAH24XAK | 11.5 | 20.2 | 11.6 |  |  |  | TRUE | TRUE | TRUE | 24000 | 14500 | 2.71 | 27670 | 3.94
206350405 | 05/19/21 | Live | Carrier | DAY & NIGHT | Singlezone Ducted, Compact Ducted | 206350405 |  | HRCU-A-CB | DLCSRBH09AAK | Mini-Splits | DLFSDAH09XAK | 14 | 23 | 12 |  |  |  | TRUE | TRUE | TRUE | 9000 | 6400 | 1.89 | 13880 | 2.56
206188302 | 05/19/21 | Live | Carrier | DAY & NIGHT | Singlezone Ducted, Centrally Ducted | 206188302 |  | HRCU-A-CB | DLCSRBH24AAK | Mini-Splits | DLFSAAH24XAK | 12.5 | 20 | 11.6 |  |  |  | FALSE | FALSE | FALSE | 22000 | 16500 | 2.6 | 18944 | 2.61
206350410 | 05/19/21 | Live | Carrier | DAY & NIGHT | Singlezone Ducted, Compact Ducted | 206350410 |  | HRCU-A-CB | DLCSRBH18AAK | Mini-Splits | DLFSDAH18XAK | 12.5 | 19.6 | 11 |  |  |  | TRUE | TRUE | TRUE | 16500 | 12700 | 1.9 | 23980 | 2.94
206350404 | 05/19/21 | Live | Carrier | DAY & NIGHT | Singlezone Non-Ducted, Ceiling Placement | 206350404 |  | HRCU-A-CB-O | DLCSRBH09AAK | Mini-Splits | DLFSCAH09XAK | 13 | 20.5 | 10.8 |  |  |  | TRUE | TRUE | TRUE | 9000 | 6100 | 1.81 | 13720 | 2.68
206350411 | 05/19/21 | Live | Carrier | DAY & NIGHT | Singlezone Non-Ducted, Floor Placement | 206350411 |  | HRCU-A-CB-O | DLCSRBH18AAK | Mini-Splits | DLFSFAH18XAK | 12.5 | 20.2 | 10.6 |  |  |  | TRUE | TRUE | TRUE | 17000 | 12000 | 1.8 | 23420 | 2.79
206350399 | 05/19/21 | Live | Carrier | COMFORTMAKER | Singlezone Ducted, Compact Ducted | 206350399 |  | HRCU-A-CB | DLCSRBH18AAK | Mini-Splits | DLFSDAH18XAK | 12.5 | 19.6 | 11 |  |  |  | TRUE | TRUE | TRUE | 16500 | 12700 | 1.9 | 23980 | 2.94
206188295 | 05/19/21 | Live | Carrier | COMFORTMAKER | Singlezone Ducted, Centrally Ducted | 206188295 |  | HRCU-A-CB | DLCSRBH24AAK | Mini-Splits | DLFSAAH24XAK | 12.5 | 20 | 11.6 |  |  |  | FALSE | FALSE | FALSE | 22000 | 16500 | 2.6 | 18944 | 2.61
206350394 | 05/19/21 | Live | Carrier | COMFORTMAKER | Singlezone Ducted, Compact Ducted | 206350394 |  | HRCU-A-CB | DLCSRBH09AAK | Mini-Splits | DLFSDAH09XAK | 14 | 23 | 12 |  |  |  | TRUE | TRUE | TRUE | 9000 | 6400 | 1.89 | 13880 | 2.56
206350393 | 05/19/21 | Live | Carrier | COMFORTMAKER | Singlezone Non-Ducted, Ceiling Placement | 206350393 |  | HRCU-A-CB-O | DLCSRBH09AAK | Mini-Splits | DLFSCAH09XAK | 13 | 20.5 | 10.8 |  |  |  | TRUE | TRUE | TRUE | 9000 | 6100 | 1.81 | 13720 | 2.68
206350401 | 05/19/21 | Live | Carrier | COMFORTMAKER | Singlezone Non-Ducted, Ceiling Placement | 206350401 |  | HRCU-A-CB-O | DLCSRBH24AAK | Mini-Splits | DLFSCAH24XAK | 11 | 20 | 11.6 |  |  |  | FALSE | FALSE | FALSE | 24000 | 14500 | 2.71 | 26720 | 3.84
206350403 | 05/19/21 | Live | Carrier | COMFORTMAKER | Singlezone Non-Ducted, Floor Placement | 206350403 |  | HRCU-A-CB-O | DLCSRBH24AAK | Mini-Splits | DLFSFAH24XAK | 11.5 | 20.2 | 11.6 |  |  |  | TRUE | TRUE | TRUE | 24000 | 14500 | 2.71 | 27670 | 3.94
206350414 | 05/19/21 | Live | Carrier | DAY & NIGHT | Singlezone Non-Ducted, Floor Placement | 206350414 |  | HRCU-A-CB-O | DLCSRBH24AAK | Mini-Splits | DLFSFAH24XAK | 11.5 | 20.2 | 11.6 |  |  |  | TRUE | TRUE | TRUE | 24000 | 14500 | 2.71 | 27670 | 3.94
206350388 | 05/19/21 | Live | Carrier | ARCOAIRE | Singlezone Ducted, Compact Ducted | 206350388 |  | HRCU-A-CB | DLCSRBH18AAK | Mini-Splits | DLFSDAH18XAK | 12.5 | 19.6 | 11 |  |  |  | TRUE | TRUE | TRUE | 16500 | 12700 | 1.9 | 23980 | 2.94
206188288 | 05/19/21 | Live | Carrier | ARCOAIRE | Singlezone Ducted, Centrally Ducted | 206188288 |  | HRCU-A-CB | DLCSRBH24AAK | Mini-Splits | DLFSAAH24XAK | 12.5 | 20 | 11.6 |  |  |  | FALSE | FALSE | FALSE | 22000 | 16500 | 2.6 | 18944 | 2.61
206350400 | 05/19/21 | Live | Carrier | COMFORTMAKER | Singlezone Non-Ducted, Floor Placement | 206350400 |  | HRCU-A-CB-O | DLCSRBH18AAK | Mini-Splits | DLFSFAH18XAK | 12.5 | 20.2 | 10.6 |  |  |  | TRUE | TRUE | TRUE | 17000 | 12000 | 1.8 | 23420 | 2.79
206350382 | 05/19/21 | Live | Carrier | ARCOAIRE | Singlezone Non-Ducted, Ceiling Placement | 206350382 |  | HRCU-A-CB-O | DLCSRBH09AAK | Mini-Splits | DLFSCAH09XAK | 13 | 20.5 | 10.8 |  |  |  | TRUE | TRUE | TRUE | 9000 | 6100 | 1.81 | 13720 | 2.68
206350383 | 05/19/21 | Live | Carrier | ARCOAIRE | Singlezone Ducted, Compact Ducted | 206350383 |  | HRCU-A-CB | DLCSRBH09AAK | Mini-Splits | DLFSDAH09XAK | 14 | 23 | 12 |  |  |  | TRUE | TRUE | TRUE | 9000 | 6400 | 1.89 | 13880 | 2.56
206350390 | 05/19/21 | Live | Carrier | ARCOAIRE | Singlezone Non-Ducted, Ceiling Placement | 206350390 |  | HRCU-A-CB-O | DLCSRBH24AAK | Mini-Splits | DLFSCAH24XAK | 11 | 20 | 11.6 |  |  |  | FALSE | FALSE | FALSE | 24000 | 14500 | 2.71 | 26720 | 3.84
206350389 | 05/19/21 | Live | Carrier | ARCOAIRE | Singlezone Non-Ducted, Floor Placement | 206350389 |  | HRCU-A-CB-O | DLCSRBH18AAK | Mini-Splits | DLFSFAH18XAK | 12.5 | 20.2 | 10.6 |  |  |  | TRUE | TRUE | TRUE | 17000 | 12000 | 1.8 | 23420 | 2.79
206350482 | 05/19/21 | Live | Carrier | AIRQUEST | Singlezone Ducted, Compact Ducted | 206350482 |  | HRCU-A-CB | DLCSRBH09AAK | Mini-Splits | DLFSDAH09XAK | 14 | 23 | 12 |  |  |  | TRUE | TRUE | TRUE | 9000 | 6400 | 1.89 | 13880 | 2.56
206350487 | 05/19/21 | Live | Carrier | AIRQUEST | Singlezone Ducted, Compact Ducted | 206350487 |  | HRCU-A-CB | DLCSRBH18AAK | Mini-Splits | DLFSDAH18XAK | 12.5 | 19.6 | 11 |  |  |  | TRUE | TRUE | TRUE | 16500 | 12700 | 1.9 | 23980 | 2.94
206350392 | 05/19/21 | Live | Carrier | ARCOAIRE | Singlezone Non-Ducted, Floor Placement | 206350392 |  | HRCU-A-CB-O | DLCSRBH24AAK | Mini-Splits | DLFSFAH24XAK | 11.5 | 20.2 | 11.6 |  |  |  | TRUE | TRUE | TRUE | 24000 | 14500 | 2.71 | 27670 | 3.94
206188344 | 05/19/21 | Live | Carrier | AIRQUEST | Singlezone Ducted, Centrally Ducted | 206188344 |  | HRCU-A-CB | DLCSRBH24AAK | Mini-Splits | DLFSAAH24XAK | 12.5 | 20 | 11.6 |  |  |  | FALSE | FALSE | FALSE | 22000 | 16500 | 2.6 | 18944 | 2.61
206350481 | 05/19/21 | Live | Carrier | AIRQUEST | Singlezone Non-Ducted, Ceiling Placement | 206350481 |  | HRCU-A-CB-O | DLCSRBH09AAK | Mini-Splits | DLFSCAH09XAK | 13 | 20.5 | 10.8 |  |  |  | TRUE | TRUE | TRUE | 9000 | 6100 | 1.81 | 13720 | 2.68
206350491 | 05/19/21 | Live | Carrier | AIRQUEST | Singlezone Non-Ducted, Floor Placement | 206350491 |  | HRCU-A-CB-O | DLCSRBH24AAK | Mini-Splits | DLFSFAH24XAK | 11.5 | 20.2 | 11.6 |  |  |  | TRUE | TRUE | TRUE | 24000 | 14500 | 2.71 | 27670 | 3.94
206350489 | 05/19/21 | Live | Carrier | AIRQUEST | Singlezone Non-Ducted, Ceiling Placement | 206350489 |  | HRCU-A-CB-O | DLCSRBH24AAK | Mini-Splits | DLFSCAH24XAK | 11 | 20 | 11.6 |  |  |  | FALSE | FALSE | FALSE | 24000 | 14500 | 2.71 | 26720 | 3.84
206350488 | 05/19/21 | Live | Carrier | AIRQUEST | Singlezone Non-Ducted, Floor Placement | 206350488 |  | HRCU-A-CB-O | DLCSRBH18AAK | Mini-Splits | DLFSFAH18XAK | 12.5 | 20.2 | 10.6 |  |  |  | TRUE | TRUE | TRUE | 17000 | 12000 | 1.8 | 23420 | 2.79
207599997 | 11/22/21 | Live | Daikin North America, LLC | DAIKIN | Singlezone Ducted, Centrally Ducted | 207599997 |  | HRCU-A-CB | DZ17VSA601B* |  | DV59FECD14A* | 8.3 | 16 | 10 |  |  |  | FALSE | FALSE | FALSE | 49000 | 34400 | 2.57 | 41000 | 2.68
201922158 | 11/26/21 | Live | Trane U.S. Inc. | TRANE | Singlezone Ducted, Centrally Ducted | 201922158 |  | HRCU-A-CB | 4TWL9048A1 |  | TEM8A0C60V51+TDR | 12.5 | 19 | 11 |  |  |  | FALSE | FALSE | FALSE | 48500 | 31400 | 3.22 | 31800 | 2.87
206918557 | 11/26/21 | Live | Trane U.S. Inc. | TRANE | Singlezone Ducted, Centrally Ducted | 206918557 |  | HRCU-A-CB | 4TWL9048A1 |  | TEM6A0D48H41+TDR+RP | 12.3 | 18.9 | 9.6 |  |  |  | FALSE | FALSE | FALSE | 47500 | 30600 | 3.09 | 30600 | 2.9
206918558 | 11/26/21 | Live | Trane U.S. Inc. | TRANE | Singlezone Ducted, Centrally Ducted | 206918558 |  | HRCU-A-CB | 4TWL9048A1 |  | TEM6A0D60H51+TDR+RP | 12.3 | 18.4 | 9.6 |  |  |  | FALSE | FALSE | FALSE | 46000 | 30200 | 3.14 | 30600 | 2.81
206918559 | 11/26/21 | Live | Trane U.S. Inc. | TRANE | Singlezone Ducted, Centrally Ducted | 206918559 |  | HRCU-A-CB | 4TWL9060A1 |  | TEM6A0D48H41+TDR+RP | 10.8 | 18.25 | 9.6 |  |  |  | FALSE | FALSE | FALSE | 58000 | 36800 | 3.94 | 36900 | 2.73
201922267 | 11/26/21 | Live | Trane U.S. Inc. | TRANE | Singlezone Ducted, Centrally Ducted | 201922267 |  | HRCU-A-CB | 4TWL9060A1 |  | TEM8A0C60V51+TDR | 10.5 | 19 | 10 |  |  |  | FALSE | FALSE | FALSE | 60000 | 38500 | 4.18 | 38500 | 2.71
206918556 | 11/26/21 | Live | Trane U.S. Inc. | TRANE | Singlezone Ducted, Centrally Ducted | 206918556 |  | HRCU-A-CB | 4TWL9048A1 |  | TEM6A0C42H41+TDR+RP | 12.1 | 18.5 | 9.6 |  |  |  | FALSE | FALSE | FALSE | 46000 | 30400 | 3.35 | 30800 | 2.66
10153730 | 11/26/21 | Live | Trane U.S. Inc. | TRANE | Singlezone Ducted, Centrally Ducted | 10153730 |  | HRCU-A-CB | 4TWV8048A1 |  | TEM8A0D48V41+TDR | 12.5 | 18 | 10 |  |  |  | FALSE | FALSE | FALSE | 46500 | 36600 | 4.43 | 37000 | 2.43
10153732 | 11/26/21 | Live | Trane U.S. Inc. | TRANE | Singlezone Ducted, Centrally Ducted | 10153732 |  | HRCU-A-CB | 4TWV8048A1 |  | TEM8A0D60V51+TDR | 12.3 | 18 | 10 |  |  |  | FALSE | FALSE | FALSE | 46000 | 36400 | 4.48 | 36800 | 2.38
206918572 | 11/26/21 | Live | Trane U.S. Inc. | TRANE | Singlezone Ducted, Centrally Ducted | 206918572 |  | HRCU-A-CB | 4TWV8048A1 |  | TEM6A0D48H41+TDR+RP | 12.3 | 18 | 9.6 |  |  |  | FALSE | FALSE | FALSE | 45500 | 35800 | 4.37 | 36200 | 2.39
207526889 | 11/26/21 | Live | Trane U.S. Inc. | TRANE | Singlezone Ducted, Centrally Ducted | 207526889 |  | HRCU-A-CB | 4TWV8X48A1 |  | TEM6A0D48H41+TDR+RP | 12.3 | 18 | 9.6 |  |  |  | FALSE | FALSE | FALSE | 45500 | 35800 | 4.37 | 36200 | 2.39
10153737 | 11/26/21 | Live | Trane U.S. Inc. | TRANE | Singlezone Ducted, Centrally Ducted | 10153737 |  | HRCU-A-CB | 4TWV8049A1 |  | TEM8A0D48V41+TDR | 12.3 | 18 | 10 |  |  |  | FALSE | FALSE | FALSE | 46500 | 36200 | 4.42 | 36600 | 2.39
10153705 | 11/26/21 | Live | Trane U.S. Inc. | TRANE | Singlezone Ducted, Centrally Ducted | 10153705 |  | HRCU-A-CB | 4TWV0048A1 |  | TEM8A0D48V41+TDR | 12.25 | 18.25 | 10 |  |  |  | FALSE | FALSE | FALSE | 46500 | 36200 | 4.42 | 36600 | 2.39
10153729 | 11/26/21 | Live | Trane U.S. Inc. | TRANE | Singlezone Ducted, Centrally Ducted | 10153729 |  | HRCU-A-CB | 4TWV8048A1 |  | TEM8A0C60V51+TDR | 12.5 | 18 | 10 |  |  |  | FALSE | FALSE | FALSE | 47500 | 36800 | 4.49 | 37200 | 2.39
207526359 | 11/26/21 | Live | Trane U.S. Inc. | TRANE | Singlezone Ducted, Centrally Ducted | 207526359 |  | HRCU-A-CB | 4TWV8X48A1 |  | TEM8A0C60V51+TDR | 12.5 | 18 | 10 |  |  |  | TRUE | FALSE | TRUE | 47500 | 36800 | 4.49 | 37200 | 2.39
10153703 | 11/26/21 | Live | Trane U.S. Inc. | TRANE | Singlezone Ducted, Centrally Ducted | 10153703 |  | HRCU-A-CB | 4TWV0048A1 |  | TEM8A0C48V41+TDR | 12.5 | 18 | 10 |  |  |  | FALSE | FALSE | FALSE | 47500 | 35600 | 4.42 | 36000 | 2.36
10153734 | 11/26/21 | Live | Trane U.S. Inc. | TRANE | Singlezone Ducted, Centrally Ducted | 10153734 |  | HRCU-A-CB | 4TWV8049A1 |  | TEM8A0C48V41+TDR | 12.5 | 18 | 10 |  |  |  | FALSE | FALSE | FALSE | 47500 | 35600 | 4.42 | 36000 | 2.36
206918573 | 11/26/21 | Live | Trane U.S. Inc. | TRANE | Singlezone Ducted, Centrally Ducted | 206918573 |  | HRCU-A-CB | 4TWV8048A1 |  | TEM6A0D60H51+TDR+RP | 12.1 | 18 | 9.6 |  |  |  | FALSE | FALSE | FALSE | 45000 | 35400 | 4.4 | 35800 | 2.35
207526890 | 11/26/21 | Live | Trane U.S. Inc. | TRANE | Singlezone Ducted, Centrally Ducted | 207526890 |  | HRCU-A-CB | 4TWV8X48A1 |  | TEM6A0D60H51+TDR+RP | 12.1 | 18 | 9.6 |  |  |  | FALSE | FALSE | FALSE | 45000 | 35400 | 4.4 | 35800 | 2.35
10153707 | 11/26/21 | Live | Trane U.S. Inc. | TRANE | Singlezone Ducted, Centrally Ducted | 10153707 |  | HRCU-A-CB | 4TWV0048A1 |  | TEM8A0D60V51+TDR | 12.2 | 18.25 | 10 |  |  |  | FALSE | FALSE | FALSE | 46000 | 35800 | 4.48 | 36200 | 2.35
10153738 | 11/26/21 | Live | Trane U.S. Inc. | TRANE | Singlezone Ducted, Centrally Ducted | 10153738 |  | HRCU-A-CB | 4TWV8049A1 |  | TEM8A0D60V51+TDR | 12.1 | 18 | 10 |  |  |  | FALSE | FALSE | FALSE | 46000 | 35800 | 4.48 | 36200 | 2.35
10093512 | 11/26/21 | Live | Trane U.S. Inc. | TRANE | Singlezone Ducted, Centrally Ducted | 10093512 |  | HRCU-A-CB | 4TWV8048A1 |  | TAM9A0C60V51 | 12.5 | 18 | 10 |  |  |  | FALSE | FALSE | FALSE | 47000 | 36200 | 4.57 | 36600 | 2.31
206918575 | 11/26/21 | Live | Trane U.S. Inc. | TRANE | Singlezone Ducted, Centrally Ducted | 206918575 |  | HRCU-A-CB | 4TWV8049A1 |  | TEM6A0D48H41+TDR+RP | 12.1 | 18 | 9.6 |  |  |  | FALSE | FALSE | FALSE | 45500 | 35200 | 4.37 | 35600 | 2.36
207526883 | 11/26/21 | Live | Trane U.S. Inc. | TRANE | Singlezone Ducted, Centrally Ducted | 207526883 |  | HRCU-A-CB | 4TWV0X48A1 |  | TEM6A0D48H41+TDR+RP | 12.1 | 19 | 9.6 |  |  |  | FALSE | FALSE | FALSE | 45500 | 35200 | 4.37 | 35600 | 2.36
206918564 | 11/26/21 | Live | Trane U.S. Inc. | TRANE | Singlezone Ducted, Centrally Ducted | 206918564 |  | HRCU-A-CB | 4TWV0048A1 |  | TEM6A0D48H41+TDR+RP | 12.1 | 19 | 9.6 |  |  |  | FALSE | FALSE | FALSE | 45500 | 35200 | 4.37 | 35600 | 2.36
10153735 | 11/26/21 | Live | Trane U.S. Inc. | TRANE | Singlezone Ducted, Centrally Ducted | 10153735 |  | HRCU-A-CB | 4TWV8049A1 |  | TEM8A0C60V51+TDR | 12.5 | 18 | 10 |  |  |  | FALSE | FALSE | FALSE | 47000 | 36200 | 4.53 | 36600 | 2.35
10153704 | 11/26/21 | Live | Trane U.S. Inc. | TRANE | Singlezone Ducted, Centrally Ducted | 10153704 |  | HRCU-A-CB | 4TWV0048A1 |  | TEM8A0C60V51+TDR | 12.5 | 18 | 10 |  |  |  | FALSE | FALSE | FALSE | 47000 | 36200 | 4.53 | 36600 | 2.35
207526345 | 11/26/21 | Live | Trane U.S. Inc. | TRANE | Singlezone Ducted, Centrally Ducted | 207526345 |  | HRCU-A-CB | 4TWV0X48A1 |  | TEM8A0C60V51+TDR | 12.5 | 18 | 10 |  |  |  | TRUE | FALSE | TRUE | 47000 | 36200 | 4.53 | 36600 | 2.35
206223109 | 11/26/21 | Live | Trane U.S. Inc. | TRANE | Singlezone Ducted, Centrally Ducted | 206223109 |  | HRCU-A-CB | 4TWV8X48A1 |  | TAMXA0C60V5PA | 12.5 | 18 | 10 |  |  |  | FALSE | FALSE | FALSE | 47000 | 35200 | 4.56 | 35600 | 2.27
10093500 | 11/26/21 | Live | Trane U.S. Inc. | TRANE | Singlezone Ducted, Centrally Ducted | 10093500 |  | HRCU-A-CB | 4TWV0048A1 |  | TAM9A0C60V51 | 12.5 | 19.5 | 10 |  |  |  | TRUE | FALSE | TRUE | 46500 | 35600 | 4.62 | 36100 | 2.27
10093515 | 11/26/21 | Live | Trane U.S. Inc. | TRANE | Singlezone Ducted, Centrally Ducted | 10093515 |  | HRCU-A-CB | 4TWV8049A1 |  | TAM9A0C60V51 | 12.5 | 18 | 10 |  |  |  | FALSE | FALSE | FALSE | 47000 | 35600 | 4.62 | 36100 | 2.27
207526888 | 11/26/21 | Live | Trane U.S. Inc. | TRANE | Singlezone Ducted, Centrally Ducted | 207526888 |  | HRCU-A-CB | 4TWV8X48A1 |  | TEM6A0C42H41+TDR+RP | 11.8 | 18 | 9 |  |  |  | FALSE | FALSE | FALSE | 45000 | 35600 | 4.79 | 36100 | 2.19
206918571 | 11/26/21 | Live | Trane U.S. Inc. | TRANE | Singlezone Ducted, Centrally Ducted | 206918571 |  | HRCU-A-CB | 4TWV8048A1 |  | TEM6A0C42H41+TDR+RP | 11.8 | 18 | 9 |  |  |  | FALSE | FALSE | FALSE | 45000 | 35600 | 4.79 | 36100 | 2.19
207526333 | 11/26/21 | Live | Trane U.S. Inc. | TRANE | Singlezone Ducted, Centrally Ducted | 207526333 |  | HRCU-A-CB | 4TWV8X48A1 |  | TAM9A0C42V41 | 12.5 | 18 | 10 |  |  |  | TRUE | FALSE | FALSE | 46500 | 36200 | 4.96 | 36600 | 2.15
10093510 | 11/26/21 | Live | Trane U.S. Inc. | TRANE | Singlezone Ducted, Centrally Ducted | 10093510 |  | HRCU-A-CB | 4TWV8048A1 |  | TAM9A0C42V41 | 12.5 | 18 | 10 |  |  |  | FALSE | FALSE | FALSE | 46500 | 36200 | 4.96 | 36600 | 2.15
10153726 | 11/26/21 | Live | Trane U.S. Inc. | TRANE | Singlezone Ducted, Centrally Ducted | 10153726 |  | HRCU-A-CB | 4TWV8048A1 |  | TEM8A0C42V41+TDR | 12.2 | 18 | 10 |  |  |  | FALSE | FALSE | FALSE | 45000 | 36000 | 4.84 | 36900 | 2.18
10153728 | 11/26/21 | Live | Trane U.S. Inc. | TRANE | Singlezone Ducted, Centrally Ducted | 10153728 |  | HRCU-A-CB | 4TWV8048A1 |  | TEM8A0C48V41+TDR | 12.5 | 18 | 10 |  |  |  | FALSE | FALSE | FALSE | 46500 | 34200 | 4.47 | 35100 | 2.23
201922737 | 11/26/21 | Live | Trane U.S. Inc. | AMERICAN STANDARD | Singlezone Ducted, Centrally Ducted | 201922737 |  | HRCU-A-CB | 4A6L9048A1 |  | TEM8A0C60V51+TDR | 12.5 | 19 | 11 |  |  |  | FALSE | FALSE | FALSE | 48500 | 31400 | 3.22 | 31800 | 2.87
206918582 | 11/26/21 | Live | Trane U.S. Inc. | AMERICAN STANDARD | Singlezone Ducted, Centrally Ducted | 206918582 |  | HRCU-A-CB | 4A6L9048A1 |  | TEM6A0D48H41+TDR+RP | 12.3 | 18.9 | 9.6 |  |  |  | FALSE | FALSE | FALSE | 47500 | 30600 | 3.09 | 30600 | 2.9
206918583 | 11/26/21 | Live | Trane U.S. Inc. | AMERICAN STANDARD | Singlezone Ducted, Centrally Ducted | 206918583 |  | HRCU-A-CB | 4A6L9048A1 |  | TEM6A0D60H51+TDR+RP | 12.3 | 18.4 | 9.6 |  |  |  | FALSE | FALSE | FALSE | 46000 | 30200 | 3.14 | 30600 | 2.81
206918584 | 11/26/21 | Live | Trane U.S. Inc. | AMERICAN STANDARD | Singlezone Ducted, Centrally Ducted | 206918584 |  | HRCU-A-CB | 4A6L9060A1 |  | TEM6A0D48H41+TDR+RP | 10.8 | 18.25 | 9.6 |  |  |  | FALSE | FALSE | FALSE | 58000 | 36800 | 3.94 | 36900 | 2.73
201922846 | 11/26/21 | Live | Trane U.S. Inc. | AMERICAN STANDARD | Singlezone Ducted, Centrally Ducted | 201922846 |  | HRCU-A-CB | 4A6L9060A1 |  | TEM8A0C60V51+TDR | 10.5 | 19 | 10 |  |  |  | FALSE | FALSE | FALSE | 60000 | 38500 | 4.18 | 38500 | 2.71
206918581 | 11/26/21 | Live | Trane U.S. Inc. | AMERICAN STANDARD | Singlezone Ducted, Centrally Ducted | 206918581 |  | HRCU-A-CB | 4A6L9048A1 |  | TEM6A0C42H41+TDR+RP | 12.1 | 18.5 | 9.6 |  |  |  | FALSE | FALSE | FALSE | 46000 | 30400 | 3.35 | 30800 | 2.66
10153465 | 11/26/21 | Live | Trane U.S. Inc. | AMERICAN STANDARD | Singlezone Ducted, Centrally Ducted | 10153465 |  | HRCU-A-CB | 4A6V8048A1 |  | TEM8A0D48V41+TDR | 12.5 | 18 | 10 |  |  |  | FALSE | FALSE | FALSE | 46500 | 36600 | 4.43 | 37000 | 2.43
10153466 | 11/26/21 | Live | Trane U.S. Inc. | AMERICAN STANDARD | Singlezone Ducted, Centrally Ducted | 10153466 |  | HRCU-A-CB | 4A6V8048A1 |  | TEM8A0D60V51+TDR | 12.3 | 18 | 10 |  |  |  | FALSE | FALSE | FALSE | 46000 | 36400 | 4.48 | 36800 | 2.38
206918597 | 11/26/21 | Live | Trane U.S. Inc. | AMERICAN STANDARD | Singlezone Ducted, Centrally Ducted | 206918597 |  | HRCU-A-CB | 4A6V8048A1 |  | TEM6A0D48H41+TDR+RP | 12.3 | 18 | 9.6 |  |  |  | FALSE | FALSE | FALSE | 45500 | 35800 | 4.37 | 36200 | 2.39
207590603 | 11/26/21 | Live | Trane U.S. Inc. | AMERICAN STANDARD | Singlezone Ducted, Centrally Ducted | 207590603 |  | HRCU-A-CB | 4A6V8X48A1 |  | TEM6A0D48H41+TDR+RP | 12.3 | 18 | 9.6 |  |  |  | FALSE | FALSE | FALSE | 45500 | 35800 | 4.37 | 36200 | 2.39
10153470 | 11/26/21 | Live | Trane U.S. Inc. | AMERICAN STANDARD | Singlezone Ducted, Centrally Ducted | 10153470 |  | HRCU-A-CB | 4A6V8049A1 |  | TEM8A0D48V41+TDR | 12.3 | 18 | 10 |  |  |  | FALSE | FALSE | FALSE | 46500 | 36200 | 4.42 | 36600 | 2.39
10153446 | 11/26/21 | Live | Trane U.S. Inc. | AMERICAN STANDARD | Singlezone Ducted, Centrally Ducted | 10153446 |  | HRCU-A-CB | 4A6V0048A1 |  | TEM8A0D48V41+TDR | 12.25 | 18.25 | 10 |  |  |  | FALSE | FALSE | FALSE | 46500 | 36200 | 4.42 | 36600 | 2.39
207590073 | 11/26/21 | Live | Trane U.S. Inc. | AMERICAN STANDARD | Singlezone Ducted, Centrally Ducted | 207590073 |  | HRCU-A-CB | 4A6V8X48A1 |  | TEM8A0C60V51+TDR | 12.5 | 18 | 10 |  |  |  | TRUE | FALSE | TRUE | 47500 | 36800 | 4.49 | 37200 | 2.39
10153464 | 11/26/21 | Live | Trane U.S. Inc. | AMERICAN STANDARD | Singlezone Ducted, Centrally Ducted | 10153464 |  | HRCU-A-CB | 4A6V8048A1 |  | TEM8A0C60V51+TDR | 12.5 | 18 | 10 |  |  |  | FALSE | FALSE | FALSE | 47500 | 36800 | 4.49 | 37200 | 2.39
10153444 | 11/26/21 | Live | Trane U.S. Inc. | AMERICAN STANDARD | Singlezone Ducted, Centrally Ducted | 10153444 |  | HRCU-A-CB | 4A6V0048A1 |  | TEM8A0C48V41+TDR | 12.5 | 18 | 10 |  |  |  | FALSE | FALSE | FALSE | 47500 | 35600 | 4.42 | 36000 | 2.36
10153468 | 11/26/21 | Live | Trane U.S. Inc. | AMERICAN STANDARD | Singlezone Ducted, Centrally Ducted | 10153468 |  | HRCU-A-CB | 4A6V8049A1 |  | TEM8A0C48V41+TDR | 12.5 | 18 | 10 |  |  |  | FALSE | FALSE | FALSE | 47500 | 35600 | 4.42 | 36000 | 2.36
207590604 | 11/26/21 | Live | Trane U.S. Inc. | AMERICAN STANDARD | Singlezone Ducted, Centrally Ducted | 207590604 |  | HRCU-A-CB | 4A6V8X48A1 |  | TEM6A0D60H51+TDR+RP | 12.1 | 18 | 9.6 |  |  |  | FALSE | FALSE | FALSE | 45000 | 35400 | 4.4 | 35800 | 2.35
206918598 | 11/26/21 | Live | Trane U.S. Inc. | AMERICAN STANDARD | Singlezone Ducted, Centrally Ducted | 206918598 |  | HRCU-A-CB | 4A6V8048A1 |  | TEM6A0D60H51+TDR+RP | 12.1 | 18 | 9.6 |  |  |  | FALSE | FALSE | FALSE | 45000 | 35400 | 4.4 | 35800 | 2.35
10153471 | 11/26/21 | Live | Trane U.S. Inc. | AMERICAN STANDARD | Singlezone Ducted, Centrally Ducted | 10153471 |  | HRCU-A-CB | 4A6V8049A1 |  | TEM8A0D60V51+TDR | 12.1 | 18 | 10 |  |  |  | FALSE | FALSE | FALSE | 46000 | 35800 | 4.48 | 36200 | 2.35
10153447 | 11/26/21 | Live | Trane U.S. Inc. | AMERICAN STANDARD | Singlezone Ducted, Centrally Ducted | 10153447 |  | HRCU-A-CB | 4A6V0048A1 |  | TEM8A0D60V51+TDR | 12.2 | 18.25 | 10 |  |  |  | FALSE | FALSE | FALSE | 46000 | 35800 | 4.48 | 36200 | 2.35
10093464 | 11/26/21 | Live | Trane U.S. Inc. | AMERICAN STANDARD | Singlezone Ducted, Centrally Ducted | 10093464 |  | HRCU-A-CB | 4A6V8048A1 |  | TAM9A0C60V51 | 12.5 | 18 | 10 |  |  |  | FALSE | FALSE | FALSE | 47000 | 36200 | 4.57 | 36600 | 2.31
206918600 | 11/26/21 | Live | Trane U.S. Inc. | AMERICAN STANDARD | Singlezone Ducted, Centrally Ducted | 206918600 |  | HRCU-A-CB | 4A6V8049A1 |  | TEM6A0D48H41+TDR+RP | 12.1 | 18 | 9.6 |  |  |  | FALSE | FALSE | FALSE | 45500 | 35200 | 4.37 | 35600 | 2.36
207590597 | 11/26/21 | Live | Trane U.S. Inc. | AMERICAN STANDARD | Singlezone Ducted, Centrally Ducted | 207590597 |  | HRCU-A-CB | 4A6V0X48A1 |  | TEM6A0D48H41+TDR+RP | 12.1 | 19 | 9.6 |  |  |  | FALSE | FALSE | FALSE | 45500 | 35200 | 4.37 | 35600 | 2.36
206918589 | 11/26/21 | Live | Trane U.S. Inc. | AMERICAN STANDARD | Singlezone Ducted, Centrally Ducted | 206918589 |  | HRCU-A-CB | 4A6V0048A1 |  | TEM6A0D48H41+TDR+RP | 12.1 | 19 | 9.6 |  |  |  | FALSE | FALSE | FALSE | 45500 | 35200 | 4.37 | 35600 | 2.36
10153469 | 11/26/21 | Live | Trane U.S. Inc. | AMERICAN STANDARD | Singlezone Ducted, Centrally Ducted | 10153469 |  | HRCU-A-CB | 4A6V8049A1 |  | TEM8A0C60V51+TDR | 12.5 | 18 | 10 |  |  |  | FALSE | FALSE | FALSE | 47000 | 36200 | 4.53 | 36600 | 2.35
10153445 | 11/26/21 | Live | Trane U.S. Inc. | AMERICAN STANDARD | Singlezone Ducted, Centrally Ducted | 10153445 |  | HRCU-A-CB | 4A6V0048A1 |  | TEM8A0C60V51+TDR | 12.5 | 18 | 10 |  |  |  | FALSE | FALSE | FALSE | 47000 | 36200 | 4.53 | 36600 | 2.35
207590059 | 11/26/21 | Live | Trane U.S. Inc. | AMERICAN STANDARD | Singlezone Ducted, Centrally Ducted | 207590059 |  | HRCU-A-CB | 4A6V0X48A1 |  | TEM8A0C60V51+TDR | 12.5 | 18 | 10 |  |  |  | TRUE | FALSE | TRUE | 47000 | 36200 | 4.53 | 36600 | 2.35
207590724 | 11/26/21 | Live | Trane U.S. Inc. | AMERICAN STANDARD | Singlezone Ducted, Centrally Ducted | 207590724 |  | HRCU-A-CB | 4A6V8X48A1 |  | TAMXA0C60V5PA | 12.5 | 18 | 10 |  |  |  | FALSE | FALSE | FALSE | 47000 | 35200 | 4.56 | 35600 | 2.27
10093467 | 11/26/21 | Live | Trane U.S. Inc. | AMERICAN STANDARD | Singlezone Ducted, Centrally Ducted | 10093467 |  | HRCU-A-CB | 4A6V8049A1 |  | TAM9A0C60V51 | 12.5 | 18 | 10 |  |  |  | FALSE | FALSE | FALSE | 47000 | 35600 | 4.62 | 36100 | 2.27
10093452 | 11/26/21 | Live | Trane U.S. Inc. | AMERICAN STANDARD | Singlezone Ducted, Centrally Ducted | 10093452 |  | HRCU-A-CB | 4A6V0048A1 |  | TAM9A0C60V51 | 12.5 | 19.5 | 10 |  |  |  | TRUE | FALSE | TRUE | 46500 | 35600 | 4.62 | 36100 | 2.27
206918596 | 11/26/21 | Live | Trane U.S. Inc. | AMERICAN STANDARD | Singlezone Ducted, Centrally Ducted | 206918596 |  | HRCU-A-CB | 4A6V8048A1 |  | TEM6A0C42H41+TDR+RP | 11.8 | 18 | 9 |  |  |  | FALSE | FALSE | FALSE | 45000 | 35600 | 4.79 | 36100 | 2.19
207590602 | 11/26/21 | Live | Trane U.S. Inc. | AMERICAN STANDARD | Singlezone Ducted, Centrally Ducted | 207590602 |  | HRCU-A-CB | 4A6V8X48A1 |  | TEM6A0C42H41+TDR+RP | 11.8 | 18 | 9 |  |  |  | FALSE | FALSE | FALSE | 45000 | 35600 | 4.79 | 36100 | 2.19
207590835 | 11/26/21 | Live | Trane U.S. Inc. | AMERICAN STANDARD | Singlezone Ducted, Centrally Ducted | 207590835 |  | HRCU-A-CB | 4A6V8X48A1 |  | TAM9A0C42V41 | 12.5 | 18 | 10 |  |  |  | TRUE | FALSE | FALSE | 46500 | 36200 | 4.96 | 36600 | 2.15
10093462 | 11/26/21 | Live | Trane U.S. Inc. | AMERICAN STANDARD | Singlezone Ducted, Centrally Ducted | 10093462 |  | HRCU-A-CB | 4A6V8048A1 |  | TAM9A0C42V41 | 12.5 | 18 | 10 |  |  |  | FALSE | FALSE | FALSE | 46500 | 36200 | 4.96 | 36600 | 2.15
10153463 | 11/26/21 | Live | Trane U.S. Inc. | AMERICAN STANDARD | Singlezone Ducted, Centrally Ducted | 10153463 |  | HRCU-A-CB | 4A6V8048A1 |  | TEM8A0C48V41+TDR | 12.5 | 18 | 10 |  |  |  | FALSE | FALSE | FALSE | 46500 | 34200 | 4.47 | 35100 | 2.23
10153462 | 11/26/21 | Live | Trane U.S. Inc. | AMERICAN STANDARD | Singlezone Ducted, Centrally Ducted | 10153462 |  | HRCU-A-CB | 4A6V8048A1 |  | TEM8A0C42V41+TDR | 12.2 | 18 | 10 |  |  |  | FALSE | FALSE | FALSE | 45000 | 36000 | 4.84 | 36900 | 2.18
201903165 | 05/29/20 | Live | Bathica | WABBAN | Singlezone Non-Ducted, Wall Placement | 201903165 |  | HRCU-A-CB-O | BB12HQ2A3DO | Mini-Splits | BB12HQ2A3DI | 12.5 | 22 | 11 |  |  |  | FALSE | FALSE | FALSE | 12000 | 7700 | 2.59 | 11268 | 2.41
201903173 | 05/29/20 | Live | Bathica | WABBAN | Singlezone Non-Ducted, Wall Placement | 201903173 |  | HRCU-A-CB-O | BB12HQ3D6DO | Mini-Splits | BB12HQ3D6DI | 15.3 | 30.5 | 14 |  |  |  | FALSE | FALSE | FALSE | 12000 | 8300 | 2.93 | 15000 | 2.38
10595450 | 12/01/21 | Live | Rheem | RHEEM | Multizone Mix of Ducted and Non-Ducted | 10595450 |  | HMSV-A-CB | ROMH45AFXZJ | Mixed Ducted and Non-Ducted Indoor Units |  | 10.15 | 18.7 | 9.8 |  |  |  | FALSE | FALSE | FALSE | 45000 | 28000 | 2.56 | 36407 | 2.01
10595446 | 12/01/21 | Live | Rheem | RHEEM | Multizone Mix of Ducted and Non-Ducted | 10595446 |  | HMSV-A-CB | ROMH36AFXZJ | Mixed Ducted and Non-Ducted Indoor Units |  | 9.5 | 17 | 9.05 |  |  |  | FALSE | FALSE | FALSE | 35200 | 21400 | 3.99 | 32517 | 2.45
10595422 | 12/01/21 | Live | Rheem | RHEEM | Multizone Mix of Ducted and Non-Ducted | 10595422 |  | HMSV-A-CB | ROMH18FXZHJ | Mixed Ducted and Non-Ducted Indoor Units |  | 12.95 | 20.25 | 9.65 |  |  |  | FALSE | FALSE | FALSE | 18000 | 14200 | 2.07 | 23611 | 2.16
10595434 | 12/01/21 | Live | Rheem | RHEEM | Multizone Mix of Ducted and Non-Ducted | 10595434 |  | HMSV-A-CB | ROMH36FXZHJ | Mixed Ducted and Non-Ducted Indoor Units |  | 12.5 | 19 | 9.8 |  |  |  | FALSE | FALSE | FALSE | 35200 | 21400 | 2.01 | 39341 | 2.23
202244046 | 12/01/21 | Live | Rheem | RHEEM | Singlezone Non-Ducted, Ceiling Placement | 202244046 |  | HRCU-A-CB-O | ROSH18VGSN | Mini-Splits | RICH18AXCJ | 13.4 | 21.4 | 10.9 |  |  |  | FALSE | FALSE | TRUE | 18000 | 12300 | 2.4 | 19800 | 2.51
202244731 | 12/01/21 | Live | Rheem | RHEEM | Singlezone Non-Ducted, Ceiling Placement | 202244731 |  | HRCU-A-CB-O | ROSH24VGSN | Mini-Splits | RICH24AXCJ | 12.8 | 20 | 10.8 |  |  |  | FALSE | FALSE | TRUE | 24000 | 16400 | 1.87 | 25400 | 2.17
10595428 | 12/01/21 | Live | Rheem | RHEEM | Multizone Mix of Ducted and Non-Ducted | 10595428 |  | HMSV-A-CB | ROMH24FXZHJ | Mixed Ducted and Non-Ducted Indoor Units |  | 12.7 | 19 | 9.65 |  |  |  | FALSE | FALSE | FALSE | 22000 | 15400 | 2.14 | 26238 | 2.13
202245032 | 12/01/21 | Live | Rheem | RHEEM | Singlezone Non-Ducted, Ceiling Placement | 202245032 |  | HRCU-A-CB-O | ROSH30VGSN | Mini-Splits | RICH30AXCJ | 11.7 | 18.6 | 11.5 |  |  |  | FALSE | FALSE | TRUE | 30000 | 20200 | 2.45 | 30300 | 2.67
207131760 | 12/01/21 | Live | Rheem | RHEEM | Singlezone Non-Ducted, Wall Placement | 207131760 |  | HRCU-A-CB-O | ROSH09BFWJ | Mini-Splits | RIWH09BVFJ | 14.3 | 26.5 | 13 |  |  |  | FALSE | FALSE | FALSE | 9000 | 7400 | 3.19 | 10100 | 2.21
207131762 | 12/01/21 | Live | Rheem | RHEEM | Singlezone Non-Ducted, Wall Placement | 207131762 |  | HRCU-A-CB-O | ROSH12BFWJ | Mini-Splits | RIWH12BVFJ | 12.5 | 23 | 12.5 |  |  |  | FALSE | FALSE | FALSE | 12000 | 10300 | 2.9 | 12700 | 2.68
10061699 | 12/01/21 | Live | Rheem | RHEEM | Singlezone Non-Ducted, Wall Placement | 10061699 |  | HRCU-A-CB-O | ROSH09AFWJ | Mini-Splits | RIWH09AVFJ | 13.8 | 23 | 11 |  |  |  | FALSE | FALSE | FALSE | 9000 | 7600 | 3.14 | 9500 | 2.19
202245794 | 12/01/21 | Live | Rheem | RHEEM | Singlezone Non-Ducted, Ceiling Placement | 202245794 |  | HRCU-A-CB-O | ROSH36VGSN | Mini-Splits | RICH36AXCJ | 10 | 17.5 | 11.2 |  |  |  | FALSE | FALSE | FALSE | 36000 | 23200 | 2.09 | 37700 | 2.21
10061702 | 12/01/21 | Live | Rheem | RHEEM | Singlezone Non-Ducted, Wall Placement | 10061702 |  | HRCU-A-CB-O | ROSH12AFWJ | Mini-Splits | RIWH12AVFJ | 12.5 | 22 | 11 |  |  |  | FALSE | FALSE | FALSE | 12000 | 9400 | 2.87 | 11200 | 2.2
10061704 | 12/01/21 | Live | Rheem | RHEEM | Singlezone Non-Ducted, Wall Placement | 10061704 |  | HRCU-A-CB-O | ROSH18ASJ | Mini-Splits | RIWH18ASJ | 12.5 | 19 | 10.6 |  |  |  | FALSE | FALSE | FALSE | 18000 | 11500 | 2.93 | 16700 | 2.33
10061706 | 12/01/21 | Live | Rheem | RHEEM | Singlezone Non-Ducted, Wall Placement | 10061706 |  | HRCU-A-CB-O | ROSH24ASJ | Mini-Splits | RIWH24ASJ | 10 | 18 | 10.6 |  |  |  | FALSE | FALSE | FALSE | 24000 | 15300 | 2.8 | 22553 | 2.55
206309261 | 12/01/21 | Live | Rheem | RHEEM | Singlezone Non-Ducted, Ceiling Placement | 206309261 |  | HRCU-A-CB-O | ROSH48VGSN | Mini-Splits | RICH48AXCJ | 10 | 17.8 | 10.6 |  |  |  | FALSE | FALSE | FALSE | 48000 | 31400 | 2.05 | 42500 | 2.67
10595403 | 12/01/21 | Live | Rheem | RHEEM | Singlezone Ducted, Compact Ducted | 10595403 |  | HRCU-A-CB | ROSH18AFCJ | Mini-Splits | RIDH18AVFJ | 12 | 19.7 | 11.3 |  |  |  | FALSE | FALSE | FALSE | 18000 | 13600 | 3.11 | 21428 | 2.64
10061722 | 12/01/21 | Live | Rheem | RHEEM | Singlezone Non-Ducted, Wall Placement | 10061722 |  | HRCU-A-CB-O | ROSH24AXFWJ | Mini-Splits | RIWH24AVFJ | 12.5 | 19.5 | 10.6 |  |  |  | FALSE | FALSE | FALSE | 22000 | 18000 | 2.69 | 27700 | 2.36
10595396 | 12/01/21 | Live | Rheem | RHEEM | Singlezone Non-Ducted, Floor Placement | 10595396 |  | HRCU-A-CB-O | ROSH15AFFJ | Mini-Splits | RIFH15AVFJ | 12.5 | 20.3 | 11.2 |  |  |  | FALSE | FALSE | TRUE | 14200 | 11600 | 2.62 | 19000 | 1.93
10595394 | 12/01/21 | Live | Rheem | RHEEM | Singlezone Non-Ducted, Floor Placement | 10595394 |  | HRCU-A-CB-O | ROSH12AFFJ | Mini-Splits | RIFH12AVFJ | 13.1 | 22.7 | 11.6 |  |  |  | FALSE | FALSE | TRUE | 12000 | 10600 | 2.61 | 15000 | 2.03
10061720 | 12/01/21 | Live | Rheem | RHEEM | Singlezone Non-Ducted, Wall Placement | 10061720 |  | HRCU-A-CB-O | ROSH18AXFWJ | Mini-Splits | RIWH18AVFJ | 13.3 | 20 | 10.5 |  |  |  | FALSE | FALSE | FALSE | 18000 | 14600 | 3.08 | 22759 | 2.34
10595392 | 12/01/21 | Live | Rheem | RHEEM | Singlezone Non-Ducted, Floor Placement | 10595392 |  | HRCU-A-CB-O | ROSH09AFFJ | Mini-Splits | RIFH09AVFJ | 16 | 26 | 12.6 |  |  |  | FALSE | FALSE | TRUE | 9000 | 7500 | 2.82 | 14000 | 2.25
10595407 | 12/01/21 | Live | Rheem | RHEEM | Singlezone Non-Ducted, Wall Placement | 10595407 |  | HRCU-A-CB-O | ROSH12AFCJ | Mini-Splits | RICH12AVFJ | 12.8 | 21.9 | 12.2 |  |  |  | FALSE | FALSE | FALSE | 12000 | 10200 | 2.58 | 17600 | 2.4
10595405 | 12/01/21 | Live | Rheem | RHEEM | Singlezone Non-Ducted, Wall Placement | 10595405 |  | HRCU-A-CB-O | ROSH09AFCJ | Mini-Splits | RICH09AVFJ | 14.5 | 24 | 13 |  |  |  | FALSE | FALSE | FALSE | 9000 | 7100 | 2.17 | 16100 | 2.65
10595409 | 12/01/21 | Live | Rheem | RHEEM | Singlezone Non-Ducted, Ceiling Placement | 10595409 |  | HRCU-A-CB-O | ROSH18AFCJ | Mini-Splits | RICH18AVFJ | 11.2 | 20.1 | 11.5 |  |  |  | FALSE | FALSE | FALSE | 18000 | 13600 | 3.11 | 21427 | 2.64
10061716 | 12/01/21 | Live | Rheem | RHEEM | Singlezone Non-Ducted, Wall Placement | 10061716 |  | HRCU-A-CB-O | ROSH09AHWJ | Mini-Splits | RIWH09AHWJ | 18 | 33 | 14.2 |  |  |  | FALSE | FALSE | FALSE | 9000 | 7000 | 3.48 | 16000 | 2.28
206137899 | 12/01/21 | Live | Rheem | RHEEM | Singlezone Ducted, Centrally Ducted | 206137899 |  | HRCU-A-CB | RP1748HJVXA | Mini-Splits | RHMV4821SNAC | 8.2 | 17 | 10.2 |  |  |  | FALSE | FALSE | FALSE | 45500 | 39500 | 2.55 | 40200 | 2.25
10061714 | 12/01/21 | Live | Rheem | RHEEM | Singlezone Non-Ducted, Wall Placement | 10061714 |  | HRCU-A-CB-O | ROSH15AHWJ | Mini-Splits | RIWH15AHWJ | 13.9 | 25.3 | 13.4 |  |  |  | FALSE | FALSE | FALSE | 14500 | 11200 | 3.16 | 21500 | 2.43
10061712 | 12/01/21 | Live | Rheem | RHEEM | Singlezone Non-Ducted, Wall Placement | 10061712 |  | HRCU-A-CB-O | ROSH12AHWJ | Mini-Splits | RIWH12AHWJ | 15.2 | 29.3 | 14 |  |  |  | FALSE | FALSE | FALSE | 12000 | 9600 | 3.31 | 17500 | 2.49
206137896 | 12/01/21 | Live | Rheem | RHEEM | Singlezone Ducted, Centrally Ducted | 206137896 |  | HRCU-A-CB | RP1724HJVXA | Mini-Splits | RHMV2421MNAC | 12 | 19 | 10.7 |  |  |  | FALSE | FALSE | FALSE | 24000 | 18700 | 2.84 | 22400 | 2
10595401 | 12/01/21 | Live | Rheem | RHEEM | Singlezone Ducted, Compact Ducted | 10595401 |  | HRCU-A-CB | ROSH12AFCJ | Mini-Splits | RIDH12AVFJ | 12.8 | 20 | 11.5 |  |  |  | FALSE | FALSE | FALSE | 12000 | 9500 | 2.4 | 17600 | 2.4
206137897 | 12/01/21 | Live | Rheem | RHEEM | Singlezone Ducted, Centrally Ducted | 206137897 |  | HRCU-A-CB | RP1730HJVXA | Mini-Splits | RHMV3021SNAC | 10.1 | 18.5 | 10.3 |  |  |  | FALSE | FALSE | FALSE | 30000 | 22600 | 2.73 | 27500 | 2.41
10595383 | 12/01/21 | Live | Rheem | RHEEM | Singlezone Non-Ducted, Floor Placement | 10595383 |  | HRCU-A-CB-O | ROSH09AFFHJ | Mini-Splits | RIFH09AVFJ | 16 | 26 | 12.4 |  |  |  | FALSE | FALSE | TRUE | 9000 | 7500 | 2.82 | 14000 | 2.08
10595381 | 12/01/21 | Live | Rheem | RHEEM | Singlezone Non-Ducted, Wall Placement | 10595381 |  | HRCU-A-CB-O | ROSH30AHXHJ | Mini-Splits | RIWH30AVFJ | 12.5 | 18.7 | 11.8 |  |  |  | FALSE | FALSE | TRUE | 30000 | 18900 | 2.2 | 35200 | 2.29
10595399 | 12/01/21 | Live | Rheem | RHEEM | Singlezone Ducted, Compact Ducted | 10595399 |  | HRCU-A-CB | ROSH09AFCJ | Mini-Splits | RIDH09AVFJ | 14.5 | 21.5 | 12.2 |  |  |  | FALSE | FALSE | FALSE | 9000 | 7300 | 2.23 | 16100 | 2.65
206137898 | 12/01/21 | Live | Rheem | RHEEM | Singlezone Ducted, Centrally Ducted | 206137898 |  | HRCU-A-CB | RP1736HJVXA | Mini-Splits | RHMV3621MNAC | 11.3 | 18 | 10.2 |  |  |  | FALSE | FALSE | FALSE | 36000 | 30400 | 2.76 | 38000 | 2.14
10595379 | 12/01/21 | Live | Rheem | RHEEM | Singlezone Non-Ducted, Wall Placement | 10595379 |  | HRCU-A-CB-O | ROSH24AHXHJ | Mini-Splits | RIWH24AVFJ | 12.5 | 19.5 | 10.5 |  |  |  | FALSE | FALSE | TRUE | 22000 | 18000 | 2.5 | 27700 | 2.26
10595377 | 12/01/21 | Live | Rheem | RHEEM | Singlezone Non-Ducted, Wall Placement | 10595377 |  | HRCU-A-CB-O | ROSH18AHXHJ | Mini-Splits | RIWH18AVFJ | 13.3 | 20 | 10.4 |  |  |  | FALSE | FALSE | TRUE | 18000 | 14600 | 3.01 | 22759 | 2.22
10595389 | 12/01/21 | Live | Rheem | RHEEM | Singlezone Non-Ducted, Floor Placement | 10595389 |  | HRCU-A-CB-O | ROSH15AFFHJ | Mini-Splits | RIFH15AVFJ | 12.5 | 20.3 | 11 |  |  |  | FALSE | FALSE | TRUE | 14200 | 11600 | 2.62 | 19000 | 1.83
10595432 | 12/01/21 | Live | Rheem | RHEEM | Multizone All Ducted | 10595432 |  | HMSV-A-CB | ROMH36FXZHJ | Ducted Indoor Units |  | 12 | 18 | 9.3 |  |  |  | FALSE | FALSE | FALSE | 35200 | 21400 | 2 | 39341 | 2.22
10595426 | 12/01/21 | Live | Rheem | RHEEM | Multizone All Ducted | 10595426 |  | HMSV-A-CB | ROMH24FXZHJ | Ducted Indoor Units |  | 12.1 | 18 | 9 |  |  |  | FALSE | FALSE | TRUE | 22000 | 15400 | 2.12 | 26238 | 2.11
10595448 | 12/01/21 | Live | Rheem | RHEEM | Multizone All Ducted | 10595448 |  | HMSV-A-CB | ROMH45AFXZJ | Ducted Indoor Units |  | 9.8 | 17.7 | 9.3 |  |  |  | FALSE | FALSE | FALSE | 45000 | 27800 | 2.52 | 36407 | 2
10595420 | 12/01/21 | Live | Rheem | RHEEM | Multizone All Ducted | 10595420 |  | HMSV-A-CB | ROMH18FXZHJ | Ducted Indoor Units |  | 12.4 | 19 | 9 |  |  |  | FALSE | FALSE | TRUE | 18000 | 14200 | 2.05 | 23611 | 2.14
8849535 | 12/31/17 | Live | Daikin North America, LLC | DAIKIN | Multizone All Non-Ducted | 8849535 |  | HMSV-A-CB | 2MXL18QMVJU | Non-Ducted Indoor Units |  | 12.7 | 17 | 10.3 |  |  |  | FALSE | FALSE | FALSE | 18000 | 12000 | 3.06 | 23480 | 2.48
204462626 | 11/27/19 | Live | Gree | KINGHOME | Multizone All Non-Ducted | 204462626 |  | HRCU-A-CB-O | KM48UH5O | Non-Ducted Indoor Units |  | 8.85 | 18 | 10 |  |  |  | FALSE | FALSE | FALSE | 48000 | 38000 | 2.62 | 54000 | 2.47
10064017 | 08/26/19 | Live | Gree | TOSOT | Multizone All Non-Ducted | 10064017 |  | HRCU-A-CB-O | TM18H4O | Non-Ducted Indoor Units |  | 12.5 | 22 | 11 |  |  |  | FALSE | FALSE | FALSE | 18000 | 12800 | 2.42 | 16400 | 2.42
206143961 | 12/22/21 | Live | Rheem | RUUD | Singlezone Ducted, Centrally Ducted | 206143961 |  | HRCU-A-CB | RP1730HJVXA |  | RHMV3021SNAC | 10.1 | 18.5 | 10.3 |  |  |  | FALSE | FALSE | FALSE | 30000 | 22600 | 2.73 | 27500 | 2.41
206143963 | 12/22/21 | Live | Rheem | RUUD | Singlezone Ducted, Centrally Ducted | 206143963 |  | HRCU-A-CB | RP1748HJVXA |  | RHMV4821SNAC | 8.2 | 17 | 10.2 |  |  |  | FALSE | FALSE | FALSE | 45500 | 39500 | 2.55 | 40200 | 2.25
206143960 | 12/22/21 | Live | Rheem | RUUD | Singlezone Ducted, Centrally Ducted | 206143960 |  | HRCU-A-CB | RP1724HJVXA |  | RHMV2421MNAC | 12 | 19 | 10.7 |  |  |  | FALSE | FALSE | FALSE | 24000 | 18700 | 2.84 | 22400 | 2
206143962 | 12/22/21 | Live | Rheem | RUUD | Singlezone Ducted, Centrally Ducted | 206143962 |  | HRCU-A-CB | RP1736HJVXA |  | RHMV3621MNAC | 11.3 | 18 | 10.2 |  |  |  | FALSE | FALSE | FALSE | 36000 | 30400 | 2.76 | 38000 | 2.14
206597267 | 12/22/21 | Live | Midea Electric Trading | C&H | Singlezone Ducted, Centrally Ducted | 206597267 |  | HRCU-A-CB | CH-NH36LCUO | Mini-Splits | CH-36AHU | 8.5 | 16.5 | 10.4 |  |  |  | FALSE | FALSE | FALSE | 36000 | 25000 | 2.45 | 27360 | 2.37
206597268 | 12/22/21 | Live | Midea Electric Trading | C&H | Singlezone Ducted, Centrally Ducted | 206597268 |  | HRCU-A-CB | CH-NH48LCUO | Mini-Splits | CH-48AHU | 8.2 | 16 | 9.5 |  |  |  | FALSE | FALSE | FALSE | 48000 | 36000 | 2.3 | 35597 | 2.24
205282615 | 12/22/21 | Live | Midea Electric Trading | C&H | Singlezone Non-Ducted, Floor Placement | 205282615 |  | HRCU-A-CB-O | CH-HYP48LCUO | Mini-Splits | CH-48LCFCI | 8.2 | 17 | 10.8 |  |  |  | FALSE | FALSE | FALSE | 48000 | 35000 | 2.34 | 52012 | 2.12
205263865 | 12/22/21 | Live | Midea Electric Trading | C&H | Singlezone Non-Ducted, Floor Placement | 205263865 |  | HRCU-A-CB-O | CH-HYP48LCUO | Mini-Splits | CH-48LCFC/I | 8.2 | 17 | 10.8 |  |  |  | FALSE | FALSE | FALSE | 48000 | 35000 | 2.34 | 52012 | 2.12
10444103 | 03/05/18 | Live | LG | LG | Multizone Mix of Ducted and Non-Ducted | 10444103 |  | HMSV-A-CB | LMU420HHV | Mixed Ducted and Non-Ducted Indoor Units |  | 13.5 | 19.75 | 10.75 |  |  |  | FALSE | FALSE | FALSE | 42000 | 29000 | 2.75 | 49950 | 2.55
201846961 | 08/30/18 | Live | Carrier | CARRIER | Singlezone Ducted, Compact Ducted | 201846961 |  | HRCU-A-CB | 38MAQB12R--3 |  | 40MBDQ12---3 | 12.5 | 20.5 | 11 |  |  |  | TRUE | TRUE | TRUE | 12000 | 8500 | 2.57 | 13660 | 2.18
201846964 | 08/30/18 | Live | Carrier | BRYANT | Singlezone Ducted, Compact Ducted | 201846964 |  | HRCU-A-CB | 38MAQB12R--3 |  | 40MBDQ12---3 | 12.5 | 20.5 | 11 |  |  |  | TRUE | TRUE | TRUE | 12000 | 8500 | 2.57 | 13660 | 2.18
201846976 | 08/30/18 | Live | Carrier | PAYNE | Singlezone Ducted, Compact Ducted | 201846976 |  | HRCU-A-CB | 38MAQB12R--3 |  | 40MBDQ12---3 | 12.5 | 20.5 | 11 |  |  |  | TRUE | TRUE | TRUE | 12000 | 8500 | 2.57 | 13660 | 2.18
201846996 | 08/30/18 | Live | Carrier | MIDEA | Singlezone Ducted, Compact Ducted | 201846996 |  | HRCU-A-CB | 38MAQB12R--3 | Mini-Splits | 40MBDQ12---3 | 12.5 | 20.5 | 11 |  |  |  | TRUE | TRUE | TRUE | 12000 | 8500 | 2.57 | 13660 | 2.18
207691817 | 01/13/22 | Live | Midea Electric Trading | KERR | Singlezone Ducted, Centrally Ducted | 207691817 |  | HRCU-A-CB | A-KCD48SA-1 | Mini-Splits | B-KCD48SA-1 | 8.5 | 16 | 10 |  |  |  | FALSE | FALSE | FALSE | 47000 | 32000 | 2.34 | 46000 | 2.01
207691815 | 01/13/22 | Live | Midea Electric Trading | KERR | Singlezone Ducted, Centrally Ducted | 207691815 |  | HRCU-A-CB | A-KCD30SA-1 | Mini-Splits | B-KCD30SA-1 | 11 | 18 | 10.5 |  |  |  | FALSE | FALSE | FALSE | 30000 | 19400 | 2.6 | 30000 | 2.2
206221536 | 01/25/22 | Live | Fujitsu General America, Inc. | RUUD | Multizone Mix of Ducted and Non-Ducted | 206221536 |  | HMSV-A-CB | ROMH45AFXZJ | Mixed Ducted and Non-Ducted Indoor Units |  | 10.2 | 18.7 | 9.8 |  |  |  | FALSE | FALSE | FALSE | 45000 | 28000 | 2.56 | 36407 | 2.01
206221534 | 01/25/22 | Live | Fujitsu General America, Inc. | RUUD | Multizone Mix of Ducted and Non-Ducted | 206221534 |  | HMSV-A-CB | ROMH36AFXZJ | Mixed Ducted and Non-Ducted Indoor Units |  | 9.5 | 17 | 9.05 |  |  |  | FALSE | FALSE | FALSE | 35200 | 21400 | 3.99 | 32517 | 2.45
206221528 | 01/25/22 | Live | Fujitsu General America, Inc. | RUUD | Multizone Mix of Ducted and Non-Ducted | 206221528 |  | HMSV-A-CB | ROMH36FXZHJ | Mixed Ducted and Non-Ducted Indoor Units |  | 12.5 | 19 | 9.8 |  |  |  | FALSE | FALSE | FALSE | 35200 | 21400 | 2.01 | 39341 | 2.23
206221538 | 01/25/22 | Live | Fujitsu General America, Inc. | RUUD | Singlezone Non-Ducted, Ceiling Placement | 206221538 |  | HRCU-A-CB-O | ROSH18VGSN | Mini-Splits | RICH18AXCJ | 13.4 | 21.4 | 10.9 |  |  |  | FALSE | FALSE | TRUE | 18000 | 12300 | 2.4 | 19800 | 2.51
206221540 | 01/25/22 | Live | Fujitsu General America, Inc. | RUUD | Singlezone Non-Ducted, Ceiling Placement | 206221540 |  | HRCU-A-CB-O | ROSH30VGSN | Mini-Splits | RICH30AXCJ | 11.7 | 18.6 | 11.5 |  |  |  | FALSE | FALSE | TRUE | 30000 | 20200 | 2.45 | 30300 | 2.67
207141968 | 01/25/22 | Live | Fujitsu General America, Inc. | RUUD | Singlezone Non-Ducted, Wall Placement | 207141968 |  | HRCU-A-CB-O | ROSH09BFWJ | Mini-Splits | UIWH09BVFJ | 14.3 | 26.5 | 13 |  |  |  | FALSE | FALSE | FALSE | 9000 | 7400 | 3.19 | 10100 | 2.21
206221541 | 01/25/22 | Live | Fujitsu General America, Inc. | RUUD | Singlezone Non-Ducted, Ceiling Placement | 206221541 |  | HRCU-A-CB-O | ROSH36VGSN | Mini-Splits | RICH36AXCJ | 10 | 17.5 | 11.2 |  |  |  | FALSE | FALSE | FALSE | 36000 | 23200 | 2.09 | 37700 | 2.21
206221491 | 01/25/22 | Live | Fujitsu General America, Inc. | RUUD | Singlezone Non-Ducted, Wall Placement | 206221491 |  | HRCU-A-CB-O | ROSH18ASJ | Mini-Splits | UIWH18ASJ | 12.5 | 19 | 10.6 |  |  |  | FALSE | FALSE | FALSE | 18000 | 11500 | 2.93 | 16700 | 2.33
206221516 | 01/25/22 | Live | Fujitsu General America, Inc. | RUUD | Singlezone Ducted, Compact Ducted | 206221516 |  | HRCU-A-CB | ROSH18AFCJ | Mini-Splits | RIDH18AVFJ | 12 | 19.7 | 11.3 |  |  |  | FALSE | FALSE | FALSE | 18000 | 13600 | 3.11 | 21428 | 2.64
206309260 | 01/25/22 | Live | Fujitsu General America, Inc. | RUUD | Singlezone Non-Ducted, Ceiling Placement | 206309260 |  | HRCU-A-CB-O | ROSH48VGSN | Mini-Splits | RICH48AXCJ | 10 | 17.8 | 10.6 |  |  |  | FALSE | FALSE | FALSE | 48000 | 31400 | 2.05 | 42500 | 2.67
206221492 | 01/25/22 | Live | Fujitsu General America, Inc. | RUUD | Singlezone Non-Ducted, Wall Placement | 206221492 |  | HRCU-A-CB-O | ROSH24ASJ | Mini-Splits | UIWH24ASJ | 10 | 18 | 10.6 |  |  |  | FALSE | FALSE | FALSE | 24000 | 15300 | 2.8 | 22553 | 2.55
206221500 | 01/25/22 | Live | Fujitsu General America, Inc. | RUUD | Singlezone Non-Ducted, Wall Placement | 206221500 |  | HRCU-A-CB-O | ROSH24AXFWJ | Mini-Splits | UIWH24AVFJ | 12.5 | 19.5 | 10.6 |  |  |  | FALSE | FALSE | FALSE | 22000 | 18000 | 2.69 | 27700 | 2.36
206221499 | 01/25/22 | Live | Fujitsu General America, Inc. | RUUD | Singlezone Non-Ducted, Wall Placement | 206221499 |  | HRCU-A-CB-O | ROSH18AXFWJ | Mini-Splits | UIWH18AVFJ | 13.3 | 20 | 10.5 |  |  |  | FALSE | FALSE | FALSE | 18000 | 14600 | 3.08 | 22759 | 2.34
206221512 | 01/25/22 | Live | Fujitsu General America, Inc. | RUUD | Singlezone Non-Ducted, Floor Placement | 206221512 |  | HRCU-A-CB-O | ROSH12AFFJ | Mini-Splits | RIFH12AVFJ | 13.1 | 22.7 | 11.6 |  |  |  | FALSE | FALSE | TRUE | 12000 | 10600 | 2.61 | 15000 | 2.03
206221506 | 01/25/22 | Live | Fujitsu General America, Inc. | RUUD | Singlezone Non-Ducted, Wall Placement | 206221506 |  | HRCU-A-CB-O | ROSH24AHXHJ | Mini-Splits | UIWH24AVFJ | 12.5 | 19.5 | 10.5 |  |  |  | FALSE | FALSE | TRUE | 22000 | 18000 | 2.5 | 27700 | 2.26
206221505 | 01/25/22 | Live | Fujitsu General America, Inc. | RUUD | Singlezone Non-Ducted, Wall Placement | 206221505 |  | HRCU-A-CB-O | ROSH18AHXHJ | Mini-Splits | UIWH18AVFJ | 13.3 | 20 | 10.4 |  |  |  | FALSE | FALSE | TRUE | 18000 | 14600 | 3.01 | 22759 | 2.22
206221535 | 01/25/22 | Live | Fujitsu General America, Inc. | RUUD | Multizone All Ducted | 206221535 |  | HMSV-A-CB | ROMH45AFXZJ | Ducted Indoor Units |  | 9.8 | 17.7 | 9.3 |  |  |  | FALSE | FALSE | FALSE | 45000 | 27800 | 2.52 | 36407 | 2
206221527 | 01/25/22 | Live | Fujitsu General America, Inc. | RUUD | Multizone All Ducted | 206221527 |  | HMSV-A-CB | ROMH36FXZHJ | Ducted Indoor Units |  | 12 | 18 | 9.3 |  |  |  | FALSE | FALSE | FALSE | 35200 | 21400 | 2 | 39341 | 2.22
207690463 | 01/27/22 | Live | Midea Electric Trading | MDV | Singlezone Ducted, Centrally Ducted | 207690463 |  | HRCU-A-CB | MOD30U-30HFN1-MR0(X) | Mini-Splits | MVC-30HWFN1-M | 11 | 18 | 10.5 |  |  |  | FALSE | FALSE | FALSE | 30000 | 19400 | 2.6 | 30000 | 2.2
207690465 | 01/27/22 | Live | Midea Electric Trading | MDV | Singlezone Ducted, Centrally Ducted | 207690465 |  | HRCU-A-CB | MOE30U-48HFN1-M-[X1] | Mini-Splits | MVC-48HWFN1-M | 8.5 | 16 | 10 |  |  |  | FALSE | FALSE | FALSE | 47000 | 32000 | 2.34 | 46000 | 2.01
204834269 | 01/20/21 | Live | Mitsubishi Electric Trane | MITSUBISHI ELECTRIC | Multizone All Ducted | 204834269 |  | HMSV-A-CB | MXZ-8C60NA2 | Ducted Indoor Units |  | 10 | 17 | 10.7 |  |  |  | FALSE | FALSE | FALSE | 60000 | 40500 | 2.44 | 65000 | 2.35
207743763 | 01/31/22 | Live | Midea Electric Trading | DIRECT AIR | Singlezone Ducted, Compact Ducted | 207743763 |  | HRCU-A-CB | DIRM-60LCDA25-1Z | Mini-Splits | DIRM-60HP-DU | 10 | 18 | 10 |  |  |  | FALSE | FALSE | FALSE | 57000 | 37000 | 2.64 | 39719 | 2.18
207743736 | 01/31/22 | Live | Midea Electric Trading | DIRECT AIR | Singlezone Non-Ducted, Floor Placement | 207743736 |  | HRCU-A-CB-O | DIRM-60LCDA25-1Z | Mini-Splits | DIRM-60HP-CF | 9.8 | 18 | 10.5 |  |  |  | FALSE | FALSE | FALSE | 54000 | 35000 | 2.49 | 34946 | 2.04
207742451 | 02/01/22 | Live | Midea Electric Trading | ELIOS | Singlezone Ducted, Compact Ducted | 207742451 |  | HRCU-A-CB | DEA60HOS18230S5 | Mini-Splits | DUA60HIDU230X5 | 10 | 18 | 10 |  |  |  | FALSE | FALSE | FALSE | 57000 | 37000 | 2.64 | 39719 | 2.18
207742520 | 02/01/22 | Live | Midea Electric Trading | MOOVAIR | Singlezone Ducted, Compact Ducted | 207742520 |  | HRCU-A-CB | DMA60HOS18230S5 | Mini-Splits | DUA60HIDU230X5 | 10 | 18 | 10 |  |  |  | FALSE | FALSE | FALSE | 57000 | 37000 | 2.64 | 39719 | 2.18
207690476 | 02/02/22 | Live | Midea Electric Trading | CANAIR | Singlezone Ducted, Centrally Ducted | 207690476 |  | HRCU-A-CB | CDH2048C21 | Mini-Splits | CDH2048F21 | 8.5 | 16 | 10 |  |  |  | FALSE | FALSE | FALSE | 47000 | 32000 | 2.34 | 46000 | 2.01
207690474 | 02/02/22 | Live | Midea Electric Trading | CANAIR | Singlezone Ducted, Centrally Ducted | 207690474 |  | HRCU-A-CB | CDH2030C21 | Mini-Splits | CDH2030F21 | 11 | 18 | 10.5 |  |  |  | FALSE | FALSE | FALSE | 30000 | 19400 | 2.6 | 30000 | 2.2
205706994 | 02/04/22 | Live | Daikin North America, LLC | DAIKIN | Singlezone Ducted, Compact Ducted | 205706994 |  | HRCU-A-CB | RZQ36TAVJU* | Mini-Splits | FBQ36PVJU | 11.1 | 17.5 | 9.1 |  |  |  | FALSE | FALSE | FALSE | 36000 | 27400 | 2.97 | 48200 | 2.21
205707006 | 02/04/22 | Live | Daikin North America, LLC | DAIKIN | Singlezone Ducted, Compact Ducted | 205707006 |  | HRCU-A-CB | RZQ30TAVJU* | Mini-Splits | FBQ30PVJU | 10.5 | 16 | 9.2 |  |  |  | FALSE | FALSE | FALSE | 30000 | 23400 | 2.74 | 42000 | 2.02
205801306 | 02/04/22 | Live | Daikin North America, LLC | DAIKIN | Singlezone Ducted, Compact Ducted | 205801306 |  | HRCU-A-CB | RZQ18TAVJU* | Mini-Splits | FBQ18PVJU | 13 | 16.7 | 9.5 |  |  |  | FALSE | FALSE | FALSE | 18000 | 13200 | 2.58 | 27400 | 2.17
205707005 | 02/04/22 | Live | Daikin North America, LLC | DAIKIN | Singlezone Ducted, Compact Ducted | 205707005 |  | HRCU-A-CB | RZQ24TAVJU* | Mini-Splits | FBQ24PVJU | 12 | 16.5 | 9.7 |  |  |  | FALSE | FALSE | FALSE | 24000 | 18800 | 2.5 | 32600 | 2.12
205707009 | 02/04/22 | Live | Daikin North America, LLC | DAIKIN | Singlezone Non-Ducted, Ceiling Placement | 205707009 |  | HRCU-A-CB-O | RZQ30TAVJU* | Mini-Splits | FCQ30TAVJU | 9.3 | 17.2 | 10.2 |  |  |  | FALSE | FALSE | FALSE | 30000 | 22800 | 3.34 | 53800 | 2.54
205801310 | 02/04/22 | Live | Daikin North America, LLC | DAIKIN | Singlezone Non-Ducted, Ceiling Placement | 205801310 |  | HRCU-A-CB-O | RZQ18TAVJU* | Mini-Splits | FCQ18TAVJU | 13 | 18.6 | 10.1 |  |  |  | FALSE | FALSE | FALSE | 18000 | 12300 | 2.77 | 29600 | 2.63
205707004 | 02/04/22 | Live | Daikin North America, LLC | DAIKIN | Singlezone Ducted, Centrally Ducted | 205707004 |  | HRCU-A-CB | RZQ42TAVJU* | Mini-Splits | FTQ42TAVJU*A* | 11 | 16 | 9 |  |  |  | FALSE | FALSE | FALSE | 42000 | 34000 | 2.93 | 50700 | 2.48
205707008 | 02/04/22 | Live | Daikin North America, LLC | DAIKIN | Singlezone Non-Ducted, Ceiling Placement | 205707008 |  | HRCU-A-CB-O | RZQ24TAVJU* | Mini-Splits | FCQ24TAVJU | 12 | 18.5 | 10.2 |  |  |  | FALSE | FALSE | FALSE | 24000 | 18000 | 2.78 | 35400 | 2.53
205754949 | 02/04/22 | Live | Daikin North America, LLC | DAIKIN | Singlezone Ducted, Centrally Ducted | 205754949 |  | HRCU-A-CB | RZQ30TAVJU* | Mini-Splits | FTQ30TAVJU*A* | 12.5 | 16 | 10.4 |  |  |  | FALSE | FALSE | FALSE | 30000 | 24000 | 2.93 | 48000 | 2.2
205707002 | 02/04/22 | Live | Daikin North America, LLC | DAIKIN | Singlezone Ducted, Centrally Ducted | 205707002 |  | HRCU-A-CB | RZQ24TAVJU* | Mini-Splits | FTQ24TAVJU*A* | 10.3 | 15.2 | 9.4 |  |  |  | FALSE | FALSE | FALSE | 24000 | 19400 | 2.58 | 28600 | 2.27
205707003 | 02/04/22 | Live | Daikin North America, LLC | DAIKIN | Singlezone Ducted, Centrally Ducted | 205707003 |  | HRCU-A-CB | RZQ36TAVJU* | Mini-Splits | FTQ36TAVJU*A* | 11.3 | 15.3 | 9.5 |  |  |  | FALSE | FALSE | FALSE | 36000 | 29000 | 2.83 | 50000 | 2.19
207200483 | 02/21/22 | Live | Johnson Controls Inc. (York International Norman) | HITACHI | Singlezone Non-Ducted, Wall Placement | 207200483 |  | HRCU-A-CB-O | RAC-PH24WHLAE | Non-Ducted Indoor Units | RAS-PH24PHLAE | 13.2 | 20.5 | 12.2 |  |  |  | TRUE | FALSE | TRUE | 22000 | 15300 | 3.01 | 25800 | 2.91
207200484 | 02/21/22 | Live | Johnson Controls Inc. (York International Norman) | HITACHI | Singlezone Non-Ducted, Wall Placement | 207200484 |  | HRCU-A-CB-O | RAC-PH18WHLAE | Non-Ducted Indoor Units | RAS-PH18PHLAE | 13.5 | 20.5 | 12.5 |  |  |  | TRUE | FALSE | TRUE | 18000 | 13300 | 3.39 | 25000 | 2.15
207200482 | 02/21/22 | Live | Johnson Controls Inc. (York International Norman) | HITACHI | Singlezone Non-Ducted, Wall Placement | 207200482 |  | HRCU-A-CB-O | RAC-PH12WHLAE | Non-Ducted Indoor Units | RAS-PH12PHLAE | 13 | 20.5 | 12.2 |  |  |  | TRUE | FALSE | TRUE | 12000 | 9500 | 3.2 | 17600 | 2.15
207200481 | 02/21/22 | Live | Johnson Controls Inc. (York International Norman) | HITACHI | Singlezone Non-Ducted, Wall Placement | 207200481 |  | HRCU-A-CB-O | RAC-PH09WHLAE | Non-Ducted Indoor Units | RAS-PH09PHLAE | 13.2 | 20.5 | 12.5 |  |  |  | TRUE | FALSE | TRUE | 9000 | 8000 | 3.4 | 17600 | 2.15
206143041 | 02/21/22 | Live | Johnson Controls Inc. (York International Norman) | HITACHI | Singlezone Non-Ducted, Wall Placement | 206143041 |  | HRCU-A-CB-O | RAC-SH18WHLAE | Non-Ducted Indoor Units | RAS-SH18RHLAE | 12.5 | 22 | 11 |  |  |  | TRUE | FALSE | FALSE | 18000 | 12200 | 2.88 | 18300 | 2.39
206143042 | 02/21/22 | Live | Johnson Controls Inc. (York International Norman) | HITACHI | Singlezone Non-Ducted, Wall Placement | 206143042 |  | HRCU-A-CB-O | RAC-SH24WHLAE | Non-Ducted Indoor Units | RAS-SH24RHLAE | 12.5 | 20 | 11 |  |  |  | TRUE | FALSE | TRUE | 22000 | 15100 | 2.97 | 21250 | 2.4
206907172 | 02/21/22 | Live | Johnson Controls Inc. (York International Norman) | HITACHI | Singlezone Non-Ducted, Wall Placement | 206907172 |  | HRCU-A-CB-O | RAC-SH09WHLAE | Non-Ducted Indoor Units | RAS-SH09RHLAE | 14 | 20 | 11.5 |  |  |  | TRUE | FALSE | TRUE | 9000 | 7200 | 2.81 | 9650 | 2.5
206186281 | 02/21/22 | Live | Johnson Controls Inc. (York International Norman) | HITACHI | Multizone All Ducted | 206186281 |  | HRCU-A-CB-O | RAM-S36U4HLAE | Ducted Indoor Units | RAD-SH09QHLAE , RAD-SH09QHLAE ,RAD-SH09QHLAE ,RAD-SH09QHLAE | 9 | 18 | 9.5 |  |  |  | FALSE | FALSE | FALSE | 36000 | 25000 | 2.19 | 31050 | 2.53
206907173 | 02/21/22 | Live | Johnson Controls Inc. (York International Norman) | HITACHI | Singlezone Non-Ducted, Wall Placement | 206907173 |  | HRCU-A-CB-O | RAC-SH12WHLAE | Non-Ducted Indoor Units | RAS-SH12RHLAE | 12.5 | 20 | 11 |  |  |  | TRUE | FALSE | TRUE | 12000 | 9400 | 2.99 | 12300 | 2.5
206186282 | 02/21/22 | Live | Johnson Controls Inc. (York International Norman) | HITACHI | Multizone All Ducted | 206186282 |  | HRCU-A-CB-O | RAM-S42U5HLAE | Ducted Indoor Units | RAD-SH09QHLAE , RAD-SH09QHLAE , RAD-SH12QHLAE , RAD-SH12QHLAE | 9 | 18.5 | 10.5 |  |  |  | FALSE | FALSE | FALSE | 42000 | 33000 | 2.15 | 39462 | 2.49
206186280 | 02/21/22 | Live | Johnson Controls Inc. (York International Norman) | HITACHI | Multizone All Ducted | 206186280 |  | HRCU-A-CB-O | RAM-S24U3HLAE | Ducted Indoor Units | RAD-SH09QHLAE , RAD-SH09QHLAE , RAD-SH07QHLAE | 10 | 18 | 10.2 |  |  |  | FALSE | FALSE | FALSE | 24000 | 16900 | 2.45 | 19400 | 2.5
206186279 | 02/21/22 | Live | Johnson Controls Inc. (York International Norman) | HITACHI | Multizone All Ducted | 206186279 |  | HRCU-A-CB-O | RAM-S18U2HLAE | Ducted Indoor Units | RAD-SH09QHLAE , RAD-SH09QHLAE | 12 | 19 | 10.3 |  |  |  | FALSE | FALSE | FALSE | 18000 | 15300 | 2.72 | 16190 | 2.61
206186277 | 02/21/22 | Live | Johnson Controls Inc. (York International Norman) | HITACHI | Multizone All Non-Ducted | 206186277 |  | HRCU-A-CB-O | RAM-S42U5HLAE | Non-Ducted Indoor Units | RAS-SH09RHLAE , RAS-SH12RHLAE , RAS-SH07RHLAE , RAS-SH07RHLAE , RAS-SH07RHLAE | 12.5 | 23 | 10.8 |  |  |  | TRUE | FALSE | FALSE | 42000 | 32000 | 2.29 | 38128 | 2.45
206186276 | 02/21/22 | Live | Johnson Controls Inc. (York International Norman) | HITACHI | Multizone All Non-Ducted | 206186276 |  | HRCU-A-CB-O | RAM-S36U4HLAE | Non-Ducted Indoor Units | RAS-SH09RHLAE ,RAS-SH09RHLAE , RAS-SH09RHLAE , RAS-SH09RHLAE | 12.5 | 20 | 10.5 |  |  |  | TRUE | FALSE | TRUE | 36000 | 25000 | 2.58 | 29500 | 2.4
206186278 | 02/21/22 | Live | Johnson Controls Inc. (York International Norman) | HITACHI | Multizone All Non-Ducted | 206186278 |  | HRCU-A-CB-O | RAM-S24U3HLAE | Non-Ducted Indoor Units | RAS-SH09RHLAE , RAS-SH09RHLAE ' RAS-SH07RHLAE | 12.5 | 20 | 10.5 |  |  |  | TRUE | FALSE | FALSE | 24000 | 16000 | 2.32 | 19400 | 2.5
206186275 | 02/21/22 | Live | Johnson Controls Inc. (York International Norman) | HITACHI | Multizone All Non-Ducted | 206186275 |  | HRCU-A-CB-O | RAM-S18U2HLAE | Non-Ducted Indoor Units | RAS-SH09RHLAE , RAS-SH09RHLAE | 12.5 | 22 | 10.3 |  |  |  | TRUE | FALSE | FALSE | 18000 | 14900 | 2.76 | 15860 | 2.6
207776290 | 02/25/22 | Live | Daikin North America, LLC | DAIKIN | Singlezone Ducted, Compact Ducted | 207776290 |  | HRCU-A-CB | RX12RMVJU9* | Mini-Splits | FDMQ12RVJU | 11.6 | 19.4 | 10.6 |  |  |  | FALSE | FALSE | FALSE | 10800 | 8500 | 2.9 | 9130 | 2.68
207776287 | 02/25/22 | Live | Daikin North America, LLC | DAIKIN | Singlezone Ducted, Compact Ducted | 207776287 |  | HRCU-A-CB | RX09RMVJU9* | Mini-Splits | FDMQ09RVJU | 11.1 | 17.8 | 10.3 |  |  |  | FALSE | FALSE | FALSE | 9000 | 6800 | 3.11 | 8860 | 2.7
207776282 | 02/25/22 | Live | Daikin North America, LLC | DAIKIN | Singlezone Ducted, Compact Ducted | 207776282 |  | HRCU-A-CB | RXL12QMVJU9* | Mini-Splits | FDMQ12RVJU | 11.7 | 18 | 10.8 |  |  |  | FALSE | FALSE | FALSE | 10800 | 8600 | 2.9 | 14400 | 1.94
204834295 | 01/20/21 | Live | Mitsubishi Electric Trane | MITSUBISHI ELECTRIC | Multizone All Non-Ducted | 204834295 |  | HMSR-A-CB-O | MXZ-8C60NA2 | Non-Ducted Indoor Units |  | 12.5 | 19.5 | 10.7 |  |  |  | FALSE | FALSE | FALSE | 60000 | 41500 | 2.5 | 65000 | 2.35
206750859 | 03/25/22 | Live | Johnson Controls Inc. (York International Norman) | HITACHI | Singlezone Non-Ducted, Wall Placement | 206750859 |  | HRCU-A-CB-O | RAS-4.0PNNBDH1 | Non-Ducted Indoor Units | RCI-4.0PNN1DH | 10.6 | 19.5 | 10.5 |  |  |  | FALSE | FALSE | TRUE | 36000 | 27200 | 2.55 | 33971 | 2.37
206750857 | 03/25/22 | Live | Johnson Controls Inc. (York International Norman) | HITACHI | Singlezone Non-Ducted, Wall Placement | 206750857 |  | HRCU-A-CB-O | RAS-3.0PNNBDH1 | Non-Ducted Indoor Units | RCI-3.0PNN1DH | 12.5 | 19 | 10 |  |  |  | TRUE | TRUE | TRUE | 24000 | 19600 | 2.84 | 23500 | 2.2
206750855 | 03/25/22 | Live | Johnson Controls Inc. (York International Norman) | HITACHI | Singlezone Non-Ducted, Wall Placement | 206750855 |  | HRCU-A-CB-O | RAS-2.0PNNBDH1 | Non-Ducted Indoor Units | RCI-2.0PNN1DH | 12.65 | 22 | 11 |  |  |  | TRUE | TRUE | TRUE | 18000 | 11000 | 2.9 | 18000 | 2.6
206750853 | 03/25/22 | Live | Johnson Controls Inc. (York International Norman) | HITACHI | Singlezone Non-Ducted, Wall Placement | 206750853 |  | HRCU-A-CB-O | RAS-1.5PNNBDH1 | Non-Ducted Indoor Units | RCIM-1.5PNN1DH | 12.5 | 23 | 11.5 |  |  |  | TRUE | TRUE | TRUE | 12000 | 7000 | 2.89 | 9423 | 2.42
206750851 | 03/25/22 | Live | Johnson Controls Inc. (York International Norman) | HITACHI | Singlezone Non-Ducted, Wall Placement | 206750851 |  | HRCU-A-CB-O | RAS-1.0PNNBDH1 | Non-Ducted Indoor Units | RCIM-1.0PNN1DH | 12.85 | 22 | 10 |  |  |  | TRUE | TRUE | TRUE | 9000 | 6000 | 2.98 | 8640 | 2.81
206750860 | 03/25/22 | Live | Johnson Controls Inc. (York International Norman) | HITACHI | Singlezone Ducted, Compact Ducted | 206750860 |  | HRCU-A-CB | RAS-4.0PNNBDH1 | Ducted Indoor Units | RPIM-4.0PNN1DH | 10.9 | 18 | 9.5 |  |  |  | FALSE | FALSE | FALSE | 36000 | 26000 | 2.7 | 33871 | 2.31
206750858 | 03/25/22 | Live | Johnson Controls Inc. (York International Norman) | HITACHI | Singlezone Ducted, Compact Ducted | 206750858 |  | HRCU-A-CB | RAS-3.0PNNBDH1 | Ducted Indoor Units | RPIM-3.0PNN1DH | 10.5 | 18 | 11 |  |  |  | FALSE | FALSE | FALSE | 24000 | 19200 | 2.8 | 22325 | 2.18
206750856 | 03/25/22 | Live | Johnson Controls Inc. (York International Norman) | HITACHI | Singlezone Ducted, Compact Ducted | 206750856 |  | HRCU-A-CB | RAS-2.0PNNBDH1 | Ducted Indoor Units | RPIL-2.0PNN1DH | 11.8 | 19.5 | 10 |  |  |  | FALSE | FALSE | FALSE | 18000 | 12000 | 2.71 | 17900 | 2.3
206750852 | 03/25/22 | Live | Johnson Controls Inc. (York International Norman) | HITACHI | Singlezone Ducted, Compact Ducted | 206750852 |  | HRCU-A-CB | RAS-1.0PNNBDH1 | Ducted Indoor Units | RPIL-1.0PNN1DH | 12 | 20 | 10 |  |  |  | TRUE | FALSE | TRUE | 9000 | 6000 | 2.59 | 8150 | 2.46
206750854 | 03/25/22 | Live | Johnson Controls Inc. (York International Norman) | HITACHI | Singlezone Ducted, Compact Ducted | 206750854 |  | HRCU-A-CB | RAS-1.5PNNBDH1 | Ducted Indoor Units | RPIL-1.5PNN1DH | 11 | 19.5 | 10 |  |  |  | FALSE | FALSE | FALSE | 12000 | 6600 | 2.3 | 9082 | 2.1
207656962 | 03/25/22 | Live | Johnson Controls Inc. (York International Norman) | HITACHI | Singlezone Non-Ducted, Wall Placement | 207656962 |  | HRCU-A-CB-O | RAS-2.0PNNBDH1 | Non-Ducted Indoor Units | RPK-2.0PNN1DH | 13.1 | 23 | 11 |  |  |  | TRUE | TRUE | TRUE | 18000 | 11400 | 2.93 | 15100 | 2.67
207656961 | 03/25/22 | Live | Johnson Controls Inc. (York International Norman) | HITACHI | Singlezone Non-Ducted, Wall Placement | 207656961 |  | HRCU-A-CB-O | RAS-1.5PNNBDH1 | Non-Ducted Indoor Units | RPK-1.5PNN1DH | 13.1 | 23 | 11 |  |  |  | TRUE | TRUE | FALSE | 12000 | 7300 | 2.35 | 10086 | 2.31
207656963 | 03/25/22 | Live | Johnson Controls Inc. (York International Norman) | HITACHI | Singlezone Non-Ducted, Wall Placement | 207656963 |  | HRCU-A-CB-O | RAS-3.0PNNBDH1 | Non-Ducted Indoor Units | RPK-3.0PNN1DH | 12.45 | 21 | 10 |  |  |  | TRUE | TRUE | FALSE | 23400 | 15600 | 2.44 | 18405 | 2.17
207656960 | 03/25/22 | Live | Johnson Controls Inc. (York International Norman) | HITACHI | Singlezone Non-Ducted, Wall Placement | 207656960 |  | HRCU-A-CB-O | RAS-1.0PNNBDH1 | Non-Ducted Indoor Units | RPK-1.0PNN1DH | 14 | 23 | 11 |  |  |  | TRUE | TRUE | FALSE | 9000 | 5500 | 1.83 | 9187 | 2.45
207656964 | 03/25/22 | Live | Johnson Controls Inc. (York International Norman) | HITACHI | Singlezone Non-Ducted, Wall Placement | 207656964 |  | HRCU-A-CB-O | RAS-4.0PNNBDH1 | Non-Ducted Indoor Units | RPK-4.0PNN1DH | 10.5 | 18 | 10 |  |  |  | FALSE | FALSE | FALSE | 36000 | 26000 | 2.94 | 23186 | 2.4
207683516 | 04/06/22 | Live | Lennox Industries | LENNOX | Singlezone Non-Ducted, Ceiling Placement | 207683516 |  | HRCU-A-CB-O | MPC018S4S-1P | Mini-Splits | M22A018S4-2P | 12.5 | 20.5 | 11 |  |  |  | TRUE | FALSE | TRUE | 16000 | 12000 | 2.51 | 14200 | 2.17
207683534 | 04/06/22 | Live | Lennox Industries | LENNOX | Singlezone Non-Ducted, Wall Placement | 207683534 |  | HRCU-A-CB-O | MLB024S4S-1P | Mini-Splits | M33C024S4-1P | 11 | 20.2 | 11.6 |  |  |  | FALSE | FALSE | TRUE | 24000 | 15000 | 2.89 | 24000 | 2.17
207683508 | 04/06/22 | Live | Lennox Industries | LENNOX | Singlezone Ducted, Compact Ducted | 207683508 |  | HRCU-A-CB | MPC048S4S-1P | Mini-Splits | MMDB048S4-2P | 9.2 | 17.4 | 10.3 |  |  |  | FALSE | FALSE | FALSE | 48000 | 29000 | 2.5 | 41070 | 2.32
207683517 | 04/06/22 | Live | Lennox Industries | LENNOX | Singlezone Non-Ducted, Wall Placement | 207683517 |  | HRCU-A-CB-O | MPC024S4S-1P | Mini-Splits | M33C024S4-1P | 12.5 | 20.7 | 10 |  |  |  | TRUE | TRUE | TRUE | 24000 | 15600 | 2.86 | 18680 | 2.28
207683513 | 04/06/22 | Live | Lennox Industries | LENNOX | Singlezone Non-Ducted, Wall Placement | 207683513 |  | HRCU-A-CB-O | MPC048S4S-1P | Mini-Splits | MCFA048S4-2P | 9.3 | 18 | 11 |  |  |  | TRUE | TRUE | TRUE | 48000 | 29000 | 2.3 | 36008 | 2.26
207683507 | 04/06/22 | Live | Lennox Industries | LENNOX | Singlezone Ducted, Compact Ducted | 207683507 |  | HRCU-A-CB | MPC036S4S-1P | Mini-Splits | MMDB036S4-2P | 9 | 16.7 | 11.5 |  |  |  | FALSE | FALSE | FALSE | 36000 | 27000 | 2.6 | 27020 | 2.31
207683519 | 04/06/22 | Live | Lennox Industries | LENNOX | Singlezone Non-Ducted, Wall Placement | 207683519 |  | HRCU-A-CB-O | MPC048S4S-1P | Mini-Splits | M33C048S4-1P | 9.5 | 17.8 | 11 |  |  |  | FALSE | FALSE | TRUE | 48000 | 28000 | 1.8 | 37904 | 2.22
207683518 | 04/06/22 | Live | Lennox Industries | LENNOX | Singlezone Non-Ducted, Wall Placement | 207683518 |  | HRCU-A-CB-O | MPC036S4S-1P | Mini-Splits | M33C036S4-1P | 9 | 18.2 | 10.6 |  |  |  | FALSE | FALSE | FALSE | 36000 | 23000 | 1.9 | 25338 | 2.37
207683529 | 04/06/22 | Live | Lennox Industries | LENNOX | Singlezone Non-Ducted, Floor Placement | 207683529 |  | HRCU-A-CB-O | MLB018S4S-1P | Mini-Splits | MCFB018S4-2P | 12.5 | 20.2 | 10.5 |  |  |  | TRUE | TRUE | TRUE | 17000 | 12000 | 2.3 | 20500 | 1.84
207683526 | 04/06/22 | Live | Lennox Industries | LENNOX | Singlezone Ducted, Compact Ducted | 207683526 |  | HRCU-A-CB | MLB018S4S-1P | Mini-Splits | MMDB018S4-2P | 12.5 | 19.6 | 11 |  |  |  | TRUE | TRUE | TRUE | 16500 | 12700 | 2.58 | 21000 | 1.92
207683528 | 04/06/22 | Live | Lennox Industries | LENNOX | Singlezone Non-Ducted, Wall Placement | 207683528 |  | HRCU-A-CB-O | MLB012S4S-1P | Mini-Splits | MFMA012S4-1P | 13 | 23 | 11.5 |  |  |  | TRUE | TRUE | TRUE | 12000 | 8400 | 2.86 | 13600 | 2.23
207683506 | 04/06/22 | Live | Lennox Industries | LENNOX | Singlezone Ducted, Compact Ducted | 207683506 |  | HRCU-A-CB | MPC024S4S-1P | Mini-Splits | MMDB024S4-2P | 12.6 | 21.5 | 11.2 |  |  |  | TRUE | TRUE | TRUE | 24000 | 13500 | 2.59 | 22600 | 2.63
207641265 | 04/04/22 | Live | Hisense | HISENSE | Singlezone Non-Ducted, Wall Placement | 207641265 |  | HRCU-A-CB-O | AUW-36U3ST1 | Non-Ducted Indoor Units | AS-36UW3SDHTU00 | 10.5 | 18 | 10 |  |  |  | FALSE | FALSE | FALSE | 36000 | 26000 | 2.94 | 23186 | 2.4
207641266 | 04/04/22 | Live | Hisense | HISENSE | Singlezone Non-Ducted, Wall Placement | 207641266 |  | HRCU-A-CB-O | AUW-18U3SF | Non-Ducted Indoor Units | AST-18UW3SBBTV00 | 13.1 | 23 | 11 |  |  |  | TRUE | TRUE | TRUE | 18000 | 11400 | 2.93 | 15100 | 2.67
207641268 | 04/04/22 | Live | Hisense | HISENSE | Singlezone Non-Ducted, Wall Placement | 207641268 |  | HRCU-A-CB-O | AUW-09U3SS | Non-Ducted Indoor Units | AST-09UW3SVETV01 | 14 | 23 | 11 |  |  |  | TRUE | TRUE | FALSE | 9000 | 5500 | 1.83 | 9187 | 2.45
207641269 | 04/04/22 | Live | Hisense | HISENSE | Singlezone Non-Ducted, Wall Placement | 207641269 |  | HRCU-A-CB-O | AUW-12U3SS | Non-Ducted Indoor Units | AST-12UW3SXETV01 | 13.1 | 23 | 11 |  |  |  | TRUE | TRUE | FALSE | 12000 | 7300 | 2.35 | 10086 | 2.31
207641267 | 04/04/22 | Live | Hisense | HISENSE | Singlezone Non-Ducted, Wall Placement | 207641267 |  | HRCU-A-CB-O | AUW-24U3SA | Non-Ducted Indoor Units | AST-24UW3SDBTV01 | 12.45 | 21 | 10 |  |  |  | TRUE | TRUE | FALSE | 23400 | 15600 | 2.44 | 18405 | 2.17
205142788 | 07/24/20 | Live | Friedrich Air Conditioning | FRIEDRICH | Singlezone Non-Ducted, Wall Placement | 205142788 |  | HRCU-A-CB-O | FRHSR09A3A-A | Mini-Splits | FRHSW09A3B | 16.1 | 28 | 12.5 |  |  |  | FALSE | FALSE | TRUE | 9000 | 6500 | 3.12 | 11089 | 2.75
205142789 | 07/24/20 | Live | Friedrich Air Conditioning | FRIEDRICH | Singlezone Non-Ducted, Wall Placement | 205142789 |  | HRCU-A-CB-O | FRHSR12A3A-A | Mini-Splits | FRHSW12A3B | 15.4 | 25 | 12 |  |  |  | TRUE | TRUE | TRUE | 12000 | 8000 | 3.17 | 13160 | 2.41
201903178 | 05/29/20 | Live | Bathica | WABBAN | Multizone All Non-Ducted | 201903178 |  | HMSV-A-CB | BBM30H4O | Non-Ducted Indoor Units |  | 12.5 | 21 | 11.5 |  |  |  | FALSE | FALSE | FALSE | 28400 | 18000 | 2.6 | 24000 | 3.13
206720384 | 05/05/21 | Live | Sunrise Tradex Corp | FORESTAIR | Multizone All Non-Ducted | 206720384 |  | HMSR-A-CB-O | FGH-30ES/MZ | Non-Ducted Indoor Units |  | 12.5 | 21 | 11.5 |  |  |  | FALSE | FALSE | FALSE | 28400 | 18000 | 2.6 | 24000 | 3.13
207642948 | 04/08/22 | Live | Carrier | WEATHERMAKER | Multizone All Non-Ducted | 207642948 |  | HMSV-A-CB | 38MGRBQ36DA3 | Non-Ducted Indoor Units |  | 11.5 | 23 | 11.3 |  |  |  | TRUE | FALSE | TRUE | 36000 | 23400 | 2.64 | 29000 | 2.64
207642939 | 04/08/22 | Live | Carrier | WEATHERMAKER | Multizone All Non-Ducted | 207642939 |  | HMSV-A-CB | 38MGRBQ18BA3 | Non-Ducted Indoor Units |  | 13.3 | 22.5 | 10.6 |  |  |  | TRUE | FALSE | TRUE | 18000 | 11000 | 2.78 | 15600 | 2.79
207642959 | 04/08/22 | Live | Carrier | WEATHERMAKER | Multizone Mix of Ducted and Non-Ducted | 207642959 |  | HMSV-A-CB | 38MGRBQ48EA3 | Mixed Ducted and Non-Ducted Indoor Units |  | 11.3 | 21.45 | 11.25 |  |  |  | FALSE | FALSE | TRUE | 48500 | 30000 | 2.61 | 35250 | 2.61
207642942 | 04/08/22 | Live | Carrier | WEATHERMAKER | Multizone All Non-Ducted | 207642942 |  | HMSV-A-CB | 38MGHBQ24CA3 | Non-Ducted Indoor Units |  | 13.1 | 24.1 | 11 |  |  |  | TRUE | TRUE | TRUE | 24000 | 15000 | 2.8 | 19800 | 2.8
207642941 | 04/08/22 | Live | Carrier | WEATHERMAKER | Multizone Mix of Ducted and Non-Ducted | 207642941 |  | HMSV-A-CB | 38MGRBQ18BA3 | Mixed Ducted and Non-Ducted Indoor Units |  | 12.65 | 20.75 | 10.7 |  |  |  | TRUE | FALSE | TRUE | 18000 | 11400 | 2.78 | 16200 | 2.78
207642956 | 04/08/22 | Live | Carrier | WEATHERMAKER | Multizone Mix of Ducted and Non-Ducted | 207642956 |  | HMSV-A-CB | 38MGHBQ36DA3 | Mixed Ducted and Non-Ducted Indoor Units |  | 12.45 | 20.4 | 11 |  |  |  | TRUE | TRUE | TRUE | 36000 | 23000 | 2.65 | 33300 | 2.65
207642944 | 04/08/22 | Live | Carrier | WEATHERMAKER | Multizone Mix of Ducted and Non-Ducted | 207642944 |  | HMSV-A-CB | 38MGHBQ24CA3 | Mixed Ducted and Non-Ducted Indoor Units |  | 12.8 | 22.6 | 10.75 |  |  |  | TRUE | TRUE | TRUE | 24000 | 16700 | 2.85 | 19900 | 2.84
207642953 | 04/08/22 | Live | Carrier | WEATHERMAKER | Multizone Mix of Ducted and Non-Ducted | 207642953 |  | HMSV-A-CB | 38MGHBQ48EA3 | Mixed Ducted and Non-Ducted Indoor Units |  | 11.5 | 20.85 | 10.75 |  |  |  | TRUE | TRUE | TRUE | 48000 | 29000 | 2.48 | 47000 | 2.48
207642940 | 04/08/22 | Live | Carrier | WEATHERMAKER | Multizone All Ducted | 207642940 |  | HMSV-A-CB | 38MGRBQ18BA3 | Ducted Indoor Units |  | 12 | 19 | 10.8 |  |  |  | TRUE | TRUE | TRUE | 18000 | 11800 | 2.79 | 16800 | 2.78
207642947 | 04/08/22 | Live | Carrier | WEATHERMAKER | Multizone Mix of Ducted and Non-Ducted | 207642947 |  | HMSV-A-CB | 38MGHBQ30DA3 | Mixed Ducted and Non-Ducted Indoor Units |  | 12.05 | 22.4 | 10.65 |  |  |  | TRUE | FALSE | FALSE | 30000 | 18200 | 2.79 | 27250 | 2.79
207642958 | 04/08/22 | Live | Carrier | WEATHERMAKER | Multizone All Ducted | 207642958 |  | HMSV-A-CB | 38MGRBQ48EA3 | Ducted Indoor Units |  | 10.1 | 20.5 | 11.5 |  |  |  | FALSE | FALSE | FALSE | 49000 | 30400 | 2.62 | 36000 | 2.62
207642955 | 04/08/22 | Live | Carrier | WEATHERMAKER | Multizone All Ducted | 207642955 |  | HMSV-A-CB | 38MGHBQ36DA3 | Ducted Indoor Units |  | 11.3 | 19 | 11 |  |  |  | TRUE | FALSE | FALSE | 36000 | 23000 | 2.52 | 32800 | 2.52
207642952 | 04/08/22 | Live | Carrier | WEATHERMAKER | Multizone All Ducted | 207642952 |  | HMSV-A-CB | 38MGHBQ48EA3 | Ducted Indoor Units |  | 11.4 | 20.2 | 10.5 |  |  |  | TRUE | TRUE | TRUE | 48000 | 28000 | 2.45 | 48000 | 2.45
207642946 | 04/08/22 | Live | Carrier | WEATHERMAKER | Multizone All Ducted | 207642946 |  | HMSV-A-CB | 38MGHBQ30DA3 | Ducted Indoor Units |  | 11.6 | 19.8 | 10 |  |  |  | TRUE | FALSE | FALSE | 30000 | 19000 | 2.76 | 27000 | 2.75
207642943 | 04/08/22 | Live | Carrier | WEATHERMAKER | Multizone All Ducted | 207642943 |  | HMSV-A-CB | 38MGHBQ24CA3 | Ducted Indoor Units |  | 12.5 | 21.1 | 10.5 |  |  |  | TRUE | TRUE | TRUE | 24000 | 18500 | 2.85 | 20000 | 2.85
207642918 | 04/08/22 | Live | Carrier | PAYNE | Multizone All Non-Ducted | 207642918 |  | HMSV-A-CB | 38MGRBQ18BA3 | Non-Ducted Indoor Units |  | 13.3 | 22.5 | 10.6 |  |  |  | TRUE | FALSE | TRUE | 18000 | 11000 | 2.78 | 15600 | 2.79
207642921 | 04/08/22 | Live | Carrier | PAYNE | Multizone All Non-Ducted | 207642921 |  | HMSV-A-CB | 38MGHBQ24CA3 | Non-Ducted Indoor Units |  | 13.1 | 24.1 | 11 |  |  |  | TRUE | TRUE | TRUE | 24000 | 15000 | 2.8 | 19800 | 2.8
207642938 | 04/08/22 | Live | Carrier | PAYNE | Multizone Mix of Ducted and Non-Ducted | 207642938 |  | HMSV-A-CB | 38MGRBQ48EA3 | Mixed Ducted and Non-Ducted Indoor Units |  | 11.3 | 21.45 | 11.25 |  |  |  | FALSE | FALSE | TRUE | 48500 | 30000 | 2.61 | 35250 | 2.61
207642927 | 04/08/22 | Live | Carrier | PAYNE | Multizone All Non-Ducted | 207642927 |  | HMSV-A-CB | 38MGRBQ36DA3 | Non-Ducted Indoor Units |  | 11.5 | 23 | 11.3 |  |  |  | TRUE | FALSE | TRUE | 36000 | 23400 | 2.64 | 29000 | 2.64
207642932 | 04/08/22 | Live | Carrier | PAYNE | Multizone Mix of Ducted and Non-Ducted | 207642932 |  | HMSV-A-CB | 38MGHBQ48EA3 | Mixed Ducted and Non-Ducted Indoor Units |  | 11.5 | 20.85 | 10.75 |  |  |  | TRUE | TRUE | TRUE | 48000 | 29000 | 2.48 | 47000 | 2.48
207642935 | 04/08/22 | Live | Carrier | PAYNE | Multizone Mix of Ducted and Non-Ducted | 207642935 |  | HMSV-A-CB | 38MGHBQ36DA3 | Mixed Ducted and Non-Ducted Indoor Units |  | 12.45 | 20.4 | 11 |  |  |  | TRUE | TRUE | TRUE | 36000 | 23000 | 2.65 | 33300 | 2.65
207642920 | 04/08/22 | Live | Carrier | PAYNE | Multizone Mix of Ducted and Non-Ducted | 207642920 |  | HMSV-A-CB | 38MGRBQ18BA3 | Mixed Ducted and Non-Ducted Indoor Units |  | 12.65 | 20.75 | 10.7 |  |  |  | TRUE | FALSE | TRUE | 18000 | 11400 | 2.78 | 16200 | 2.78
207642926 | 04/08/22 | Live | Carrier | PAYNE | Multizone Mix of Ducted and Non-Ducted | 207642926 |  | HMSV-A-CB | 38MGHBQ30DA3 | Mixed Ducted and Non-Ducted Indoor Units |  | 12.05 | 22.4 | 10.65 |  |  |  | TRUE | FALSE | FALSE | 30000 | 18200 | 2.79 | 27250 | 2.79
207642923 | 04/08/22 | Live | Carrier | PAYNE | Multizone Mix of Ducted and Non-Ducted | 207642923 |  | HMSV-A-CB | 38MGHBQ24CA3 | Mixed Ducted and Non-Ducted Indoor Units |  | 12.8 | 22.6 | 10.75 |  |  |  | TRUE | TRUE | TRUE | 24000 | 16700 | 2.85 | 19900 | 2.84
207642937 | 04/08/22 | Live | Carrier | PAYNE | Multizone All Ducted | 207642937 |  | HMSV-A-CB | 38MGRBQ48EA3 | Ducted Indoor Units |  | 10.1 | 20.5 | 11.5 |  |  |  | FALSE | FALSE | FALSE | 49000 | 30400 | 2.62 | 36000 | 2.62
207642919 | 04/08/22 | Live | Carrier | PAYNE | Multizone All Ducted | 207642919 |  | HMSV-A-CB | 38MGRBQ18BA3 | Ducted Indoor Units |  | 12 | 19 | 10.8 |  |  |  | TRUE | TRUE | TRUE | 18000 | 11800 | 2.79 | 16800 | 2.78
207642931 | 04/08/22 | Live | Carrier | PAYNE | Multizone All Ducted | 207642931 |  | HMSV-A-CB | 38MGHBQ48EA3 | Ducted Indoor Units |  | 11.4 | 20.2 | 10.5 |  |  |  | TRUE | TRUE | TRUE | 48000 | 28000 | 2.45 | 48000 | 2.45
207642925 | 04/08/22 | Live | Carrier | PAYNE | Multizone All Ducted | 207642925 |  | HMSV-A-CB | 38MGHBQ30DA3 | Ducted Indoor Units |  | 11.6 | 19.8 | 10 |  |  |  | TRUE | FALSE | FALSE | 30000 | 19000 | 2.76 | 27000 | 2.75
207642934 | 04/08/22 | Live | Carrier | PAYNE | Multizone All Ducted | 207642934 |  | HMSV-A-CB | 38MGHBQ36DA3 | Ducted Indoor Units |  | 11.3 | 19 | 11 |  |  |  | TRUE | FALSE | FALSE | 36000 | 23000 | 2.52 | 32800 | 2.52
207642922 | 04/08/22 | Live | Carrier | PAYNE | Multizone All Ducted | 207642922 |  | HMSV-A-CB | 38MGHBQ24CA3 | Ducted Indoor Units |  | 12.5 | 21.1 | 10.5 |  |  |  | TRUE | TRUE | TRUE | 24000 | 18500 | 2.85 | 20000 | 2.85
207642969 | 04/08/22 | Live | Carrier | MIDEA | Multizone All Non-Ducted | 207642969 |  | HMSV-A-CB | 38MGRBQ36DA3 | Non-Ducted Indoor Units |  | 11.5 | 23 | 11.3 |  |  |  | TRUE | FALSE | TRUE | 36000 | 23400 | 2.64 | 29000 | 2.64
207642960 | 04/08/22 | Live | Carrier | MIDEA | Multizone All Non-Ducted | 207642960 |  | HMSV-A-CB | 38MGRBQ18BA3 | Non-Ducted Indoor Units |  | 13.3 | 22.5 | 10.6 |  |  |  | TRUE | FALSE | TRUE | 18000 | 11000 | 2.78 | 15600 | 2.79
207642980 | 04/08/22 | Live | Carrier | MIDEA | Multizone Mix of Ducted and Non-Ducted | 207642980 |  | HMSV-A-CB | 38MGRBQ48EA3 | Mixed Ducted and Non-Ducted Indoor Units |  | 11.3 | 21.45 | 11.25 |  |  |  | FALSE | FALSE | TRUE | 48500 | 30000 | 2.61 | 35250 | 2.61
207642963 | 04/08/22 | Live | Carrier | MIDEA | Multizone All Non-Ducted | 207642963 |  | HMSV-A-CB | 38MGHBQ24CA3 | Non-Ducted Indoor Units |  | 13.1 | 24.1 | 11 |  |  |  | TRUE | TRUE | TRUE | 24000 | 15000 | 2.8 | 19800 | 2.8
207642962 | 04/08/22 | Live | Carrier | MIDEA | Multizone Mix of Ducted and Non-Ducted | 207642962 |  | HMSV-A-CB | 38MGRBQ18BA3 | Mixed Ducted and Non-Ducted Indoor Units |  | 12.65 | 20.75 | 10.7 |  |  |  | TRUE | FALSE | TRUE | 18000 | 11400 | 2.78 | 16200 | 2.78
207642974 | 04/08/22 | Live | Carrier | MIDEA | Multizone Mix of Ducted and Non-Ducted | 207642974 |  | HMSV-A-CB | 38MGHBQ48EA3 | Mixed Ducted and Non-Ducted Indoor Units |  | 11.5 | 20.85 | 10.75 |  |  |  | TRUE | TRUE | TRUE | 48000 | 29000 | 2.48 | 47000 | 2.48
207642977 | 04/08/22 | Live | Carrier | MIDEA | Multizone Mix of Ducted and Non-Ducted | 207642977 |  | HMSV-A-CB | 38MGHBQ36DA3 | Mixed Ducted and Non-Ducted Indoor Units |  | 12.45 | 20.4 | 11 |  |  |  | TRUE | TRUE | TRUE | 36000 | 23000 | 2.65 | 33300 | 2.65
207642965 | 04/08/22 | Live | Carrier | MIDEA | Multizone Mix of Ducted and Non-Ducted | 207642965 |  | HMSV-A-CB | 38MGHBQ24CA3 | Mixed Ducted and Non-Ducted Indoor Units |  | 12.8 | 22.6 | 10.75 |  |  |  | TRUE | TRUE | TRUE | 24000 | 16700 | 2.85 | 19900 | 2.84
207642979 | 04/08/22 | Live | Carrier | MIDEA | Multizone All Ducted | 207642979 |  | HMSV-A-CB | 38MGRBQ48EA3 | Ducted Indoor Units |  | 10.1 | 20.5 | 11.5 |  |  |  | FALSE | FALSE | FALSE | 49000 | 30400 | 2.62 | 36000 | 2.62
207642968 | 04/08/22 | Live | Carrier | MIDEA | Multizone Mix of Ducted and Non-Ducted | 207642968 |  | HMSV-A-CB | 38MGHBQ30DA3 | Mixed Ducted and Non-Ducted Indoor Units |  | 12.05 | 22.4 | 10.65 |  |  |  | TRUE | FALSE | FALSE | 30000 | 18200 | 2.79 | 27250 | 2.79
207642961 | 04/08/22 | Live | Carrier | MIDEA | Multizone All Ducted | 207642961 |  | HMSV-A-CB | 38MGRBQ18BA3 | Ducted Indoor Units |  | 12 | 19 | 10.8 |  |  |  | TRUE | TRUE | TRUE | 18000 | 11800 | 2.79 | 16800 | 2.78
207642973 | 04/08/22 | Live | Carrier | MIDEA | Multizone All Ducted | 207642973 |  | HMSV-A-CB | 38MGHBQ48EA3 | Ducted Indoor Units |  | 11.4 | 20.2 | 10.5 |  |  |  | TRUE | TRUE | TRUE | 48000 | 28000 | 2.45 | 48000 | 2.45
207642976 | 04/08/22 | Live | Carrier | MIDEA | Multizone All Ducted | 207642976 |  | HMSV-A-CB | 38MGHBQ36DA3 | Ducted Indoor Units |  | 11.3 | 19 | 11 |  |  |  | TRUE | FALSE | FALSE | 36000 | 23000 | 2.52 | 32800 | 2.52
207642964 | 04/08/22 | Live | Carrier | MIDEA | Multizone All Ducted | 207642964 |  | HMSV-A-CB | 38MGHBQ24CA3 | Ducted Indoor Units |  | 12.5 | 21.1 | 10.5 |  |  |  | TRUE | TRUE | TRUE | 24000 | 18500 | 2.85 | 20000 | 2.85
207642906 | 04/08/22 | Live | Carrier | BRYANT | Multizone All Non-Ducted | 207642906 |  | HMSV-A-CB | 38MGRBQ36DA3 | Non-Ducted Indoor Units |  | 11.5 | 23 | 11.3 |  |  |  | TRUE | FALSE | TRUE | 36000 | 23400 | 2.64 | 29000 | 2.64
207642897 | 04/08/22 | Live | Carrier | BRYANT | Multizone All Non-Ducted | 207642897 |  | HMSV-A-CB | 38MGRBQ18BA3 | Non-Ducted Indoor Units |  | 13.3 | 22.5 | 10.6 |  |  |  | TRUE | FALSE | TRUE | 18000 | 11000 | 2.78 | 15600 | 2.79
207642967 | 04/08/22 | Live | Carrier | MIDEA | Multizone All Ducted | 207642967 |  | HMSV-A-CB | 38MGHBQ30DA3 | Ducted Indoor Units |  | 11.6 | 19.8 | 10 |  |  |  | TRUE | FALSE | FALSE | 30000 | 19000 | 2.76 | 27000 | 2.75
207642900 | 04/08/22 | Live | Carrier | BRYANT | Multizone All Non-Ducted | 207642900 |  | HMSV-A-CB | 38MGHBQ24CA3 | Non-Ducted Indoor Units |  | 13.1 | 24.1 | 11 |  |  |  | TRUE | TRUE | TRUE | 24000 | 15000 | 2.8 | 19800 | 2.8
207642899 | 04/08/22 | Live | Carrier | BRYANT | Multizone Mix of Ducted and Non-Ducted | 207642899 |  | HMSV-A-CB | 38MGRBQ18BA3 | Mixed Ducted and Non-Ducted Indoor Units |  | 12.65 | 20.75 | 10.7 |  |  |  | TRUE | FALSE | TRUE | 18000 | 11400 | 2.78 | 16200 | 2.78
207642917 | 04/08/22 | Live | Carrier | BRYANT | Multizone Mix of Ducted and Non-Ducted | 207642917 |  | HMSV-A-CB | 38MGRBQ48EA3 | Mixed Ducted and Non-Ducted Indoor Units |  | 11.3 | 21.45 | 11.25 |  |  |  | FALSE | FALSE | TRUE | 48500 | 30000 | 2.61 | 35250 | 2.61
207642911 | 04/08/22 | Live | Carrier | BRYANT | Multizone Mix of Ducted and Non-Ducted | 207642911 |  | HMSV-A-CB | 38MGHBQ48EA3 | Mixed Ducted and Non-Ducted Indoor Units |  | 11.5 | 20.85 | 10.75 |  |  |  | TRUE | TRUE | TRUE | 48000 | 29000 | 2.48 | 47000 | 2.48
207642902 | 04/08/22 | Live | Carrier | BRYANT | Multizone Mix of Ducted and Non-Ducted | 207642902 |  | HMSV-A-CB | 38MGHBQ24CA3 | Mixed Ducted and Non-Ducted Indoor Units |  | 12.8 | 22.6 | 10.75 |  |  |  | TRUE | TRUE | TRUE | 24000 | 16700 | 2.85 | 19900 | 2.84
207642905 | 04/08/22 | Live | Carrier | BRYANT | Multizone Mix of Ducted and Non-Ducted | 207642905 |  | HMSV-A-CB | 38MGHBQ30DA3 | Mixed Ducted and Non-Ducted Indoor Units |  | 12.05 | 22.4 | 10.65 |  |  |  | TRUE | FALSE | FALSE | 30000 | 18200 | 2.79 | 27250 | 2.79
207642916 | 04/08/22 | Live | Carrier | BRYANT | Multizone All Ducted | 207642916 |  | HMSV-A-CB | 38MGRBQ48EA3 | Ducted Indoor Units |  | 10.1 | 20.5 | 11.5 |  |  |  | FALSE | FALSE | FALSE | 49000 | 30400 | 2.62 | 36000 | 2.62
207642898 | 04/08/22 | Live | Carrier | BRYANT | Multizone All Ducted | 207642898 |  | HMSV-A-CB | 38MGRBQ18BA3 | Ducted Indoor Units |  | 12 | 19 | 10.8 |  |  |  | TRUE | TRUE | TRUE | 18000 | 11800 | 2.79 | 16800 | 2.78
207642913 | 04/08/22 | Live | Carrier | BRYANT | Multizone All Ducted | 207642913 |  | HMSV-A-CB | 38MGHBQ36DA3 | Ducted Indoor Units |  | 11.3 | 19 | 11 |  |  |  | TRUE | FALSE | FALSE | 36000 | 23000 | 2.52 | 32800 | 2.52
207642904 | 04/08/22 | Live | Carrier | BRYANT | Multizone All Ducted | 207642904 |  | HMSV-A-CB | 38MGHBQ30DA3 | Ducted Indoor Units |  | 11.6 | 19.8 | 10 |  |  |  | TRUE | FALSE | FALSE | 30000 | 19000 | 2.76 | 27000 | 2.75
207642914 | 04/08/22 | Live | Carrier | BRYANT | Multizone Mix of Ducted and Non-Ducted | 207642914 |  | HMSV-A-CB | 38MGHBQ36DA3 | Mixed Ducted and Non-Ducted Indoor Units |  | 12.45 | 20.4 | 11 |  |  |  | TRUE | TRUE | TRUE | 36000 | 23000 | 2.65 | 33300 | 2.65
207642885 | 04/08/22 | Live | Carrier | CARRIER | Multizone All Non-Ducted | 207642885 |  | HMSV-A-CB | 38MGRBQ36DA3 | Non-Ducted Indoor Units |  | 11.5 | 23 | 11.3 |  |  |  | TRUE | FALSE | TRUE | 36000 | 23400 | 2.64 | 29000 | 2.64
207642876 | 04/08/22 | Live | Carrier | CARRIER | Multizone All Non-Ducted | 207642876 |  | HMSV-A-CB | 38MGRBQ18BA3 | Non-Ducted Indoor Units |  | 13.3 | 22.5 | 10.6 |  |  |  | TRUE | FALSE | TRUE | 18000 | 11000 | 2.78 | 15600 | 2.79
207642910 | 04/08/22 | Live | Carrier | BRYANT | Multizone All Ducted | 207642910 |  | HMSV-A-CB | 38MGHBQ48EA3 | Ducted Indoor Units |  | 11.4 | 20.2 | 10.5 |  |  |  | TRUE | TRUE | TRUE | 48000 | 28000 | 2.45 | 48000 | 2.45
207642901 | 04/08/22 | Live | Carrier | BRYANT | Multizone All Ducted | 207642901 |  | HMSV-A-CB | 38MGHBQ24CA3 | Ducted Indoor Units |  | 12.5 | 21.1 | 10.5 |  |  |  | TRUE | TRUE | TRUE | 24000 | 18500 | 2.85 | 20000 | 2.85
207642878 | 04/08/22 | Live | Carrier | CARRIER | Multizone Mix of Ducted and Non-Ducted | 207642878 |  | HMSV-A-CB | 38MGRBQ18BA3 | Mixed Ducted and Non-Ducted Indoor Units |  | 12.65 | 20.75 | 10.7 |  |  |  | TRUE | FALSE | TRUE | 18000 | 11400 | 2.78 | 16200 | 2.78
207642896 | 04/08/22 | Live | Carrier | CARRIER | Multizone Mix of Ducted and Non-Ducted | 207642896 |  | HMSV-A-CB | 38MGRBQ48EA3 | Mixed Ducted and Non-Ducted Indoor Units |  | 11.3 | 21.45 | 11.25 |  |  |  | FALSE | FALSE | TRUE | 48500 | 30000 | 2.61 | 35250 | 2.61
207642893 | 04/08/22 | Live | Carrier | CARRIER | Multizone Mix of Ducted and Non-Ducted | 207642893 |  | HMSV-A-CB | 38MGHBQ36DA3 | Mixed Ducted and Non-Ducted Indoor Units |  | 12.45 | 20.4 | 11 |  |  |  | TRUE | TRUE | TRUE | 36000 | 23000 | 2.65 | 33300 | 2.65
207642890 | 04/08/22 | Live | Carrier | CARRIER | Multizone Mix of Ducted and Non-Ducted | 207642890 |  | HMSV-A-CB | 38MGHBQ48EA3 | Mixed Ducted and Non-Ducted Indoor Units |  | 11.5 | 20.85 | 10.75 |  |  |  | TRUE | TRUE | TRUE | 48000 | 29000 | 2.48 | 47000 | 2.48
207642884 | 04/08/22 | Live | Carrier | CARRIER | Multizone Mix of Ducted and Non-Ducted | 207642884 |  | HMSV-A-CB | 38MGHBQ30DA3 | Mixed Ducted and Non-Ducted Indoor Units |  | 12.05 | 22.4 | 10.65 |  |  |  | TRUE | FALSE | FALSE | 30000 | 18200 | 2.79 | 27250 | 2.79
207642895 | 04/08/22 | Live | Carrier | CARRIER | Multizone All Ducted | 207642895 |  | HMSV-A-CB | 38MGRBQ48EA3 | Ducted Indoor Units |  | 10.1 | 20.5 | 11.5 |  |  |  | FALSE | FALSE | FALSE | 49000 | 30400 | 2.62 | 36000 | 2.62
207642881 | 04/08/22 | Live | Carrier | CARRIER | Multizone Mix of Ducted and Non-Ducted | 207642881 |  | HMSV-A-CB | 38MGHBQ24CA3 | Mixed Ducted and Non-Ducted Indoor Units |  | 12.8 | 22.6 | 10.75 |  |  |  | TRUE | TRUE | TRUE | 24000 | 16700 | 2.85 | 19900 | 2.84
207642877 | 04/08/22 | Live | Carrier | CARRIER | Multizone All Ducted | 207642877 |  | HMSV-A-CB | 38MGRBQ18BA3 | Ducted Indoor Units |  | 12 | 19 | 10.8 |  |  |  | TRUE | TRUE | TRUE | 18000 | 11800 | 2.79 | 16800 | 2.78
207642892 | 04/08/22 | Live | Carrier | CARRIER | Multizone All Ducted | 207642892 |  | HMSV-A-CB | 38MGHBQ36DA3 | Ducted Indoor Units |  | 11.3 | 19 | 11 |  |  |  | TRUE | FALSE | FALSE | 36000 | 23000 | 2.52 | 32800 | 2.52
207642883 | 04/08/22 | Live | Carrier | CARRIER | Multizone All Ducted | 207642883 |  | HMSV-A-CB | 38MGHBQ30DA3 | Ducted Indoor Units |  | 11.6 | 19.8 | 10 |  |  |  | TRUE | FALSE | FALSE | 30000 | 19000 | 2.76 | 27000 | 2.75
207642889 | 04/08/22 | Live | Carrier | CARRIER | Multizone All Ducted | 207642889 |  | HMSV-A-CB | 38MGHBQ48EA3 | Ducted Indoor Units |  | 11.4 | 20.2 | 10.5 |  |  |  | TRUE | TRUE | TRUE | 48000 | 28000 | 2.45 | 48000 | 2.45
207642880 | 04/08/22 | Live | Carrier | CARRIER | Multizone All Ducted | 207642880 |  | HMSV-A-CB | 38MGHBQ24CA3 | Ducted Indoor Units |  | 12.5 | 21.1 | 10.5 |  |  |  | TRUE | TRUE | TRUE | 24000 | 18500 | 2.85 | 20000 | 2.85
207643144 | 04/13/22 | Live | Carrier | TEMPSTAR | Multizone All Non-Ducted | 207643144 |  | HMSV-A-CB | DLCMRBH36DAK | Non-Ducted Indoor Units |  | 10.5 | 21.8 | 11.5 |  |  |  | FALSE | FALSE | TRUE | 36000 | 24000 | 2.71 | 29000 | 2.64
207643134 | 04/13/22 | Live | Carrier | TEMPSTAR | Multizone All Non-Ducted | 207643134 |  | HMSV-A-CB | DLCMRBH18BAK | Non-Ducted Indoor Units |  | 12.5 | 21.5 | 10.6 |  |  |  | TRUE | FALSE | TRUE | 18000 | 11800 | 2.98 | 15600 | 2.79
207643137 | 04/13/22 | Live | Carrier | TEMPSTAR | Multizone All Non-Ducted | 207643137 |  | HMSV-A-CB | DLCMHBH24CAK | Non-Ducted Indoor Units |  | 12.5 | 23 | 10.2 |  |  |  | TRUE | TRUE | TRUE | 24000 | 13300 | 2.48 | 19800 | 2.8
207643154 | 04/13/22 | Live | Carrier | TEMPSTAR | Multizone Mix of Ducted and Non-Ducted | 207643154 |  | HMSV-A-CB | DLCMRBH48EAK | Mixed Ducted and Non-Ducted Indoor Units |  | 10.55 | 20.75 | 11 |  |  |  | FALSE | FALSE | TRUE | 48500 | 30600 | 2.66 | 35250 | 2.61
207643136 | 04/13/22 | Live | Carrier | TEMPSTAR | Multizone Mix of Ducted and Non-Ducted | 207643136 |  | HMSV-A-CB | DLCMRBH18BAK | Mixed Ducted and Non-Ducted Indoor Units |  | 12.25 | 20.25 | 10.7 |  |  |  | TRUE | FALSE | TRUE | 18000 | 11800 | 2.88 | 16200 | 2.78
207643148 | 04/13/22 | Live | Carrier | TEMPSTAR | Multizone Mix of Ducted and Non-Ducted | 207643148 |  | HMSV-A-CB | DLCMHBH48EAK | Mixed Ducted and Non-Ducted Indoor Units |  | 11.2 | 20.6 | 11 |  |  |  | FALSE | FALSE | TRUE | 48000 | 31000 | 2.65 | 47000 | 2.48
207643151 | 04/13/22 | Live | Carrier | TEMPSTAR | Multizone Mix of Ducted and Non-Ducted | 207643151 |  | HMSV-A-CB | DLCMHBH36DAK | Mixed Ducted and Non-Ducted Indoor Units |  | 11.9 | 19.5 | 10.9 |  |  |  | TRUE | TRUE | TRUE | 36000 | 22400 | 2.58 | 33300 | 2.65
207643142 | 04/13/22 | Live | Carrier | TEMPSTAR | Multizone Mix of Ducted and Non-Ducted | 207643142 |  | HMSV-A-CB | DLCMHBH30DAK | Mixed Ducted and Non-Ducted Indoor Units |  | 11.55 | 21.4 | 10.4 |  |  |  | TRUE | FALSE | FALSE | 30000 | 18700 | 2.87 | 27250 | 2.79
207643139 | 04/13/22 | Live | Carrier | TEMPSTAR | Multizone Mix of Ducted and Non-Ducted | 207643139 |  | HMSV-A-CB | DLCMHBH24CAK | Mixed Ducted and Non-Ducted Indoor Units |  | 12.5 | 22.05 | 10.35 |  |  |  | TRUE | TRUE | FALSE | 24000 | 15900 | 2.71 | 19900 | 2.84
207643153 | 04/13/22 | Live | Carrier | TEMPSTAR | Multizone All Ducted | 207643153 |  | HMSV-A-CB | DLCMRBH48EAK | Ducted Indoor Units |  | 10.1 | 20.5 | 11.5 |  |  |  | FALSE | FALSE | FALSE | 49000 | 30400 | 2.62 | 36000 | 2.62
207643135 | 04/13/22 | Live | Carrier | TEMPSTAR | Multizone All Ducted | 207643135 |  | HMSV-A-CB | DLCMRBH18BAK | Ducted Indoor Units |  | 12 | 19 | 10.8 |  |  |  | TRUE | TRUE | TRUE | 18000 | 11800 | 2.79 | 16800 | 2.78
207643147 | 04/13/22 | Live | Carrier | TEMPSTAR | Multizone All Ducted | 207643147 |  | HMSV-A-CB | DLCMHBH48EAK | Ducted Indoor Units |  | 11.4 | 20.2 | 10.5 |  |  |  | TRUE | TRUE | TRUE | 48000 | 28000 | 2.45 | 48000 | 2.45
207643150 | 04/13/22 | Live | Carrier | TEMPSTAR | Multizone All Ducted | 207643150 |  | HMSV-A-CB | DLCMHBH36DAK | Ducted Indoor Units |  | 11.3 | 19 | 11 |  |  |  | TRUE | FALSE | FALSE | 36000 | 23000 | 2.52 | 32800 | 2.52
207643141 | 04/13/22 | Live | Carrier | TEMPSTAR | Multizone All Ducted | 207643141 |  | HMSV-A-CB | DLCMHBH30DAK | Ducted Indoor Units |  | 11.6 | 19.8 | 10 |  |  |  | TRUE | FALSE | TRUE | 30000 | 19000 | 2.76 | 27000 | 2.75
207643138 | 04/13/22 | Live | Carrier | TEMPSTAR | Multizone All Ducted | 207643138 |  | HMSV-A-CB | DLCMHBH24CAK | Ducted Indoor Units |  | 12.5 | 21.1 | 10.5 |  |  |  | TRUE | TRUE | TRUE | 24000 | 18500 | 2.85 | 20000 | 2.85
207643165 | 04/13/22 | Live | Carrier | SMART COMFORT | Multizone All Non-Ducted | 207643165 |  | HMSV-A-CB | DLCMRBH36DAK | Non-Ducted Indoor Units |  | 10.5 | 21.8 | 11.5 |  |  |  | FALSE | FALSE | TRUE | 36000 | 24000 | 2.71 | 29000 | 2.64
207643155 | 04/13/22 | Live | Carrier | SMART COMFORT | Multizone All Non-Ducted | 207643155 |  | HMSV-A-CB | DLCMRBH18BAK | Non-Ducted Indoor Units |  | 12.5 | 21.5 | 10.6 |  |  |  | TRUE | FALSE | TRUE | 18000 | 11800 | 2.98 | 15600 | 2.79
207643158 | 04/13/22 | Live | Carrier | SMART COMFORT | Multizone All Non-Ducted | 207643158 |  | HMSV-A-CB | DLCMHBH24CAK | Non-Ducted Indoor Units |  | 12.5 | 23 | 10.2 |  |  |  | TRUE | TRUE | TRUE | 24000 | 13300 | 2.48 | 19800 | 2.8
207643157 | 04/13/22 | Live | Carrier | SMART COMFORT | Multizone Mix of Ducted and Non-Ducted | 207643157 |  | HMSV-A-CB | DLCMRBH18BAK | Mixed Ducted and Non-Ducted Indoor Units |  | 12.25 | 20.25 | 10.7 |  |  |  | TRUE | FALSE | TRUE | 18000 | 11800 | 2.88 | 16200 | 2.78
207643169 | 04/13/22 | Live | Carrier | SMART COMFORT | Multizone Mix of Ducted and Non-Ducted | 207643169 |  | HMSV-A-CB | DLCMHBH48EAK | Mixed Ducted and Non-Ducted Indoor Units |  | 11.2 | 20.6 | 11 |  |  |  | FALSE | FALSE | TRUE | 48000 | 31000 | 2.65 | 47000 | 2.48
207643163 | 04/13/22 | Live | Carrier | SMART COMFORT | Multizone Mix of Ducted and Non-Ducted | 207643163 |  | HMSV-A-CB | DLCMHBH30DAK | Mixed Ducted and Non-Ducted Indoor Units |  | 11.55 | 21.4 | 10.4 |  |  |  | TRUE | FALSE | FALSE | 30000 | 18700 | 2.87 | 27250 | 2.79
207643172 | 04/13/22 | Live | Carrier | SMART COMFORT | Multizone Mix of Ducted and Non-Ducted | 207643172 |  | HMSV-A-CB | DLCMHBH36DAK | Mixed Ducted and Non-Ducted Indoor Units |  | 11.9 | 19.5 | 10.9 |  |  |  | TRUE | TRUE | TRUE | 36000 | 22400 | 2.58 | 33300 | 2.65
207643175 | 04/13/22 | Live | Carrier | SMART COMFORT | Multizone Mix of Ducted and Non-Ducted | 207643175 |  | HMSV-A-CB | DLCMRBH48EAK | Mixed Ducted and Non-Ducted Indoor Units |  | 10.55 | 20.75 | 11 |  |  |  | FALSE | FALSE | TRUE | 48500 | 30600 | 2.66 | 35250 | 2.61
207643174 | 04/13/22 | Live | Carrier | SMART COMFORT | Multizone All Ducted | 207643174 |  | HMSV-A-CB | DLCMRBH48EAK | Ducted Indoor Units |  | 10.1 | 20.5 | 11.5 |  |  |  | FALSE | FALSE | FALSE | 49000 | 30400 | 2.62 | 36000 | 2.62
207643156 | 04/13/22 | Live | Carrier | SMART COMFORT | Multizone All Ducted | 207643156 |  | HMSV-A-CB | DLCMRBH18BAK | Ducted Indoor Units |  | 12 | 19 | 10.8 |  |  |  | TRUE | TRUE | TRUE | 18000 | 11800 | 2.79 | 16800 | 2.78
207643160 | 04/13/22 | Live | Carrier | SMART COMFORT | Multizone Mix of Ducted and Non-Ducted | 207643160 |  | HMSV-A-CB | DLCMHBH24CAK | Mixed Ducted and Non-Ducted Indoor Units |  | 12.5 | 22.05 | 10.35 |  |  |  | TRUE | TRUE | FALSE | 24000 | 15900 | 2.71 | 19900 | 2.84
207643168 | 04/13/22 | Live | Carrier | SMART COMFORT | Multizone All Ducted | 207643168 |  | HMSV-A-CB | DLCMHBH48EAK | Ducted Indoor Units |  | 11.4 | 20.2 | 10.5 |  |  |  | TRUE | TRUE | TRUE | 48000 | 28000 | 2.45 | 48000 | 2.45
207643171 | 04/13/22 | Live | Carrier | SMART COMFORT | Multizone All Ducted | 207643171 |  | HMSV-A-CB | DLCMHBH36DAK | Ducted Indoor Units |  | 11.3 | 19 | 11 |  |  |  | TRUE | FALSE | FALSE | 36000 | 23000 | 2.52 | 32800 | 2.52
207643162 | 04/13/22 | Live | Carrier | SMART COMFORT | Multizone All Ducted | 207643162 |  | HMSV-A-CB | DLCMHBH30DAK | Ducted Indoor Units |  | 11.6 | 19.8 | 10 |  |  |  | TRUE | FALSE | TRUE | 30000 | 19000 | 2.76 | 27000 | 2.75
207643159 | 04/13/22 | Live | Carrier | SMART COMFORT | Multizone All Ducted | 207643159 |  | HMSV-A-CB | DLCMHBH24CAK | Ducted Indoor Units |  | 12.5 | 21.1 | 10.5 |  |  |  | TRUE | TRUE | TRUE | 24000 | 18500 | 2.85 | 20000 | 2.85
207643123 | 04/13/22 | Live | Carrier | MIDEA | Multizone All Non-Ducted | 207643123 |  | HMSV-A-CB | DLCMRBH36DAK | Non-Ducted Indoor Units |  | 10.5 | 21.8 | 11.5 |  |  |  | FALSE | FALSE | TRUE | 36000 | 24000 | 2.71 | 29000 | 2.64
207643113 | 04/13/22 | Live | Carrier | MIDEA | Multizone All Non-Ducted | 207643113 |  | HMSV-A-CB | DLCMRBH18BAK | Non-Ducted Indoor Units |  | 12.5 | 21.5 | 10.6 |  |  |  | TRUE | FALSE | TRUE | 18000 | 11800 | 2.98 | 15600 | 2.79
207643116 | 04/13/22 | Live | Carrier | MIDEA | Multizone All Non-Ducted | 207643116 |  | HMSV-A-CB | DLCMHBH24CAK | Non-Ducted Indoor Units |  | 12.5 | 23 | 10.2 |  |  |  | TRUE | TRUE | TRUE | 24000 | 13300 | 2.48 | 19800 | 2.8
207643133 | 04/13/22 | Live | Carrier | MIDEA | Multizone Mix of Ducted and Non-Ducted | 207643133 |  | HMSV-A-CB | DLCMRBH48EAK | Mixed Ducted and Non-Ducted Indoor Units |  | 10.55 | 20.75 | 11 |  |  |  | FALSE | FALSE | TRUE | 48500 | 30600 | 2.66 | 35250 | 2.61
207643115 | 04/13/22 | Live | Carrier | MIDEA | Multizone Mix of Ducted and Non-Ducted | 207643115 |  | HMSV-A-CB | DLCMRBH18BAK | Mixed Ducted and Non-Ducted Indoor Units |  | 12.25 | 20.25 | 10.7 |  |  |  | TRUE | FALSE | TRUE | 18000 | 11800 | 2.88 | 16200 | 2.78
207643130 | 04/13/22 | Live | Carrier | MIDEA | Multizone Mix of Ducted and Non-Ducted | 207643130 |  | HMSV-A-CB | DLCMHBH36DAK | Mixed Ducted and Non-Ducted Indoor Units |  | 11.9 | 19.5 | 10.9 |  |  |  | TRUE | TRUE | TRUE | 36000 | 22400 | 2.58 | 33300 | 2.65
207643127 | 04/13/22 | Live | Carrier | MIDEA | Multizone Mix of Ducted and Non-Ducted | 207643127 |  | HMSV-A-CB | DLCMHBH48EAK | Mixed Ducted and Non-Ducted Indoor Units |  | 11.2 | 20.6 | 11 |  |  |  | FALSE | FALSE | TRUE | 48000 | 31000 | 2.65 | 47000 | 2.48
207643121 | 04/13/22 | Live | Carrier | MIDEA | Multizone Mix of Ducted and Non-Ducted | 207643121 |  | HMSV-A-CB | DLCMHBH30DAK | Mixed Ducted and Non-Ducted Indoor Units |  | 11.55 | 21.4 | 10.4 |  |  |  | TRUE | FALSE | FALSE | 30000 | 18700 | 2.87 | 27250 | 2.79
207643118 | 04/13/22 | Live | Carrier | MIDEA | Multizone Mix of Ducted and Non-Ducted | 207643118 |  | HMSV-A-CB | DLCMHBH24CAK | Mixed Ducted and Non-Ducted Indoor Units |  | 12.5 | 22.05 | 10.35 |  |  |  | TRUE | TRUE | FALSE | 24000 | 15900 | 2.71 | 19900 | 2.84
207643114 | 04/13/22 | Live | Carrier | MIDEA | Multizone All Ducted | 207643114 |  | HMSV-A-CB | DLCMRBH18BAK | Ducted Indoor Units |  | 12 | 19 | 10.8 |  |  |  | TRUE | TRUE | TRUE | 18000 | 11800 | 2.79 | 16800 | 2.78
207643132 | 04/13/22 | Live | Carrier | MIDEA | Multizone All Ducted | 207643132 |  | HMSV-A-CB | DLCMRBH48EAK | Ducted Indoor Units |  | 10.1 | 20.5 | 11.5 |  |  |  | FALSE | FALSE | FALSE | 49000 | 30400 | 2.62 | 36000 | 2.62
207643129 | 04/13/22 | Live | Carrier | MIDEA | Multizone All Ducted | 207643129 |  | HMSV-A-CB | DLCMHBH36DAK | Ducted Indoor Units |  | 11.3 | 19 | 11 |  |  |  | TRUE | FALSE | FALSE | 36000 | 23000 | 2.52 | 32800 | 2.52
207643126 | 04/13/22 | Live | Carrier | MIDEA | Multizone All Ducted | 207643126 |  | HMSV-A-CB | DLCMHBH48EAK | Ducted Indoor Units |  | 11.4 | 20.2 | 10.5 |  |  |  | TRUE | TRUE | TRUE | 48000 | 28000 | 2.45 | 48000 | 2.45
207643117 | 04/13/22 | Live | Carrier | MIDEA | Multizone All Ducted | 207643117 |  | HMSV-A-CB | DLCMHBH24CAK | Ducted Indoor Units |  | 12.5 | 21.1 | 10.5 |  |  |  | TRUE | TRUE | TRUE | 24000 | 18500 | 2.85 | 20000 | 2.85
207643102 | 04/13/22 | Live | Carrier | KENMORE | Multizone All Non-Ducted | 207643102 |  | HMSV-A-CB | DLCMRBH36DAK | Non-Ducted Indoor Units |  | 10.5 | 21.8 | 11.5 |  |  |  | FALSE | FALSE | TRUE | 36000 | 24000 | 2.71 | 29000 | 2.64
207643092 | 04/13/22 | Live | Carrier | KENMORE | Multizone All Non-Ducted | 207643092 |  | HMSV-A-CB | DLCMRBH18BAK | Non-Ducted Indoor Units |  | 12.5 | 21.5 | 10.6 |  |  |  | TRUE | FALSE | TRUE | 18000 | 11800 | 2.98 | 15600 | 2.79
207643120 | 04/13/22 | Live | Carrier | MIDEA | Multizone All Ducted | 207643120 |  | HMSV-A-CB | DLCMHBH30DAK | Ducted Indoor Units |  | 11.6 | 19.8 | 10 |  |  |  | TRUE | FALSE | TRUE | 30000 | 19000 | 2.76 | 27000 | 2.75
207643095 | 04/13/22 | Live | Carrier | KENMORE | Multizone All Non-Ducted | 207643095 |  | HMSV-A-CB | DLCMHBH24CAK | Non-Ducted Indoor Units |  | 12.5 | 23 | 10.2 |  |  |  | TRUE | TRUE | TRUE | 24000 | 13300 | 2.48 | 19800 | 2.8
207643112 | 04/13/22 | Live | Carrier | KENMORE | Multizone Mix of Ducted and Non-Ducted | 207643112 |  | HMSV-A-CB | DLCMRBH48EAK | Mixed Ducted and Non-Ducted Indoor Units |  | 10.55 | 20.75 | 11 |  |  |  | FALSE | FALSE | TRUE | 48500 | 30600 | 2.66 | 35250 | 2.61
207643094 | 04/13/22 | Live | Carrier | KENMORE | Multizone Mix of Ducted and Non-Ducted | 207643094 |  | HMSV-A-CB | DLCMRBH18BAK | Mixed Ducted and Non-Ducted Indoor Units |  | 12.25 | 20.25 | 10.7 |  |  |  | TRUE | FALSE | TRUE | 18000 | 11800 | 2.88 | 16200 | 2.78
207643100 | 04/13/22 | Live | Carrier | KENMORE | Multizone Mix of Ducted and Non-Ducted | 207643100 |  | HMSV-A-CB | DLCMHBH30DAK | Mixed Ducted and Non-Ducted Indoor Units |  | 11.55 | 21.4 | 10.4 |  |  |  | TRUE | FALSE | FALSE | 30000 | 18700 | 2.87 | 27250 | 2.79
207643106 | 04/13/22 | Live | Carrier | KENMORE | Multizone Mix of Ducted and Non-Ducted | 207643106 |  | HMSV-A-CB | DLCMHBH48EAK | Mixed Ducted and Non-Ducted Indoor Units |  | 11.2 | 20.6 | 11 |  |  |  | FALSE | FALSE | TRUE | 48000 | 31000 | 2.65 | 47000 | 2.48
207643109 | 04/13/22 | Live | Carrier | KENMORE | Multizone Mix of Ducted and Non-Ducted | 207643109 |  | HMSV-A-CB | DLCMHBH36DAK | Mixed Ducted and Non-Ducted Indoor Units |  | 11.9 | 19.5 | 10.9 |  |  |  | TRUE | TRUE | TRUE | 36000 | 22400 | 2.58 | 33300 | 2.65
207643097 | 04/13/22 | Live | Carrier | KENMORE | Multizone Mix of Ducted and Non-Ducted | 207643097 |  | HMSV-A-CB | DLCMHBH24CAK | Mixed Ducted and Non-Ducted Indoor Units |  | 12.5 | 22.05 | 10.35 |  |  |  | TRUE | TRUE | FALSE | 24000 | 15900 | 2.71 | 19900 | 2.84
207643093 | 04/13/22 | Live | Carrier | KENMORE | Multizone All Ducted | 207643093 |  | HMSV-A-CB | DLCMRBH18BAK | Ducted Indoor Units |  | 12 | 19 | 10.8 |  |  |  | TRUE | TRUE | TRUE | 18000 | 11800 | 2.79 | 16800 | 2.78
207643105 | 04/13/22 | Live | Carrier | KENMORE | Multizone All Ducted | 207643105 |  | HMSV-A-CB | DLCMHBH48EAK | Ducted Indoor Units |  | 11.4 | 20.2 | 10.5 |  |  |  | TRUE | TRUE | TRUE | 48000 | 28000 | 2.45 | 48000 | 2.45
207643099 | 04/13/22 | Live | Carrier | KENMORE | Multizone All Ducted | 207643099 |  | HMSV-A-CB | DLCMHBH30DAK | Ducted Indoor Units |  | 11.6 | 19.8 | 10 |  |  |  | TRUE | FALSE | TRUE | 30000 | 19000 | 2.76 | 27000 | 2.75
207643108 | 04/13/22 | Live | Carrier | KENMORE | Multizone All Ducted | 207643108 |  | HMSV-A-CB | DLCMHBH36DAK | Ducted Indoor Units |  | 11.3 | 19 | 11 |  |  |  | TRUE | FALSE | FALSE | 36000 | 23000 | 2.52 | 32800 | 2.52
207643111 | 04/13/22 | Live | Carrier | KENMORE | Multizone All Ducted | 207643111 |  | HMSV-A-CB | DLCMRBH48EAK | Ducted Indoor Units |  | 10.1 | 20.5 | 11.5 |  |  |  | FALSE | FALSE | FALSE | 49000 | 30400 | 2.62 | 36000 | 2.62
207643071 | 04/13/22 | Live | Carrier | KEEPRITE | Multizone All Non-Ducted | 207643071 |  | HMSV-A-CB | DLCMRBH18BAK | Non-Ducted Indoor Units |  | 12.5 | 21.5 | 10.6 |  |  |  | TRUE | FALSE | TRUE | 18000 | 11800 | 2.98 | 15600 | 2.79
207643081 | 04/13/22 | Live | Carrier | KEEPRITE | Multizone All Non-Ducted | 207643081 |  | HMSV-A-CB | DLCMRBH36DAK | Non-Ducted Indoor Units |  | 10.5 | 21.8 | 11.5 |  |  |  | FALSE | FALSE | TRUE | 36000 | 24000 | 2.71 | 29000 | 2.64
207643096 | 04/13/22 | Live | Carrier | KENMORE | Multizone All Ducted | 207643096 |  | HMSV-A-CB | DLCMHBH24CAK | Ducted Indoor Units |  | 12.5 | 21.1 | 10.5 |  |  |  | TRUE | TRUE | TRUE | 24000 | 18500 | 2.85 | 20000 | 2.85
207643074 | 04/13/22 | Live | Carrier | KEEPRITE | Multizone All Non-Ducted | 207643074 |  | HMSV-A-CB | DLCMHBH24CAK | Non-Ducted Indoor Units |  | 12.5 | 23 | 10.2 |  |  |  | TRUE | TRUE | TRUE | 24000 | 13300 | 2.48 | 19800 | 2.8
207643091 | 04/13/22 | Live | Carrier | KEEPRITE | Multizone Mix of Ducted and Non-Ducted | 207643091 |  | HMSV-A-CB | DLCMRBH48EAK | Mixed Ducted and Non-Ducted Indoor Units |  | 10.55 | 20.75 | 11 |  |  |  | FALSE | FALSE | TRUE | 48500 | 30600 | 2.66 | 35250 | 2.61
207643073 | 04/13/22 | Live | Carrier | KEEPRITE | Multizone Mix of Ducted and Non-Ducted | 207643073 |  | HMSV-A-CB | DLCMRBH18BAK | Mixed Ducted and Non-Ducted Indoor Units |  | 12.25 | 20.25 | 10.7 |  |  |  | TRUE | FALSE | TRUE | 18000 | 11800 | 2.88 | 16200 | 2.78
207643088 | 04/13/22 | Live | Carrier | KEEPRITE | Multizone Mix of Ducted and Non-Ducted | 207643088 |  | HMSV-A-CB | DLCMHBH36DAK | Mixed Ducted and Non-Ducted Indoor Units |  | 11.9 | 19.5 | 10.9 |  |  |  | TRUE | TRUE | TRUE | 36000 | 22400 | 2.58 | 33300 | 2.65
207643079 | 04/13/22 | Live | Carrier | KEEPRITE | Multizone Mix of Ducted and Non-Ducted | 207643079 |  | HMSV-A-CB | DLCMHBH30DAK | Mixed Ducted and Non-Ducted Indoor Units |  | 11.55 | 21.4 | 10.4 |  |  |  | TRUE | FALSE | FALSE | 30000 | 18700 | 2.87 | 27250 | 2.79
207643076 | 04/13/22 | Live | Carrier | KEEPRITE | Multizone Mix of Ducted and Non-Ducted | 207643076 |  | HMSV-A-CB | DLCMHBH24CAK | Mixed Ducted and Non-Ducted Indoor Units |  | 12.5 | 22.05 | 10.35 |  |  |  | TRUE | TRUE | FALSE | 24000 | 15900 | 2.71 | 19900 | 2.84
207643090 | 04/13/22 | Live | Carrier | KEEPRITE | Multizone All Ducted | 207643090 |  | HMSV-A-CB | DLCMRBH48EAK | Ducted Indoor Units |  | 10.1 | 20.5 | 11.5 |  |  |  | FALSE | FALSE | FALSE | 49000 | 30400 | 2.62 | 36000 | 2.62
207643085 | 04/13/22 | Live | Carrier | KEEPRITE | Multizone Mix of Ducted and Non-Ducted | 207643085 |  | HMSV-A-CB | DLCMHBH48EAK | Mixed Ducted and Non-Ducted Indoor Units |  | 11.2 | 20.6 | 11 |  |  |  | FALSE | FALSE | TRUE | 48000 | 31000 | 2.65 | 47000 | 2.48
207643084 | 04/13/22 | Live | Carrier | KEEPRITE | Multizone All Ducted | 207643084 |  | HMSV-A-CB | DLCMHBH48EAK | Ducted Indoor Units |  | 11.4 | 20.2 | 10.5 |  |  |  | TRUE | TRUE | TRUE | 48000 | 28000 | 2.45 | 48000 | 2.45
207643087 | 04/13/22 | Live | Carrier | KEEPRITE | Multizone All Ducted | 207643087 |  | HMSV-A-CB | DLCMHBH36DAK | Ducted Indoor Units |  | 11.3 | 19 | 11 |  |  |  | TRUE | FALSE | FALSE | 36000 | 23000 | 2.52 | 32800 | 2.52
207643075 | 04/13/22 | Live | Carrier | KEEPRITE | Multizone All Ducted | 207643075 |  | HMSV-A-CB | DLCMHBH24CAK | Ducted Indoor Units |  | 12.5 | 21.1 | 10.5 |  |  |  | TRUE | TRUE | TRUE | 24000 | 18500 | 2.85 | 20000 | 2.85
207643078 | 04/13/22 | Live | Carrier | KEEPRITE | Multizone All Ducted | 207643078 |  | HMSV-A-CB | DLCMHBH30DAK | Ducted Indoor Units |  | 11.6 | 19.8 | 10 |  |  |  | TRUE | FALSE | TRUE | 30000 | 19000 | 2.76 | 27000 | 2.75
207643072 | 04/13/22 | Live | Carrier | KEEPRITE | Multizone All Ducted | 207643072 |  | HMSV-A-CB | DLCMRBH18BAK | Ducted Indoor Units |  | 12 | 19 | 10.8 |  |  |  | TRUE | TRUE | TRUE | 18000 | 11800 | 2.79 | 16800 | 2.78
207643060 | 04/13/22 | Live | Carrier | HEIL | Multizone All Non-Ducted | 207643060 |  | HMSV-A-CB | DLCMRBH36DAK | Non-Ducted Indoor Units |  | 10.5 | 21.8 | 11.5 |  |  |  | FALSE | FALSE | TRUE | 36000 | 24000 | 2.71 | 29000 | 2.64
207643050 | 04/13/22 | Live | Carrier | HEIL | Multizone All Non-Ducted | 207643050 |  | HMSV-A-CB | DLCMRBH18BAK | Non-Ducted Indoor Units |  | 12.5 | 21.5 | 10.6 |  |  |  | TRUE | FALSE | TRUE | 18000 | 11800 | 2.98 | 15600 | 2.79
207643053 | 04/13/22 | Live | Carrier | HEIL | Multizone All Non-Ducted | 207643053 |  | HMSV-A-CB | DLCMHBH24CAK | Non-Ducted Indoor Units |  | 12.5 | 23 | 10.2 |  |  |  | TRUE | TRUE | TRUE | 24000 | 13300 | 2.48 | 19800 | 2.8
207643070 | 04/13/22 | Live | Carrier | HEIL | Multizone Mix of Ducted and Non-Ducted | 207643070 |  | HMSV-A-CB | DLCMRBH48EAK | Mixed Ducted and Non-Ducted Indoor Units |  | 10.55 | 20.75 | 11 |  |  |  | FALSE | FALSE | TRUE | 48500 | 30600 | 2.66 | 35250 | 2.61
207643064 | 04/13/22 | Live | Carrier | HEIL | Multizone Mix of Ducted and Non-Ducted | 207643064 |  | HMSV-A-CB | DLCMHBH48EAK | Mixed Ducted and Non-Ducted Indoor Units |  | 11.2 | 20.6 | 11 |  |  |  | FALSE | FALSE | TRUE | 48000 | 31000 | 2.65 | 47000 | 2.48
207643052 | 04/13/22 | Live | Carrier | HEIL | Multizone Mix of Ducted and Non-Ducted | 207643052 |  | HMSV-A-CB | DLCMRBH18BAK | Mixed Ducted and Non-Ducted Indoor Units |  | 12.25 | 20.25 | 10.7 |  |  |  | TRUE | FALSE | TRUE | 18000 | 11800 | 2.88 | 16200 | 2.78
207643067 | 04/13/22 | Live | Carrier | HEIL | Multizone Mix of Ducted and Non-Ducted | 207643067 |  | HMSV-A-CB | DLCMHBH36DAK | Mixed Ducted and Non-Ducted Indoor Units |  | 11.9 | 19.5 | 10.9 |  |  |  | TRUE | TRUE | TRUE | 36000 | 22400 | 2.58 | 33300 | 2.65
207643058 | 04/13/22 | Live | Carrier | HEIL | Multizone Mix of Ducted and Non-Ducted | 207643058 |  | HMSV-A-CB | DLCMHBH30DAK | Mixed Ducted and Non-Ducted Indoor Units |  | 11.55 | 21.4 | 10.4 |  |  |  | TRUE | FALSE | FALSE | 30000 | 18700 | 2.87 | 27250 | 2.79
207643055 | 04/13/22 | Live | Carrier | HEIL | Multizone Mix of Ducted and Non-Ducted | 207643055 |  | HMSV-A-CB | DLCMHBH24CAK | Mixed Ducted and Non-Ducted Indoor Units |  | 12.5 | 22.05 | 10.35 |  |  |  | TRUE | TRUE | FALSE | 24000 | 15900 | 2.71 | 19900 | 2.84
207643051 | 04/13/22 | Live | Carrier | HEIL | Multizone All Ducted | 207643051 |  | HMSV-A-CB | DLCMRBH18BAK | Ducted Indoor Units |  | 12 | 19 | 10.8 |  |  |  | TRUE | TRUE | TRUE | 18000 | 11800 | 2.79 | 16800 | 2.78
207643069 | 04/13/22 | Live | Carrier | HEIL | Multizone All Ducted | 207643069 |  | HMSV-A-CB | DLCMRBH48EAK | Ducted Indoor Units |  | 10.1 | 20.5 | 11.5 |  |  |  | FALSE | FALSE | FALSE | 49000 | 30400 | 2.62 | 36000 | 2.62
207643063 | 04/13/22 | Live | Carrier | HEIL | Multizone All Ducted | 207643063 |  | HMSV-A-CB | DLCMHBH48EAK | Ducted Indoor Units |  | 11.4 | 20.2 | 10.5 |  |  |  | TRUE | TRUE | TRUE | 48000 | 28000 | 2.45 | 48000 | 2.45
207643057 | 04/13/22 | Live | Carrier | HEIL | Multizone All Ducted | 207643057 |  | HMSV-A-CB | DLCMHBH30DAK | Ducted Indoor Units |  | 11.6 | 19.8 | 10 |  |  |  | TRUE | FALSE | TRUE | 30000 | 19000 | 2.76 | 27000 | 2.75
207643066 | 04/13/22 | Live | Carrier | HEIL | Multizone All Ducted | 207643066 |  | HMSV-A-CB | DLCMHBH36DAK | Ducted Indoor Units |  | 11.3 | 19 | 11 |  |  |  | TRUE | FALSE | FALSE | 36000 | 23000 | 2.52 | 32800 | 2.52
207643054 | 04/13/22 | Live | Carrier | HEIL | Multizone All Ducted | 207643054 |  | HMSV-A-CB | DLCMHBH24CAK | Ducted Indoor Units |  | 12.5 | 21.1 | 10.5 |  |  |  | TRUE | TRUE | TRUE | 24000 | 18500 | 2.85 | 20000 | 2.85
207643039 | 04/13/22 | Live | Carrier | DAY & NIGHT | Multizone All Non-Ducted | 207643039 |  | HMSV-A-CB | DLCMRBH36DAK | Non-Ducted Indoor Units |  | 10.5 | 21.8 | 11.5 |  |  |  | FALSE | FALSE | TRUE | 36000 | 24000 | 2.71 | 29000 | 2.64
207643029 | 04/13/22 | Live | Carrier | DAY & NIGHT | Multizone All Non-Ducted | 207643029 |  | HMSV-A-CB | DLCMRBH18BAK | Non-Ducted Indoor Units |  | 12.5 | 21.5 | 10.6 |  |  |  | TRUE | FALSE | TRUE | 18000 | 11800 | 2.98 | 15600 | 2.79
207643049 | 04/13/22 | Live | Carrier | DAY & NIGHT | Multizone Mix of Ducted and Non-Ducted | 207643049 |  | HMSV-A-CB | DLCMRBH48EAK | Mixed Ducted and Non-Ducted Indoor Units |  | 10.55 | 20.75 | 11 |  |  |  | FALSE | FALSE | TRUE | 48500 | 30600 | 2.66 | 35250 | 2.61
207643043 | 04/13/22 | Live | Carrier | DAY & NIGHT | Multizone Mix of Ducted and Non-Ducted | 207643043 |  | HMSV-A-CB | DLCMHBH48EAK | Mixed Ducted and Non-Ducted Indoor Units |  | 11.2 | 20.6 | 11 |  |  |  | FALSE | FALSE | TRUE | 48000 | 31000 | 2.65 | 47000 | 2.48
207643037 | 04/13/22 | Live | Carrier | DAY & NIGHT | Multizone Mix of Ducted and Non-Ducted | 207643037 |  | HMSV-A-CB | DLCMHBH30DAK | Mixed Ducted and Non-Ducted Indoor Units |  | 11.55 | 21.4 | 10.4 |  |  |  | TRUE | FALSE | FALSE | 30000 | 18700 | 2.87 | 27250 | 2.79
207643032 | 04/13/22 | Live | Carrier | DAY & NIGHT | Multizone All Non-Ducted | 207643032 |  | HMSV-A-CB | DLCMHBH24CAK | Non-Ducted Indoor Units |  | 12.5 | 23 | 10.2 |  |  |  | TRUE | TRUE | TRUE | 24000 | 13300 | 2.48 | 19800 | 2.8
207643031 | 04/13/22 | Live | Carrier | DAY & NIGHT | Multizone Mix of Ducted and Non-Ducted | 207643031 |  | HMSV-A-CB | DLCMRBH18BAK | Mixed Ducted and Non-Ducted Indoor Units |  | 12.25 | 20.25 | 10.7 |  |  |  | TRUE | FALSE | TRUE | 18000 | 11800 | 2.88 | 16200 | 2.78
207643046 | 04/13/22 | Live | Carrier | DAY & NIGHT | Multizone Mix of Ducted and Non-Ducted | 207643046 |  | HMSV-A-CB | DLCMHBH36DAK | Mixed Ducted and Non-Ducted Indoor Units |  | 11.9 | 19.5 | 10.9 |  |  |  | TRUE | TRUE | TRUE | 36000 | 22400 | 2.58 | 33300 | 2.65
207643034 | 04/13/22 | Live | Carrier | DAY & NIGHT | Multizone Mix of Ducted and Non-Ducted | 207643034 |  | HMSV-A-CB | DLCMHBH24CAK | Mixed Ducted and Non-Ducted Indoor Units |  | 12.5 | 22.05 | 10.35 |  |  |  | TRUE | TRUE | FALSE | 24000 | 15900 | 2.71 | 19900 | 2.84
207643030 | 04/13/22 | Live | Carrier | DAY & NIGHT | Multizone All Ducted | 207643030 |  | HMSV-A-CB | DLCMRBH18BAK | Ducted Indoor Units |  | 12 | 19 | 10.8 |  |  |  | TRUE | TRUE | TRUE | 18000 | 11800 | 2.79 | 16800 | 2.78
207643042 | 04/13/22 | Live | Carrier | DAY & NIGHT | Multizone All Ducted | 207643042 |  | HMSV-A-CB | DLCMHBH48EAK | Ducted Indoor Units |  | 11.4 | 20.2 | 10.5 |  |  |  | TRUE | TRUE | TRUE | 48000 | 28000 | 2.45 | 48000 | 2.45
207643045 | 04/13/22 | Live | Carrier | DAY & NIGHT | Multizone All Ducted | 207643045 |  | HMSV-A-CB | DLCMHBH36DAK | Ducted Indoor Units |  | 11.3 | 19 | 11 |  |  |  | TRUE | FALSE | FALSE | 36000 | 23000 | 2.52 | 32800 | 2.52
207643033 | 04/13/22 | Live | Carrier | DAY & NIGHT | Multizone All Ducted | 207643033 |  | HMSV-A-CB | DLCMHBH24CAK | Ducted Indoor Units |  | 12.5 | 21.1 | 10.5 |  |  |  | TRUE | TRUE | TRUE | 24000 | 18500 | 2.85 | 20000 | 2.85
207643008 | 04/13/22 | Live | Carrier | COMFORTMAKER | Multizone All Non-Ducted | 207643008 |  | HMSV-A-CB | DLCMRBH18BAK | Non-Ducted Indoor Units |  | 12.5 | 21.5 | 10.6 |  |  |  | TRUE | FALSE | TRUE | 18000 | 11800 | 2.98 | 15600 | 2.79
207643018 | 04/13/22 | Live | Carrier | COMFORTMAKER | Multizone All Non-Ducted | 207643018 |  | HMSV-A-CB | DLCMRBH36DAK | Non-Ducted Indoor Units |  | 10.5 | 21.8 | 11.5 |  |  |  | FALSE | FALSE | TRUE | 36000 | 24000 | 2.71 | 29000 | 2.64
207643048 | 04/13/22 | Live | Carrier | DAY & NIGHT | Multizone All Ducted | 207643048 |  | HMSV-A-CB | DLCMRBH48EAK | Ducted Indoor Units |  | 10.1 | 20.5 | 11.5 |  |  |  | FALSE | FALSE | FALSE | 49000 | 30400 | 2.62 | 36000 | 2.62
207643036 | 04/13/22 | Live | Carrier | DAY & NIGHT | Multizone All Ducted | 207643036 |  | HMSV-A-CB | DLCMHBH30DAK | Ducted Indoor Units |  | 11.6 | 19.8 | 10 |  |  |  | TRUE | FALSE | TRUE | 30000 | 19000 | 2.76 | 27000 | 2.75
207643011 | 04/13/22 | Live | Carrier | COMFORTMAKER | Multizone All Non-Ducted | 207643011 |  | HMSV-A-CB | DLCMHBH24CAK | Non-Ducted Indoor Units |  | 12.5 | 23 | 10.2 |  |  |  | TRUE | TRUE | TRUE | 24000 | 13300 | 2.48 | 19800 | 2.8
207643028 | 04/13/22 | Live | Carrier | COMFORTMAKER | Multizone Mix of Ducted and Non-Ducted | 207643028 |  | HMSV-A-CB | DLCMRBH48EAK | Mixed Ducted and Non-Ducted Indoor Units |  | 10.55 | 20.75 | 11 |  |  |  | FALSE | FALSE | TRUE | 48500 | 30600 | 2.66 | 35250 | 2.61
207643010 | 04/13/22 | Live | Carrier | COMFORTMAKER | Multizone Mix of Ducted and Non-Ducted | 207643010 |  | HMSV-A-CB | DLCMRBH18BAK | Mixed Ducted and Non-Ducted Indoor Units |  | 12.25 | 20.25 | 10.7 |  |  |  | TRUE | FALSE | TRUE | 18000 | 11800 | 2.88 | 16200 | 2.78
207643022 | 04/13/22 | Live | Carrier | COMFORTMAKER | Multizone Mix of Ducted and Non-Ducted | 207643022 |  | HMSV-A-CB | DLCMHBH48EAK | Mixed Ducted and Non-Ducted Indoor Units |  | 11.2 | 20.6 | 11 |  |  |  | FALSE | FALSE | TRUE | 48000 | 31000 | 2.65 | 47000 | 2.48
207643025 | 04/13/22 | Live | Carrier | COMFORTMAKER | Multizone Mix of Ducted and Non-Ducted | 207643025 |  | HMSV-A-CB | DLCMHBH36DAK | Mixed Ducted and Non-Ducted Indoor Units |  | 11.9 | 19.5 | 10.9 |  |  |  | TRUE | TRUE | TRUE | 36000 | 22400 | 2.58 | 33300 | 2.65
207643016 | 04/13/22 | Live | Carrier | COMFORTMAKER | Multizone Mix of Ducted and Non-Ducted | 207643016 |  | HMSV-A-CB | DLCMHBH30DAK | Mixed Ducted and Non-Ducted Indoor Units |  | 11.55 | 21.4 | 10.4 |  |  |  | TRUE | FALSE | FALSE | 30000 | 18700 | 2.87 | 27250 | 2.79
207643013 | 04/13/22 | Live | Carrier | COMFORTMAKER | Multizone Mix of Ducted and Non-Ducted | 207643013 |  | HMSV-A-CB | DLCMHBH24CAK | Mixed Ducted and Non-Ducted Indoor Units |  | 12.5 | 22.05 | 10.35 |  |  |  | TRUE | TRUE | FALSE | 24000 | 15900 | 2.71 | 19900 | 2.84
207643027 | 04/13/22 | Live | Carrier | COMFORTMAKER | Multizone All Ducted | 207643027 |  | HMSV-A-CB | DLCMRBH48EAK | Ducted Indoor Units |  | 10.1 | 20.5 | 11.5 |  |  |  | FALSE | FALSE | FALSE | 49000 | 30400 | 2.62 | 36000 | 2.62
207643009 | 04/13/22 | Live | Carrier | COMFORTMAKER | Multizone All Ducted | 207643009 |  | HMSV-A-CB | DLCMRBH18BAK | Ducted Indoor Units |  | 12 | 19 | 10.8 |  |  |  | TRUE | TRUE | TRUE | 18000 | 11800 | 2.79 | 16800 | 2.78
207643021 | 04/13/22 | Live | Carrier | COMFORTMAKER | Multizone All Ducted | 207643021 |  | HMSV-A-CB | DLCMHBH48EAK | Ducted Indoor Units |  | 11.4 | 20.2 | 10.5 |  |  |  | TRUE | TRUE | TRUE | 48000 | 28000 | 2.45 | 48000 | 2.45
207643024 | 04/13/22 | Live | Carrier | COMFORTMAKER | Multizone All Ducted | 207643024 |  | HMSV-A-CB | DLCMHBH36DAK | Ducted Indoor Units |  | 11.3 | 19 | 11 |  |  |  | TRUE | FALSE | FALSE | 36000 | 23000 | 2.52 | 32800 | 2.52
207643015 | 04/13/22 | Live | Carrier | COMFORTMAKER | Multizone All Ducted | 207643015 |  | HMSV-A-CB | DLCMHBH30DAK | Ducted Indoor Units |  | 11.6 | 19.8 | 10 |  |  |  | TRUE | FALSE | TRUE | 30000 | 19000 | 2.76 | 27000 | 2.75
207643012 | 04/13/22 | Live | Carrier | COMFORTMAKER | Multizone All Ducted | 207643012 |  | HMSV-A-CB | DLCMHBH24CAK | Ducted Indoor Units |  | 12.5 | 21.1 | 10.5 |  |  |  | TRUE | TRUE | TRUE | 24000 | 18500 | 2.85 | 20000 | 2.85
207642997 | 04/13/22 | Live | Carrier | ARCOAIRE | Multizone All Non-Ducted | 207642997 |  | HMSV-A-CB | DLCMRBH36DAK | Non-Ducted Indoor Units |  | 10.5 | 21.8 | 11.5 |  |  |  | FALSE | FALSE | TRUE | 36000 | 24000 | 2.71 | 29000 | 2.64
207642987 | 04/13/22 | Live | Carrier | ARCOAIRE | Multizone All Non-Ducted | 207642987 |  | HMSV-A-CB | DLCMRBH18BAK | Non-Ducted Indoor Units |  | 12.5 | 21.5 | 10.6 |  |  |  | TRUE | FALSE | TRUE | 18000 | 11800 | 2.98 | 15600 | 2.79
207642990 | 04/13/22 | Live | Carrier | ARCOAIRE | Multizone All Non-Ducted | 207642990 |  | HMSV-A-CB | DLCMHBH24CAK | Non-Ducted Indoor Units |  | 12.5 | 23 | 10.2 |  |  |  | TRUE | TRUE | TRUE | 24000 | 13300 | 2.48 | 19800 | 2.8
207643007 | 04/13/22 | Live | Carrier | ARCOAIRE | Multizone Mix of Ducted and Non-Ducted | 207643007 |  | HMSV-A-CB | DLCMRBH48EAK | Mixed Ducted and Non-Ducted Indoor Units |  | 10.55 | 20.75 | 11 |  |  |  | FALSE | FALSE | TRUE | 48500 | 30600 | 2.66 | 35250 | 2.61
207643001 | 04/13/22 | Live | Carrier | ARCOAIRE | Multizone Mix of Ducted and Non-Ducted | 207643001 |  | HMSV-A-CB | DLCMHBH48EAK | Mixed Ducted and Non-Ducted Indoor Units |  | 11.2 | 20.6 | 11 |  |  |  | FALSE | FALSE | TRUE | 48000 | 31000 | 2.65 | 47000 | 2.48
207642989 | 04/13/22 | Live | Carrier | ARCOAIRE | Multizone Mix of Ducted and Non-Ducted | 207642989 |  | HMSV-A-CB | DLCMRBH18BAK | Mixed Ducted and Non-Ducted Indoor Units |  | 12.25 | 20.25 | 10.7 |  |  |  | TRUE | FALSE | TRUE | 18000 | 11800 | 2.88 | 16200 | 2.78
207643004 | 04/13/22 | Live | Carrier | ARCOAIRE | Multizone Mix of Ducted and Non-Ducted | 207643004 |  | HMSV-A-CB | DLCMHBH36DAK | Mixed Ducted and Non-Ducted Indoor Units |  | 11.9 | 19.5 | 10.9 |  |  |  | TRUE | TRUE | TRUE | 36000 | 22400 | 2.58 | 33300 | 2.65
207642992 | 04/13/22 | Live | Carrier | ARCOAIRE | Multizone Mix of Ducted and Non-Ducted | 207642992 |  | HMSV-A-CB | DLCMHBH24CAK | Mixed Ducted and Non-Ducted Indoor Units |  | 12.5 | 22.05 | 10.35 |  |  |  | TRUE | TRUE | FALSE | 24000 | 15900 | 2.71 | 19900 | 2.84
207642988 | 04/13/22 | Live | Carrier | ARCOAIRE | Multizone All Ducted | 207642988 |  | HMSV-A-CB | DLCMRBH18BAK | Ducted Indoor Units |  | 12 | 19 | 10.8 |  |  |  | TRUE | TRUE | TRUE | 18000 | 11800 | 2.79 | 16800 | 2.78
207643006 | 04/13/22 | Live | Carrier | ARCOAIRE | Multizone All Ducted | 207643006 |  | HMSV-A-CB | DLCMRBH48EAK | Ducted Indoor Units |  | 10.1 | 20.5 | 11.5 |  |  |  | FALSE | FALSE | FALSE | 49000 | 30400 | 2.62 | 36000 | 2.62
207643000 | 04/13/22 | Live | Carrier | ARCOAIRE | Multizone All Ducted | 207643000 |  | HMSV-A-CB | DLCMHBH48EAK | Ducted Indoor Units |  | 11.4 | 20.2 | 10.5 |  |  |  | TRUE | TRUE | TRUE | 48000 | 28000 | 2.45 | 48000 | 2.45
207642995 | 04/13/22 | Live | Carrier | ARCOAIRE | Multizone Mix of Ducted and Non-Ducted | 207642995 |  | HMSV-A-CB | DLCMHBH30DAK | Mixed Ducted and Non-Ducted Indoor Units |  | 11.55 | 21.4 | 10.4 |  |  |  | TRUE | FALSE | FALSE | 30000 | 18700 | 2.87 | 27250 | 2.79
207642994 | 04/13/22 | Live | Carrier | ARCOAIRE | Multizone All Ducted | 207642994 |  | HMSV-A-CB | DLCMHBH30DAK | Ducted Indoor Units |  | 11.6 | 19.8 | 10 |  |  |  | TRUE | FALSE | TRUE | 30000 | 19000 | 2.76 | 27000 | 2.75
207642991 | 04/13/22 | Live | Carrier | ARCOAIRE | Multizone All Ducted | 207642991 |  | HMSV-A-CB | DLCMHBH24CAK | Ducted Indoor Units |  | 12.5 | 21.1 | 10.5 |  |  |  | TRUE | TRUE | TRUE | 24000 | 18500 | 2.85 | 20000 | 2.85
207643176 | 04/13/22 | Live | Carrier | AIRQUEST | Multizone All Non-Ducted | 207643176 |  | HMSV-A-CB | DLCMRBH18BAK | Non-Ducted Indoor Units |  | 12.5 | 21.5 | 10.6 |  |  |  | TRUE | FALSE | TRUE | 18000 | 11800 | 2.98 | 15600 | 2.79
207643186 | 04/13/22 | Live | Carrier | AIRQUEST | Multizone All Non-Ducted | 207643186 |  | HMSV-A-CB | DLCMRBH36DAK | Non-Ducted Indoor Units |  | 10.5 | 21.8 | 11.5 |  |  |  | FALSE | FALSE | TRUE | 36000 | 24000 | 2.71 | 29000 | 2.64
207643003 | 04/13/22 | Live | Carrier | ARCOAIRE | Multizone All Ducted | 207643003 |  | HMSV-A-CB | DLCMHBH36DAK | Ducted Indoor Units |  | 11.3 | 19 | 11 |  |  |  | TRUE | FALSE | FALSE | 36000 | 23000 | 2.52 | 32800 | 2.52
207643179 | 04/13/22 | Live | Carrier | AIRQUEST | Multizone All Non-Ducted | 207643179 |  | HMSV-A-CB | DLCMHBH24CAK | Non-Ducted Indoor Units |  | 12.5 | 23 | 10.2 |  |  |  | TRUE | TRUE | TRUE | 24000 | 13300 | 2.48 | 19800 | 2.8
207643178 | 04/13/22 | Live | Carrier | AIRQUEST | Multizone Mix of Ducted and Non-Ducted | 207643178 |  | HMSV-A-CB | DLCMRBH18BAK | Mixed Ducted and Non-Ducted Indoor Units |  | 12.25 | 20.25 | 10.7 |  |  |  | TRUE | FALSE | TRUE | 18000 | 11800 | 2.88 | 16200 | 2.78
207643196 | 04/13/22 | Live | Carrier | AIRQUEST | Multizone Mix of Ducted and Non-Ducted | 207643196 |  | HMSV-A-CB | DLCMRBH48EAK | Mixed Ducted and Non-Ducted Indoor Units |  | 10.55 | 20.75 | 11 |  |  |  | FALSE | FALSE | TRUE | 48500 | 30600 | 2.66 | 35250 | 2.61
207643190 | 04/13/22 | Live | Carrier | AIRQUEST | Multizone Mix of Ducted and Non-Ducted | 207643190 |  | HMSV-A-CB | DLCMHBH48EAK | Mixed Ducted and Non-Ducted Indoor Units |  | 11.2 | 20.6 | 11 |  |  |  | FALSE | FALSE | TRUE | 48000 | 31000 | 2.65 | 47000 | 2.48
207643193 | 04/13/22 | Live | Carrier | AIRQUEST | Multizone Mix of Ducted and Non-Ducted | 207643193 |  | HMSV-A-CB | DLCMHBH36DAK | Mixed Ducted and Non-Ducted Indoor Units |  | 11.9 | 19.5 | 10.9 |  |  |  | TRUE | TRUE | TRUE | 36000 | 22400 | 2.58 | 33300 | 2.65
207643184 | 04/13/22 | Live | Carrier | AIRQUEST | Multizone Mix of Ducted and Non-Ducted | 207643184 |  | HMSV-A-CB | DLCMHBH30DAK | Mixed Ducted and Non-Ducted Indoor Units |  | 11.55 | 21.4 | 10.4 |  |  |  | TRUE | FALSE | FALSE | 30000 | 18700 | 2.87 | 27250 | 2.79
207643177 | 04/13/22 | Live | Carrier | AIRQUEST | Multizone All Ducted | 207643177 |  | HMSV-A-CB | DLCMRBH18BAK | Ducted Indoor Units |  | 12 | 19 | 10.8 |  |  |  | TRUE | TRUE | TRUE | 18000 | 11800 | 2.79 | 16800 | 2.78
207643195 | 04/13/22 | Live | Carrier | AIRQUEST | Multizone All Ducted | 207643195 |  | HMSV-A-CB | DLCMRBH48EAK | Ducted Indoor Units |  | 10.1 | 20.5 | 11.5 |  |  |  | FALSE | FALSE | FALSE | 49000 | 30400 | 2.62 | 36000 | 2.62
207643192 | 04/13/22 | Live | Carrier | AIRQUEST | Multizone All Ducted | 207643192 |  | HMSV-A-CB | DLCMHBH36DAK | Ducted Indoor Units |  | 11.3 | 19 | 11 |  |  |  | TRUE | FALSE | FALSE | 36000 | 23000 | 2.52 | 32800 | 2.52
207643181 | 04/13/22 | Live | Carrier | AIRQUEST | Multizone Mix of Ducted and Non-Ducted | 207643181 |  | HMSV-A-CB | DLCMHBH24CAK | Mixed Ducted and Non-Ducted Indoor Units |  | 12.5 | 22.05 | 10.35 |  |  |  | TRUE | TRUE | FALSE | 24000 | 15900 | 2.71 | 19900 | 2.84
207643183 | 04/13/22 | Live | Carrier | AIRQUEST | Multizone All Ducted | 207643183 |  | HMSV-A-CB | DLCMHBH30DAK | Ducted Indoor Units |  | 11.6 | 19.8 | 10 |  |  |  | TRUE | FALSE | TRUE | 30000 | 19000 | 2.76 | 27000 | 2.75
207643189 | 04/13/22 | Live | Carrier | AIRQUEST | Multizone All Ducted | 207643189 |  | HMSV-A-CB | DLCMHBH48EAK | Ducted Indoor Units |  | 11.4 | 20.2 | 10.5 |  |  |  | TRUE | TRUE | TRUE | 48000 | 28000 | 2.45 | 48000 | 2.45
207643180 | 04/13/22 | Live | Carrier | AIRQUEST | Multizone All Ducted | 207643180 |  | HMSV-A-CB | DLCMHBH24CAK | Ducted Indoor Units |  | 12.5 | 21.1 | 10.5 |  |  |  | TRUE | TRUE | TRUE | 24000 | 18500 | 2.85 | 20000 | 2.85
207348705 | 04/15/22 | Live | Mitsubishi Electric Trane | TRANE / MITSUBISHI ELECTRIC | Multizone Mix of Ducted and Non-Ducted | 207348705 |  | HMSV-A-CB | NTXMPH24A132** | Mixed Ducted and Non-Ducted Indoor Units |  | 11.75 | 17.25 | 9.5 |  |  |  | FALSE | FALSE | FALSE | 22800 | 14000 | 2.52 | 24800 | 1.98
207348704 | 04/15/22 | Live | Mitsubishi Electric Trane | TRANE / MITSUBISHI ELECTRIC | Multizone Mix of Ducted and Non-Ducted | 207348704 |  | HMSV-A-CB | NTXMPH20A122** | Mixed Ducted and Non-Ducted Indoor Units |  | 12.25 | 16 | 10 |  |  |  | FALSE | FALSE | FALSE | 19000 | 13700 | 2.64 | 22000 | 2.05
207342934 | 04/15/22 | Live | Mitsubishi Electric Trane | TRANE / MITSUBISHI ELECTRIC | Multizone All Ducted | 207342934 |  | HMSV-A-CB | NTXMMX36A142** | Ducted Indoor Units |  | 8.7 | 16 | 10 |  |  |  | FALSE | FALSE | FALSE | 34400 | 20200 | 2.24 | 26600 | 2.2
207348706 | 04/15/22 | Live | Mitsubishi Electric Trane | TRANE / MITSUBISHI ELECTRIC | Multizone Mix of Ducted and Non-Ducted | 207348706 |  | HMSV-A-CB | NTXMPH30A132** | Mixed Ducted and Non-Ducted Indoor Units |  | 11.4 | 17 | 10.5 |  |  |  | FALSE | FALSE | FALSE | 27800 | 17200 | 2.53 | 28100 | 1.95
207348702 | 04/15/22 | Live | Mitsubishi Electric Trane | TRANE / MITSUBISHI ELECTRIC | Multizone Mix of Ducted and Non-Ducted | 207348702 |  | HMSV-A-CB | NTXMMX36A142** | Mixed Ducted and Non-Ducted Indoor Units |  | 9.05 | 17.6 | 10.5 |  |  |  | FALSE | FALSE | FALSE | 34800 | 21200 | 2.52 | 26600 | 2.23
207348701 | 04/15/22 | Live | Mitsubishi Electric Trane | TRANE / MITSUBISHI ELECTRIC | Multizone Mix of Ducted and Non-Ducted | 207348701 |  | HMSV-A-CB | NTXMMX30A132** | Mixed Ducted and Non-Ducted Indoor Units |  | 10.3 | 17.6 | 10.5 |  |  |  | FALSE | FALSE | FALSE | 27800 | 15500 | 2.48 | 21000 | 2.21
207342930 | 04/15/22 | Live | Mitsubishi Electric Trane | TRANE / MITSUBISHI ELECTRIC | Multizone All Ducted | 207342930 |  | HMSV-A-CB | NTXMMX24A132** | Ducted Indoor Units |  | 11.2 | 16 | 9 |  |  |  | FALSE | FALSE | FALSE | 23600 | 14000 | 2.63 | 19600 | 2.35
207342933 | 04/15/22 | Live | Mitsubishi Electric Trane | TRANE / MITSUBISHI ELECTRIC | Multizone All Ducted | 207342933 |  | HMSV-A-CB | NTXMMX30A132** | Ducted Indoor Units |  | 10 | 16.2 | 10 |  |  |  | FALSE | FALSE | FALSE | 27400 | 15100 | 2.33 | 21000 | 2.18
207348700 | 04/15/22 | Live | Mitsubishi Electric Trane | TRANE / MITSUBISHI ELECTRIC | Multizone Mix of Ducted and Non-Ducted | 207348700 |  | HMSV-A-CB | NTXMMX24A132** | Mixed Ducted and Non-Ducted Indoor Units |  | 12.4 | 18 | 9.5 |  |  |  | FALSE | FALSE | FALSE | 22800 | 14000 | 2.75 | 19600 | 2.29
207348699 | 04/15/22 | Live | Mitsubishi Electric Trane | TRANE / MITSUBISHI ELECTRIC | Multizone Mix of Ducted and Non-Ducted | 207348699 |  | HMSV-A-CB | NTXMMX20A122** | Mixed Ducted and Non-Ducted Indoor Units |  | 11.35 | 18 | 9.5 |  |  |  | FALSE | FALSE | FALSE | 19000 | 13000 | 2.89 | 15000 | 2.47
206328183 | 04/15/22 | Live | Mitsubishi Electric Trane | AMERICAN STANDARD / MITSUBISHI ELECTRIC | Singlezone Ducted, Compact Ducted | 206328183 |  | HRCU-A-CB | NAXSKH36A112AA | Mini-Splits | PEAD-A36AA7 | 12.5 | 15 | 9 |  |  |  | FALSE | FALSE | FALSE | 33000 | 25400 | 2.51 | 37000 | 2.17
207342928 | 04/15/22 | Live | Mitsubishi Electric Trane | TRANE / MITSUBISHI ELECTRIC | Multizone All Ducted | 207342928 |  | HMSV-A-CB | NTXMMX20A122** | Ducted Indoor Units |  | 10 | 16 | 9 |  |  |  | FALSE | FALSE | FALSE | 20000 | 12500 | 2.71 | 14500 | 2.35
206374558 | 04/15/22 | Live | Mitsubishi Electric Trane | AMERICAN STANDARD / MITSUBISHI ELECTRIC | Singlezone Ducted, Compact Ducted | 206374558 |  | HRCU-A-CB | NAXSKH30A112AA | Mini-Splits | TPEADA0301AA70A | 12.5 | 15 | 9 |  |  |  | FALSE | FALSE | FALSE | 33000 | 25400 | 2.51 | 37000 | 2.17
207641303 | 04/19/22 | Live | Midea Electric Trading | BLUERIDGE | Singlezone Non-Ducted, Floor Placement | 207641303 |  | HRCU-A-CB-O | BMY60UC | Mini-Splits | BM60MFCC | 9.8 | 18 | 10.5 |  |  |  | FALSE | FALSE | FALSE | 54000 | 35000 | 2.49 | 34945 | 2.04
206315638 | 04/20/22 | Live | Midea Electric Trading | ACIQ | Singlezone Ducted, Centrally Ducted | 206315638 |  | HRCU-A-CB | ACIQ-36-HP | Mini-Splits | ACIQ-36-AH | 8.5 | 16.5 | 10.4 |  |  |  | FALSE | FALSE | FALSE | 36000 | 25000 | 2.45 | 27360 | 2.37
206315639 | 04/20/22 | Live | Midea Electric Trading | ACIQ | Singlezone Ducted, Centrally Ducted | 206315639 |  | HRCU-A-CB | ACIQ-48-HP | Mini-Splits | ACIQ-48-AH | 8.2 | 16 | 9.5 |  |  |  | FALSE | FALSE | FALSE | 48000 | 36000 | 2.3 | 35597 | 2.24
206315648 | 04/20/22 | Live | Midea Electric Trading | 1HVAC | Singlezone Ducted, Centrally Ducted | 206315648 |  | HRCU-A-CB | ACIQ-48-HP | Mini-Splits | ACIQ-48-AH | 8.2 | 16 | 9.5 |  |  |  | FALSE | FALSE | FALSE | 48000 | 36000 | 2.3 | 35597 | 2.24
206315647 | 04/20/22 | Live | Midea Electric Trading | 1HVAC | Singlezone Ducted, Centrally Ducted | 206315647 |  | HRCU-A-CB | ACIQ-36-HP | Mini-Splits | ACIQ-36-AH | 8.5 | 16.5 | 10.4 |  |  |  | FALSE | FALSE | FALSE | 36000 | 25000 | 2.45 | 27360 | 2.37
206315629 | 04/20/22 | Live | Midea Electric Trading | DIYCOOL | Singlezone Ducted, Centrally Ducted | 206315629 |  | HRCU-A-CB | ACIQ-36-HP | Mini-Splits | ACIQ-36-AH | 8.5 | 16.5 | 10.4 |  |  |  | FALSE | FALSE | FALSE | 36000 | 25000 | 2.45 | 27360 | 2.37
206315630 | 04/20/22 | Live | Midea Electric Trading | DIYCOOL | Singlezone Ducted, Centrally Ducted | 206315630 |  | HRCU-A-CB | ACIQ-48-HP | Mini-Splits | ACIQ-48-AH | 8.2 | 16 | 9.5 |  |  |  | FALSE | FALSE | FALSE | 48000 | 36000 | 2.3 | 35597 | 2.24
208106685 | 04/20/22 | Live | Lennox Industries | AIREASE | Singlezone Non-Ducted, Ceiling Placement | 208106685 |  | HRCU-A-CB-O | 4DHP2S18S-1P | Mini-Splits | D22C118S4-1P | 12.5 | 20.5 | 11 |  |  |  | TRUE | FALSE | TRUE | 16000 | 12000 | 2.51 | 14200 | 2.17
208106686 | 04/20/22 | Live | Lennox Industries | AIREASE | Singlezone Non-Ducted, Wall Placement | 208106686 |  | HRCU-A-CB-O | 4DHP2S24S-1P | Mini-Splits | D33C224S4-1P | 12.5 | 20.7 | 10 |  |  |  | TRUE | TRUE | TRUE | 24000 | 15600 | 2.86 | 18680 | 2.28
208106765 | 04/20/22 | Live | Lennox Industries | AIREASE | Singlezone Ducted, Compact Ducted | 208106765 |  | HRCU-A-CB | 4DHP2S48S-1P | Mini-Splits | DMD248S4-2P | 9.2 | 17.4 | 10.3 |  |  |  | FALSE | FALSE | FALSE | 48000 | 29000 | 2.5 | 41070 | 2.32
208106763 | 04/20/22 | Live | Lennox Industries | AIREASE | Singlezone Non-Ducted, Wall Placement | 208106763 |  | HRCU-A-CB-O | 4DHP2S48S-1P | Mini-Splits | D33C248S4-1P | 9.5 | 17.8 | 11 |  |  |  | FALSE | FALSE | TRUE | 48000 | 28000 | 1.8 | 37904 | 2.22
208106764 | 04/20/22 | Live | Lennox Industries | AIREASE | Singlezone Ducted, Compact Ducted | 208106764 |  | HRCU-A-CB | 4DHP2S36S-1P | Mini-Splits | DMD236S4-2P | 9 | 16.7 | 11.5 |  |  |  | FALSE | FALSE | FALSE | 36000 | 27000 | 2.6 | 27020 | 2.31
208106762 | 04/20/22 | Live | Lennox Industries | AIREASE | Singlezone Non-Ducted, Wall Placement | 208106762 |  | HRCU-A-CB-O | 4DHP2S36S-1P | Mini-Splits | D33C236S4-1P | 9 | 18.2 | 10.6 |  |  |  | FALSE | FALSE | FALSE | 36000 | 23000 | 1.9 | 25338 | 2.37
208106689 | 04/20/22 | Live | Lennox Industries | AIREASE | Singlezone Ducted, Compact Ducted | 208106689 |  | HRCU-A-CB | 4DHP2S24S-1P | Mini-Splits | DMD224S4-1P | 12.6 | 21.5 | 11.2 |  |  |  | TRUE | TRUE | TRUE | 24000 | 13500 | 2.59 | 22600 | 2.63
208106658 | 04/20/22 | Live | Lennox Industries | ALLIED | Singlezone Non-Ducted, Ceiling Placement | 208106658 |  | HRCU-A-CB-O | 4DHP2S18S-1P | Mini-Splits | D22C118S4-1P | 12.5 | 20.5 | 11 |  |  |  | TRUE | FALSE | TRUE | 16000 | 12000 | 2.51 | 14200 | 2.17
208106659 | 04/20/22 | Live | Lennox Industries | ALLIED | Singlezone Non-Ducted, Wall Placement | 208106659 |  | HRCU-A-CB-O | 4DHP2S24S-1P | Mini-Splits | D33C224S4-1P | 12.5 | 20.7 | 10 |  |  |  | TRUE | TRUE | TRUE | 24000 | 15600 | 2.86 | 18680 | 2.28
208106760 | 04/20/22 | Live | Lennox Industries | ALLIED | Singlezone Ducted, Compact Ducted | 208106760 |  | HRCU-A-CB | 4DHP2S48S-1P | Mini-Splits | DMD248S4-2P | 9.2 | 17.4 | 10.3 |  |  |  | FALSE | FALSE | FALSE | 48000 | 29000 | 2.5 | 41070 | 2.32
208106759 | 04/20/22 | Live | Lennox Industries | ALLIED | Singlezone Ducted, Compact Ducted | 208106759 |  | HRCU-A-CB | 4DHP2S36S-1P | Mini-Splits | DMD236S4-2P | 9 | 16.7 | 11.5 |  |  |  | FALSE | FALSE | FALSE | 36000 | 27000 | 2.6 | 27020 | 2.31
208106758 | 04/20/22 | Live | Lennox Industries | ALLIED | Singlezone Non-Ducted, Wall Placement | 208106758 |  | HRCU-A-CB-O | 4DHP2S48S-1P | Mini-Splits | D33C248S4-1P | 9.5 | 17.8 | 11 |  |  |  | FALSE | FALSE | TRUE | 48000 | 28000 | 1.8 | 37904 | 2.22
208106757 | 04/20/22 | Live | Lennox Industries | ALLIED | Singlezone Non-Ducted, Wall Placement | 208106757 |  | HRCU-A-CB-O | 4DHP2S36S-1P | Mini-Splits | D33C236S4-1P | 9 | 18.2 | 10.6 |  |  |  | FALSE | FALSE | FALSE | 36000 | 23000 | 1.9 | 25338 | 2.37
208106662 | 04/20/22 | Live | Lennox Industries | ALLIED | Singlezone Ducted, Compact Ducted | 208106662 |  | HRCU-A-CB | 4DHP2S24S-1P | Mini-Splits | DMD224S4-1P | 12.6 | 21.5 | 11.2 |  |  |  | TRUE | TRUE | TRUE | 24000 | 13500 | 2.59 | 22600 | 2.63
208106676 | 04/20/22 | Live | Lennox Industries | ARMSTRONG AIR | Singlezone Non-Ducted, Ceiling Placement | 208106676 |  | HRCU-A-CB-O | 4DHP2S18S-1P | Mini-Splits | D22C118S4-1P | 12.5 | 20.5 | 11 |  |  |  | TRUE | FALSE | TRUE | 16000 | 12000 | 2.51 | 14200 | 2.17
208106677 | 04/20/22 | Live | Lennox Industries | ARMSTRONG AIR | Singlezone Non-Ducted, Wall Placement | 208106677 |  | HRCU-A-CB-O | 4DHP2S24S-1P | Mini-Splits | D33C224S4-1P | 12.5 | 20.7 | 10 |  |  |  | TRUE | TRUE | TRUE | 24000 | 15600 | 2.86 | 18680 | 2.28
208106770 | 04/20/22 | Live | Lennox Industries | ARMSTRONG AIR | Singlezone Ducted, Compact Ducted | 208106770 |  | HRCU-A-CB | 4DHP2S48S-1P | Mini-Splits | DMD248S4-2P | 9.2 | 17.4 | 10.3 |  |  |  | FALSE | FALSE | FALSE | 48000 | 29000 | 2.5 | 41070 | 2.32
208106768 | 04/20/22 | Live | Lennox Industries | ARMSTRONG AIR | Singlezone Non-Ducted, Wall Placement | 208106768 |  | HRCU-A-CB-O | 4DHP2S48S-1P | Mini-Splits | D33C248S4-1P | 9.5 | 17.8 | 11 |  |  |  | TRUE | TRUE | TRUE | 48000 | 28000 | 1.8 | 37904 | 2.22
208106769 | 04/20/22 | Live | Lennox Industries | ARMSTRONG AIR | Singlezone Ducted, Compact Ducted | 208106769 |  | HRCU-A-CB | 4DHP2S36S-1P | Mini-Splits | DMD236S4-2P | 9 | 16.7 | 11.5 |  |  |  | FALSE | FALSE | FALSE | 36000 | 27000 | 2.6 | 27020 | 2.31
208106767 | 04/20/22 | Live | Lennox Industries | ARMSTRONG AIR | Singlezone Non-Ducted, Wall Placement | 208106767 |  | HRCU-A-CB-O | 4DHP2S36S-1P | Mini-Splits | D33C236S4-1P | 9 | 18.2 | 10.6 |  |  |  | FALSE | FALSE | FALSE | 36000 | 23000 | 1.9 | 25338 | 2.37
208106680 | 04/20/22 | Live | Lennox Industries | ARMSTRONG AIR | Singlezone Ducted, Compact Ducted | 208106680 |  | HRCU-A-CB | 4DHP2S24S-1P | Mini-Splits | DMD224S4-1P | 12.6 | 21.5 | 11.2 |  |  |  | TRUE | TRUE | TRUE | 24000 | 13500 | 2.59 | 22600 | 2.63
208106695 | 04/20/22 | Live | Lennox Industries | CONCORD | Singlezone Non-Ducted, Wall Placement | 208106695 |  | HRCU-A-CB-O | 4DHP2S24S-1P | Mini-Splits | D33C224S4-1P | 12.5 | 20.7 | 10 |  |  |  | TRUE | TRUE | TRUE | 24000 | 15600 | 2.86 | 18680 | 2.28
208106694 | 04/20/22 | Live | Lennox Industries | CONCORD | Singlezone Non-Ducted, Ceiling Placement | 208106694 |  | HRCU-A-CB-O | 4DHP2S18S-1P | Mini-Splits | D22C118S4-1P | 12.5 | 20.5 | 11 |  |  |  | TRUE | FALSE | TRUE | 16000 | 12000 | 2.51 | 14200 | 2.17
208106773 | 04/20/22 | Live | Lennox Industries | CONCORD | Singlezone Non-Ducted, Wall Placement | 208106773 |  | HRCU-A-CB-O | 4DHP2S48S-1P | Mini-Splits | D33C248S4-1P | 9.5 | 17.8 | 11 |  |  |  | FALSE | FALSE | TRUE | 48000 | 28000 | 1.8 | 37904 | 2.22
208106775 | 04/20/22 | Live | Lennox Industries | CONCORD | Singlezone Ducted, Compact Ducted | 208106775 |  | HRCU-A-CB | 4DHP2S48S-1P | Mini-Splits | DMD248S4-2P | 9.2 | 17.4 | 10.3 |  |  |  | FALSE | FALSE | FALSE | 48000 | 29000 | 2.5 | 41070 | 2.32
208106774 | 04/20/22 | Live | Lennox Industries | CONCORD | Singlezone Ducted, Compact Ducted | 208106774 |  | HRCU-A-CB | 4DHP2S36S-1P | Mini-Splits | DMD236S4-2P | 9 | 16.7 | 11.5 |  |  |  | FALSE | FALSE | FALSE | 36000 | 27000 | 2.6 | 27020 | 2.31
208106772 | 04/20/22 | Live | Lennox Industries | CONCORD | Singlezone Non-Ducted, Wall Placement | 208106772 |  | HRCU-A-CB-O | 4DHP2S36S-1P | Mini-Splits | D33C236S4-1P | 9 | 18.2 | 10.6 |  |  |  | FALSE | FALSE | FALSE | 36000 | 23000 | 1.9 | 25338 | 2.37
208106698 | 04/20/22 | Live | Lennox Industries | CONCORD | Singlezone Ducted, Compact Ducted | 208106698 |  | HRCU-A-CB | 4DHP2S24S-1P | Mini-Splits | DMD224S4-1P | 12.6 | 21.5 | 11.2 |  |  |  | TRUE | TRUE | TRUE | 24000 | 13500 | 2.59 | 22600 | 2.63
208106667 | 04/20/22 | Live | Lennox Industries | DUCANE | Singlezone Non-Ducted, Ceiling Placement | 208106667 |  | HRCU-A-CB-O | 4DHP2S18S-1P | Mini-Splits | D22C118S4-1P | 12.5 | 20.5 | 11 |  |  |  | TRUE | FALSE | TRUE | 16000 | 12000 | 2.51 | 14200 | 2.17
208106668 | 04/20/22 | Live | Lennox Industries | DUCANE | Singlezone Non-Ducted, Wall Placement | 208106668 |  | HRCU-A-CB-O | 4DHP2S24S-1P | Mini-Splits | D33C224S4-1P | 12.5 | 20.7 | 10 |  |  |  | TRUE | TRUE | TRUE | 24000 | 15600 | 2.86 | 18680 | 2.28
208106780 | 04/20/22 | Live | Lennox Industries | DUCANE | Singlezone Ducted, Compact Ducted | 208106780 |  | HRCU-A-CB | 4DHP2S48S-1P | Mini-Splits | DMD248S4-2P | 9.2 | 17.4 | 10.3 |  |  |  | FALSE | FALSE | FALSE | 48000 | 29000 | 2.5 | 41070 | 2.32
208106778 | 04/20/22 | Live | Lennox Industries | DUCANE | Singlezone Non-Ducted, Wall Placement | 208106778 |  | HRCU-A-CB-O | 4DHP2S48S-1P | Mini-Splits | D33C248S4-1P | 9.5 | 17.8 | 11 |  |  |  | FALSE | FALSE | TRUE | 48000 | 28000 | 1.8 | 37904 | 2.22
208106777 | 04/20/22 | Live | Lennox Industries | DUCANE | Singlezone Non-Ducted, Wall Placement | 208106777 |  | HRCU-A-CB-O | 4DHP2S36S-1P | Mini-Splits | D33C236S4-1P | 9 | 18.2 | 10.6 |  |  |  | FALSE | FALSE | FALSE | 36000 | 23000 | 1.9 | 25338 | 2.37
208106779 | 04/20/22 | Live | Lennox Industries | DUCANE | Singlezone Ducted, Compact Ducted | 208106779 |  | HRCU-A-CB | 4DHP2S36S-1P | Mini-Splits | DMD236S4-2P | 9 | 16.7 | 11.5 |  |  |  | FALSE | FALSE | FALSE | 36000 | 27000 | 2.6 | 27020 | 2.31
208106671 | 04/20/22 | Live | Lennox Industries | DUCANE | Singlezone Ducted, Compact Ducted | 208106671 |  | HRCU-A-CB | 4DHP2S24S-1P | Mini-Splits | DMD224S4-1P | 12.6 | 21.5 | 11.2 |  |  |  | TRUE | TRUE | TRUE | 24000 | 13500 | 2.59 | 22600 | 2.63
205355577 | 04/20/22 | Live | Midea Electric Trading | AC PRO.COM | Singlezone Ducted, Centrally Ducted | 205355577 |  | HRCU-A-CB | AOD30U-36HFN1-MP0 | Mini-Splits | AVB-36HWFN1-M | 8.5 | 16.5 | 10.4 |  |  |  | FALSE | FALSE | FALSE | 36000 | 25000 | 2.45 | 27360 | 2.37
205355578 | 04/20/22 | Live | Midea Electric Trading | AC PRO.COM | Singlezone Ducted, Centrally Ducted | 205355578 |  | HRCU-A-CB | AOE30U-48HFN1-MP0 | Mini-Splits | AVB-48HWFN1-M | 8.2 | 16 | 9.5 |  |  |  | FALSE | FALSE | FALSE | 48000 | 36000 | 2.3 | 35597 | 2.24
206330209 | 04/18/22 | Live | INNOVAIR | INNOVAIR | Singlezone Non-Ducted, Wall Placement | 206330209 |  | HRCU-A-CB-O | EIN18H2V32(O) | Mini-Splits | EIN18H2V32(I) | 13.5 | 24.5 | 12 |  |  |  | TRUE | TRUE | TRUE | 18000 | 14200 | 2.16 | 23000 | 3.12
206330207 | 04/18/22 | Live | INNOVAIR | INNOVAIR | Singlezone Non-Ducted, Wall Placement | 206330207 |  | HRCU-A-CB-O | EIN10H2V32(O) | Mini-Splits | EIN10H2V32(I) | 16.5 | 38 | 15 |  |  |  | TRUE | TRUE | TRUE | 9000 | 5600 | 2.88 | 14610 | 2.41
208106860 | 04/15/22 | Live | INNOVAIR | INNOVAIR | Singlezone Ducted, Centrally Ducted | 208106860 |  | HRCU-A-CB-O | SEV30H2R19 | Ducted Indoor Units | DEV30H2R19 | 10.9 | 19.5 | 10.3 |  |  |  | FALSE | FALSE | FALSE | 30000 | 19000 | 2.34 | 22030 | 2.21
206188333 | 04/21/22 | Live | Carrier | TEMPSTAR | Singlezone Ducted, Centrally Ducted | 206188333 |  | HRCU-A-CB | DLCLRBH36AAK | Mini-Splits | DLFLDAH36XAK | 9 | 16.7 | 11.5 |  |  |  | FALSE | FALSE | FALSE | 36000 | 27000 | 2.65 | 28840 | 2.67
206188319 | 04/21/22 | Live | Carrier | KENMORE | Singlezone Ducted, Centrally Ducted | 206188319 |  | HRCU-A-CB | DLCLRBH36AAK | Mini-Splits | DLFLDAH36XAK | 9 | 16.7 | 11.5 |  |  |  | FALSE | FALSE | FALSE | 36000 | 27000 | 2.65 | 28840 | 2.67
206188312 | 04/21/22 | Live | Carrier | KEEPRITE | Singlezone Ducted, Centrally Ducted | 206188312 |  | HRCU-A-CB | DLCLRBH36AAK | Mini-Splits | DLFLDAH36XAK | 9 | 16.7 | 11.5 |  |  |  | FALSE | FALSE | FALSE | 36000 | 27000 | 2.65 | 28840 | 2.67
206188347 | 04/21/22 | Live | Carrier | SMART COMFORT | Singlezone Ducted, Centrally Ducted | 206188347 |  | HRCU-A-CB | DLCLRBH36AAK | Mini-Splits | DLFLDAH36XAK | 9 | 16.7 | 11.5 |  |  |  | FALSE | FALSE | FALSE | 36000 | 27000 | 2.65 | 28840 | 2.67
206188305 | 04/21/22 | Live | Carrier | HEIL | Singlezone Ducted, Centrally Ducted | 206188305 |  | HRCU-A-CB | DLCLRBH36AAK | Mini-Splits | DLFLDAH36XAK | 9 | 16.7 | 11.5 |  |  |  | FALSE | FALSE | FALSE | 36000 | 27000 | 2.65 | 28840 | 2.67
206188326 | 04/21/22 | Live | Carrier | MIDEA | Singlezone Ducted, Centrally Ducted | 206188326 |  | HRCU-A-CB | DLCLRBH36AAK | Mini-Splits | DLFLDAH36XAK | 9 | 16.7 | 11.5 |  |  |  | FALSE | FALSE | FALSE | 36000 | 27000 | 2.65 | 28840 | 2.67
206188298 | 04/21/22 | Live | Carrier | DAY & NIGHT | Singlezone Ducted, Centrally Ducted | 206188298 |  | HRCU-A-CB | DLCLRBH36AAK | Mini-Splits | DLFLDAH36XAK | 9 | 16.7 | 11.5 |  |  |  | FALSE | FALSE | FALSE | 36000 | 27000 | 2.65 | 28840 | 2.67
206188284 | 04/21/22 | Live | Carrier | ARCOAIRE | Singlezone Ducted, Centrally Ducted | 206188284 |  | HRCU-A-CB | DLCLRBH36AAK | Mini-Splits | DLFLDAH36XAK | 9 | 16.7 | 11.5 |  |  |  | FALSE | FALSE | FALSE | 36000 | 27000 | 2.65 | 28840 | 2.67
206188340 | 04/21/22 | Live | Carrier | AIRQUEST | Singlezone Ducted, Centrally Ducted | 206188340 |  | HRCU-A-CB | DLCLRBH36AAK | Mini-Splits | DLFLDAH36XAK | 9 | 16.7 | 11.5 |  |  |  | FALSE | FALSE | FALSE | 36000 | 27000 | 2.65 | 28840 | 2.67
206188291 | 04/21/22 | Live | Carrier | COMFORTMAKER | Singlezone Ducted, Centrally Ducted | 206188291 |  | HRCU-A-CB | DLCLRBH36AAK | Mini-Splits | DLFLDAH36XAK | 9 | 16.7 | 11.5 |  |  |  | FALSE | FALSE | FALSE | 36000 | 27000 | 2.65 | 28840 | 2.67
207202519 | 04/22/22 | Live | Carrier | AIRQUEST | Singlezone Ducted, Centrally Ducted | 207202519 |  | HRCU-A-CB | DLCSRBH18AAK | Mini-Splits | FEM4X18**BL | 12 | 19 | 10.5 |  |  |  | FALSE | FALSE | FALSE | 18200 | 14700 | 3.24 | 17934 | 3.24
207202518 | 04/22/22 | Live | Carrier | AIRQUEST | Singlezone Ducted, Centrally Ducted | 207202518 |  | HRCU-A-CB | DLCSRBH18AAK | Mini-Splits | FEM4P18**AL | 12 | 19 | 10.5 |  |  |  | FALSE | FALSE | FALSE | 18200 | 14700 | 3.24 | 17934 | 3.24
207199432 | 04/22/22 | Live | Carrier | TEMPSTAR | Singlezone Ducted, Centrally Ducted | 207199432 |  | HRCU-A-CB | DLCSRBH30AAK | Mini-Splits | FMA4X30**AL* | 10 | 16.5 | 12 |  |  |  | FALSE | FALSE | FALSE | 29400 | 19400 | 2.8 | 23668 | 2.8
207199433 | 04/22/22 | Live | Carrier | TEMPSTAR | Singlezone Ducted, Centrally Ducted | 207199433 |  | HRCU-A-CB | DLCSRBH30AAK | Mini-Splits | FXM4X30**AL | 10 | 17 | 11.5 |  |  |  | FALSE | FALSE | FALSE | 28000 | 18800 | 2.57 | 22936 | 2.59
207198932 | 04/22/22 | Live | Carrier | TEMPSTAR | Singlezone Ducted, Centrally Ducted | 207198932 |  | HRCU-A-CB | DLCSRBH30AAK | Mini-Splits | FVM4X36***L | 10.65 | 16 | 11 |  |  |  | FALSE | FALSE | FALSE | 29000 | 19200 | 2.5 | 23424 | 2.5
207199434 | 04/22/22 | Live | Carrier | TEMPSTAR | Singlezone Ducted, Centrally Ducted | 207199434 |  | HRCU-A-CB | DLCSRBH30AAK | Mini-Splits | FM(C,U)4Z30**AL* | 10.5 | 17.5 | 12.5 |  |  |  | FALSE | FALSE | FALSE | 28600 | 19200 | 2.76 | 23424 | 2.76
207099992 | 04/22/22 | Live | Carrier | TEMPSTAR | Singlezone Ducted, Centrally Ducted | 207099992 |  | HRCU-A-CB | DLCSRBH24AAK | Mini-Splits | FM(C,U)4Z24**AL* | 11.5 | 15.5 | 10 |  |  |  | FALSE | FALSE | FALSE | 21800 | 16100 | 2.28 | 19642 | 2.28
207099991 | 04/22/22 | Live | Carrier | TEMPSTAR | Singlezone Ducted, Centrally Ducted | 207099991 |  | HRCU-A-CB | DLCSRBH24AAK | Mini-Splits | FMA4X24**AL* | 11.5 | 15 | 10 |  |  |  | FALSE | FALSE | FALSE | 21800 | 16000 | 2.4 | 19520 | 2.4
207099989 | 04/22/22 | Live | Carrier | TEMPSTAR | Singlezone Ducted, Centrally Ducted | 207099989 |  | HRCU-A-CB | DLCSRBH24AAK | Mini-Splits | FXM4X24**AL | 11.5 | 15.5 | 10.5 |  |  |  | FALSE | FALSE | FALSE | 22000 | 15500 | 2.64 | 18910 | 2.64
207203168 | 04/22/22 | Live | Carrier | TEMPSTAR | Singlezone Ducted, Centrally Ducted | 207203168 |  | HRCU-A-CB | DLCSRBH18AAK | Mini-Splits | FMA4X18**AL* | 11.8 | 17 | 11 |  |  |  | FALSE | FALSE | FALSE | 18000 | 15000 | 3.31 | 18300 | 3.31
207203169 | 04/22/22 | Live | Carrier | TEMPSTAR | Singlezone Ducted, Centrally Ducted | 207203169 |  | HRCU-A-CB | DLCSRBH18AAK | Mini-Splits | FM(C,U)4Z18**AL* | 12.2 | 19 | 11.5 |  |  |  | FALSE | FALSE | FALSE | 18500 | 15000 | 3.41 | 18300 | 3.39
207203170 | 04/22/22 | Live | Carrier | TEMPSTAR | Singlezone Ducted, Centrally Ducted | 207203170 |  | HRCU-A-CB | DLCSRBH18AAK | Mini-Splits | FXM4X18**AL | 12.2 | 18 | 10.5 |  |  |  | FALSE | FALSE | FALSE | 18500 | 14500 | 3.27 | 17690 | 3.26
207202178 | 04/22/22 | Live | Carrier | TEMPSTAR | Singlezone Ducted, Centrally Ducted | 207202178 |  | HRCU-A-CB | DLCSRBH18AAK | Mini-Splits | FVM4X24***L | 11.55 | 16 | 10.5 |  |  |  | FALSE | FALSE | FALSE | 17400 | 13400 | 3.27 | 16348 | 3.26
207199430 | 04/22/22 | Live | Carrier | TEMPSTAR | Singlezone Ducted, Centrally Ducted | 207199430 |  | HRCU-A-CB | DLCSRBH30AAK | Mini-Splits | FEM4P30**AL | 10 | 17.5 | 11.5 |  |  |  | FALSE | FALSE | FALSE | 28200 | 19100 | 2.58 | 23302 | 2.58
207203172 | 04/22/22 | Live | Carrier | TEMPSTAR | Singlezone Ducted, Centrally Ducted | 207203172 |  | HRCU-A-CB | DLCSRBH18AAK | Mini-Splits | FEM4X18**BL | 12 | 19 | 10.5 |  |  |  | FALSE | FALSE | FALSE | 18200 | 14700 | 3.24 | 17934 | 3.24
207203171 | 04/22/22 | Live | Carrier | TEMPSTAR | Singlezone Ducted, Centrally Ducted | 207203171 |  | HRCU-A-CB | DLCSRBH18AAK | Mini-Splits | FEM4P18**AL | 12 | 19 | 10.5 |  |  |  | FALSE | FALSE | FALSE | 18200 | 14700 | 3.24 | 17934 | 3.24
207199364 | 04/22/22 | Live | Carrier | SMART COMFORT | Singlezone Ducted, Centrally Ducted | 207199364 |  | HRCU-A-CB | DLCSRBH30AAK | Mini-Splits | FXM4X30**AL | 10 | 17 | 11.5 |  |  |  | FALSE | FALSE | FALSE | 28000 | 18800 | 2.57 | 22936 | 2.59
207199431 | 04/22/22 | Live | Carrier | TEMPSTAR | Singlezone Ducted, Centrally Ducted | 207199431 |  | HRCU-A-CB | DLCSRBH30AAK | Mini-Splits | FEM4X30**BL | 10 | 17.5 | 11.5 |  |  |  | FALSE | FALSE | FALSE | 28200 | 19100 | 2.58 | 23302 | 2.58
207199363 | 04/22/22 | Live | Carrier | SMART COMFORT | Singlezone Ducted, Centrally Ducted | 207199363 |  | HRCU-A-CB | DLCSRBH30AAK | Mini-Splits | FMA4X30**AL* | 10 | 16.5 | 12 |  |  |  | FALSE | FALSE | FALSE | 29400 | 19400 | 2.8 | 23668 | 2.8
207198931 | 04/22/22 | Live | Carrier | SMART COMFORT | Singlezone Ducted, Centrally Ducted | 207198931 |  | HRCU-A-CB | DLCSRBH30AAK | Mini-Splits | FVM4X36***L | 10.65 | 16 | 11 |  |  |  | FALSE | FALSE | FALSE | 29000 | 19200 | 2.5 | 23424 | 2.5
207199365 | 04/22/22 | Live | Carrier | SMART COMFORT | Singlezone Ducted, Centrally Ducted | 207199365 |  | HRCU-A-CB | DLCSRBH30AAK | Mini-Splits | FM(C,U)4Z30**AL* | 10.5 | 17.5 | 12.5 |  |  |  | FALSE | FALSE | FALSE | 28600 | 19200 | 2.76 | 23424 | 2.76
207099858 | 04/22/22 | Live | Carrier | SMART COMFORT | Singlezone Ducted, Centrally Ducted | 207099858 |  | HRCU-A-CB | DLCSRBH24AAK | Mini-Splits | FM(C,U)4Z24**AL* | 11.5 | 15.5 | 10 |  |  |  | FALSE | FALSE | FALSE | 21800 | 16100 | 2.28 | 19642 | 2.28
207099855 | 04/22/22 | Live | Carrier | SMART COMFORT | Singlezone Ducted, Centrally Ducted | 207099855 |  | HRCU-A-CB | DLCSRBH24AAK | Mini-Splits | FXM4X24**AL | 11.5 | 15.5 | 10.5 |  |  |  | FALSE | FALSE | FALSE | 22000 | 15500 | 2.64 | 18910 | 2.64
207099857 | 04/22/22 | Live | Carrier | SMART COMFORT | Singlezone Ducted, Centrally Ducted | 207099857 |  | HRCU-A-CB | DLCSRBH24AAK | Mini-Splits | FMA4X24**AL* | 11.5 | 15 | 10 |  |  |  | FALSE | FALSE | FALSE | 21800 | 16000 | 2.4 | 19520 | 2.4
207203077 | 04/22/22 | Live | Carrier | SMART COMFORT | Singlezone Ducted, Centrally Ducted | 207203077 |  | HRCU-A-CB | DLCSRBH18AAK | Mini-Splits | FXM4X18**AL | 12.2 | 18 | 10.5 |  |  |  | FALSE | FALSE | FALSE | 18500 | 14500 | 3.27 | 17690 | 3.26
207203076 | 04/22/22 | Live | Carrier | SMART COMFORT | Singlezone Ducted, Centrally Ducted | 207203076 |  | HRCU-A-CB | DLCSRBH18AAK | Mini-Splits | FM(C,U)4Z18**AL* | 12.2 | 19 | 11.5 |  |  |  | FALSE | FALSE | FALSE | 18500 | 15000 | 3.41 | 18300 | 3.39
207203075 | 04/22/22 | Live | Carrier | SMART COMFORT | Singlezone Ducted, Centrally Ducted | 207203075 |  | HRCU-A-CB | DLCSRBH18AAK | Mini-Splits | FMA4X18**AL* | 11.8 | 17 | 11 |  |  |  | FALSE | FALSE | FALSE | 18000 | 15000 | 3.31 | 18300 | 3.31
207202177 | 04/22/22 | Live | Carrier | SMART COMFORT | Singlezone Ducted, Centrally Ducted | 207202177 |  | HRCU-A-CB | DLCSRBH18AAK | Mini-Splits | FVM4X24***L | 11.55 | 16 | 10.5 |  |  |  | FALSE | FALSE | FALSE | 17400 | 13400 | 3.27 | 16348 | 3.26
207199361 | 04/22/22 | Live | Carrier | SMART COMFORT | Singlezone Ducted, Centrally Ducted | 207199361 |  | HRCU-A-CB | DLCSRBH30AAK | Mini-Splits | FEM4P30**AL | 10 | 17.5 | 11.5 |  |  |  | FALSE | FALSE | FALSE | 28200 | 19100 | 2.58 | 23302 | 2.58
207203079 | 04/22/22 | Live | Carrier | SMART COMFORT | Singlezone Ducted, Centrally Ducted | 207203079 |  | HRCU-A-CB | DLCSRBH18AAK | Mini-Splits | FEM4X18**BL | 12 | 19 | 10.5 |  |  |  | FALSE | FALSE | FALSE | 18200 | 14700 | 3.24 | 17934 | 3.24
207203078 | 04/22/22 | Live | Carrier | SMART COMFORT | Singlezone Ducted, Centrally Ducted | 207203078 |  | HRCU-A-CB | DLCSRBH18AAK | Mini-Splits | FEM4P18**AL | 12 | 19 | 10.5 |  |  |  | FALSE | FALSE | FALSE | 18200 | 14700 | 3.24 | 17934 | 3.24
207199296 | 04/22/22 | Live | Carrier | KEEPRITE | Singlezone Ducted, Centrally Ducted | 207199296 |  | HRCU-A-CB | DLCSRBH30AAK | Mini-Splits | FM(C,U)4Z30**AL* | 10.5 | 17.5 | 12.5 |  |  |  | FALSE | FALSE | FALSE | 28600 | 19200 | 2.76 | 23424 | 2.76
207199294 | 04/22/22 | Live | Carrier | KEEPRITE | Singlezone Ducted, Centrally Ducted | 207199294 |  | HRCU-A-CB | DLCSRBH30AAK | Mini-Splits | FMA4X30**AL* | 10 | 16.5 | 12 |  |  |  | FALSE | FALSE | FALSE | 29400 | 19400 | 2.8 | 23668 | 2.8
207199362 | 04/22/22 | Live | Carrier | SMART COMFORT | Singlezone Ducted, Centrally Ducted | 207199362 |  | HRCU-A-CB | DLCSRBH30AAK | Mini-Splits | FEM4X30**BL | 10 | 17.5 | 11.5 |  |  |  | FALSE | FALSE | FALSE | 28200 | 19100 | 2.58 | 23302 | 2.58
207198930 | 04/22/22 | Live | Carrier | KEEPRITE | Singlezone Ducted, Centrally Ducted | 207198930 |  | HRCU-A-CB | DLCSRBH30AAK | Mini-Splits | FVM4X36***L | 10.65 | 16 | 11 |  |  |  | FALSE | FALSE | FALSE | 29000 | 19200 | 2.5 | 23424 | 2.5
207199295 | 04/22/22 | Live | Carrier | KEEPRITE | Singlezone Ducted, Centrally Ducted | 207199295 |  | HRCU-A-CB | DLCSRBH30AAK | Mini-Splits | FXM4X30**AL | 10 | 17 | 11.5 |  |  |  | FALSE | FALSE | FALSE | 28000 | 18800 | 2.57 | 22936 | 2.59
207099724 | 04/22/22 | Live | Carrier | KEEPRITE | Singlezone Ducted, Centrally Ducted | 207099724 |  | HRCU-A-CB | DLCSRBH24AAK | Mini-Splits | FM(C,U)4Z24**AL* | 11.5 | 15.5 | 10 |  |  |  | FALSE | FALSE | FALSE | 21800 | 16100 | 2.28 | 19642 | 2.28
207099723 | 04/22/22 | Live | Carrier | KEEPRITE | Singlezone Ducted, Centrally Ducted | 207099723 |  | HRCU-A-CB | DLCSRBH24AAK | Mini-Splits | FMA4X24**AL* | 11.5 | 15 | 10 |  |  |  | FALSE | FALSE | FALSE | 21800 | 16000 | 2.4 | 19520 | 2.4
207099721 | 04/22/22 | Live | Carrier | KEEPRITE | Singlezone Ducted, Centrally Ducted | 207099721 |  | HRCU-A-CB | DLCSRBH24AAK | Mini-Splits | FXM4X24**AL | 11.5 | 15.5 | 10.5 |  |  |  | FALSE | FALSE | FALSE | 22000 | 15500 | 2.64 | 18910 | 2.64
207202982 | 04/22/22 | Live | Carrier | KEEPRITE | Singlezone Ducted, Centrally Ducted | 207202982 |  | HRCU-A-CB | DLCSRBH18AAK | Mini-Splits | FXM4X18**AL | 12.2 | 18 | 10.5 |  |  |  | FALSE | FALSE | FALSE | 18500 | 14500 | 3.27 | 17690 | 3.26
207202981 | 04/22/22 | Live | Carrier | KEEPRITE | Singlezone Ducted, Centrally Ducted | 207202981 |  | HRCU-A-CB | DLCSRBH18AAK | Mini-Splits | FM(C,U)4Z18**AL* | 12.2 | 19 | 11.5 |  |  |  | FALSE | FALSE | FALSE | 18500 | 15000 | 3.41 | 18300 | 3.39
207202980 | 04/22/22 | Live | Carrier | KEEPRITE | Singlezone Ducted, Centrally Ducted | 207202980 |  | HRCU-A-CB | DLCSRBH18AAK | Mini-Splits | FMA4X18**AL* | 11.8 | 17 | 11 |  |  |  | FALSE | FALSE | FALSE | 18000 | 15000 | 3.31 | 18300 | 3.31
207202176 | 04/22/22 | Live | Carrier | KEEPRITE | Singlezone Ducted, Centrally Ducted | 207202176 |  | HRCU-A-CB | DLCSRBH18AAK | Mini-Splits | FVM4X24***L | 11.55 | 16 | 10.5 |  |  |  | FALSE | FALSE | FALSE | 17400 | 13400 | 3.27 | 16348 | 3.26
207199293 | 04/22/22 | Live | Carrier | KEEPRITE | Singlezone Ducted, Centrally Ducted | 207199293 |  | HRCU-A-CB | DLCSRBH30AAK | Mini-Splits | FEM4X30**BL | 10 | 17.5 | 11.5 |  |  |  | FALSE | FALSE | FALSE | 28200 | 19100 | 2.58 | 23302 | 2.58
207199292 | 04/22/22 | Live | Carrier | KEEPRITE | Singlezone Ducted, Centrally Ducted | 207199292 |  | HRCU-A-CB | DLCSRBH30AAK | Mini-Splits | FEM4P30**AL | 10 | 17.5 | 11.5 |  |  |  | FALSE | FALSE | FALSE | 28200 | 19100 | 2.58 | 23302 | 2.58
207202984 | 04/22/22 | Live | Carrier | KEEPRITE | Singlezone Ducted, Centrally Ducted | 207202984 |  | HRCU-A-CB | DLCSRBH18AAK | Mini-Splits | FEM4X18**BL | 12 | 19 | 10.5 |  |  |  | FALSE | FALSE | FALSE | 18200 | 14700 | 3.24 | 17934 | 3.24
207202983 | 04/22/22 | Live | Carrier | KEEPRITE | Singlezone Ducted, Centrally Ducted | 207202983 |  | HRCU-A-CB | DLCSRBH18AAK | Mini-Splits | FEM4P18**AL | 12 | 19 | 10.5 |  |  |  | FALSE | FALSE | FALSE | 18200 | 14700 | 3.24 | 17934 | 3.24
207199227 | 04/22/22 | Live | Carrier | HEIL | Singlezone Ducted, Centrally Ducted | 207199227 |  | HRCU-A-CB | DLCSRBH30AAK | Mini-Splits | FM(C,U)4Z30**AL* | 10.5 | 17.5 | 12.5 |  |  |  | FALSE | FALSE | FALSE | 28600 | 19200 | 2.76 | 23424 | 2.76
207199226 | 04/22/22 | Live | Carrier | HEIL | Singlezone Ducted, Centrally Ducted | 207199226 |  | HRCU-A-CB | DLCSRBH30AAK | Mini-Splits | FXM4X30**AL | 10 | 17 | 11.5 |  |  |  | FALSE | FALSE | FALSE | 28000 | 18800 | 2.57 | 22936 | 2.59
207199225 | 04/22/22 | Live | Carrier | HEIL | Singlezone Ducted, Centrally Ducted | 207199225 |  | HRCU-A-CB | DLCSRBH30AAK | Mini-Splits | FMA4X30**AL* | 10 | 16.5 | 12 |  |  |  | FALSE | FALSE | FALSE | 29400 | 19400 | 2.8 | 23668 | 2.8
207199224 | 04/22/22 | Live | Carrier | HEIL | Singlezone Ducted, Centrally Ducted | 207199224 |  | HRCU-A-CB | DLCSRBH30AAK | Mini-Splits | FEM4X30**BL | 10 | 17.5 | 11.5 |  |  |  | FALSE | FALSE | FALSE | 28200 | 19100 | 2.58 | 23302 | 2.58
207199223 | 04/22/22 | Live | Carrier | HEIL | Singlezone Ducted, Centrally Ducted | 207199223 |  | HRCU-A-CB | DLCSRBH30AAK | Mini-Splits | FEM4P30**AL | 10 | 17.5 | 11.5 |  |  |  | FALSE | FALSE | FALSE | 28200 | 19100 | 2.58 | 23302 | 2.58
207198929 | 04/22/22 | Live | Carrier | HEIL | Singlezone Ducted, Centrally Ducted | 207198929 |  | HRCU-A-CB | DLCSRBH30AAK | Mini-Splits | FVM4X36***L | 10.65 | 16 | 11 |  |  |  | FALSE | FALSE | FALSE | 29000 | 19200 | 2.5 | 23424 | 2.5
207099567 | 04/22/22 | Live | Carrier | HEIL | Singlezone Ducted, Centrally Ducted | 207099567 |  | HRCU-A-CB | DLCSRBH24AAK | Mini-Splits | FM(C,U)4Z24**AL* | 11.5 | 15.5 | 10 |  |  |  | FALSE | FALSE | FALSE | 21800 | 16100 | 2.28 | 19642 | 2.28
207099565 | 04/22/22 | Live | Carrier | HEIL | Singlezone Ducted, Centrally Ducted | 207099565 |  | HRCU-A-CB | DLCSRBH24AAK | Mini-Splits | FMA4X24**AL* | 11.5 | 15 | 10 |  |  |  | FALSE | FALSE | FALSE | 21800 | 16000 | 2.4 | 19520 | 2.4
207099562 | 04/22/22 | Live | Carrier | HEIL | Singlezone Ducted, Centrally Ducted | 207099562 |  | HRCU-A-CB | DLCSRBH24AAK | Mini-Splits | FXM4X24**AL | 11.5 | 15.5 | 10.5 |  |  |  | FALSE | FALSE | FALSE | 22000 | 15500 | 2.64 | 18910 | 2.64
207202889 | 04/22/22 | Live | Carrier | HEIL | Singlezone Ducted, Centrally Ducted | 207202889 |  | HRCU-A-CB | DLCSRBH18AAK | Mini-Splits | FXM4X18**AL | 12.2 | 18 | 10.5 |  |  |  | FALSE | FALSE | FALSE | 18500 | 14500 | 3.27 | 17690 | 3.26
207202888 | 04/22/22 | Live | Carrier | HEIL | Singlezone Ducted, Centrally Ducted | 207202888 |  | HRCU-A-CB | DLCSRBH18AAK | Mini-Splits | FM(C,U)4Z18**AL* | 12.2 | 19 | 11.5 |  |  |  | FALSE | FALSE | FALSE | 18500 | 15000 | 3.41 | 18300 | 3.39
207202175 | 04/22/22 | Live | Carrier | HEIL | Singlezone Ducted, Centrally Ducted | 207202175 |  | HRCU-A-CB | DLCSRBH18AAK | Mini-Splits | FVM4X24***L | 11.55 | 16 | 10.5 |  |  |  | FALSE | FALSE | FALSE | 17400 | 13400 | 3.27 | 16348 | 3.26
207202887 | 04/22/22 | Live | Carrier | HEIL | Singlezone Ducted, Centrally Ducted | 207202887 |  | HRCU-A-CB | DLCSRBH18AAK | Mini-Splits | FMA4X18**AL* | 11.8 | 17 | 11 |  |  |  | FALSE | FALSE | FALSE | 18000 | 15000 | 3.31 | 18300 | 3.31
207202891 | 04/22/22 | Live | Carrier | HEIL | Singlezone Ducted, Centrally Ducted | 207202891 |  | HRCU-A-CB | DLCSRBH18AAK | Mini-Splits | FEM4X18**BL | 12 | 19 | 10.5 |  |  |  | FALSE | FALSE | FALSE | 18200 | 14700 | 3.24 | 17934 | 3.24
207199155 | 04/22/22 | Live | Carrier | DAY & NIGHT | Singlezone Ducted, Centrally Ducted | 207199155 |  | HRCU-A-CB | DLCSRBH30AAK | Mini-Splits | FEM4X30**BL | 10 | 17.5 | 11.5 |  |  |  | FALSE | FALSE | FALSE | 28200 | 19100 | 2.58 | 23302 | 2.58
207202890 | 04/22/22 | Live | Carrier | HEIL | Singlezone Ducted, Centrally Ducted | 207202890 |  | HRCU-A-CB | DLCSRBH18AAK | Mini-Splits | FEM4P18**AL | 12 | 19 | 10.5 |  |  |  | FALSE | FALSE | FALSE | 18200 | 14700 | 3.24 | 17934 | 3.24
207199154 | 04/22/22 | Live | Carrier | DAY & NIGHT | Singlezone Ducted, Centrally Ducted | 207199154 |  | HRCU-A-CB | DLCSRBH30AAK | Mini-Splits | FEM4P30**AL | 10 | 17.5 | 11.5 |  |  |  | FALSE | FALSE | FALSE | 28200 | 19100 | 2.58 | 23302 | 2.58
207199158 | 04/22/22 | Live | Carrier | DAY & NIGHT | Singlezone Ducted, Centrally Ducted | 207199158 |  | HRCU-A-CB | DLCSRBH30AAK | Mini-Splits | FM(C,U)4Z30**AL* | 10.5 | 17.5 | 12.5 |  |  |  | FALSE | FALSE | FALSE | 28600 | 19200 | 2.76 | 23424 | 2.76
207198928 | 04/22/22 | Live | Carrier | DAY & NIGHT | Singlezone Ducted, Centrally Ducted | 207198928 |  | HRCU-A-CB | DLCSRBH30AAK | Mini-Splits | FVM4X36***L | 10.65 | 16 | 11 |  |  |  | FALSE | FALSE | FALSE | 29000 | 19200 | 2.5 | 23424 | 2.5
207199156 | 04/22/22 | Live | Carrier | DAY & NIGHT | Singlezone Ducted, Centrally Ducted | 207199156 |  | HRCU-A-CB | DLCSRBH30AAK | Mini-Splits | FMA4X30**AL* | 10 | 16.5 | 12 |  |  |  | FALSE | FALSE | FALSE | 29400 | 19400 | 2.8 | 23668 | 2.8
207199157 | 04/22/22 | Live | Carrier | DAY & NIGHT | Singlezone Ducted, Centrally Ducted | 207199157 |  | HRCU-A-CB | DLCSRBH30AAK | Mini-Splits | FXM4X30**AL | 10 | 17 | 11.5 |  |  |  | FALSE | FALSE | FALSE | 28000 | 18800 | 2.57 | 22936 | 2.59
207099361 | 04/22/22 | Live | Carrier | DAY & NIGHT | Singlezone Ducted, Centrally Ducted | 207099361 |  | HRCU-A-CB | DLCSRBH24AAK | Mini-Splits | FM(C,U)4Z24**AL* | 11.5 | 15.5 | 10 |  |  |  | FALSE | FALSE | FALSE | 21800 | 16100 | 2.28 | 19642 | 2.28
207099356 | 04/22/22 | Live | Carrier | DAY & NIGHT | Singlezone Ducted, Centrally Ducted | 207099356 |  | HRCU-A-CB | DLCSRBH24AAK | Mini-Splits | FXM4X24**AL | 11.5 | 15.5 | 10.5 |  |  |  | FALSE | FALSE | FALSE | 22000 | 15500 | 2.64 | 18910 | 2.64
207099359 | 04/22/22 | Live | Carrier | DAY & NIGHT | Singlezone Ducted, Centrally Ducted | 207099359 |  | HRCU-A-CB | DLCSRBH24AAK | Mini-Splits | FMA4X24**AL* | 11.5 | 15 | 10 |  |  |  | FALSE | FALSE | FALSE | 21800 | 16000 | 2.4 | 19520 | 2.4
207202796 | 04/22/22 | Live | Carrier | DAY & NIGHT | Singlezone Ducted, Centrally Ducted | 207202796 |  | HRCU-A-CB | DLCSRBH18AAK | Mini-Splits | FXM4X18**AL | 12.2 | 18 | 10.5 |  |  |  | FALSE | FALSE | FALSE | 18500 | 14500 | 3.27 | 17690 | 3.26
207202795 | 04/22/22 | Live | Carrier | DAY & NIGHT | Singlezone Ducted, Centrally Ducted | 207202795 |  | HRCU-A-CB | DLCSRBH18AAK | Mini-Splits | FM(C,U)4Z18**AL* | 12.2 | 19 | 11.5 |  |  |  | FALSE | FALSE | FALSE | 18500 | 15000 | 3.41 | 18300 | 3.39
207202794 | 04/22/22 | Live | Carrier | DAY & NIGHT | Singlezone Ducted, Centrally Ducted | 207202794 |  | HRCU-A-CB | DLCSRBH18AAK | Mini-Splits | FMA4X18**AL* | 11.8 | 17 | 11 |  |  |  | FALSE | FALSE | FALSE | 18000 | 15000 | 3.31 | 18300 | 3.31
207202174 | 04/22/22 | Live | Carrier | DAY & NIGHT | Singlezone Ducted, Centrally Ducted | 207202174 |  | HRCU-A-CB | DLCSRBH18AAK | Mini-Splits | FVM4X24***L | 11.55 | 16 | 10.5 |  |  |  | FALSE | FALSE | FALSE | 17400 | 13400 | 3.27 | 16348 | 3.26
207202798 | 04/22/22 | Live | Carrier | DAY & NIGHT | Singlezone Ducted, Centrally Ducted | 207202798 |  | HRCU-A-CB | DLCSRBH18AAK | Mini-Splits | FEM4X18**BL | 12 | 19 | 10.5 |  |  |  | FALSE | FALSE | FALSE | 18200 | 14700 | 3.24 | 17934 | 3.24
207199086 | 04/22/22 | Live | Carrier | COMFORTMAKER | Singlezone Ducted, Centrally Ducted | 207199086 |  | HRCU-A-CB | DLCSRBH30AAK | Mini-Splits | FEM4X30**BL | 10 | 17.5 | 11.5 |  |  |  | FALSE | FALSE | FALSE | 28200 | 19100 | 2.58 | 23302 | 2.58
207202797 | 04/22/22 | Live | Carrier | DAY & NIGHT | Singlezone Ducted, Centrally Ducted | 207202797 |  | HRCU-A-CB | DLCSRBH18AAK | Mini-Splits | FEM4P18**AL | 12 | 19 | 10.5 |  |  |  | FALSE | FALSE | FALSE | 18200 | 14700 | 3.24 | 17934 | 3.24
207199089 | 04/22/22 | Live | Carrier | COMFORTMAKER | Singlezone Ducted, Centrally Ducted | 207199089 |  | HRCU-A-CB | DLCSRBH30AAK | Mini-Splits | FM(C,U)4Z30**AL* | 10.5 | 17.5 | 12.5 |  |  |  | FALSE | FALSE | FALSE | 28600 | 19200 | 2.76 | 23424 | 2.76
207199085 | 04/22/22 | Live | Carrier | COMFORTMAKER | Singlezone Ducted, Centrally Ducted | 207199085 |  | HRCU-A-CB | DLCSRBH30AAK | Mini-Splits | FEM4P30**AL | 10 | 17.5 | 11.5 |  |  |  | FALSE | FALSE | FALSE | 28200 | 19100 | 2.58 | 23302 | 2.58
207199087 | 04/22/22 | Live | Carrier | COMFORTMAKER | Singlezone Ducted, Centrally Ducted | 207199087 |  | HRCU-A-CB | DLCSRBH30AAK | Mini-Splits | FMA4X30**AL* | 10 | 16.5 | 12 |  |  |  | FALSE | FALSE | FALSE | 29400 | 19400 | 2.8 | 23668 | 2.8
207199088 | 04/22/22 | Live | Carrier | COMFORTMAKER | Singlezone Ducted, Centrally Ducted | 207199088 |  | HRCU-A-CB | DLCSRBH30AAK | Mini-Splits | FXM4X30**AL | 10 | 17 | 11.5 |  |  |  | FALSE | FALSE | FALSE | 28000 | 18800 | 2.57 | 22936 | 2.59
207198927 | 04/22/22 | Live | Carrier | COMFORTMAKER | Singlezone Ducted, Centrally Ducted | 207198927 |  | HRCU-A-CB | DLCSRBH30AAK | Mini-Splits | FVM4X36***L | 10.65 | 16 | 11 |  |  |  | FALSE | FALSE | FALSE | 29000 | 19200 | 2.5 | 23424 | 2.5
207099157 | 04/22/22 | Live | Carrier | COMFORTMAKER | Singlezone Ducted, Centrally Ducted | 207099157 |  | HRCU-A-CB | DLCSRBH24AAK | Mini-Splits | FM(C,U)4Z24**AL* | 11.5 | 15.5 | 10 |  |  |  | FALSE | FALSE | FALSE | 21800 | 16100 | 2.28 | 19642 | 2.28
207099152 | 04/22/22 | Live | Carrier | COMFORTMAKER | Singlezone Ducted, Centrally Ducted | 207099152 |  | HRCU-A-CB | DLCSRBH24AAK | Mini-Splits | FXM4X24**AL | 11.5 | 15.5 | 10.5 |  |  |  | FALSE | FALSE | FALSE | 22000 | 15500 | 2.64 | 18910 | 2.64
207099156 | 04/22/22 | Live | Carrier | COMFORTMAKER | Singlezone Ducted, Centrally Ducted | 207099156 |  | HRCU-A-CB | DLCSRBH24AAK | Mini-Splits | FMA4X24**AL* | 11.5 | 15 | 10 |  |  |  | FALSE | FALSE | FALSE | 21800 | 16000 | 2.4 | 19520 | 2.4
207202703 | 04/22/22 | Live | Carrier | COMFORTMAKER | Singlezone Ducted, Centrally Ducted | 207202703 |  | HRCU-A-CB | DLCSRBH18AAK | Mini-Splits | FXM4X18**AL | 12.2 | 18 | 10.5 |  |  |  | FALSE | FALSE | FALSE | 18500 | 14500 | 3.27 | 17690 | 3.26
207202702 | 04/22/22 | Live | Carrier | COMFORTMAKER | Singlezone Ducted, Centrally Ducted | 207202702 |  | HRCU-A-CB | DLCSRBH18AAK | Mini-Splits | FM(C,U)4Z18**AL* | 12.2 | 19 | 11.5 |  |  |  | FALSE | FALSE | FALSE | 18500 | 15000 | 3.41 | 18300 | 3.39
207202173 | 04/22/22 | Live | Carrier | COMFORTMAKER | Singlezone Ducted, Centrally Ducted | 207202173 |  | HRCU-A-CB | DLCSRBH18AAK | Mini-Splits | FVM4X24***L | 11.55 | 16 | 10.5 |  |  |  | FALSE | FALSE | FALSE | 17400 | 13400 | 3.27 | 16348 | 3.26
207202701 | 04/22/22 | Live | Carrier | COMFORTMAKER | Singlezone Ducted, Centrally Ducted | 207202701 |  | HRCU-A-CB | DLCSRBH18AAK | Mini-Splits | FMA4X18**AL* | 11.8 | 17 | 11 |  |  |  | FALSE | FALSE | FALSE | 18000 | 15000 | 3.31 | 18300 | 3.31
207202705 | 04/22/22 | Live | Carrier | COMFORTMAKER | Singlezone Ducted, Centrally Ducted | 207202705 |  | HRCU-A-CB | DLCSRBH18AAK | Mini-Splits | FEM4X18**BL | 12 | 19 | 10.5 |  |  |  | FALSE | FALSE | FALSE | 18200 | 14700 | 3.24 | 17934 | 3.24
207199003 | 04/22/22 | Live | Carrier | ARCOAIRE | Singlezone Ducted, Centrally Ducted | 207199003 |  | HRCU-A-CB | DLCSRBH30AAK | Mini-Splits | FEM4X30**BL | 10 | 17.5 | 11.5 |  |  |  | FALSE | FALSE | FALSE | 28200 | 19100 | 2.58 | 23302 | 2.58
207199002 | 04/22/22 | Live | Carrier | ARCOAIRE | Singlezone Ducted, Centrally Ducted | 207199002 |  | HRCU-A-CB | DLCSRBH30AAK | Mini-Splits | FEM4P30**AL | 10 | 17.5 | 11.5 |  |  |  | FALSE | FALSE | FALSE | 28200 | 19100 | 2.58 | 23302 | 2.58
207202704 | 04/22/22 | Live | Carrier | COMFORTMAKER | Singlezone Ducted, Centrally Ducted | 207202704 |  | HRCU-A-CB | DLCSRBH18AAK | Mini-Splits | FEM4P18**AL | 12 | 19 | 10.5 |  |  |  | FALSE | FALSE | FALSE | 18200 | 14700 | 3.24 | 17934 | 3.24
207199005 | 04/22/22 | Live | Carrier | ARCOAIRE | Singlezone Ducted, Centrally Ducted | 207199005 |  | HRCU-A-CB | DLCSRBH30AAK | Mini-Splits | FXM4X30**AL | 10 | 17 | 11.5 |  |  |  | FALSE | FALSE | FALSE | 28000 | 18800 | 2.57 | 22936 | 2.59
207199006 | 04/22/22 | Live | Carrier | ARCOAIRE | Singlezone Ducted, Centrally Ducted | 207199006 |  | HRCU-A-CB | DLCSRBH30AAK | Mini-Splits | FM(C,U)4Z30**AL* | 10.5 | 17.5 | 12.5 |  |  |  | FALSE | FALSE | FALSE | 28600 | 19200 | 2.76 | 23424 | 2.76
207199004 | 04/22/22 | Live | Carrier | ARCOAIRE | Singlezone Ducted, Centrally Ducted | 207199004 |  | HRCU-A-CB | DLCSRBH30AAK | Mini-Splits | FMA4X30**AL* | 10 | 16.5 | 12 |  |  |  | FALSE | FALSE | FALSE | 29400 | 19400 | 2.8 | 23668 | 2.8
207198926 | 04/22/22 | Live | Carrier | ARCOAIRE | Singlezone Ducted, Centrally Ducted | 207198926 |  | HRCU-A-CB | DLCSRBH30AAK | Mini-Splits | FVM4X36***L | 10.65 | 16 | 11 |  |  |  | FALSE | FALSE | FALSE | 29000 | 19200 | 2.5 | 23424 | 2.5
207099013 | 04/22/22 | Live | Carrier | ARCOAIRE | Singlezone Ducted, Centrally Ducted | 207099013 |  | HRCU-A-CB | DLCSRBH24AAK | Mini-Splits | FM(C,U)4Z24**AL* | 11.5 | 15.5 | 10 |  |  |  | FALSE | FALSE | FALSE | 21800 | 16100 | 2.28 | 19642 | 2.28
207099010 | 04/22/22 | Live | Carrier | ARCOAIRE | Singlezone Ducted, Centrally Ducted | 207099010 |  | HRCU-A-CB | DLCSRBH24AAK | Mini-Splits | FXM4X24**AL | 11.5 | 15.5 | 10.5 |  |  |  | FALSE | FALSE | FALSE | 22000 | 15500 | 2.64 | 18910 | 2.64
207099012 | 04/22/22 | Live | Carrier | ARCOAIRE | Singlezone Ducted, Centrally Ducted | 207099012 |  | HRCU-A-CB | DLCSRBH24AAK | Mini-Splits | FMA4X24**AL* | 11.5 | 15 | 10 |  |  |  | FALSE | FALSE | FALSE | 21800 | 16000 | 2.4 | 19520 | 2.4
207202610 | 04/22/22 | Live | Carrier | ARCOAIRE | Singlezone Ducted, Centrally Ducted | 207202610 |  | HRCU-A-CB | DLCSRBH18AAK | Mini-Splits | FXM4X18**AL | 12.2 | 18 | 10.5 |  |  |  | FALSE | FALSE | FALSE | 18500 | 14500 | 3.27 | 17690 | 3.26
207202172 | 04/22/22 | Live | Carrier | ARCOAIRE | Singlezone Ducted, Centrally Ducted | 207202172 |  | HRCU-A-CB | DLCSRBH18AAK | Mini-Splits | FVM4X24***L | 11.55 | 16 | 10.5 |  |  |  | FALSE | FALSE | FALSE | 17400 | 13400 | 3.27 | 16348 | 3.26
207202608 | 04/22/22 | Live | Carrier | ARCOAIRE | Singlezone Ducted, Centrally Ducted | 207202608 |  | HRCU-A-CB | DLCSRBH18AAK | Mini-Splits | FMA4X18**AL* | 11.8 | 17 | 11 |  |  |  | FALSE | FALSE | FALSE | 18000 | 15000 | 3.31 | 18300 | 3.31
207202609 | 04/22/22 | Live | Carrier | ARCOAIRE | Singlezone Ducted, Centrally Ducted | 207202609 |  | HRCU-A-CB | DLCSRBH18AAK | Mini-Splits | FM(C,U)4Z18**AL* | 12.2 | 19 | 11.5 |  |  |  | FALSE | FALSE | FALSE | 18500 | 15000 | 3.41 | 18300 | 3.39
207202612 | 04/22/22 | Live | Carrier | ARCOAIRE | Singlezone Ducted, Centrally Ducted | 207202612 |  | HRCU-A-CB | DLCSRBH18AAK | Mini-Splits | FEM4X18**BL | 12 | 19 | 10.5 |  |  |  | FALSE | FALSE | FALSE | 18200 | 14700 | 3.24 | 17934 | 3.24
207198934 | 04/22/22 | Live | Carrier | AIRQUEST | Singlezone Ducted, Centrally Ducted | 207198934 |  | HRCU-A-CB | DLCSRBH30AAK | Mini-Splits | FEM4X30**BL | 10 | 17.5 | 11.5 |  |  |  | FALSE | FALSE | FALSE | 28200 | 19100 | 2.58 | 23302 | 2.58
207202611 | 04/22/22 | Live | Carrier | ARCOAIRE | Singlezone Ducted, Centrally Ducted | 207202611 |  | HRCU-A-CB | DLCSRBH18AAK | Mini-Splits | FEM4P18**AL | 12 | 19 | 10.5 |  |  |  | FALSE | FALSE | FALSE | 18200 | 14700 | 3.24 | 17934 | 3.24
207198933 | 04/22/22 | Live | Carrier | AIRQUEST | Singlezone Ducted, Centrally Ducted | 207198933 |  | HRCU-A-CB | DLCSRBH30AAK | Mini-Splits | FEM4P30**AL | 10 | 17.5 | 11.5 |  |  |  | FALSE | FALSE | FALSE | 28200 | 19100 | 2.58 | 23302 | 2.58
207198937 | 04/22/22 | Live | Carrier | AIRQUEST | Singlezone Ducted, Centrally Ducted | 207198937 |  | HRCU-A-CB | DLCSRBH30AAK | Mini-Splits | FM(C,U)4Z30**AL* | 10.5 | 17.5 | 12.5 |  |  |  | FALSE | FALSE | FALSE | 28600 | 19200 | 2.76 | 23424 | 2.76
207198935 | 04/22/22 | Live | Carrier | AIRQUEST | Singlezone Ducted, Centrally Ducted | 207198935 |  | HRCU-A-CB | DLCSRBH30AAK | Mini-Splits | FMA4X30**AL* | 10 | 16.5 | 12 |  |  |  | FALSE | FALSE | FALSE | 29400 | 19400 | 2.8 | 23668 | 2.8
207198936 | 04/22/22 | Live | Carrier | AIRQUEST | Singlezone Ducted, Centrally Ducted | 207198936 |  | HRCU-A-CB | DLCSRBH30AAK | Mini-Splits | FXM4X30**AL | 10 | 17 | 11.5 |  |  |  | FALSE | FALSE | FALSE | 28000 | 18800 | 2.57 | 22936 | 2.59
207198925 | 04/22/22 | Live | Carrier | AIRQUEST | Singlezone Ducted, Centrally Ducted | 207198925 |  | HRCU-A-CB | DLCSRBH30AAK | Mini-Splits | FVM4X36***L | 10.65 | 16 | 11 |  |  |  | FALSE | FALSE | FALSE | 29000 | 19200 | 2.5 | 23424 | 2.5
207098879 | 04/22/22 | Live | Carrier | AIRQUEST | Singlezone Ducted, Centrally Ducted | 207098879 |  | HRCU-A-CB | DLCSRBH24AAK | Mini-Splits | FM(C,U)4Z24**AL* | 11.5 | 15.5 | 10 |  |  |  | FALSE | FALSE | FALSE | 21800 | 16100 | 2.28 | 19642 | 2.28
207098878 | 04/22/22 | Live | Carrier | AIRQUEST | Singlezone Ducted, Centrally Ducted | 207098878 |  | HRCU-A-CB | DLCSRBH24AAK | Mini-Splits | FMA4X24**AL* | 11.5 | 15 | 10 |  |  |  | FALSE | FALSE | FALSE | 21800 | 16000 | 2.4 | 19520 | 2.4
207098876 | 04/22/22 | Live | Carrier | AIRQUEST | Singlezone Ducted, Centrally Ducted | 207098876 |  | HRCU-A-CB | DLCSRBH24AAK | Mini-Splits | FXM4X24**AL | 11.5 | 15.5 | 10.5 |  |  |  | FALSE | FALSE | FALSE | 22000 | 15500 | 2.64 | 18910 | 2.64
207202517 | 04/22/22 | Live | Carrier | AIRQUEST | Singlezone Ducted, Centrally Ducted | 207202517 |  | HRCU-A-CB | DLCSRBH18AAK | Mini-Splits | FXM4X18**AL | 12.2 | 18 | 10.5 |  |  |  | FALSE | FALSE | FALSE | 18500 | 14500 | 3.27 | 17690 | 3.26
207202171 | 04/22/22 | Live | Carrier | AIRQUEST | Singlezone Ducted, Centrally Ducted | 207202171 |  | HRCU-A-CB | DLCSRBH18AAK | Mini-Splits | FVM4X24***L | 11.55 | 16 | 10.5 |  |  |  | FALSE | FALSE | FALSE | 17400 | 13400 | 3.27 | 16348 | 3.26
207202516 | 04/22/22 | Live | Carrier | AIRQUEST | Singlezone Ducted, Centrally Ducted | 207202516 |  | HRCU-A-CB | DLCSRBH18AAK | Mini-Splits | FM(C,U)4Z18**AL* | 12.2 | 19 | 11.5 |  |  |  | FALSE | FALSE | FALSE | 18500 | 15000 | 3.41 | 18300 | 3.39
207202515 | 04/22/22 | Live | Carrier | AIRQUEST | Singlezone Ducted, Centrally Ducted | 207202515 |  | HRCU-A-CB | DLCSRBH18AAK | Mini-Splits | FMA4X18**AL* | 11.8 | 17 | 11 |  |  |  | FALSE | FALSE | FALSE | 18000 | 15000 | 3.31 | 18300 | 3.31
208121840 | 04/26/22 | Live | Midea Electric Trading | DUOHOME | Singlezone Ducted, Compact Ducted | 208121840 |  | HRCU-A-CB | DOE30U-60HFN1-M(GA) | Mini-Splits | DHG-60HWFN1-MW | 10 | 18 | 10 |  |  |  | FALSE | FALSE | FALSE | 57000 | 37000 | 2.64 | 39719 | 2.18
205141512 | 04/26/22 | Live | Friedrich Air Conditioning | FRIEDRICH | Multizone All Non-Ducted | 205141512 |  | HMSR-A-CB-O | FPHMR42A3A | Non-Ducted Indoor Units |  | 10.5 | 20 | 10 |  |  |  | FALSE | FALSE | FALSE | 42000 | 24000 | 2.45 | 40000 | 2.02
207645900 | 04/26/22 | Live | Midea Electric Trading | MOOVAIR | Singlezone Non-Ducted, Ceiling Placement | 207645900 |  | HRCU-A-CB-O | DM36HOS25230E3 | Mini-Splits | DM36HICU230X5 | 9.5 | 18 | 10.3 |  |  |  | FALSE | FALSE | FALSE | 36000 | 25400 | 2.33 | 42370 | 2.2
207645902 | 04/26/22 | Live | Midea Electric Trading | ELIOS | Singlezone Non-Ducted, Ceiling Placement | 207645902 |  | HRCU-A-CB-O | DE36HOS25230E3 | Mini-Splits | DM36HICU230X5 | 9.5 | 18 | 10.3 |  |  |  | FALSE | FALSE | FALSE | 36000 | 25400 | 2.33 | 42370 | 2.2
207201634 | 04/26/22 | Live | Gree | GREE | Singlezone Non-Ducted, Ceiling Placement | 207201634 |  | HRCU-A-CB-O | 3VIR24HP230V1AO | Mini-Splits | CAS24HP230V1BC | 12 | 21 | 11.5 |  |  |  | FALSE | FALSE | FALSE | 22000 | 15500 | 2.88 | 21700 | 1.95
207201635 | 04/26/22 | Live | Gree | GREE | Singlezone Non-Ducted, Ceiling Placement | 207201635 |  | HRCU-A-CB-O | 3VIR24HP230V1AO | Mini-Splits | FLR24HP230V1BF | 12 | 20 | 10 |  |  |  | FALSE | FALSE | FALSE | 22000 | 14800 | 2.46 | 18500 | 1.89
207201629 | 04/26/22 | Live | Gree | GREE | Singlezone Non-Ducted, Ceiling Placement | 207201629 |  | HRCU-A-CB-O | 3VIR12HP230V1AO | Mini-Splits | FLR12HP230V1BF | 12.5 | 19.6 | 10.5 |  |  |  | FALSE | FALSE | FALSE | 12000 | 7200 | 2.64 | 10500 | 2.46
207201633 | 04/26/22 | Live | Gree | GREE | Singlezone Ducted, Compact Ducted | 207201633 |  | HRCU-A-CB-O | 3VIR24HP230V1AO | Mini-Splits | DUCT24HP230V1BD | 12.5 | 20 | 10 |  |  |  | FALSE | FALSE | FALSE | 22000 | 14900 | 2.75 | 17400 | 2.26
207201628 | 04/26/22 | Live | Gree | GREE | Singlezone Non-Ducted, Ceiling Placement | 207201628 |  | HRCU-A-CB-O | 3VIR12HP230V1AO | Mini-Splits | CAS12HP230V1BC | 13 | 24 | 11.3 |  |  |  | FALSE | FALSE | FALSE | 12000 | 6900 | 2.77 | 10500 | 2.46
207201626 | 04/26/22 | Live | Gree | GREE | Singlezone Non-Ducted, Ceiling Placement | 207201626 |  | HRCU-A-CB-O | 3VIR09HP230V1AO | Mini-Splits | FLR09HP230V1BF | 13.3 | 19.5 | 11.2 |  |  |  | FALSE | FALSE | FALSE | 9100 | 6900 | 2.85 | 10500 | 2.04
206913023 | 04/26/22 | Live | Gree | GREE | Multizone All Ducted | 206913023 |  | HMSV-A-CB | MULTIE36HP230V1AO | Ducted Indoor Units |  | 8.5 | 16 | 9 |  |  |  | FALSE | FALSE | FALSE | 34000 | 23000 | 3.06 | 23500 | 2.09
206913022 | 04/26/22 | Live | Gree | GREE | Multizone All Ducted | 206913022 |  | HMSV-A-CB | MULTIE30HP230V1AO | Ducted Indoor Units |  | 10 | 16 | 9 |  |  |  | FALSE | FALSE | FALSE | 29000 | 18000 | 2.4 | 20500 | 2.15
206913020 | 04/26/22 | Live | Gree | GREE | Multizone All Ducted | 206913020 |  | HMSV-A-CB | MULTIE18HP230V1AO | Ducted Indoor Units |  | 11 | 18 | 9 |  |  |  | FALSE | FALSE | FALSE | 18000 | 11000 | 2.48 | 11500 | 1.98
206913021 | 04/26/22 | Live | Gree | GREE | Multizone All Ducted | 206913021 |  | HMSV-A-CB | MULTIE24HP230V1AO | Ducted Indoor Units |  | 11 | 16 | 9 |  |  |  | FALSE | FALSE | FALSE | 24000 | 16000 | 2.34 | 17500 | 2.33
206909898 | 04/26/22 | Live | Gree | GREE | Multizone All Ducted | 206909898 |  | HMSV-A-CB | GWHD(24)ND3IO | Ducted Indoor Units |  | 11 | 16 | 9 |  |  |  | FALSE | FALSE | FALSE | 24000 | 16000 | 2.34 | 17500 | 2.33
206909900 | 04/26/22 | Live | Gree | GREE | Multizone All Ducted | 206909900 |  | HMSV-A-CB | GWHD(36)ND3IO | Ducted Indoor Units |  | 8.5 | 16 | 9 |  |  |  | FALSE | FALSE | FALSE | 34000 | 23000 | 3.06 | 23500 | 2.09
206909899 | 04/26/22 | Live | Gree | GREE | Multizone All Ducted | 206909899 |  | HMSV-A-CB | GWHD(30)ND3IO | Ducted Indoor Units |  | 10 | 16 | 9 |  |  |  | FALSE | FALSE | FALSE | 29000 | 18000 | 2.4 | 20500 | 2.15
206909897 | 04/26/22 | Live | Gree | GREE | Multizone All Ducted | 206909897 |  | HMSV-A-CB | GWHD(18)ND3IO | Ducted Indoor Units |  | 11 | 18 | 9 |  |  |  | FALSE | FALSE | FALSE | 18000 | 11000 | 2.48 | 11500 | 1.98
206335350 | 04/26/22 | Live | Gree | GREE | Multizone All Non-Ducted | 206335350 |  | HRCU-A-CB-O | MULTIE36HP230V1AO | Non-Ducted Indoor Units |  | 9 | 18 | 10 |  |  |  | FALSE | FALSE | FALSE | 34000 | 22000 | 2.3 | 24000 | 2.07
206335349 | 04/26/22 | Live | Gree | GREE | Multizone All Non-Ducted | 206335349 |  | HRCU-A-CB-O | MULTIE30HP230V1AO | Non-Ducted Indoor Units |  | 10.5 | 21 | 10 |  |  |  | FALSE | FALSE | FALSE | 29000 | 18000 | 2.66 | 20000 | 2.09
206322338 | 04/26/22 | Live | Gree | TOSOT | Singlezone Ducted, Centrally Ducted | 206322338 |  | HRCU-A-CB | TU60-48WADU |  | TU48-60AADU | 11 | 18 | 10.5 |  |  |  | FALSE | FALSE | FALSE | 48000 | 32800 | 2.52 | 48000 | 2.04
202141158 | 04/26/22 | Live | Rheem | RUUD | Singlezone Ducted, Centrally Ducted | 202141158 |  | HRCU-A-CB | UP2024BJV |  | RHMV2421UEAC | 14 | 20 | 11 |  |  |  | FALSE | FALSE | FALSE | 22800 | 23000 | 2.29 | 25600 | 2.55
202141048 | 04/26/22 | Live | Rheem | RHEEM | Singlezone Ducted, Centrally Ducted | 202141048 |  | HRCU-A-CB | RP2024BJV |  | RHMV2421UEAC | 14 | 20 | 11 |  |  |  | FALSE | FALSE | FALSE | 22800 | 23000 | 2.29 | 25600 | 2.55
202140938 | 04/26/22 | Live | Rheem | RHEEM | Singlezone Ducted, Centrally Ducted | 202140938 |  | HRCU-A-CB | RP2036BJV |  | RHMV6021SEAC | 14 | 20 | 11.5 |  |  |  | FALSE | FALSE | FALSE | 35000 | 37400 | 2.4 | 40500 | 2.6
202141050 | 04/26/22 | Live | Rheem | RUUD | Singlezone Ducted, Centrally Ducted | 202141050 |  | HRCU-A-CB | UP2048BJV |  | RHMV6021SEAC | 12.5 | 19.5 | 11 |  |  |  | FALSE | FALSE | FALSE | 45500 | 41000 | 2.28 | 42718 | 2.38
9410050 | 04/26/22 | Live | Gree | GREE | Multizone All Non-Ducted | 9410050 |  | HMSR-A-CB-O | GMV-HY48WLT/A-T(U) |  |  | 10.9 | 18 | 11 |  |  |  | FALSE | FALSE | FALSE | 48000 | 35000 | 2.62 | 52200 | 2.25
9342251 | 04/26/22 | Live | Gree | GREE | Multizone All Non-Ducted | 9342251 |  | HMSR-A-CB-O | GMV-HY36WLT/A-T(U) | Non-Ducted Indoor Units |  | 12 | 18 | 11 |  |  |  | FALSE | FALSE | FALSE | 36000 | 30000 | 2.9 | 45000 | 2.2
10392955 | 04/26/22 | Live | Gree | GREE | Multizone All Ducted | 10392955 |  | HMSV-A-CB | GWHD(48S)HD3DO | Ducted Indoor Units |  | 8.55 | 16 | 10 |  |  |  | FALSE | FALSE | FALSE | 48000 | 37000 | 4.27 | 54000 | 6.46
204043222 | 04/26/22 | Live | Gree | GREE | Singlezone Ducted, Centrally Ducted | 204043222 |  | HRCU-A-CB | GUD36W/A-D(U) |  | GUD36A/A-D(U) | 11 | 18 | 10 |  |  |  | FALSE | FALSE | FALSE | 36000 | 24400 | 2.5 | 36000 | 1.94
10384787 | 04/26/22 | Live | Gree | GREE | Multizone All Non-Ducted | 10384787 |  | HMSR-A-CB-O | GWHD(48S)HD3DO | Non-Ducted Indoor Units |  | 8.85 | 18 | 10 |  |  |  | FALSE | FALSE | FALSE | 48000 | 38000 | 2.62 | 54000 | 2.47
205093063 | 04/26/22 | Live | Gree | GREE | Singlezone Non-Ducted, Wall Placement | 205093063 |  | HRCU-A-CB-O | LIVV24HP230V1AO | Mini-Splits | LIVV24HP230V1AH | 10.95 | 19 | 10 |  |  |  | FALSE | FALSE | FALSE | 22000 | 15000 | 2.59 | 19000 | 2.04
204743192 | 04/26/22 | Live | Gree | KINGHOME | Singlezone Ducted, Centrally Ducted | 204743192 |  | HRCU-A-CB | KU36UHO |  | KU36UHI | 11 | 18 | 10 |  |  |  | FALSE | FALSE | FALSE | 36000 | 24400 | 2.5 | 36000 | 1.94
205123814 | 04/26/22 | Live | Gree | GREE | Singlezone Non-Ducted, Ceiling Placement | 205123814 |  | HRCU-A-CB-O | LIVV30HP230V1AO | Mini-Splits | LIVV30HP230V1AH | 10.55 | 18 | 10 |  |  |  | FALSE | FALSE | FALSE | 30000 | 16000 | 2.36 | 20000 | 1.98
205291861 | 04/26/22 | Live | Gree | GREE | Singlezone Non-Ducted, Ceiling Placement | 205291861 |  | HRCU-A-CB-O | LIVV36HP230V1AO | Mini-Splits | LIVV36HP230V1AH | 9.2 | 18 | 10 |  |  |  | FALSE | FALSE | FALSE | 33600 | 22600 | 2.5 | 23800 | 2.49
204743191 | 04/26/22 | Live | Gree | TOSOT | Singlezone Ducted, Centrally Ducted | 204743191 |  | HRCU-A-CB | TU36-24WADU |  | TU36-24AADU | 11 | 18 | 10 |  |  |  | FALSE | FALSE | FALSE | 36000 | 24400 | 2.5 | 36000 | 1.94
206335347 | 04/26/22 | Live | Gree | GREE | Multizone All Non-Ducted | 206335347 |  | HRCU-A-CB-O | MULTIE18HP230V1AO | Non-Ducted Indoor Units |  | 11 | 23 | 10 |  |  |  | FALSE | FALSE | FALSE | 18000 | 9500 | 2.42 | 11720 | 2.08
206322337 | 04/26/22 | Live | Gree | KINGHOME | Singlezone Ducted, Centrally Ducted | 206322337 |  | HRCU-A-CB | KU60UHO |  | KU48UHI | 11 | 18 | 10.5 |  |  |  | FALSE | FALSE | FALSE | 48000 | 32800 | 2.52 | 48000 | 2.04
206221397 | 04/26/22 | Live | Gree | GREE | Multizone All Non-Ducted | 206221397 |  | HMSR-A-CB-O | GWHD(24)ND3IO | Non-Ducted Indoor Units |  | 12.5 | 23 | 10 |  |  |  | FALSE | FALSE | FALSE | 24000 | 13200 | 2.58 | 17800 | 2.48
206221399 | 04/26/22 | Live | Gree | GREE | Multizone All Non-Ducted | 206221399 |  | HMSR-A-CB-O | GWHD(36)ND3IO | Non-Ducted Indoor Units |  | 9 | 18 | 10 |  |  |  | FALSE | FALSE | FALSE | 34000 | 22000 | 2.3 | 24000 | 2.07
206221396 | 04/26/22 | Live | Gree | GREE | Multizone All Non-Ducted | 206221396 |  | HMSR-A-CB-O | GWHD(18)ND3IO | Non-Ducted Indoor Units |  | 11 | 23 | 10 |  |  |  | FALSE | FALSE | FALSE | 18000 | 9500 | 2.42 | 11720 | 2.08
206221398 | 04/26/22 | Live | Gree | GREE | Multizone All Non-Ducted | 206221398 |  | HMSR-A-CB-O | GWHD(30)ND3IO | Non-Ducted Indoor Units |  | 10.5 | 21 | 10 |  |  |  | FALSE | FALSE | FALSE | 29000 | 18000 | 2.66 | 20000 | 2.09
205756439 | 04/26/22 | Live | Gree | TOSOT | Singlezone Ducted, Centrally Ducted | 205756439 |  | HRCU-A-CB | TU36-24WADU |  | TU24-36AADU | 12.5 | 20 | 10.5 |  |  |  | FALSE | FALSE | FALSE | 24000 | 16300 | 2.7 | 24000 | 2.43
205984662 | 04/26/22 | Live | Gree | TOSOT | Singlezone Ducted, Centrally Ducted | 205984662 |  | HRCU-A-CB | TU60-24WADU |  | TU48-24AADU | 11 | 18 | 10.5 |  |  |  | FALSE | FALSE | FALSE | 48000 | 33000 | 2.54 | 48000 | 2.04
205756438 | 04/26/22 | Live | Gree | KINGHOME | Singlezone Ducted, Centrally Ducted | 205756438 |  | HRCU-A-CB | KU36UHO |  | KU24UHI | 12.5 | 20 | 10.5 |  |  |  | FALSE | FALSE | FALSE | 24000 | 16300 | 2.7 | 24000 | 2.43
205747610 | 04/26/22 | Live | Gree | GREE | Singlezone Ducted, Centrally Ducted | 205747610 |  | HRCU-A-CB | GUD60W/A-D(U) |  | GUD48A/A-D(U) | 11 | 18 | 10.5 |  |  |  | FALSE | FALSE | FALSE | 48000 | 32800 | 2.52 | 48000 | 2.04
205724740 | 04/26/22 | Live | Gree | TOSOT | Singlezone Ducted, Centrally Ducted | 205724740 |  | HRCU-A-CB | TU60-24WADU |  | TU60-24AADU | 10.5 | 17 | 10 |  |  |  | FALSE | FALSE | FALSE | 54000 | 38000 | 2.63 | 49000 | 2.02
205564529 | 04/26/22 | Live | Gree | GREE | Singlezone Ducted, Centrally Ducted | 205564529 |  | HRCU-A-CB | GUD36W/A-D(U) |  | GUD24A/A-D(U) | 12.5 | 20 | 10.5 |  |  |  | FALSE | FALSE | FALSE | 24000 | 16300 | 2.7 | 24000 | 2.43
205724741 | 04/26/22 | Live | Gree | TOSOT | Singlezone Ducted, Centrally Ducted | 205724741 |  | HRCU-A-CB | TU60-48WADU |  | TU60-48AADU | 10.5 | 17 | 10 |  |  |  | FALSE | FALSE | FALSE | 54000 | 37200 | 2.58 | 49000 | 2.02
205724739 | 04/26/22 | Live | Gree | KINGHOME | Singlezone Ducted, Centrally Ducted | 205724739 |  | HRCU-A-CB | KU60UHO |  | KU60UHI | 10.5 | 17 | 10 |  |  |  | FALSE | FALSE | FALSE | 54000 | 38000 | 2.63 | 49000 | 2.02
205724738 | 04/26/22 | Live | Gree | GREE | Singlezone Ducted, Centrally Ducted | 205724738 |  | HRCU-A-CB | GUD60W/A-D(U) |  | GUD60A/A-D(U) | 10.5 | 17 | 10 |  |  |  | FALSE | FALSE | FALSE | 54000 | 37200 | 2.58 | 49000 | 2.02
9008899 | 04/26/22 | Live | TTI Climatisation | CONCERTO | Singlezone Non-Ducted, Wall Placement | 9008899 |  | HRCU-A-CB-O | MOB30-12HFN1-MV0W | Mini-Splits | MSVPC-12HRFN1-MU0W | 13 | 23.5 | 10 |  |  |  | FALSE | FALSE | FALSE | 12000 | 8400 | 2.65 | 12200 | 1.96
202682021 | 04/27/22 | Live | Daikin North America, LLC | DAIKIN | Singlezone Ducted, Compact Ducted | 202682021 |  | HRCU-A-CB | RX12RMVJU9 |  | FDMQ12RVJU | 11.6 | 19.4 | 10.6 |  |  |  | FALSE | FALSE | FALSE | 10800 | 8500 | 2.9 | 9130 | 2.68
202682020 | 04/27/22 | Live | Daikin North America, LLC | DAIKIN | Singlezone Ducted, Compact Ducted | 202682020 |  | HRCU-A-CB | RX09RMVJU9 | Ducted Indoor Units | FDMQ09RVJU | 11.1 | 17.8 | 10.3 |  |  |  | FALSE | FALSE | FALSE | 9000 | 6800 | 3.11 | 7950 | 2.99
201755026 | 04/27/22 | Live | Mitsubishi Electric Trane | MITSUBISHI ELECTRIC | Multizone Mix of Ducted and Non-Ducted | 201755026 |  | HRCU-A-CB | PUMY-P36NKMU* | Mixed Ducted and Non-Ducted Indoor Units |  | 13.4 | 18.3 | 11 |  |  |  | FALSE | FALSE | FALSE | 36000 | 26500 | 2.78 | 35500 | 2.63
201754639 | 04/27/22 | Live | Mitsubishi Electric Trane | MITSUBISHI ELECTRIC | Multizone All Ducted | 201754639 |  | HMSV-A-CB | PUMY-P60NKMU* | Ducted Indoor Units |  | 11.1 | 17 | 10.7 |  |  |  | FALSE | FALSE | FALSE | 60000 | 41500 | 2.46 | 41500 | 2.6
201755028 | 04/27/22 | Live | Mitsubishi Electric Trane | MITSUBISHI ELECTRIC | Multizone Mix of Ducted and Non-Ducted | 201755028 |  | HRCU-A-CB | PUMY-P60NKMU* | Mixed Ducted and Non-Ducted Indoor Units |  | 11.8 | 17.8 | 11.05 |  |  |  | FALSE | FALSE | FALSE | 60000 | 41500 | 2.52 | 41500 | 2.6
201754447 | 04/27/22 | Live | Mitsubishi Electric Trane | MITSUBISHI ELECTRIC | Multizone All Non-Ducted | 201754447 |  | HRCU-A-CB-O | PUMY-P48NKMU* | Non-Ducted Indoor Units |  | 12.6 | 20.2 | 11.7 |  |  |  | FALSE | FALSE | FALSE | 48000 | 31400 | 2.92 | 43000 | 2.5
201754444 | 04/27/22 | Live | Mitsubishi Electric Trane | MITSUBISHI ELECTRIC | Multizone All Ducted | 201754444 |  | HMSV-A-CB | PUMY-P36NKMU* | Ducted Indoor Units |  | 12.6 | 15.6 | 10.5 |  |  |  | FALSE | FALSE | FALSE | 36000 | 26600 | 2.6 | 36000 | 2.57
201754640 | 04/27/22 | Live | Mitsubishi Electric Trane | MITSUBISHI ELECTRIC | Multizone All Non-Ducted | 201754640 |  | HRCU-A-CB-O | PUMY-P60NKMU1 | Non-Ducted Indoor Units |  | 12.5 | 18.6 | 11.4 |  |  |  | FALSE | FALSE | FALSE | 60000 | 41500 | 2.6 | 41500 | 2.6
201755027 | 04/27/22 | Live | Mitsubishi Electric Trane | MITSUBISHI ELECTRIC | Multizone Mix of Ducted and Non-Ducted | 201755027 |  | HRCU-A-CB | PUMY-P48NKMU* | Mixed Ducted and Non-Ducted Indoor Units |  | 11.95 | 18.35 | 11.35 |  |  |  | FALSE | FALSE | FALSE | 48000 | 31400 | 3.13 | 43000 | 3.24
201754446 | 04/27/22 | Live | Mitsubishi Electric Trane | MITSUBISHI ELECTRIC | Multizone All Ducted | 201754446 |  | HMSV-A-CB | PUMY-P48NKMU* | Ducted Indoor Units |  | 11.3 | 16.5 | 11 |  |  |  | FALSE | FALSE | FALSE | 48000 | 35000 | 3.74 | 43000 | 4.6
201754445 | 04/27/22 | Live | Mitsubishi Electric Trane | MITSUBISHI ELECTRIC | Multizone All Non-Ducted | 201754445 |  | HRCU-A-CB-O | PUMY-P36NKMU* | Non-Ducted Indoor Units |  | 14.2 | 21 | 11.5 |  |  |  | FALSE | FALSE | FALSE | 36000 | 26400 | 2.99 | 35000 | 2.7
201754490 | 04/27/22 | Live | Mitsubishi Electric Trane | MITSUBISHI ELECTRIC | Singlezone Non-Ducted, Ceiling Placement | 201754490 |  | HRCU-A-CB-O | PUZ-HA36NHA5 | Mini-Splits | PLA-A36BA* | 12.6 | 17 | 10 |  |  |  | FALSE | FALSE | FALSE | 36000 | 28000 | 2.29 | 38000 | 2.1
206908464 | 04/27/22 | Live | Mitsubishi Electric Trane | MITSUBISHI ELECTRIC | Multizone All Non-Ducted | 206908464 |  | HMSR-A-CB-O | MXZ-2C20NAHZ2*** | Non-Ducted Indoor Units |  | 14.3 | 17.15 | 10.1 |  |  |  | FALSE | FALSE | FALSE | 18000 | 13000 | 2.63 | 22000 | 2.1
206908463 | 04/27/22 | Live | Mitsubishi Electric Trane | MITSUBISHI ELECTRIC | Multizone All Ducted | 206908463 |  | HMSV-A-CB | MXZ-2C20NAHZ2*** | Ducted Indoor Units |  | 11 | 15 | 9.5 |  |  |  | FALSE | FALSE | FALSE | 20000 | 13700 | 2.4 | 22000 | 2
206908469 | 04/27/22 | Live | Mitsubishi Electric Trane | MITSUBISHI ELECTRIC | Multizone Mix of Ducted and Non-Ducted | 206908469 |  | HMSV-A-CB | MXZ-2C20NAHZ2*** | Mixed Ducted and Non-Ducted Indoor Units |  | 12.65 | 16.08 | 9.8 |  |  |  | FALSE | FALSE | FALSE | 19000 | 13300 | 2.5 | 22000 | 2.05
202843117 | 04/28/22 | Live | Fujitsu General America, Inc. | FUJITSU | Singlezone Ducted, Centrally Ducted | 202843117 |  | HRCU-A-CB | FO2420RVJCAB |  | FH2421ELVJUC | 14 | 20 | 11 |  |  |  | FALSE | FALSE | FALSE | 22800 | 23000 | 2.29 | 25600 | 2.55
202843115 | 04/28/22 | Live | Fujitsu General America, Inc. | FUJITSU | Singlezone Ducted, Centrally Ducted | 202843115 |  | HRCU-A-CB | FO4820RVJCAB |  | FH6021ELVJSC | 12.5 | 19.5 | 11 |  |  |  | FALSE | FALSE | FALSE | 45000 | 41000 | 2.28 | 42718 | 2.38
207658936 | 04/28/22 | Live | Midea Electric Trading | COMFORTSTAR | Singlezone Ducted, Compact Ducted | 207658936 |  | HRCU-A-CB | CZP60CD(O) | Mini-Splits | CPA-60DU | 10 | 18 | 10 |  |  |  | FALSE | FALSE | FALSE | 57000 | 37000 | 2.64 | 39719 | 2.18
207658959 | 04/28/22 | Live | Midea Electric Trading | COMFORTSTAR | Singlezone Non-Ducted, Floor Placement | 207658959 |  | HRCU-A-CB-O | CZP60CD(O) | Mini-Splits | FPA-60DU | 9.8 | 18 | 10.5 |  |  |  | FALSE | FALSE | FALSE | 54000 | 35000 | 2.49 | 34945 | 2.04
208130266 | 04/22/22 | Live | Boreal International Corp. | BOREAL | Singlezone Ducted, Centrally Ducted | 208130266 |  | HRCU-A-CB | ENVBR60HPJ1OA |  | ENVBR48HPJ1IB | 11 | 18 | 10.5 |  |  |  | TRUE | TRUE | TRUE | 48000 | 32000 | 2.5 | 48000 | 2.04
208130267 | 04/22/22 | Live | Boreal International Corp. | BOREAL | Singlezone Ducted, Centrally Ducted | 208130267 |  | HRCU-A-CB | ENVBR60HPJ1OA |  | ENVBR60HPJ1IB | 10.5 | 17 | 10 |  |  |  | TRUE | TRUE | TRUE | 54000 | 36000 | 2.4 | 49000 | 2.02
208130264 | 04/22/22 | Live | Boreal International Corp. | BOREAL | Singlezone Ducted, Centrally Ducted | 208130264 |  | HRCU-A-CB | ENVBR36HPJ1OA |  | ENVBR24HPJ1IB | 12.5 | 20 | 10.5 |  |  |  | TRUE | TRUE | TRUE | 24000 | 16300 | 2.7 | 24000 | 2.43
208130265 | 04/22/22 | Live | Boreal International Corp. | BOREAL | Singlezone Ducted, Centrally Ducted | 208130265 |  | HRCU-A-CB | ENVBR36HPJ1OA |  | ENVBR36HPJ1IB | 10 | 18 | 10 |  |  |  | TRUE | TRUE | TRUE | 36000 | 24000 | 2.4 | 36000 | 1.94
207202294 | 04/28/22 | Live | Carrier | BRYANT | Singlezone Ducted, Centrally Ducted | 207202294 |  | HRCU-A-CB | 38MARBQ18AA3 |  | FB4CNF018L | 12 | 19 | 10.5 |  |  |  | FALSE | FALSE | FALSE | 18200 | 14700 | 3.24 | 18497 | 3.25
207202292 | 04/28/22 | Live | Carrier | BRYANT | Singlezone Ducted, Centrally Ducted | 207202292 |  | HRCU-A-CB | 38MARBQ18AA3 |  | FM(C,U)4Z18**AL* | 12.2 | 19 | 11.5 |  |  |  | FALSE | FALSE | FALSE | 18500 | 15000 | 3.41 | 18875 | 3.39
207202293 | 04/28/22 | Live | Carrier | BRYANT | Singlezone Ducted, Centrally Ducted | 207202293 |  | HRCU-A-CB | 38MARBQ18AA3 |  | PF4MNB019L | 12.2 | 18 | 10.5 |  |  |  | FALSE | FALSE | FALSE | 18500 | 14500 | 3.27 | 18245 | 3.26
207202291 | 04/28/22 | Live | Carrier | BRYANT | Singlezone Ducted, Centrally Ducted | 207202291 |  | HRCU-A-CB | 38MARBQ18AA3 |  | FMA4X18**AL* | 11.8 | 17 | 11 |  |  |  | FALSE | FALSE | FALSE | 18000 | 15000 | 3.31 | 18875 | 3.29
207202295 | 04/28/22 | Live | Carrier | BRYANT | Singlezone Ducted, Centrally Ducted | 207202295 |  | HRCU-A-CB | 38MARBQ18AA3 |  | FB4CNP018L | 12 | 17 | 10.5 |  |  |  | FALSE | FALSE | FALSE | 18200 | 14700 | 3.24 | 18497 | 3.25
207202168 | 04/28/22 | Live | Carrier | BRYANT | Singlezone Ducted, Centrally Ducted | 207202168 |  | HRCU-A-CB | 38MARBQ18AA3 |  | FV4CNF002L | 11.55 | 16 | 10.5 |  |  |  | FALSE | FALSE | FALSE | 17400 | 13400 | 3.27 | 16861 | 3.25
207098590 | 04/28/22 | Live | Carrier | BRYANT | Singlezone Ducted, Centrally Ducted | 207098590 |  | HRCU-A-CB | 38MARBQ24AA3 |  | FM(C,U)4Z24**AL* | 11.5 | 15.5 | 10 |  |  |  | FALSE | FALSE | FALSE | 21800 | 16100 | 2.28 | 18485 | 2.28
207098587 | 04/28/22 | Live | Carrier | BRYANT | Singlezone Ducted, Centrally Ducted | 207098587 |  | HRCU-A-CB | 38MARBQ24AA3 |  | FX4DNF025L | 11.5 | 15.5 | 10.5 |  |  |  | FALSE | FALSE | FALSE | 22000 | 15500 | 2.64 | 17796 | 2.63
207098589 | 04/28/22 | Live | Carrier | BRYANT | Singlezone Ducted, Centrally Ducted | 207098589 |  | HRCU-A-CB | 38MARBQ24AA3 |  | FMA4X24**AL* | 11.5 | 15 | 10 |  |  |  | FALSE | FALSE | FALSE | 21800 | 16000 | 2.4 | 18370 | 2.4
207098442 | 04/28/22 | Live | Carrier | CARRIER | Singlezone Ducted, Centrally Ducted | 207098442 |  | HRCU-A-CB | 38MARBQ24AA3 |  | FX4DNF025L | 11.5 | 15.5 | 10.5 |  |  |  | FALSE | FALSE | FALSE | 22000 | 15500 | 2.64 | 17796 | 2.63
207098444 | 04/28/22 | Live | Carrier | CARRIER | Singlezone Ducted, Centrally Ducted | 207098444 |  | HRCU-A-CB | 38MARBQ24AA3 |  | FMA4X24**AL* | 11.5 | 15 | 10 |  |  |  | FALSE | FALSE | FALSE | 21800 | 16000 | 2.4 | 18370 | 2.4
207098445 | 04/28/22 | Live | Carrier | CARRIER | Singlezone Ducted, Centrally Ducted | 207098445 |  | HRCU-A-CB | 38MARBQ24AA3 |  | FM(C,U)4Z24**AL* | 11.5 | 15.5 | 10 |  |  |  | FALSE | FALSE | FALSE | 21800 | 16100 | 2.28 | 18485 | 2.28
206188287 | 04/28/22 | Live | Carrier | ARCOAIRE | Singlezone Ducted, Compact Ducted | 206188287 |  | HRCU-A-CB | DLCLRBH48AAK | Mini-Splits | DLFLDAH48XAK | 9.2 | 17.4 | 10.3 |  |  |  | FALSE | FALSE | FALSE | 48000 | 29000 | 0.65 | 45950 | 2.59
206188343 | 04/28/22 | Live | Carrier | AIRQUEST | Singlezone Ducted, Compact Ducted | 206188343 |  | HRCU-A-CB | DLCLRBH48AAK | Mini-Splits | DLFLDAH48XAK | 9.2 | 17.4 | 10.3 |  |  |  | FALSE | FALSE | FALSE | 48000 | 29000 | 0.65 | 45950 | 2.59
206188301 | 04/28/22 | Live | Carrier | DAY & NIGHT | Singlezone Ducted, Compact Ducted | 206188301 |  | HRCU-A-CB | DLCLRBH48AAK | Mini-Splits | DLFLDAH48XAK | 9.2 | 17.4 | 10.3 |  |  |  | FALSE | FALSE | FALSE | 48000 | 29000 | 0.65 | 45950 | 2.59
206188308 | 04/28/22 | Live | Carrier | HEIL | Singlezone Ducted, Compact Ducted | 206188308 |  | HRCU-A-CB | DLCLRBH48AAK | Mini-Splits | DLFLDAH48XAK | 9.2 | 17.4 | 10.3 |  |  |  | FALSE | FALSE | FALSE | 48000 | 29000 | 0.65 | 45950 | 2.59
206188322 | 04/28/22 | Live | Carrier | KENMORE | Singlezone Ducted, Compact Ducted | 206188322 |  | HRCU-A-CB | DLCLRBH48AAK | Mini-Splits | DLFLDAH48XAK | 9.2 | 17.4 | 10.3 |  |  |  | FALSE | FALSE | FALSE | 48000 | 29000 | 0.65 | 45950 | 2.59
206188315 | 04/28/22 | Live | Carrier | KEEPRITE | Singlezone Ducted, Compact Ducted | 206188315 |  | HRCU-A-CB | DLCLRBH48AAK | Mini-Splits | DLFLDAH48XAK | 9.2 | 17.4 | 10.3 |  |  |  | FALSE | FALSE | FALSE | 48000 | 29000 | 0.65 | 45950 | 2.59
206188329 | 04/28/22 | Live | Carrier | MIDEA | Singlezone Ducted, Compact Ducted | 206188329 |  | HRCU-A-CB | DLCLRBH48AAK | Mini-Splits | DLFLDAH48XAK | 9.2 | 17.4 | 10.3 |  |  |  | FALSE | FALSE | FALSE | 48000 | 29000 | 0.65 | 45950 | 2.59
206188342 | 04/28/22 | Live | Carrier | AIRQUEST | Singlezone Non-Ducted, Ceiling Placement | 206188342 |  | HRCU-A-CB-O | DLCLRBH48AAK | Mini-Splits | DLFLCAH48XAK | 9.5 | 17 | 11 |  |  |  | FALSE | FALSE | FALSE | 48000 | 29000 | 0.78 | 43020 | 2.91
206188336 | 04/28/22 | Live | Carrier | TEMPSTAR | Singlezone Ducted, Compact Ducted | 206188336 |  | HRCU-A-CB | DLCLRBH48AAK | Mini-Splits | DLFLDAH48XAK | 9.2 | 17.4 | 10.3 |  |  |  | FALSE | FALSE | FALSE | 48000 | 29000 | 0.65 | 45950 | 2.59
206188339 | 04/28/22 | Live | Carrier | AIRQUEST | Singlezone Non-Ducted, Ceiling Placement | 206188339 |  | HRCU-A-CB-O | DLCLRBH36AAK | Mini-Splits | DLFLCAH36XAK | 9 | 17.6 | 10.6 |  |  |  | FALSE | FALSE | FALSE | 36000 | 22000 | 0.64 | 35820 | 2.6
206188296 | 04/28/22 | Live | Carrier | DAY & NIGHT | Singlezone Non-Ducted, Floor Placement | 206188296 |  | HRCU-A-CB-O | DLCLRBH36AAK | Mini-Splits | DLFLFAH36XAK | 8 | 17 | 10 |  |  |  | FALSE | FALSE | FALSE | 36000 | 22000 | 0.72 | 32600 | 2.47
206188286 | 04/28/22 | Live | Carrier | ARCOAIRE | Singlezone Non-Ducted, Ceiling Placement | 206188286 |  | HRCU-A-CB-O | DLCLRBH48AAK | Mini-Splits | DLFLCAH48XAK | 9.5 | 17 | 11 |  |  |  | FALSE | FALSE | FALSE | 48000 | 29000 | 0.78 | 43020 | 2.91
206188297 | 04/28/22 | Live | Carrier | DAY & NIGHT | Singlezone Non-Ducted, Ceiling Placement | 206188297 |  | HRCU-A-CB-O | DLCLRBH36AAK | Mini-Splits | DLFLCAH36XAK | 9 | 17.6 | 10.6 |  |  |  | FALSE | FALSE | FALSE | 36000 | 22000 | 0.64 | 35820 | 2.6
206188283 | 04/28/22 | Live | Carrier | ARCOAIRE | Singlezone Non-Ducted, Ceiling Placement | 206188283 |  | HRCU-A-CB-O | DLCLRBH36AAK | Mini-Splits | DLFLCAH36XAK | 9 | 17.6 | 10.6 |  |  |  | FALSE | FALSE | FALSE | 36000 | 22000 | 0.64 | 35820 | 2.6
206188300 | 04/28/22 | Live | Carrier | DAY & NIGHT | Singlezone Non-Ducted, Ceiling Placement | 206188300 |  | HRCU-A-CB-O | DLCLRBH48AAK | Mini-Splits | DLFLCAH48XAK | 9.5 | 17 | 11 |  |  |  | FALSE | FALSE | FALSE | 48000 | 29000 | 0.78 | 43020 | 2.91
206188307 | 04/28/22 | Live | Carrier | HEIL | Singlezone Non-Ducted, Ceiling Placement | 206188307 |  | HRCU-A-CB-O | DLCLRBH48AAK | Mini-Splits | DLFLCAH48XAK | 9.5 | 17 | 11 |  |  |  | FALSE | FALSE | FALSE | 48000 | 29000 | 0.78 | 43020 | 2.91
206188311 | 04/28/22 | Live | Carrier | KEEPRITE | Singlezone Non-Ducted, Ceiling Placement | 206188311 |  | HRCU-A-CB-O | DLCLRBH36AAK | Mini-Splits | DLFLCAH36XAK | 9 | 17.6 | 10.6 |  |  |  | FALSE | FALSE | FALSE | 36000 | 22000 | 0.64 | 35820 | 2.6
206188304 | 04/28/22 | Live | Carrier | HEIL | Singlezone Non-Ducted, Ceiling Placement | 206188304 |  | HRCU-A-CB-O | DLCLRBH36AAK | Mini-Splits | DLFLCAH36XAK | 9 | 17.6 | 10.6 |  |  |  | FALSE | FALSE | FALSE | 36000 | 22000 | 0.64 | 35820 | 2.6
206188314 | 04/28/22 | Live | Carrier | KEEPRITE | Singlezone Non-Ducted, Ceiling Placement | 206188314 |  | HRCU-A-CB-O | DLCLRBH48AAK | Mini-Splits | DLFLCAH48XAK | 9.5 | 17 | 11 |  |  |  | FALSE | FALSE | FALSE | 48000 | 29000 | 0.78 | 43020 | 2.91
206188318 | 04/28/22 | Live | Carrier | KENMORE | Singlezone Non-Ducted, Ceiling Placement | 206188318 |  | HRCU-A-CB-O | DLCLRBH36AAK | Mini-Splits | DLFLCAH36XAK | 9 | 17.6 | 10.6 |  |  |  | FALSE | FALSE | FALSE | 36000 | 22000 | 0.64 | 35820 | 2.6
206188321 | 04/28/22 | Live | Carrier | KENMORE | Singlezone Non-Ducted, Ceiling Placement | 206188321 |  | HRCU-A-CB-O | DLCLRBH48AAK | Mini-Splits | DLFLCAH48XAK | 9.5 | 17 | 11 |  |  |  | FALSE | FALSE | FALSE | 48000 | 29000 | 0.78 | 43020 | 2.91
206188325 | 04/28/22 | Live | Carrier | MIDEA | Singlezone Non-Ducted, Ceiling Placement | 206188325 |  | HRCU-A-CB-O | DLCLRBH36AAK | Mini-Splits | DLFLCAH36XAK | 9 | 17.6 | 10.6 |  |  |  | FALSE | FALSE | FALSE | 36000 | 22000 | 0.64 | 35820 | 2.6
206188328 | 04/28/22 | Live | Carrier | MIDEA | Singlezone Non-Ducted, Ceiling Placement | 206188328 |  | HRCU-A-CB-O | DLCLRBH48AAK | Mini-Splits | DLFLCAH48XAK | 9.5 | 17 | 11 |  |  |  | FALSE | FALSE | FALSE | 48000 | 29000 | 0.78 | 43020 | 2.91
206188332 | 04/28/22 | Live | Carrier | TEMPSTAR | Singlezone Non-Ducted, Ceiling Placement | 206188332 |  | HRCU-A-CB-O | DLCLRBH36AAK | Mini-Splits | DLFLCAH36XAK | 9 | 17.6 | 10.6 |  |  |  | FALSE | FALSE | FALSE | 36000 | 22000 | 0.64 | 35820 | 2.6
206188335 | 04/28/22 | Live | Carrier | TEMPSTAR | Singlezone Non-Ducted, Ceiling Placement | 206188335 |  | HRCU-A-CB-O | DLCLRBH48AAK | Mini-Splits | DLFLCAH48XAK | 9.5 | 17 | 11 |  |  |  | FALSE | FALSE | FALSE | 48000 | 29000 | 0.78 | 43020 | 2.91
206188338 | 04/28/22 | Live | Carrier | AIRQUEST | Singlezone Non-Ducted, Floor Placement | 206188338 |  | HRCU-A-CB-O | DLCLRBH36AAK | Mini-Splits | DLFLFAH36XAK | 8 | 17 | 10 |  |  |  | FALSE | FALSE | FALSE | 36000 | 22000 | 0.72 | 32600 | 2.47
206188285 | 04/28/22 | Live | Carrier | ARCOAIRE | Singlezone Non-Ducted, Floor Placement | 206188285 |  | HRCU-A-CB-O | DLCLRBH48AAK | Mini-Splits | DLFLFAH48XAK | 9.3 | 18 | 11 |  |  |  | FALSE | FALSE | FALSE | 48000 | 29000 | 0.75 | 49110 | 2.94
206188341 | 04/28/22 | Live | Carrier | AIRQUEST | Singlezone Non-Ducted, Floor Placement | 206188341 |  | HRCU-A-CB-O | DLCLRBH48AAK | Mini-Splits | DLFLFAH48XAK | 9.3 | 18 | 11 |  |  |  | FALSE | FALSE | FALSE | 48000 | 29000 | 0.75 | 49110 | 2.94
206188282 | 04/28/22 | Live | Carrier | ARCOAIRE | Singlezone Non-Ducted, Floor Placement | 206188282 |  | HRCU-A-CB-O | DLCLRBH36AAK | Mini-Splits | DLFLFAH36XAK | 8 | 17 | 10 |  |  |  | FALSE | FALSE | FALSE | 36000 | 22000 | 0.72 | 32600 | 2.47
206188299 | 04/28/22 | Live | Carrier | DAY & NIGHT | Singlezone Non-Ducted, Floor Placement | 206188299 |  | HRCU-A-CB-O | DLCLRBH48AAK | Mini-Splits | DLFLFAH48XAK | 9.3 | 18 | 11 |  |  |  | FALSE | FALSE | FALSE | 48000 | 29000 | 0.75 | 49110 | 2.94
206188313 | 04/28/22 | Live | Carrier | KEEPRITE | Singlezone Non-Ducted, Floor Placement | 206188313 |  | HRCU-A-CB-O | DLCLRBH48AAK | Mini-Splits | DLFLFAH48XAK | 9.3 | 18 | 11 |  |  |  | FALSE | FALSE | FALSE | 48000 | 29000 | 0.75 | 49110 | 2.94
206188306 | 04/28/22 | Live | Carrier | HEIL | Singlezone Non-Ducted, Floor Placement | 206188306 |  | HRCU-A-CB-O | DLCLRBH48AAK | Mini-Splits | DLFLFAH48XAK | 9.3 | 18 | 11 |  |  |  | FALSE | FALSE | FALSE | 48000 | 29000 | 0.75 | 49110 | 2.94
206188303 | 04/28/22 | Live | Carrier | HEIL | Singlezone Non-Ducted, Floor Placement | 206188303 |  | HRCU-A-CB-O | DLCLRBH36AAK | Mini-Splits | DLFLFAH36XAK | 8 | 17 | 10 |  |  |  | FALSE | FALSE | FALSE | 36000 | 22000 | 0.72 | 32600 | 2.47
206188310 | 04/28/22 | Live | Carrier | KEEPRITE | Singlezone Non-Ducted, Floor Placement | 206188310 |  | HRCU-A-CB-O | DLCLRBH36AAK | Mini-Splits | DLFLFAH36XAK | 8 | 17 | 10 |  |  |  | FALSE | FALSE | FALSE | 36000 | 22000 | 0.72 | 32600 | 2.47
206188317 | 04/28/22 | Live | Carrier | KENMORE | Singlezone Non-Ducted, Floor Placement | 206188317 |  | HRCU-A-CB-O | DLCLRBH36AAK | Mini-Splits | DLFLFAH36XAK | 8 | 17 | 10 |  |  |  | FALSE | FALSE | FALSE | 36000 | 22000 | 0.72 | 32600 | 2.47
206188320 | 04/28/22 | Live | Carrier | KENMORE | Singlezone Non-Ducted, Floor Placement | 206188320 |  | HRCU-A-CB-O | DLCLRBH48AAK | Mini-Splits | DLFLFAH48XAK | 9.3 | 18 | 11 |  |  |  | FALSE | FALSE | FALSE | 48000 | 29000 | 0.75 | 49110 | 2.94
206188324 | 04/28/22 | Live | Carrier | MIDEA | Singlezone Non-Ducted, Floor Placement | 206188324 |  | HRCU-A-CB-O | DLCLRBH36AAK | Mini-Splits | DLFLFAH36XAK | 8 | 17 | 10 |  |  |  | FALSE | FALSE | FALSE | 36000 | 22000 | 0.72 | 32600 | 2.47
206188327 | 04/28/22 | Live | Carrier | MIDEA | Singlezone Non-Ducted, Floor Placement | 206188327 |  | HRCU-A-CB-O | DLCLRBH48AAK | Mini-Splits | DLFLFAH48XAK | 9.3 | 18 | 11 |  |  |  | FALSE | FALSE | FALSE | 48000 | 29000 | 0.75 | 49110 | 2.94
206188331 | 04/28/22 | Live | Carrier | TEMPSTAR | Singlezone Non-Ducted, Floor Placement | 206188331 |  | HRCU-A-CB-O | DLCLRBH36AAK | Mini-Splits | DLFLFAH36XAK | 8 | 17 | 10 |  |  |  | FALSE | FALSE | FALSE | 36000 | 22000 | 0.72 | 32600 | 2.47
206188334 | 04/28/22 | Live | Carrier | TEMPSTAR | Singlezone Non-Ducted, Floor Placement | 206188334 |  | HRCU-A-CB-O | DLCLRBH48AAK | Mini-Splits | DLFLFAH48XAK | 9.3 | 18 | 11 |  |  |  | FALSE | FALSE | FALSE | 48000 | 29000 | 0.75 | 49110 | 2.94
203380996 | 04/28/22 | Live | Carrier | CARRIER | Singlezone Ducted, Centrally Ducted | 203380996 |  | HRCU-A-CB | 38MAQB30R--3 |  | FM(C,U)4Z30**AL* | 11.1 | 17.95 | 10.8 |  |  |  | FALSE | FALSE | FALSE | 28600 | 20200 | 2.35 | 24400 | 2.34
203380995 | 04/28/22 | Live | Carrier | CARRIER | Singlezone Ducted, Centrally Ducted | 203380995 |  | HRCU-A-CB | 38MAQB24R--3 |  | FM(C,U)4Z24**AL* | 12.2 | 19.95 | 11.2 |  |  |  | FALSE | FALSE | FALSE | 23000 | 15000 | 2.22 | 28400 | 2.22
203380994 | 04/28/22 | Live | Carrier | CARRIER | Singlezone Ducted, Centrally Ducted | 203380994 |  | HRCU-A-CB | 38MAQB18R--3 |  | FM(C,U)4Z18**AL* | 11 | 19 | 10.3 |  |  |  | FALSE | FALSE | FALSE | 17600 | 12200 | 2.73 | 23700 | 2.72
203380997 | 04/28/22 | Live | Carrier | CARRIER | Singlezone Ducted, Centrally Ducted | 203380997 |  | HRCU-A-CB | 38MAQB36R--3 |  | FM(C,U)4Z36**AL* | 9 | 16 | 9 |  |  |  | FALSE | FALSE | FALSE | 35000 | 19000 | 2.51 | 26500 | 2.51
203380978 | 04/28/22 | Live | Carrier | CARRIER | Singlezone Ducted, Centrally Ducted | 203380978 |  | HRCU-A-CB | 38MAQB12R--3 |  | FMA4X18**AL* | 12.25 | 17.6 | 9.7 |  |  |  | FALSE | FALSE | FALSE | 11800 | 7600 | 2.75 | 14100 | 2.75
203380979 | 04/28/22 | Live | Carrier | CARRIER | Singlezone Ducted, Centrally Ducted | 203380979 |  | HRCU-A-CB | 38MAQB18R--3 |  | FMA4X18**AL* | 10.9 | 15.5 | 9.8 |  |  |  | FALSE | FALSE | FALSE | 17200 | 10800 | 2.75 | 23100 | 2.74
203380981 | 04/28/22 | Live | Carrier | CARRIER | Singlezone Ducted, Centrally Ducted | 203380981 |  | HRCU-A-CB | 38MAQB30R--3 |  | FMA4X30**AL* | 11.3 | 16.5 | 11 |  |  |  | FALSE | FALSE | FALSE | 29200 | 21200 | 2.81 | 25200 | 2.81
204344189 | 04/28/22 | Live | Carrier | CARRIER | Singlezone Ducted, Centrally Ducted | 204344189 |  | HRCU-A-CB | 38MAQB12R--3 |  | FV4CNF002 | 12 | 18 | 10 |  |  |  | FALSE | FALSE | FALSE | 11200 | 6400 | 2.8 | 16440 | 2.79
204344190 | 04/28/22 | Live | Carrier | CARRIER | Singlezone Ducted, Centrally Ducted | 204344190 |  | HRCU-A-CB | 38MAQB18R--3 |  | FV4CNF002 | 11.5 | 18 | 10 |  |  |  | FALSE | FALSE | FALSE | 17800 | 11000 | 2.98 | 18600 | 2.98
204344191 | 04/28/22 | Live | Carrier | CARRIER | Singlezone Ducted, Centrally Ducted | 204344191 |  | HRCU-A-CB | 38MAQB24R--3 |  | FV4CNF002 | 11.5 | 17 | 10.5 |  |  |  | FALSE | FALSE | FALSE | 23000 | 14000 | 2.4 | 23910 | 2.4
203380999 | 04/28/22 | Live | Carrier | BRYANT | Singlezone Ducted, Centrally Ducted | 203380999 |  | HRCU-A-CB | 38MAQB18R--3 |  | FM(C,U)4Z18**AL* | 11 | 19 | 10.3 |  |  |  | FALSE | FALSE | FALSE | 17600 | 12600 | 2.72 | 23700 | 2.72
204344192 | 04/28/22 | Live | Carrier | CARRIER | Singlezone Ducted, Centrally Ducted | 204344192 |  | HRCU-A-CB | 38MAQB30R--3 |  | FV4CN(B,F)003 | 11 | 17.5 | 10.5 |  |  |  | FALSE | FALSE | FALSE | 28800 | 20200 | 2.82 | 25310 | 2.82
203381000 | 04/28/22 | Live | Carrier | BRYANT | Singlezone Ducted, Centrally Ducted | 203381000 |  | HRCU-A-CB | 38MAQB24R--3 |  | FM(C,U)4Z24**AL* | 12.2 | 19.95 | 11.2 |  |  |  | FALSE | FALSE | FALSE | 23000 | 15000 | 2.22 | 28400 | 2.22
203381001 | 04/28/22 | Live | Carrier | BRYANT | Singlezone Ducted, Centrally Ducted | 203381001 |  | HRCU-A-CB | 38MAQB30R--3 |  | FM(C,U)4Z30**AL* | 11.1 | 17.95 | 10.8 |  |  |  | FALSE | FALSE | FALSE | 28600 | 20200 | 2.35 | 24400 | 2.34
203380983 | 04/28/22 | Live | Carrier | BRYANT | Singlezone Ducted, Centrally Ducted | 203380983 |  | HRCU-A-CB | 38MAQB12R--3 |  | FMA4X18**AL* | 12.25 | 17.6 | 9.7 |  |  |  | FALSE | FALSE | FALSE | 11800 | 7600 | 2.75 | 14100 | 2.75
203381002 | 04/28/22 | Live | Carrier | BRYANT | Singlezone Ducted, Centrally Ducted | 203381002 |  | HRCU-A-CB | 38MAQB36R--3 |  | FM(C,U)4Z36**AL* | 9 | 16 | 9 |  |  |  | FALSE | FALSE | FALSE | 35000 | 19000 | 2.51 | 26500 | 2.51
203380984 | 04/28/22 | Live | Carrier | BRYANT | Singlezone Ducted, Centrally Ducted | 203380984 |  | HRCU-A-CB | 38MAQB18R--3 |  | FMA4X18**AL* | 10.9 | 15.5 | 9.8 |  |  |  | FALSE | FALSE | FALSE | 17200 | 10800 | 2.75 | 23100 | 2.74
204344195 | 04/28/22 | Live | Carrier | BRYANT | Singlezone Ducted, Centrally Ducted | 204344195 |  | HRCU-A-CB | 38MAQB18R--3 |  | FV4CNF002 | 11.5 | 18 | 10 |  |  |  | FALSE | FALSE | FALSE | 17800 | 11000 | 2.98 | 18600 | 2.98
204344194 | 04/28/22 | Live | Carrier | BRYANT | Singlezone Ducted, Centrally Ducted | 204344194 |  | HRCU-A-CB | 38MAQB12R--3 |  | FV4CNF002 | 12 | 18 | 10 |  |  |  | FALSE | FALSE | FALSE | 11200 | 6400 | 2.8 | 16440 | 2.79
203380986 | 04/28/22 | Live | Carrier | BRYANT | Singlezone Ducted, Centrally Ducted | 203380986 |  | HRCU-A-CB | 38MAQB30R--3 |  | FMA4X30**AL* | 11.3 | 16.5 | 11 |  |  |  | FALSE | FALSE | FALSE | 29200 | 21200 | 2.81 | 25200 | 2.81
204344196 | 04/28/22 | Live | Carrier | BRYANT | Singlezone Ducted, Centrally Ducted | 204344196 |  | HRCU-A-CB | 38MAQB24R--3 |  | FV4CNF002 | 11.5 | 17 | 10.5 |  |  |  | FALSE | FALSE | FALSE | 23000 | 14000 | 2.4 | 23910 | 2.4
204344197 | 04/28/22 | Live | Carrier | BRYANT | Singlezone Ducted, Centrally Ducted | 204344197 |  | HRCU-A-CB | 38MAQB30R--3 |  | FV4CN(B,F)003 | 11 | 17.5 | 10.5 |  |  |  | FALSE | FALSE | FALSE | 28800 | 20200 | 2.67 | 23910 | 2.66
203381005 | 04/28/22 | Live | Carrier | PAYNE | Singlezone Ducted, Centrally Ducted | 203381005 |  | HRCU-A-CB | 38MAQB18R--3 |  | FM(C,U)4Z18**AL* | 11 | 19 | 10.3 |  |  |  | FALSE | FALSE | FALSE | 17600 | 12600 | 2.72 | 23700 | 2.72
203381006 | 04/28/22 | Live | Carrier | PAYNE | Singlezone Ducted, Centrally Ducted | 203381006 |  | HRCU-A-CB | 38MAQB24R--3 |  | FM(C,U)4Z24**AL* | 12.2 | 19.95 | 11.2 |  |  |  | FALSE | FALSE | FALSE | 23000 | 15000 | 2.22 | 28400 | 2.22
203381007 | 04/28/22 | Live | Carrier | PAYNE | Singlezone Ducted, Centrally Ducted | 203381007 |  | HRCU-A-CB | 38MAQB30R--3 |  | FM(C,U)4Z30**AL* | 11.1 | 17.95 | 10.8 |  |  |  | FALSE | FALSE | FALSE | 28600 | 20200 | 2.35 | 24400 | 2.34
203381008 | 04/28/22 | Live | Carrier | PAYNE | Singlezone Ducted, Centrally Ducted | 203381008 |  | HRCU-A-CB | 38MAQB36R--3 |  | FM(C,U)4Z36**AL* | 9 | 16 | 9 |  |  |  | FALSE | FALSE | FALSE | 35000 | 19000 | 2.51 | 26500 | 2.51
203380988 | 04/28/22 | Live | Carrier | PAYNE | Singlezone Ducted, Centrally Ducted | 203380988 |  | HRCU-A-CB | 38MAQB12R--3 |  | FMA4X18**AL* | 12.25 | 17.6 | 9.7 |  |  |  | FALSE | FALSE | FALSE | 11800 | 7600 | 2.75 | 14100 | 2.75
204344199 | 04/28/22 | Live | Carrier | PAYNE | Singlezone Ducted, Centrally Ducted | 204344199 |  | HRCU-A-CB | 38MAQB12R--3 |  | FV4CNF002 | 12 | 18 | 10 |  |  |  | FALSE | FALSE | FALSE | 11200 | 6400 | 2.8 | 16440 | 2.79
204344200 | 04/28/22 | Live | Carrier | PAYNE | Singlezone Ducted, Centrally Ducted | 204344200 |  | HRCU-A-CB | 38MAQB18R--3 |  | FV4CNF002 | 11.5 | 18 | 10 |  |  |  | FALSE | FALSE | FALSE | 17800 | 11000 | 2.98 | 18600 | 2.98
203380991 | 04/28/22 | Live | Carrier | PAYNE | Singlezone Ducted, Centrally Ducted | 203380991 |  | HRCU-A-CB | 38MAQB30R--3 |  | FMA4X30**AL* | 11.3 | 16.5 | 11 |  |  |  | FALSE | FALSE | FALSE | 29200 | 21200 | 2.81 | 25200 | 2.81
204344201 | 04/28/22 | Live | Carrier | PAYNE | Singlezone Ducted, Centrally Ducted | 204344201 |  | HRCU-A-CB | 38MAQB24R--3 |  | FV4CNF002 | 11.5 | 17 | 10.5 |  |  |  | FALSE | FALSE | FALSE | 23000 | 14000 | 2.4 | 23910 | 2.4
204344202 | 04/28/22 | Live | Carrier | PAYNE | Singlezone Ducted, Centrally Ducted | 204344202 |  | HRCU-A-CB | 38MAQB30R--3 |  | FV4CN(B,F)003 | 11 | 17.5 | 10.5 |  |  |  | FALSE | FALSE | FALSE | 28800 | 20200 | 2.67 | 23910 | 2.66
203380989 | 04/28/22 | Live | Carrier | PAYNE | Singlezone Ducted, Centrally Ducted | 203380989 |  | HRCU-A-CB | 38MAQB18R--3 |  | FMA4X18**AL* | 10.9 | 15.5 | 9.8 |  |  |  | FALSE | FALSE | FALSE | 17200 | 10800 | 2.75 | 23100 | 2.74
205273717 | 04/28/22 | Live | Carrier | BRYANT | Singlezone Ducted, Centrally Ducted | 205273717 |  | HRCU-A-CB | 284ANV024*0**A* |  | FE4AN(B,F)003L+UI | 14.5 | 22 | 12 |  |  |  | FALSE | FALSE | FALSE | 23400 | 24200 | 2.6 | 24200 | 2.6
205273718 | 04/28/22 | Live | Carrier | BRYANT | Singlezone Ducted, Centrally Ducted | 205273718 |  | HRCU-A-CB | 284ANV024*0**A* |  | FE4AN(B,F)005L+UI | 15 | 24 | 13 |  |  |  | FALSE | FALSE | FALSE | 24000 | 23600 | 2.78 | 23600 | 2.78
205272288 | 04/28/22 | Live | Carrier | CARRIER | Singlezone Ducted, Centrally Ducted | 205272288 |  | HRCU-A-CB | 25VNA424A*030* |  | FE4AN(B,F)003L+UI | 14.5 | 22 | 12 |  |  |  | FALSE | FALSE | FALSE | 23400 | 24200 | 2.6 | 24200 | 2.6
205272289 | 04/28/22 | Live | Carrier | CARRIER | Singlezone Ducted, Centrally Ducted | 205272289 |  | HRCU-A-CB | 25VNA424A*030* |  | FE4AN(B,F)005L+UI | 15 | 24 | 13 |  |  |  | FALSE | FALSE | FALSE | 24000 | 23600 | 2.78 | 23600 | 2.78
205272287 | 04/28/22 | Live | Carrier | CARRIER | Singlezone Ducted, Centrally Ducted | 205272287 |  | HRCU-A-CB | 25VNA424A*030* |  | FE4ANF002L+UI | 14 | 22 | 12 |  |  |  | FALSE | FALSE | FALSE | 23400 | 24400 | 2.62 | 24400 | 2.62
205273716 | 04/28/22 | Live | Carrier | BRYANT | Singlezone Ducted, Centrally Ducted | 205273716 |  | HRCU-A-CB | 284ANV024*0**A* |  | FE4ANF002L+UI | 14 | 22 | 12 |  |  |  | FALSE | FALSE | FALSE | 23400 | 24400 | 2.62 | 24400 | 2.62
205272762 | 04/28/22 | Live | Carrier | CARRIER | Singlezone Ducted, Centrally Ducted | 205272762 |  | HRCU-A-CB | 25VNA448A*030* |  | FE4AN(B,F)005L+UI | 13 | 22 | 10.5 |  |  |  | FALSE | FALSE | FALSE | 45500 | 42500 | 2.48 | 42500 | 2.48
205272802 | 04/28/22 | Live | Carrier | CARRIER | Singlezone Ducted, Centrally Ducted | 205272802 |  | HRCU-A-CB | 25VNA460A*030* |  | FE4ANB006L+UI | 13 | 21 | 11 |  |  |  | FALSE | FALSE | FALSE | 58500 | 49500 | 2.66 | 49500 | 2.66
205273936 | 04/28/22 | Live | Carrier | BRYANT | Singlezone Ducted, Centrally Ducted | 205273936 |  | HRCU-A-CB | 284ANV036*0**A* |  | FE4ANB006L+UI | 13.5 | 22 | 11.5 |  |  |  | FALSE | FALSE | FALSE | 34600 | 32400 | 2.62 | 32400 | 2.62
205273934 | 04/28/22 | Live | Carrier | BRYANT | Singlezone Ducted, Centrally Ducted | 205273934 |  | HRCU-A-CB | 284ANV036*0**A* |  | FE4AN(B,F)005L+UI | 13.5 | 22.5 | 11 |  |  |  | FALSE | FALSE | FALSE | 34600 | 32800 | 2.54 | 32800 | 2.54
205274190 | 04/28/22 | Live | Carrier | BRYANT | Singlezone Ducted, Centrally Ducted | 205274190 |  | HRCU-A-CB | 284ANV048*0**A* |  | FE4ANB006L+UI | 13.5 | 22 | 11 |  |  |  | FALSE | FALSE | FALSE | 46000 | 42500 | 2.6 | 42500 | 2.6
205272505 | 04/28/22 | Live | Carrier | CARRIER | Singlezone Ducted, Centrally Ducted | 205272505 |  | HRCU-A-CB | 25VNA436A*030* |  | FE4AN(B,F)005L+UI | 13.5 | 22.5 | 11 |  |  |  | FALSE | FALSE | FALSE | 34600 | 32800 | 2.54 | 32800 | 2.54
205272761 | 04/28/22 | Live | Carrier | CARRIER | Singlezone Ducted, Centrally Ducted | 205272761 |  | HRCU-A-CB | 25VNA448A*030* |  | FE4ANB006L+UI | 13.5 | 22 | 11 |  |  |  | FALSE | FALSE | FALSE | 46000 | 42500 | 2.6 | 42500 | 2.6
205272507 | 04/28/22 | Live | Carrier | CARRIER | Singlezone Ducted, Centrally Ducted | 205272507 |  | HRCU-A-CB | 25VNA436A*030* |  | FE4ANB006L+UI | 13.5 | 22 | 11.5 |  |  |  | FALSE | FALSE | FALSE | 34600 | 32400 | 2.62 | 32400 | 2.62
205272506 | 04/28/22 | Live | Carrier | CARRIER | Singlezone Ducted, Centrally Ducted | 205272506 |  | HRCU-A-CB | 25VNA436A*030* |  | FE4AN(B,F)003L+UI | 13 | 21 | 10.5 |  |  |  | FALSE | FALSE | FALSE | 32800 | 33000 | 2.38 | 33000 | 2.38
205274231 | 04/28/22 | Live | Carrier | BRYANT | Singlezone Ducted, Centrally Ducted | 205274231 |  | HRCU-A-CB | 284ANV060*0**A* |  | FE4ANB006L+UI | 13 | 21 | 11 |  |  |  | FALSE | FALSE | FALSE | 58500 | 49500 | 2.66 | 49500 | 2.66
205274191 | 04/28/22 | Live | Carrier | BRYANT | Singlezone Ducted, Centrally Ducted | 205274191 |  | HRCU-A-CB | 284ANV048*0**A* |  | FE4AN(B,F)005L+UI | 13 | 22 | 10.5 |  |  |  | FALSE | FALSE | FALSE | 45500 | 42500 | 2.48 | 42500 | 2.48
205273935 | 04/28/22 | Live | Carrier | BRYANT | Singlezone Ducted, Centrally Ducted | 205273935 |  | HRCU-A-CB | 284ANV036*0**A* |  | FE4AN(B,F)003L+UI | 13 | 21 | 10.5 |  |  |  | FALSE | FALSE | FALSE | 32800 | 33000 | 2.38 | 33000 | 2.38
9893760 | 04/28/22 | Live | Carrier | BRYANT | Singlezone Ducted, Centrally Ducted | 9893760 |  | HRCU-A-CB | 280ANV060000 |  | FE4ANB006L+UI | 12.5 | 18 | 12 |  |  |  | FALSE | FALSE | FALSE | 56000 | 52500 | 2.23 | 52500 | 2.23
9893754 | 04/28/22 | Live | Carrier | BRYANT | Singlezone Ducted, Centrally Ducted | 9893754 |  | HRCU-A-CB | 280ANV048*0**A* |  | CNPV*6024AL*+UI & 98(6*B,7*A)66100V21*** | 12.5 | 17.5 | 10.5 |  |  |  | FALSE | FALSE | FALSE | 46000 | 48500 | 2.08 | 48500 | 2.08
9893753 | 04/28/22 | Live | Carrier | BRYANT | Singlezone Ducted, Centrally Ducted | 9893753 |  | HRCU-A-CB | 280ANV048*0**A* |  | CNPV*6024AL*+UI & 98(6*B,7*A)60080V21*** | 12.5 | 17.5 | 10.5 |  |  |  | FALSE | FALSE | FALSE | 46000 | 49000 | 2.06 | 49000 | 2.06
9893748 | 04/28/22 | Live | Carrier | BRYANT | Singlezone Ducted, Centrally Ducted | 9893748 |  | HRCU-A-CB | 280ANV048*0**A* |  | CNPV*4821AL*+UI & 98(6*B,7*A)66100V21*** | 12.5 | 17.5 | 10.5 |  |  |  | FALSE | FALSE | FALSE | 45500 | 48000 | 2.24 | 48000 | 2.24
9893745 | 04/28/22 | Live | Carrier | BRYANT | Singlezone Ducted, Centrally Ducted | 9893745 |  | HRCU-A-CB | 280ANV048*0**A* |  | CAP**6024AL*+UI & 98(6*B,7*A)66100V21*** | 12.5 | 17 | 11 |  |  |  | FALSE | FALSE | FALSE | 46000 | 48000 | 2.12 | 48000 | 2.12
9893742 | 04/28/22 | Live | Carrier | BRYANT | Singlezone Ducted, Centrally Ducted | 9893742 |  | HRCU-A-CB | 280ANV048*0**A* |  | CAP**6021AL*+UI & 98(6*B,7*A)66100V21*** | 12.5 | 17 | 11 |  |  |  | FALSE | FALSE | FALSE | 46000 | 48000 | 2.22 | 48000 | 2.22
9893731 | 04/28/22 | Live | Carrier | BRYANT | Singlezone Ducted, Centrally Ducted | 9893731 |  | HRCU-A-CB | 280ANV048*0**A* |  | CNPV*6024AL*+UI & 98(6*B,7*A)66120V24*** | 12.5 | 17.5 | 10.5 |  |  |  | FALSE | FALSE | FALSE | 46500 | 49000 | 2.24 | 49000 | 2.24
9893699 | 04/28/22 | Live | Carrier | BRYANT | Singlezone Ducted, Centrally Ducted | 9893699 |  | HRCU-A-CB | 280ANV048000 |  | FE4ANB006L+UI | 13.5 | 18 | 12 |  |  |  | FALSE | FALSE | FALSE | 47500 | 47500 | 2.46 | 47500 | 2.46
9893727 | 04/28/22 | Live | Carrier | BRYANT | Singlezone Ducted, Centrally Ducted | 9893727 |  | HRCU-A-CB | 280ANV048000 |  | FE4AN(B,F)005L+UI | 12.5 | 17.5 | 11 |  |  |  | FALSE | FALSE | FALSE | 46500 | 48500 | 2.33 | 48500 | 2.33
9893697 | 04/28/22 | Live | Carrier | BRYANT | Singlezone Ducted, Centrally Ducted | 9893697 |  | HRCU-A-CB | 280ANV036*0**A* |  | CSPH*6012AL*+UI & 98(6*B,7*A)60080V21*** | 13 | 19 | 11.5 |  |  |  | FALSE | FALSE | FALSE | 34600 | 32000 | 2.47 | 32000 | 2.47
9893698 | 04/28/22 | Live | Carrier | BRYANT | Singlezone Ducted, Centrally Ducted | 9893698 |  | HRCU-A-CB | 280ANV036*0**A* |  | CSPH*6012AL*+UI & 98(6*B,7*A)66100V21*** | 13.5 | 19 | 11.5 |  |  |  | FALSE | FALSE | FALSE | 34800 | 32000 | 2.47 | 32000 | 2.47
9893696 | 04/28/22 | Live | Carrier | BRYANT | Singlezone Ducted, Centrally Ducted | 9893696 |  | HRCU-A-CB | 280ANV036*0**A* |  | CSPH*6012AL*+UI & 98(6*B,7MA)60060V21*** | 13 | 18.5 | 11 |  |  |  | FALSE | FALSE | FALSE | 34400 | 32200 | 2.42 | 32200 | 2.42
9893695 | 04/28/22 | Live | Carrier | BRYANT | Singlezone Ducted, Centrally Ducted | 9893695 |  | HRCU-A-CB | 280ANV036*0**A* |  | CSPH*4812AL*+UI & 98(6*B,7*A)66100V21*** | 13 | 19 | 11 |  |  |  | FALSE | FALSE | FALSE | 34000 | 30000 | 2.54 | 30000 | 2.54
9893693 | 04/28/22 | Live | Carrier | BRYANT | Singlezone Ducted, Centrally Ducted | 9893693 |  | HRCU-A-CB | 280ANV036*0**A* |  | CSPH*4812AL*+UI & 98(6*B,7MA)60060V21*** | 12.5 | 18.5 | 10.5 |  |  |  | FALSE | FALSE | FALSE | 33800 | 30400 | 2.49 | 30400 | 2.49
9893692 | 04/28/22 | Live | Carrier | BRYANT | Singlezone Ducted, Centrally Ducted | 9893692 |  | HRCU-A-CB | 280ANV036*0**A* |  | CSPH*4212AL*+UI & 98(6*B,7*A)66100V21*** | 13 | 18.5 | 11 |  |  |  | FALSE | FALSE | FALSE | 33600 | 30000 | 2.54 | 30000 | 2.54
9893694 | 04/28/22 | Live | Carrier | BRYANT | Singlezone Ducted, Centrally Ducted | 9893694 |  | HRCU-A-CB | 280ANV036*0**A* |  | CSPH*4812AL*+UI & 98(6*B,7*A)60080V21*** | 13 | 19 | 11 |  |  |  | FALSE | FALSE | FALSE | 34000 | 30000 | 2.54 | 30000 | 2.54
9893691 | 04/28/22 | Live | Carrier | BRYANT | Singlezone Ducted, Centrally Ducted | 9893691 |  | HRCU-A-CB | 280ANV036*0**A* |  | CSPH*4212AL*+UI & 98(6*B,7*A)60080V21*** | 13 | 18.5 | 11 |  |  |  | FALSE | FALSE | FALSE | 33400 | 30200 | 2.54 | 30200 | 2.54
9893690 | 04/28/22 | Live | Carrier | BRYANT | Singlezone Ducted, Centrally Ducted | 9893690 |  | HRCU-A-CB | 280ANV036*0**A* |  | CSPH*4212AL*+UI & 98(6*B,7MA)60060V21*** | 12.5 | 18 | 10.5 |  |  |  | FALSE | FALSE | FALSE | 33400 | 30400 | 2.47 | 30400 | 2.47
9893689 | 04/28/22 | Live | Carrier | BRYANT | Singlezone Ducted, Centrally Ducted | 9893689 |  | HRCU-A-CB | 280ANV036*0**A* |  | CSPH*3612AL*+UI & 98(6*B,7*A)66100V21*** | 13 | 18.5 | 10.5 |  |  |  | FALSE | FALSE | FALSE | 33400 | 30200 | 2.49 | 30200 | 2.49
9893688 | 04/28/22 | Live | Carrier | BRYANT | Singlezone Ducted, Centrally Ducted | 9893688 |  | HRCU-A-CB | 280ANV036*0**A* |  | CSPH*3612AL*+UI & 98(6*B,7*A)60080V21*** | 12.5 | 18.5 | 10.5 |  |  |  | FALSE | FALSE | FALSE | 33400 | 30200 | 2.47 | 30200 | 2.47
9893686 | 04/28/22 | Live | Carrier | BRYANT | Singlezone Ducted, Centrally Ducted | 9893686 |  | HRCU-A-CB | 280ANV036*0**A* |  | CNPV*6024AL*+UI & 98(6*B,7*A)66100V21*** | 13.5 | 19.5 | 11 |  |  |  | FALSE | FALSE | FALSE | 34800 | 32000 | 2.37 | 32000 | 2.37
9893684 | 04/28/22 | Live | Carrier | BRYANT | Singlezone Ducted, Centrally Ducted | 9893684 |  | HRCU-A-CB | 280ANV036*0**A* |  | CNPV*6024AL*+UI & 98(6*B,7MA)60060V21*** | 13 | 19 | 10.5 |  |  |  | FALSE | FALSE | FALSE | 34600 | 32400 | 2.31 | 32400 | 2.31
9893683 | 04/28/22 | Live | Carrier | BRYANT | Singlezone Ducted, Centrally Ducted | 9893683 |  | HRCU-A-CB | 280ANV036*0**A* |  | CNPV*4824AL*+UI & 98(6*B,7*A)66100V21*** | 13 | 19 | 11 |  |  |  | FALSE | FALSE | FALSE | 34000 | 30000 | 2.54 | 30000 | 2.54
9893685 | 04/28/22 | Live | Carrier | BRYANT | Singlezone Ducted, Centrally Ducted | 9893685 |  | HRCU-A-CB | 280ANV036*0**A* |  | CNPV*6024AL*+UI & 98(6*B,7*A)60080V21*** | 13.5 | 19.5 | 11 |  |  |  | FALSE | FALSE | FALSE | 34800 | 32200 | 2.35 | 32200 | 2.35
9893682 | 04/28/22 | Live | Carrier | BRYANT | Singlezone Ducted, Centrally Ducted | 9893682 |  | HRCU-A-CB | 280ANV036*0**A* |  | CNPV*4824AL*+UI & 98(6*B,7*A)60080V21*** | 13 | 19 | 11 |  |  |  | FALSE | FALSE | FALSE | 34000 | 30000 | 2.51 | 30000 | 2.51
9893681 | 04/28/22 | Live | Carrier | BRYANT | Singlezone Ducted, Centrally Ducted | 9893681 |  | HRCU-A-CB | 280ANV036*0**A* |  | CNPV*4824AL*+UI & 98(6*B,7MA)60060V21*** | 13 | 19 | 11 |  |  |  | FALSE | FALSE | FALSE | 34000 | 30400 | 2.47 | 30400 | 2.47
9893680 | 04/28/22 | Live | Carrier | BRYANT | Singlezone Ducted, Centrally Ducted | 9893680 |  | HRCU-A-CB | 280ANV036*0**A* |  | CNPV*4821AL*+UI & 98(6*B,7*A)66100V21*** | 13 | 19 | 11 |  |  |  | FALSE | FALSE | FALSE | 34200 | 30000 | 2.54 | 30000 | 2.54
9893679 | 04/28/22 | Live | Carrier | BRYANT | Singlezone Ducted, Centrally Ducted | 9893679 |  | HRCU-A-CB | 280ANV036*0**A* |  | CNPV*4821AL*+UI & 98(6*B,7*A)60080V21*** | 13 | 19 | 11 |  |  |  | FALSE | FALSE | FALSE | 34000 | 30000 | 2.51 | 30000 | 2.51
9893677 | 04/28/22 | Live | Carrier | BRYANT | Singlezone Ducted, Centrally Ducted | 9893677 |  | HRCU-A-CB | 280ANV036*0**A* |  | CNPV*4221AL*+UI & 98(6*B,7*A)66100V21*** | 13 | 18.5 | 10.5 |  |  |  | FALSE | FALSE | FALSE | 33600 | 30200 | 2.4 | 30200 | 2.4
9893678 | 04/28/22 | Live | Carrier | BRYANT | Singlezone Ducted, Centrally Ducted | 9893678 |  | HRCU-A-CB | 280ANV036*0**A* |  | CNPV*4821AL*+UI & 98(6*B,7MA)60060V21*** | 13 | 18.5 | 11 |  |  |  | FALSE | FALSE | FALSE | 33800 | 30400 | 2.47 | 30400 | 2.47
9893676 | 04/28/22 | Live | Carrier | BRYANT | Singlezone Ducted, Centrally Ducted | 9893676 |  | HRCU-A-CB | 280ANV036*0**A* |  | CNPV*4221AL*+UI & 98(6*B,7*A)60080V21*** | 13 | 18.5 | 10.5 |  |  |  | FALSE | FALSE | FALSE | 33400 | 30400 | 2.38 | 30400 | 2.38
9893674 | 04/28/22 | Live | Carrier | BRYANT | Singlezone Ducted, Centrally Ducted | 9893674 |  | HRCU-A-CB | 280ANV036*0**A* |  | CAP**6024AL*+UI & 98(6*B,7*A)66100V21*** | 13 | 19 | 11.5 |  |  |  | FALSE | FALSE | FALSE | 34600 | 31800 | 2.37 | 31800 | 2.37
9893672 | 04/28/22 | Live | Carrier | BRYANT | Singlezone Ducted, Centrally Ducted | 9893672 |  | HRCU-A-CB | 280ANV036*0**A* |  | CAP**6024AL*+UI & 98(6*B,7MA)60060V21*** | 13 | 18.5 | 11 |  |  |  | FALSE | FALSE | FALSE | 34600 | 32200 | 2.32 | 32200 | 2.32
9893673 | 04/28/22 | Live | Carrier | BRYANT | Singlezone Ducted, Centrally Ducted | 9893673 |  | HRCU-A-CB | 280ANV036*0**A* |  | CAP**6024AL*+UI & 98(6*B,7*A)60080V21*** | 13 | 19 | 11.5 |  |  |  | FALSE | FALSE | FALSE | 34600 | 31800 | 2.37 | 31800 | 2.37
9893670 | 04/28/22 | Live | Carrier | BRYANT | Singlezone Ducted, Centrally Ducted | 9893670 |  | HRCU-A-CB | 280ANV036*0**A* |  | CAP**6021AL*+UI & 98(6*B,7*A)60080V21*** | 13 | 19 | 11.5 |  |  |  | FALSE | FALSE | FALSE | 34600 | 31800 | 2.37 | 31800 | 2.37
9893669 | 04/28/22 | Live | Carrier | BRYANT | Singlezone Ducted, Centrally Ducted | 9893669 |  | HRCU-A-CB | 280ANV036*0**A* |  | CAP**6021AL*+UI & 98(6*B,7MA)60060V21*** | 13 | 18.5 | 11 |  |  |  | FALSE | FALSE | FALSE | 34600 | 32200 | 2.32 | 32200 | 2.32
9893671 | 04/28/22 | Live | Carrier | BRYANT | Singlezone Ducted, Centrally Ducted | 9893671 |  | HRCU-A-CB | 280ANV036*0**A* |  | CAP**6021AL*+UI & 98(6*B,7*A)66100V21*** | 13 | 19 | 11.5 |  |  |  | FALSE | FALSE | FALSE | 34600 | 31800 | 2.41 | 31800 | 2.41
9893668 | 04/28/22 | Live | Carrier | BRYANT | Singlezone Ducted, Centrally Ducted | 9893668 |  | HRCU-A-CB | 280ANV036*0**A* |  | CAP**4824AL*+UI & 98(6*B,7*A)66100V21*** | 13 | 19 | 11.5 |  |  |  | FALSE | FALSE | FALSE | 34000 | 29800 | 2.54 | 29800 | 2.54
9893667 | 04/28/22 | Live | Carrier | BRYANT | Singlezone Ducted, Centrally Ducted | 9893667 |  | HRCU-A-CB | 280ANV036*0**A* |  | CAP**4824AL*+UI & 98(6*B,7*A)60080V21*** | 13 | 18.5 | 11.5 |  |  |  | FALSE | FALSE | FALSE | 34000 | 29800 | 2.54 | 29800 | 2.54
9893666 | 04/28/22 | Live | Carrier | BRYANT | Singlezone Ducted, Centrally Ducted | 9893666 |  | HRCU-A-CB | 280ANV036*0**A* |  | CAP**4824AL*+UI & 98(6*B,7MA)60060V21*** | 12.5 | 18.5 | 11.5 |  |  |  | FALSE | FALSE | FALSE | 34000 | 30200 | 2.47 | 30200 | 2.47
9893665 | 04/28/22 | Live | Carrier | BRYANT | Singlezone Ducted, Centrally Ducted | 9893665 |  | HRCU-A-CB | 280ANV036*0**A* |  | CAP**4821AL*+UI & 98(6*B,7*A)66100V21*** | 13 | 19 | 11.5 |  |  |  | FALSE | FALSE | FALSE | 34000 | 29800 | 2.54 | 29800 | 2.54
9893664 | 04/28/22 | Live | Carrier | BRYANT | Singlezone Ducted, Centrally Ducted | 9893664 |  | HRCU-A-CB | 280ANV036*0**A* |  | CAP**4821AL*+UI & 98(6*B,7*A)60080V21*** | 13 | 18.5 | 11.5 |  |  |  | FALSE | FALSE | FALSE | 34000 | 30000 | 2.51 | 30000 | 2.51
9893663 | 04/28/22 | Live | Carrier | BRYANT | Singlezone Ducted, Centrally Ducted | 9893663 |  | HRCU-A-CB | 280ANV036*0**A* |  | CAP**4821AL*+UI & 98(6*B,7MA)60060V21*** | 12.5 | 18.5 | 11 |  |  |  | FALSE | FALSE | FALSE | 33800 | 30200 | 2.49 | 30200 | 2.49
9893662 | 04/28/22 | Live | Carrier | BRYANT | Singlezone Ducted, Centrally Ducted | 9893662 |  | HRCU-A-CB | 280ANV036*0**A* |  | CAP**4224AL*+UI & 98(6*B,7*A)66100V21*** | 13 | 18.5 | 11 |  |  |  | FALSE | FALSE | FALSE | 33600 | 30200 | 2.42 | 30200 | 2.42
9893661 | 04/28/22 | Live | Carrier | BRYANT | Singlezone Ducted, Centrally Ducted | 9893661 |  | HRCU-A-CB | 280ANV036*0**A* |  | CAP**4224AL*+UI & 98(6*B,7*A)60080V21*** | 13 | 18.5 | 11 |  |  |  | FALSE | FALSE | FALSE | 33600 | 30200 | 2.42 | 30200 | 2.42
9893658 | 04/28/22 | Live | Carrier | BRYANT | Singlezone Ducted, Centrally Ducted | 9893658 |  | HRCU-A-CB | 280ANV036*0**A* |  | CAP**4221AL*+UI & 98(6*B,7*A)60080V21*** | 13 | 18.5 | 11 |  |  |  | FALSE | FALSE | FALSE | 33600 | 30200 | 2.42 | 30200 | 2.42
9893659 | 04/28/22 | Live | Carrier | BRYANT | Singlezone Ducted, Centrally Ducted | 9893659 |  | HRCU-A-CB | 280ANV036*0**A* |  | CAP**4221AL*+UI & 98(6*B,7*A)66100V21*** | 13 | 18.5 | 11 |  |  |  | FALSE | FALSE | FALSE | 33600 | 30200 | 2.42 | 30200 | 2.42
9893656 | 04/28/22 | Live | Carrier | BRYANT | Singlezone Ducted, Centrally Ducted | 9893656 |  | HRCU-A-CB | 280ANV036*0**A* |  | CAP**3621AL*+UI & 98(6*B,7*A)66100V21*** | 13 | 18.5 | 10.5 |  |  |  | FALSE | FALSE | FALSE | 33400 | 30200 | 2.35 | 30200 | 2.35
9893655 | 04/28/22 | Live | Carrier | BRYANT | Singlezone Ducted, Centrally Ducted | 9893655 |  | HRCU-A-CB | 280ANV036*0**A* |  | CAP**3621AL*+UI & 98(6*B,7*A)60080V21*** | 12.5 | 18.5 | 10.5 |  |  |  | FALSE | FALSE | FALSE | 33400 | 30400 | 2.33 | 30400 | 2.33
9893654 | 04/28/22 | Live | Carrier | BRYANT | Singlezone Ducted, Centrally Ducted | 9893654 |  | HRCU-A-CB | 280ANV036*0**A* |  | CAP**3621AL*+UI & 98(6*B,7MA)60060V21*** | 12.5 | 18.5 | 10.5 |  |  |  | FALSE | FALSE | FALSE | 33000 | 30600 | 2.31 | 30600 | 2.31
9893653 | 04/28/22 | Live | Carrier | BRYANT | Singlezone Ducted, Centrally Ducted | 9893653 |  | HRCU-A-CB | 280ANV036*0**A* |  | CSPH*6012AL*+UI & 98(6*B,7*A)66120V24*** | 13.5 | 19 | 11.5 |  |  |  | FALSE | FALSE | FALSE | 34600 | 32000 | 2.47 | 32000 | 2.47
9893650 | 04/28/22 | Live | Carrier | BRYANT | Singlezone Ducted, Centrally Ducted | 9893650 |  | HRCU-A-CB | 280ANV036*0**A* |  | CSPH*4812AL*+UI & 98(6*B,7*A)66120V24*** | 13 | 18.5 | 11 |  |  |  | FALSE | FALSE | FALSE | 34000 | 32200 | 2.44 | 32200 | 2.44
9893651 | 04/28/22 | Live | Carrier | BRYANT | Singlezone Ducted, Centrally Ducted | 9893651 |  | HRCU-A-CB | 280ANV036*0**A* |  | CSPH*6012AL*+UI & 98(6*B,7*A)42060V17*** | 12.5 | 18 | 11 |  |  |  | FALSE | FALSE | FALSE | 34200 | 32600 | 2.42 | 32600 | 2.42
9893652 | 04/28/22 | Live | Carrier | BRYANT | Singlezone Ducted, Centrally Ducted | 9893652 |  | HRCU-A-CB | 280ANV036*0**A* |  | CSPH*6012AL*+UI & 98(6*B,7*A)42080V17*** | 13 | 18.5 | 11 |  |  |  | FALSE | FALSE | FALSE | 34400 | 32400 | 2.42 | 32400 | 2.42
9893649 | 04/28/22 | Live | Carrier | BRYANT | Singlezone Ducted, Centrally Ducted | 9893649 |  | HRCU-A-CB | 280ANV036*0**A* |  | CSPH*4812AL*+UI & 98(6*B,7*A)42080V17*** | 12.5 | 18.5 | 11 |  |  |  | FALSE | FALSE | FALSE | 33600 | 32800 | 2.37 | 32800 | 2.37
9893647 | 04/28/22 | Live | Carrier | BRYANT | Singlezone Ducted, Centrally Ducted | 9893647 |  | HRCU-A-CB | 280ANV036*0**A* |  | CSPH*4212AL*+UI & 98(6*B,7*A)66120V24*** | 13 | 18.5 | 11 |  |  |  | FALSE | FALSE | FALSE | 33800 | 30200 | 2.51 | 30200 | 2.51
9893646 | 04/28/22 | Live | Carrier | BRYANT | Singlezone Ducted, Centrally Ducted | 9893646 |  | HRCU-A-CB | 280ANV036*0**A* |  | CSPH*4212AL*+UI & 98(6*B,7*A)42080V17*** | 12.5 | 18 | 10.5 |  |  |  | FALSE | FALSE | FALSE | 33600 | 30600 | 2.44 | 30600 | 2.44
9893644 | 04/28/22 | Live | Carrier | BRYANT | Singlezone Ducted, Centrally Ducted | 9893644 |  | HRCU-A-CB | 280ANV036*0**A* |  | CSPH*3612AL*+UI & 98(6*B,7*A)66120V24*** | 13 | 18.5 | 10.5 |  |  |  | FALSE | FALSE | FALSE | 33600 | 30400 | 2.47 | 30400 | 2.47
9893641 | 04/28/22 | Live | Carrier | BRYANT | Singlezone Ducted, Centrally Ducted | 9893641 |  | HRCU-A-CB | 280ANV036*0**A* |  | CNPV*6024AL*+UI & 98(6*B,7*A)66120V24*** | 13.5 | 19.5 | 11 |  |  |  | FALSE | FALSE | FALSE | 35000 | 32200 | 2.37 | 32200 | 2.37
9893640 | 04/28/22 | Live | Carrier | BRYANT | Singlezone Ducted, Centrally Ducted | 9893640 |  | HRCU-A-CB | 280ANV036*0**A* |  | CNPV*4824AL*+UI & 98(6*B,7*A)66120V24*** | 13.5 | 19 | 11 |  |  |  | FALSE | FALSE | FALSE | 34200 | 32200 | 2.42 | 32200 | 2.42
9893639 | 04/28/22 | Live | Carrier | BRYANT | Singlezone Ducted, Centrally Ducted | 9893639 |  | HRCU-A-CB | 280ANV036*0**A* |  | CNPV*4821AL*+UI & 98(6*B,7*A)42080V17*** | 12.5 | 18.5 | 11 |  |  |  | FALSE | FALSE | FALSE | 34000 | 32600 | 2.35 | 32600 | 2.35
9893629 | 04/28/22 | Live | Carrier | BRYANT | Singlezone Ducted, Centrally Ducted | 9893629 |  | HRCU-A-CB | 280ANV036*0**A* |  | CAP**6024AL*+UI & 98(6*B,7*A)66120V24*** | 13.5 | 19 | 11.5 |  |  |  | FALSE | FALSE | FALSE | 34400 | 31600 | 2.39 | 31600 | 2.39
9893628 | 04/28/22 | Live | Carrier | BRYANT | Singlezone Ducted, Centrally Ducted | 9893628 |  | HRCU-A-CB | 280ANV036*0**A* |  | CAP**6021AL*+UI & 98(6*B,7*A)42080V17*** | 13 | 19 | 11.5 |  |  |  | FALSE | FALSE | FALSE | 34200 | 32000 | 2.37 | 32000 | 2.37
9893625 | 04/28/22 | Live | Carrier | BRYANT | Singlezone Ducted, Centrally Ducted | 9893625 |  | HRCU-A-CB | 280ANV036*0**A* |  | CAP**4821AL*+UI & 98(6*B,7*A)42080V17*** | 12.5 | 18.5 | 11.5 |  |  |  | FALSE | FALSE | FALSE | 33600 | 32600 | 2.35 | 32600 | 2.35
9893626 | 04/28/22 | Live | Carrier | BRYANT | Singlezone Ducted, Centrally Ducted | 9893626 |  | HRCU-A-CB | 280ANV036*0**A* |  | CAP**4824AL*+UI & 98(6*B,7*A)66120V24*** | 13 | 19 | 11.5 |  |  |  | FALSE | FALSE | FALSE | 34200 | 32000 | 2.39 | 32000 | 2.39
9893614 | 04/28/22 | Live | Carrier | BRYANT | Singlezone Ducted, Centrally Ducted | 9893614 |  | HRCU-A-CB | 280ANV036000 |  | FE4AN(B,F)005L+UI | 13.5 | 20 | 11.5 |  |  |  | FALSE | FALSE | FALSE | 35000 | 31600 | 2.62 | 31800 | 2.64
9893621 | 04/28/22 | Live | Carrier | BRYANT | Singlezone Ducted, Centrally Ducted | 9893621 |  | HRCU-A-CB | 280ANV036*0**A* |  | CAP**4224AL*+UI & 98(6*B,7*A)66120V24*** | 13 | 19 | 11 |  |  |  | FALSE | FALSE | FALSE | 33600 | 30200 | 2.41 | 30200 | 2.41
9893556 | 04/28/22 | Live | Carrier | BRYANT | Singlezone Ducted, Centrally Ducted | 9893556 |  | HRCU-A-CB | 280ANV036000 |  | FE4ANB006L+UI | 14.5 | 20.5 | 13 |  |  |  | FALSE | FALSE | FALSE | 35000 | 31600 | 2.81 | 31600 | 2.81
9893555 | 04/28/22 | Live | Carrier | BRYANT | Singlezone Ducted, Centrally Ducted | 9893555 |  | HRCU-A-CB | 280ANV024*0**A* |  | CSPH*6012AL*+UI & 98(6*B,7*A)60080V21*** | 15 | 19.5 | 11 |  |  |  | FALSE | FALSE | FALSE | 25000 | 25000 | 2.82 | 25000 | 2.82
9893554 | 04/28/22 | Live | Carrier | BRYANT | Singlezone Ducted, Centrally Ducted | 9893554 |  | HRCU-A-CB | 280ANV024*0**A* |  | CSPH*6012AL*+UI & 98(6*B,7MA)60060V21*** | 15 | 19 | 11 |  |  |  | FALSE | FALSE | FALSE | 25000 | 25000 | 2.73 | 25000 | 2.73
9893553 | 04/28/22 | Live | Carrier | BRYANT | Singlezone Ducted, Centrally Ducted | 9893553 |  | HRCU-A-CB | 280ANV024*0**A* |  | CSPH*4812AL*+UI & 98(6*B,7*A)66100V21*** | 15 | 19.5 | 11 |  |  |  | FALSE | FALSE | FALSE | 24800 | 24800 | 2.71 | 24800 | 2.71
9893552 | 04/28/22 | Live | Carrier | BRYANT | Singlezone Ducted, Centrally Ducted | 9893552 |  | HRCU-A-CB | 280ANV024*0**A* |  | CSPH*4812AL*+UI & 98(6*B,7*A)60080V21*** | 15 | 19 | 11 |  |  |  | FALSE | FALSE | FALSE | 24800 | 25000 | 2.71 | 25000 | 2.71
9893551 | 04/28/22 | Live | Carrier | BRYANT | Singlezone Ducted, Centrally Ducted | 9893551 |  | HRCU-A-CB | 280ANV024*0**A* |  | CSPH*4812AL*+UI & 98(6*B,7MA)60060V21*** | 14.5 | 19 | 11 |  |  |  | FALSE | FALSE | FALSE | 24800 | 25000 | 2.7 | 25000 | 2.7
9893550 | 04/28/22 | Live | Carrier | BRYANT | Singlezone Ducted, Centrally Ducted | 9893550 |  | HRCU-A-CB | 280ANV024*0**A* |  | CSPH*4212AL*+UI & 98(6*B,7*A)66100V21*** | 15 | 19 | 11 |  |  |  | FALSE | FALSE | FALSE | 24800 | 25000 | 2.68 | 25000 | 2.68
9893547 | 04/28/22 | Live | Carrier | BRYANT | Singlezone Ducted, Centrally Ducted | 9893547 |  | HRCU-A-CB | 280ANV024*0**A* |  | CSPH*3612AL*+UI & 98(6*B,7*A)66100V21*** | 15 | 19 | 10.5 |  |  |  | FALSE | FALSE | FALSE | 24600 | 25000 | 2.62 | 25000 | 2.62
9893548 | 04/28/22 | Live | Carrier | BRYANT | Singlezone Ducted, Centrally Ducted | 9893548 |  | HRCU-A-CB | 280ANV024*0**A* |  | CSPH*4212AL*+UI & 98(6*B,7MA)60060V21*** | 14.5 | 18.5 | 10.5 |  |  |  | FALSE | FALSE | FALSE | 24800 | 25000 | 2.67 | 25000 | 2.67
9893549 | 04/28/22 | Live | Carrier | BRYANT | Singlezone Ducted, Centrally Ducted | 9893549 |  | HRCU-A-CB | 280ANV024*0**A* |  | CSPH*4212AL*+UI & 98(6*B,7*A)60080V21*** | 15 | 19 | 11 |  |  |  | FALSE | FALSE | FALSE | 24800 | 25000 | 2.7 | 25000 | 2.7
9893546 | 04/28/22 | Live | Carrier | BRYANT | Singlezone Ducted, Centrally Ducted | 9893546 |  | HRCU-A-CB | 280ANV024*0**A* |  | CSPH*3612AL*+UI & 98(6*B,7*A)60080V21*** | 14.5 | 19 | 10.5 |  |  |  | FALSE | FALSE | FALSE | 24600 | 25000 | 2.62 | 25000 | 2.62
9893545 | 04/28/22 | Live | Carrier | BRYANT | Singlezone Ducted, Centrally Ducted | 9893545 |  | HRCU-A-CB | 280ANV024*0**A* |  | CSPH*3612AL*+UI & 98(6*B,7MA)60060V21*** | 14.5 | 18.5 | 10.5 |  |  |  | FALSE | FALSE | FALSE | 24600 | 25200 | 2.62 | 25200 | 2.62
9893544 | 04/28/22 | Live | Carrier | BRYANT | Singlezone Ducted, Centrally Ducted | 9893544 |  | HRCU-A-CB | 280ANV024*0**A* |  | CNPV*6024AL*+UI & 98(6*B,7*A)66100V21*** | 15 | 20 | 11 |  |  |  | FALSE | FALSE | FALSE | 24800 | 25000 | 2.7 | 25000 | 2.7
9893543 | 04/28/22 | Live | Carrier | BRYANT | Singlezone Ducted, Centrally Ducted | 9893543 |  | HRCU-A-CB | 280ANV024*0**A* |  | CNPV*6024AL*+UI & 98(6*B,7*A)60080V21*** | 15 | 20 | 11 |  |  |  | FALSE | FALSE | FALSE | 24800 | 25000 | 2.7 | 25000 | 2.7
9893541 | 04/28/22 | Live | Carrier | BRYANT | Singlezone Ducted, Centrally Ducted | 9893541 |  | HRCU-A-CB | 280ANV024*0**A* |  | CNPV*4824AL*+UI & 98(6*B,7*A)66100V21*** | 15 | 19.5 | 11 |  |  |  | FALSE | FALSE | FALSE | 24800 | 25000 | 2.71 | 25000 | 2.71
9893542 | 04/28/22 | Live | Carrier | BRYANT | Singlezone Ducted, Centrally Ducted | 9893542 |  | HRCU-A-CB | 280ANV024*0**A* |  | CNPV*6024AL*+UI & 98(6*B,7MA)60060V21*** | 15 | 19.5 | 11 |  |  |  | FALSE | FALSE | FALSE | 24800 | 25000 | 2.67 | 25000 | 2.67
9893540 | 04/28/22 | Live | Carrier | BRYANT | Singlezone Ducted, Centrally Ducted | 9893540 |  | HRCU-A-CB | 280ANV024*0**A* |  | CNPV*4824AL*+UI & 98(6*B,7*A)60080V21*** | 15 | 19.5 | 11 |  |  |  | FALSE | FALSE | FALSE | 24800 | 25000 | 2.68 | 25000 | 2.68
9893538 | 04/28/22 | Live | Carrier | BRYANT | Singlezone Ducted, Centrally Ducted | 9893538 |  | HRCU-A-CB | 280ANV024*0**A* |  | CNPV*4221AL*+UI & 98(6*B,7*A)66100V21*** | 14.5 | 19 | 10.5 |  |  |  | FALSE | FALSE | FALSE | 24400 | 25000 | 2.57 | 25000 | 2.57
9893539 | 04/28/22 | Live | Carrier | BRYANT | Singlezone Ducted, Centrally Ducted | 9893539 |  | HRCU-A-CB | 280ANV024*0**A* |  | CNPV*4824AL*+UI & 98(6*B,7MA)60060V21*** | 15 | 19 | 11 |  |  |  | FALSE | FALSE | FALSE | 24800 | 25000 | 2.67 | 25000 | 2.67
9893537 | 04/28/22 | Live | Carrier | BRYANT | Singlezone Ducted, Centrally Ducted | 9893537 |  | HRCU-A-CB | 280ANV024*0**A* |  | CNPV*4221AL*+UI & 98(6*B,7*A)60080V21*** | 14.5 | 18.5 | 10.5 |  |  |  | FALSE | FALSE | FALSE | 24400 | 25200 | 2.56 | 25200 | 2.56
9893536 | 04/28/22 | Live | Carrier | BRYANT | Singlezone Ducted, Centrally Ducted | 9893536 |  | HRCU-A-CB | 280ANV024*0**A* |  | CNPV*4221AL*+UI & 98(6*B,7MA)60060V21*** | 14.5 | 18.5 | 10.5 |  |  |  | FALSE | FALSE | FALSE | 24400 | 25200 | 2.54 | 25200 | 2.54
9893535 | 04/28/22 | Live | Carrier | BRYANT | Singlezone Ducted, Centrally Ducted | 9893535 |  | HRCU-A-CB | 280ANV024*0**A* |  | CNPV*3621AL*+UI & 98(6*B,7*A)66100V21*** | 14.5 | 18.5 | 10.5 |  |  |  | FALSE | FALSE | FALSE | 24000 | 25200 | 2.5 | 25200 | 2.5
9893533 | 04/28/22 | Live | Carrier | BRYANT | Singlezone Ducted, Centrally Ducted | 9893533 |  | HRCU-A-CB | 280ANV024*0**A* |  | CNPV*3621AL*+UI & 98(6*B,7MA)60060V21*** | 14 | 18.5 | 10.5 |  |  |  | FALSE | FALSE | FALSE | 24000 | 25200 | 2.47 | 25200 | 2.47
9893534 | 04/28/22 | Live | Carrier | BRYANT | Singlezone Ducted, Centrally Ducted | 9893534 |  | HRCU-A-CB | 280ANV024*0**A* |  | CNPV*3621AL*+UI & 98(6*B,7*A)60080V21*** | 14.5 | 18.5 | 10.5 |  |  |  | FALSE | FALSE | FALSE | 24000 | 25200 | 2.5 | 25200 | 2.5
9893532 | 04/28/22 | Live | Carrier | BRYANT | Singlezone Ducted, Centrally Ducted | 9893532 |  | HRCU-A-CB | 280ANV024*0**A* |  | CAP**6024AL*+UI & 98(6*B,7*A)66100V21*** | 15 | 19.5 | 11.5 |  |  |  | FALSE | FALSE | FALSE | 24800 | 24800 | 2.71 | 24800 | 2.71
9893531 | 04/28/22 | Live | Carrier | BRYANT | Singlezone Ducted, Centrally Ducted | 9893531 |  | HRCU-A-CB | 280ANV024*0**A* |  | CAP**6024AL*+UI & 98(6*B,7*A)60080V21*** | 15 | 19.5 | 11.5 |  |  |  | FALSE | FALSE | FALSE | 24800 | 24800 | 2.71 | 24800 | 2.71
9893530 | 04/28/22 | Live | Carrier | BRYANT | Singlezone Ducted, Centrally Ducted | 9893530 |  | HRCU-A-CB | 280ANV024*0**A* |  | CAP**6024AL*+UI & 98(6*B,7MA)60060V21*** | 15 | 19 | 11.5 |  |  |  | FALSE | FALSE | FALSE | 24800 | 24800 | 2.68 | 24800 | 2.68
9893528 | 04/28/22 | Live | Carrier | BRYANT | Singlezone Ducted, Centrally Ducted | 9893528 |  | HRCU-A-CB | 280ANV024*0**A* |  | CAP**6021AL*+UI & 98(6*B,7*A)60080V21*** | 15 | 19.5 | 11.5 |  |  |  | FALSE | FALSE | FALSE | 24800 | 24800 | 2.71 | 24800 | 2.71
9893527 | 04/28/22 | Live | Carrier | BRYANT | Singlezone Ducted, Centrally Ducted | 9893527 |  | HRCU-A-CB | 280ANV024*0**A* |  | CAP**6021AL*+UI & 98(6*B,7MA)60060V21*** | 15 | 19 | 11.5 |  |  |  | FALSE | FALSE | FALSE | 24800 | 24800 | 2.68 | 24800 | 2.68
9893529 | 04/28/22 | Live | Carrier | BRYANT | Singlezone Ducted, Centrally Ducted | 9893529 |  | HRCU-A-CB | 280ANV024*0**A* |  | CAP**6021AL*+UI & 98(6*B,7*A)66100V21*** | 15 | 19.5 | 11.5 |  |  |  | FALSE | FALSE | FALSE | 24800 | 24800 | 2.71 | 24800 | 2.71
9893526 | 04/28/22 | Live | Carrier | BRYANT | Singlezone Ducted, Centrally Ducted | 9893526 |  | HRCU-A-CB | 280ANV024*0**A* |  | CAP**4824AL*+UI & 98(6*B,7*A)66100V21*** | 15 | 19 | 11.5 |  |  |  | FALSE | FALSE | FALSE | 24400 | 24800 | 2.74 | 24800 | 2.74
9893525 | 04/28/22 | Live | Carrier | BRYANT | Singlezone Ducted, Centrally Ducted | 9893525 |  | HRCU-A-CB | 280ANV024*0**A* |  | CAP**4824AL*+UI & 98(6*B,7*A)60080V21*** | 15 | 19 | 11.5 |  |  |  | FALSE | FALSE | FALSE | 24400 | 24800 | 2.71 | 24800 | 2.71
9893524 | 04/28/22 | Live | Carrier | BRYANT | Singlezone Ducted, Centrally Ducted | 9893524 |  | HRCU-A-CB | 280ANV024*0**A* |  | CAP**4824AL*+UI & 98(6*B,7MA)60060V21*** | 15 | 19 | 11.5 |  |  |  | FALSE | FALSE | FALSE | 24400 | 24800 | 2.71 | 24800 | 2.71
9893523 | 04/28/22 | Live | Carrier | BRYANT | Singlezone Ducted, Centrally Ducted | 9893523 |  | HRCU-A-CB | 280ANV024*0**A* |  | CAP**4821AL*+UI & 98(6*B,7*A)66100V21*** | 15 | 19 | 11.5 |  |  |  | FALSE | FALSE | FALSE | 24400 | 24800 | 2.71 | 24800 | 2.71
9893522 | 04/28/22 | Live | Carrier | BRYANT | Singlezone Ducted, Centrally Ducted | 9893522 |  | HRCU-A-CB | 280ANV024*0**A* |  | CAP**4821AL*+UI & 98(6*B,7*A)60080V21*** | 15 | 19 | 11.5 |  |  |  | FALSE | FALSE | FALSE | 24400 | 24800 | 2.71 | 24800 | 2.71
9893520 | 04/28/22 | Live | Carrier | BRYANT | Singlezone Ducted, Centrally Ducted | 9893520 |  | HRCU-A-CB | 280ANV024*0**A* |  | CAP**4224AL*+UI & 98(6*B,7*A)66100V21*** | 14.5 | 19 | 11 |  |  |  | FALSE | FALSE | FALSE | 24200 | 25000 | 2.57 | 25000 | 2.57
9893519 | 04/28/22 | Live | Carrier | BRYANT | Singlezone Ducted, Centrally Ducted | 9893519 |  | HRCU-A-CB | 280ANV024*0**A* |  | CAP**4224AL*+UI & 98(6*B,7*A)60080V21*** | 14.5 | 19 | 11 |  |  |  | FALSE | FALSE | FALSE | 24200 | 25000 | 2.57 | 25000 | 2.57
9893521 | 04/28/22 | Live | Carrier | BRYANT | Singlezone Ducted, Centrally Ducted | 9893521 |  | HRCU-A-CB | 280ANV024*0**A* |  | CAP**4821AL*+UI & 98(6*B,7MA)60060V21*** | 15 | 19 | 11.5 |  |  |  | FALSE | FALSE | FALSE | 24400 | 24800 | 2.71 | 24800 | 2.71
9893517 | 04/28/22 | Live | Carrier | BRYANT | Singlezone Ducted, Centrally Ducted | 9893517 |  | HRCU-A-CB | 280ANV024*0**A* |  | CAP**4221AL*+UI & 98(6*B,7*A)66100V21*** | 14.5 | 19 | 11 |  |  |  | FALSE | FALSE | FALSE | 24200 | 25000 | 2.57 | 25000 | 2.57
9893516 | 04/28/22 | Live | Carrier | BRYANT | Singlezone Ducted, Centrally Ducted | 9893516 |  | HRCU-A-CB | 280ANV024*0**A* |  | CAP**4221AL*+UI & 98(6*B,7*A)60080V21*** | 14.5 | 19 | 11 |  |  |  | FALSE | FALSE | FALSE | 24200 | 25000 | 2.57 | 25000 | 2.57
9893514 | 04/28/22 | Live | Carrier | BRYANT | Singlezone Ducted, Centrally Ducted | 9893514 |  | HRCU-A-CB | 280ANV024*0**A* |  | CAP**3621AL*+UI & 98(6*B,7*A)66100V21*** | 14.5 | 19 | 11 |  |  |  | FALSE | FALSE | FALSE | 24000 | 25000 | 2.52 | 25000 | 2.52
9893513 | 04/28/22 | Live | Carrier | BRYANT | Singlezone Ducted, Centrally Ducted | 9893513 |  | HRCU-A-CB | 280ANV024*0**A* |  | CAP**3621AL*+UI & 98(6*B,7*A)60080V21*** | 14.5 | 19 | 11 |  |  |  | FALSE | FALSE | FALSE | 24000 | 25000 | 2.49 | 25000 | 2.49
9893512 | 04/28/22 | Live | Carrier | BRYANT | Singlezone Ducted, Centrally Ducted | 9893512 |  | HRCU-A-CB | 280ANV024*0**A* |  | CAP**3621AL*+UI & 98(6*B,7MA)60060V21*** | 14.5 | 19 | 11 |  |  |  | FALSE | FALSE | FALSE | 24000 | 25200 | 2.46 | 25200 | 2.46
9893511 | 04/28/22 | Live | Carrier | BRYANT | Singlezone Ducted, Centrally Ducted | 9893511 |  | HRCU-A-CB | 280ANV024*0**A* |  | CSPH*6012AL*+UI & 98(6*B,7*A)66120V24*** | 15 | 19.5 | 11 |  |  |  | FALSE | FALSE | FALSE | 25000 | 25000 | 2.73 | 25000 | 2.73
9893510 | 04/28/22 | Live | Carrier | BRYANT | Singlezone Ducted, Centrally Ducted | 9893510 |  | HRCU-A-CB | 280ANV024*0**A* |  | CSPH*6012AL*+UI & 98(6*B,7*A)42080V17*** | 15 | 19 | 11 |  |  |  | FALSE | FALSE | FALSE | 25000 | 25000 | 2.73 | 25000 | 2.73
9893509 | 04/28/22 | Live | Carrier | BRYANT | Singlezone Ducted, Centrally Ducted | 9893509 |  | HRCU-A-CB | 280ANV024*0**A* |  | CSPH*6012AL*+UI & 98(6*B,7*A)42060V17*** | 14.5 | 19 | 11 |  |  |  | FALSE | FALSE | FALSE | 24800 | 25000 | 2.7 | 25000 | 2.7
9893508 | 04/28/22 | Live | Carrier | BRYANT | Singlezone Ducted, Centrally Ducted | 9893508 |  | HRCU-A-CB | 280ANV024*0**A* |  | CSPH*4812AL*+UI & 98(6*B,7*A)66120V24*** | 15 | 19 | 11 |  |  |  | FALSE | FALSE | FALSE | 24800 | 25000 | 2.73 | 25000 | 2.73
9893507 | 04/28/22 | Live | Carrier | BRYANT | Singlezone Ducted, Centrally Ducted | 9893507 |  | HRCU-A-CB | 280ANV024*0**A* |  | CSPH*4812AL*+UI & 98(6*B,7*A)42080V17*** | 14.5 | 19 | 11 |  |  |  | FALSE | FALSE | FALSE | 24800 | 25000 | 2.7 | 25000 | 2.7
9893506 | 04/28/22 | Live | Carrier | BRYANT | Singlezone Ducted, Centrally Ducted | 9893506 |  | HRCU-A-CB | 280ANV024*0**A* |  | CSPH*4812AL*+UI & 98(6*B,7*A)42060V17*** | 14.5 | 18.5 | 11 |  |  |  | FALSE | FALSE | FALSE | 24800 | 25000 | 2.7 | 25000 | 2.7
9893504 | 04/28/22 | Live | Carrier | BRYANT | Singlezone Ducted, Centrally Ducted | 9893504 |  | HRCU-A-CB | 280ANV024*0**A* |  | CSPH*4212AL*+UI & 98(6*B,7*A)42080V17*** | 14.5 | 18.5 | 10.5 |  |  |  | FALSE | FALSE | FALSE | 24800 | 25000 | 2.67 | 25000 | 2.67
9893505 | 04/28/22 | Live | Carrier | BRYANT | Singlezone Ducted, Centrally Ducted | 9893505 |  | HRCU-A-CB | 280ANV024*0**A* |  | CSPH*4212AL*+UI & 98(6*B,7*A)66120V24*** | 15 | 19 | 11 |  |  |  | FALSE | FALSE | FALSE | 24800 | 25000 | 2.67 | 25000 | 2.67
9893503 | 04/28/22 | Live | Carrier | BRYANT | Singlezone Ducted, Centrally Ducted | 9893503 |  | HRCU-A-CB | 280ANV024*0**A* |  | CSPH*4212AL*+UI & 98(6*B,7*A)42060V17*** | 14.5 | 18.5 | 10.5 |  |  |  | FALSE | FALSE | FALSE | 24600 | 25200 | 2.68 | 25200 | 2.68
9893502 | 04/28/22 | Live | Carrier | BRYANT | Singlezone Ducted, Centrally Ducted | 9893502 |  | HRCU-A-CB | 280ANV024*0**A* |  | CSPH*3612AL*+UI & 98(6*B,7*A)66120V24*** | 14.5 | 19 | 10.5 |  |  |  | FALSE | FALSE | FALSE | 24600 | 25000 | 2.65 | 25000 | 2.65
9893501 | 04/28/22 | Live | Carrier | BRYANT | Singlezone Ducted, Centrally Ducted | 9893501 |  | HRCU-A-CB | 280ANV024*0**A* |  | CSPH*3612AL*+UI & 98(6*B,7*A)42080V17*** | 14.5 | 18.5 | 10.5 |  |  |  | FALSE | FALSE | FALSE | 24600 | 25200 | 2.65 | 25200 | 2.65
9893500 | 04/28/22 | Live | Carrier | BRYANT | Singlezone Ducted, Centrally Ducted | 9893500 |  | HRCU-A-CB | 280ANV024*0**A* |  | CSPH*3612AL*+UI & 98(6*B,7*A)42060V17*** | 14 | 18 | 10.5 |  |  |  | FALSE | FALSE | FALSE | 24400 | 25200 | 2.62 | 25200 | 2.62
9893499 | 04/28/22 | Live | Carrier | BRYANT | Singlezone Ducted, Centrally Ducted | 9893499 |  | HRCU-A-CB | 280ANV024*0**A* |  | CNPV*6024AL*+UI & 98(6*B,7*A)66120V24*** | 15 | 20 | 11 |  |  |  | FALSE | FALSE | FALSE | 24800 | 25000 | 2.7 | 25000 | 2.7
9893496 | 04/28/22 | Live | Carrier | BRYANT | Singlezone Ducted, Centrally Ducted | 9893496 |  | HRCU-A-CB | 280ANV024*0**A* |  | CNPV*4821AL*+UI & 98(6*B,7*A)42060V17*** | 14.5 | 19.5 | 10.5 |  |  |  | FALSE | FALSE | FALSE | 24600 | 25000 | 2.67 | 25000 | 2.67
9893498 | 04/28/22 | Live | Carrier | BRYANT | Singlezone Ducted, Centrally Ducted | 9893498 |  | HRCU-A-CB | 280ANV024*0**A* |  | CNPV*4824AL*+UI & 98(6*B,7*A)66120V24*** | 15 | 19.5 | 11 |  |  |  | FALSE | FALSE | FALSE | 24800 | 25000 | 2.7 | 25000 | 2.7
9893497 | 04/28/22 | Live | Carrier | BRYANT | Singlezone Ducted, Centrally Ducted | 9893497 |  | HRCU-A-CB | 280ANV024*0**A* |  | CNPV*4821AL*+UI & 98(6*B,7*A)42080V17*** | 15 | 19.5 | 11 |  |  |  | FALSE | FALSE | FALSE | 24600 | 25000 | 2.67 | 25000 | 2.67
9893495 | 04/28/22 | Live | Carrier | BRYANT | Singlezone Ducted, Centrally Ducted | 9893495 |  | HRCU-A-CB | 280ANV024*0**A* |  | CNPV*4221AL*+UI & 98(6*B,7*A)42080V17*** | 14.5 | 18.5 | 10.5 |  |  |  | FALSE | FALSE | FALSE | 24200 | 25200 | 2.54 | 25200 | 2.54
9893494 | 04/28/22 | Live | Carrier | BRYANT | Singlezone Ducted, Centrally Ducted | 9893494 |  | HRCU-A-CB | 280ANV024*0**A* |  | CNPV*4221AL*+UI & 98(6*B,7*A)42060V17*** | 14 | 18.5 | 10.5 |  |  |  | FALSE | FALSE | FALSE | 24200 | 25200 | 2.54 | 25200 | 2.54
9893493 | 04/28/22 | Live | Carrier | BRYANT | Singlezone Ducted, Centrally Ducted | 9893493 |  | HRCU-A-CB | 280ANV024*0**A* |  | CNPV*4217AL*+UI & 98(6*B,7*A)42080V17*** | 14.5 | 19 | 10.5 |  |  |  | FALSE | FALSE | FALSE | 24400 | 25200 | 2.62 | 25200 | 2.62
9893492 | 04/28/22 | Live | Carrier | BRYANT | Singlezone Ducted, Centrally Ducted | 9893492 |  | HRCU-A-CB | 280ANV024*0**A* |  | CNPV*4217AL*+UI & 98(6*B,7*A)42060V17*** | 14.5 | 19 | 10.5 |  |  |  | FALSE | FALSE | FALSE | 24400 | 25200 | 2.62 | 25200 | 2.62
9893491 | 04/28/22 | Live | Carrier | BRYANT | Singlezone Ducted, Centrally Ducted | 9893491 |  | HRCU-A-CB | 280ANV024*0**A* |  | CNPV*3621AL*+UI & 98(6*B,7*A)42080V17*** | 14 | 18.5 | 10.5 |  |  |  | FALSE | FALSE | FALSE | 24200 | 25200 | 2.5 | 25200 | 2.5
9893490 | 04/28/22 | Live | Carrier | BRYANT | Singlezone Ducted, Centrally Ducted | 9893490 |  | HRCU-A-CB | 280ANV024*0**A* |  | CNPV*3621AL*+UI & 98(6*B,7*A)42060V17*** | 14 | 18.5 | 10 |  |  |  | FALSE | FALSE | FALSE | 24200 | 25400 | 2.46 | 25400 | 2.46
9893489 | 04/28/22 | Live | Carrier | BRYANT | Singlezone Ducted, Centrally Ducted | 9893489 |  | HRCU-A-CB | 280ANV024*0**A* |  | CNPV*3617AL*+UI & 98(6*B,7*A)42080V17*** | 14 | 18.5 | 10 |  |  |  | FALSE | FALSE | FALSE | 24200 | 25200 | 2.5 | 25200 | 2.5
9893488 | 04/28/22 | Live | Carrier | BRYANT | Singlezone Ducted, Centrally Ducted | 9893488 |  | HRCU-A-CB | 280ANV024*0**A* |  | CNPV*3617AL*+UI & 98(6*B,7*A)42060V17*** | 14 | 18.5 | 10 |  |  |  | FALSE | FALSE | FALSE | 24200 | 25400 | 2.46 | 25400 | 2.46
9893487 | 04/28/22 | Live | Carrier | BRYANT | Singlezone Ducted, Centrally Ducted | 9893487 |  | HRCU-A-CB | 280ANV024*0**A* |  | CAP**6024AL*+UI & 98(6*B,7*A)66120V24*** | 15 | 19.5 | 11.5 |  |  |  | FALSE | FALSE | FALSE | 24800 | 24400 | 2.71 | 24400 | 2.71
9893486 | 04/28/22 | Live | Carrier | BRYANT | Singlezone Ducted, Centrally Ducted | 9893486 |  | HRCU-A-CB | 280ANV024*0**A* |  | CAP**6021AL*+UI & 98(6*B,7*A)42080V17*** | 15 | 19.5 | 11.5 |  |  |  | FALSE | FALSE | FALSE | 24600 | 24600 | 2.71 | 24600 | 2.71
9893485 | 04/28/22 | Live | Carrier | BRYANT | Singlezone Ducted, Centrally Ducted | 9893485 |  | HRCU-A-CB | 280ANV024*0**A* |  | CAP**6021AL*+UI & 98(6*B,7*A)42060V17*** | 15 | 19.5 | 11 |  |  |  | FALSE | FALSE | FALSE | 24600 | 24600 | 2.71 | 24600 | 2.71
9893484 | 04/28/22 | Live | Carrier | BRYANT | Singlezone Ducted, Centrally Ducted | 9893484 |  | HRCU-A-CB | 280ANV024*0**A* |  | CAP**4824AL*+UI & 98(6*B,7*A)66120V24*** | 15 | 19.5 | 11.5 |  |  |  | FALSE | FALSE | FALSE | 24800 | 24800 | 2.68 | 24800 | 2.68
9893483 | 04/28/22 | Live | Carrier | BRYANT | Singlezone Ducted, Centrally Ducted | 9893483 |  | HRCU-A-CB | 280ANV024*0**A* |  | CAP**4821AL*+UI & 98(6*B,7*A)42080V17*** | 15 | 19 | 11.5 |  |  |  | FALSE | FALSE | FALSE | 24600 | 24800 | 2.68 | 24800 | 2.68
9893482 | 04/28/22 | Live | Carrier | BRYANT | Singlezone Ducted, Centrally Ducted | 9893482 |  | HRCU-A-CB | 280ANV024*0**A* |  | CAP**4821AL*+UI & 98(6*B,7*A)42060V17*** | 14.5 | 19 | 11 |  |  |  | FALSE | FALSE | FALSE | 24600 | 25000 | 2.67 | 25000 | 2.67
9893479 | 04/28/22 | Live | Carrier | BRYANT | Singlezone Ducted, Centrally Ducted | 9893479 |  | HRCU-A-CB | 280ANV024*0**A* |  | CAP**4224AL*+UI & 98(6*B,7*A)66120V24*** | 15 | 19 | 11 |  |  |  | FALSE | FALSE | FALSE | 24400 | 25000 | 2.57 | 25000 | 2.57
9893478 | 04/28/22 | Live | Carrier | BRYANT | Singlezone Ducted, Centrally Ducted | 9893478 |  | HRCU-A-CB | 280ANV024*0**A* |  | CAP**4221AL*+UI & 98(6*B,7*A)42080V17*** | 14.5 | 19 | 11 |  |  |  | FALSE | FALSE | FALSE | 24200 | 25200 | 2.56 | 25200 | 2.56
9893477 | 04/28/22 | Live | Carrier | BRYANT | Singlezone Ducted, Centrally Ducted | 9893477 |  | HRCU-A-CB | 280ANV024*0**A* |  | CAP**4221AL*+UI & 98(6*B,7*A)42060V17*** | 14.5 | 19 | 11 |  |  |  | FALSE | FALSE | FALSE | 24200 | 25200 | 2.54 | 25200 | 2.54
9893476 | 04/28/22 | Live | Carrier | BRYANT | Singlezone Ducted, Centrally Ducted | 9893476 |  | HRCU-A-CB | 280ANV024*0**A* |  | CAP**3621AL*+UI & 98(6*B,7*A)42080V17*** | 14.5 | 19 | 11 |  |  |  | FALSE | FALSE | FALSE | 24200 | 25200 | 2.51 | 25200 | 2.51
9893475 | 04/28/22 | Live | Carrier | BRYANT | Singlezone Ducted, Centrally Ducted | 9893475 |  | HRCU-A-CB | 280ANV024*0**A* |  | CAP**3621AL*+UI & 98(6*B,7*A)42060V17*** | 14 | 19 | 10.5 |  |  |  | FALSE | FALSE | FALSE | 24200 | 25200 | 2.5 | 25200 | 2.5
9893474 | 04/28/22 | Live | Carrier | BRYANT | Singlezone Ducted, Centrally Ducted | 9893474 |  | HRCU-A-CB | 280ANV024*0**A* |  | CAP**3617AL*+UI & 98(6*B,7*A)42080V17*** | 14.5 | 19 | 10.5 |  |  |  | FALSE | FALSE | FALSE | 24200 | 25200 | 2.51 | 25200 | 2.51
9893473 | 04/28/22 | Live | Carrier | BRYANT | Singlezone Ducted, Centrally Ducted | 9893473 |  | HRCU-A-CB | 280ANV024*0**A* |  | CAP**3617AL*+UI & 98(6*B,7*A)42060V17*** | 14 | 18.5 | 10.5 |  |  |  | FALSE | FALSE | FALSE | 24200 | 25200 | 2.5 | 25200 | 2.5
9893463 | 04/28/22 | Live | Carrier | BRYANT | Singlezone Ducted, Centrally Ducted | 9893463 |  | HRCU-A-CB | 280ANV024000 |  | FE4AN(B,F)003+UI | 15 | 19.5 | 10.5 |  |  |  | FALSE | FALSE | FALSE | 24400 | 25000 | 2.54 | 25000 | 2.54
9893462 | 04/28/22 | Live | Carrier | BRYANT | Singlezone Ducted, Centrally Ducted | 9893462 |  | HRCU-A-CB | 280ANV024000 |  | FE4ANF002L+UI | 14.5 | 19 | 10.5 |  |  |  | FALSE | FALSE | FALSE | 24200 | 25200 | 2.56 | 25200 | 2.56
9893411 | 04/28/22 | Live | Carrier | BRYANT | Singlezone Ducted, Centrally Ducted | 9893411 |  | HRCU-A-CB | 280ANV024*0**A* |  | FE4ANB006L+UI | 16 | 20.5 | 12 |  |  |  | FALSE | FALSE | FALSE | 25200 | 24800 | 2.46 | 24800 | 2.46
9892813 | 04/28/22 | Live | Carrier | CARRIER | Singlezone Ducted, Centrally Ducted | 9892813 |  | HRCU-A-CB | 25VNA060A*030* |  | FE4ANB006L+UI | 12.5 | 18 | 12 |  |  |  | FALSE | FALSE | FALSE | 56000 | 52500 | 2.23 | 52500 | 2.23
9892806 | 04/28/22 | Live | Carrier | CARRIER | Singlezone Ducted, Centrally Ducted | 9892806 |  | HRCU-A-CB | 25VNA048A*030* |  | CNPV*6024AL*+UI & 59*N*A100V21**22 | 12.5 | 17.5 | 10.5 |  |  |  | FALSE | FALSE | FALSE | 46000 | 48500 | 2.08 | 48500 | 2.08
9892805 | 04/28/22 | Live | Carrier | CARRIER | Singlezone Ducted, Centrally Ducted | 9892805 |  | HRCU-A-CB | 25VNA048A*030* |  | CNPV*6024AL*+UI & 59*N*A080V21**20 | 12.5 | 17.5 | 10.5 |  |  |  | FALSE | FALSE | FALSE | 46000 | 49000 | 2.06 | 49000 | 2.06
9892800 | 04/28/22 | Live | Carrier | CARRIER | Singlezone Ducted, Centrally Ducted | 9892800 |  | HRCU-A-CB | 25VNA048A*030* |  | CNPV*4821AL*+UI & 59*N*A100V21**22 | 12.5 | 17.5 | 10.5 |  |  |  | FALSE | FALSE | FALSE | 45500 | 48000 | 2.24 | 48000 | 2.24
9892794 | 04/28/22 | Live | Carrier | CARRIER | Singlezone Ducted, Centrally Ducted | 9892794 |  | HRCU-A-CB | 25VNA048A*030* |  | CAP**6021AL*+UI & 59*N*A100V21**22 | 12.5 | 17 | 11 |  |  |  | FALSE | FALSE | FALSE | 46000 | 48000 | 2.22 | 48000 | 2.22
9892783 | 04/28/22 | Live | Carrier | CARRIER | Singlezone Ducted, Centrally Ducted | 9892783 |  | HRCU-A-CB | 25VNA048A*030* |  | CNPV*6024AL*+UI & 59*N*A120V24**22 | 12.5 | 17.5 | 10.5 |  |  |  | FALSE | FALSE | FALSE | 46500 | 49000 | 2.24 | 49000 | 2.24
9892797 | 04/28/22 | Live | Carrier | CARRIER | Singlezone Ducted, Centrally Ducted | 9892797 |  | HRCU-A-CB | 25VNA048A*030* |  | CAP**6024AL*+UI & 59*N*A100V21**22 | 12.5 | 17 | 11 |  |  |  | FALSE | FALSE | FALSE | 46000 | 48000 | 2.12 | 48000 | 2.12
9892779 | 04/28/22 | Live | Carrier | CARRIER | Singlezone Ducted, Centrally Ducted | 9892779 |  | HRCU-A-CB | 25VNA048A*030* |  | FE4AN(B,F)005L+UI | 12.5 | 17.5 | 11 |  |  |  | FALSE | FALSE | FALSE | 46500 | 48500 | 2.33 | 48500 | 2.33
9892751 | 04/28/22 | Live | Carrier | CARRIER | Singlezone Ducted, Centrally Ducted | 9892751 |  | HRCU-A-CB | 25VNA048A*030* |  | FE4ANB006L+UI | 13.5 | 18 | 12 |  |  |  | FALSE | FALSE | FALSE | 47500 | 47500 | 2.46 | 47500 | 2.46
9892749 | 04/28/22 | Live | Carrier | CARRIER | Singlezone Ducted, Centrally Ducted | 9892749 |  | HRCU-A-CB | 25VNA036A*030* |  | CSPH*6012AL*+UI & 59*N*A100V21**22 | 13.5 | 19 | 11.5 |  |  |  | FALSE | FALSE | FALSE | 34800 | 32000 | 2.47 | 32000 | 2.47
9892748 | 04/28/22 | Live | Carrier | CARRIER | Singlezone Ducted, Centrally Ducted | 9892748 |  | HRCU-A-CB | 25VNA036A*030* |  | CSPH*6012AL*+UI & 59*N*A080V21**20 | 13 | 19 | 11.5 |  |  |  | FALSE | FALSE | FALSE | 34600 | 32000 | 2.47 | 32000 | 2.47
9892746 | 04/28/22 | Live | Carrier | CARRIER | Singlezone Ducted, Centrally Ducted | 9892746 |  | HRCU-A-CB | 25VNA036A*030* |  | CSPH*4812AL*+UI & 59*N*A100V21**22 | 13 | 19 | 11 |  |  |  | FALSE | FALSE | FALSE | 34000 | 30000 | 2.54 | 30000 | 2.54
9892747 | 04/28/22 | Live | Carrier | CARRIER | Singlezone Ducted, Centrally Ducted | 9892747 |  | HRCU-A-CB | 25VNA036A*030* |  | CSPH*6012AL*+UI & 59MN7A060V21**20 | 13 | 18.5 | 11 |  |  |  | FALSE | FALSE | FALSE | 34400 | 32200 | 2.42 | 32200 | 2.42
9892745 | 04/28/22 | Live | Carrier | CARRIER | Singlezone Ducted, Centrally Ducted | 9892745 |  | HRCU-A-CB | 25VNA036A*030* |  | CSPH*4812AL*+UI & 59*N*A080V21**20 | 13 | 19 | 11 |  |  |  | FALSE | FALSE | FALSE | 34000 | 30000 | 2.54 | 30000 | 2.54
9892744 | 04/28/22 | Live | Carrier | CARRIER | Singlezone Ducted, Centrally Ducted | 9892744 |  | HRCU-A-CB | 25VNA036A*030* |  | CSPH*4812AL*+UI & 59MN7A060V21**20 | 12.5 | 18.5 | 10.5 |  |  |  | FALSE | FALSE | FALSE | 33800 | 30400 | 2.49 | 30400 | 2.49
9892743 | 04/28/22 | Live | Carrier | CARRIER | Singlezone Ducted, Centrally Ducted | 9892743 |  | HRCU-A-CB | 25VNA036A*030* |  | CSPH*4212AL*+UI & 59*N*A100V21**22 | 13 | 18.5 | 11 |  |  |  | FALSE | FALSE | FALSE | 33600 | 30000 | 2.54 | 30000 | 2.54
9892742 | 04/28/22 | Live | Carrier | CARRIER | Singlezone Ducted, Centrally Ducted | 9892742 |  | HRCU-A-CB | 25VNA036A*030* |  | CSPH*4212AL*+UI & 59*N*A080V21**20 | 13 | 18.5 | 11 |  |  |  | FALSE | FALSE | FALSE | 33400 | 30200 | 2.54 | 30200 | 2.54
9892741 | 04/28/22 | Live | Carrier | CARRIER | Singlezone Ducted, Centrally Ducted | 9892741 |  | HRCU-A-CB | 25VNA036A*030* |  | CSPH*4212AL*+UI & 59MN7A060V21**20 | 12.5 | 18 | 10.5 |  |  |  | FALSE | FALSE | FALSE | 33400 | 30400 | 2.47 | 30400 | 2.47
9892740 | 04/28/22 | Live | Carrier | CARRIER | Singlezone Ducted, Centrally Ducted | 9892740 |  | HRCU-A-CB | 25VNA036A*030* |  | CSPH*3612AL*+UI & 59*N*A100V21**22 | 13 | 18.5 | 10.5 |  |  |  | FALSE | FALSE | FALSE | 33400 | 30200 | 2.49 | 30200 | 2.49
9892739 | 04/28/22 | Live | Carrier | CARRIER | Singlezone Ducted, Centrally Ducted | 9892739 |  | HRCU-A-CB | 25VNA036A*030* |  | CSPH*3612AL*+UI & 59*N*A080V21**20 | 12.5 | 18.5 | 10.5 |  |  |  | FALSE | FALSE | FALSE | 33400 | 30200 | 2.47 | 30200 | 2.47
9892737 | 04/28/22 | Live | Carrier | CARRIER | Singlezone Ducted, Centrally Ducted | 9892737 |  | HRCU-A-CB | 25VNA036A*030* |  | CNPV*6024AL*+UI & 59*N*A100V21**22 | 13.5 | 19.5 | 11 |  |  |  | FALSE | FALSE | FALSE | 34800 | 32000 | 2.37 | 32000 | 2.37
9892736 | 04/28/22 | Live | Carrier | CARRIER | Singlezone Ducted, Centrally Ducted | 9892736 |  | HRCU-A-CB | 25VNA036A*030* |  | CNPV*6024AL*+UI & 59*N*A080V21**20 | 13.5 | 19.5 | 11 |  |  |  | FALSE | FALSE | FALSE | 34800 | 32200 | 2.35 | 32200 | 2.35
9892734 | 04/28/22 | Live | Carrier | CARRIER | Singlezone Ducted, Centrally Ducted | 9892734 |  | HRCU-A-CB | 25VNA036A*030* |  | CNPV*4824AL*+UI & 59*N*A100V21**22 | 13 | 19 | 11 |  |  |  | FALSE | FALSE | FALSE | 34000 | 30000 | 2.54 | 30000 | 2.54
9892735 | 04/28/22 | Live | Carrier | CARRIER | Singlezone Ducted, Centrally Ducted | 9892735 |  | HRCU-A-CB | 25VNA036A*030* |  | CNPV*6024AL*+UI & 59MN7A060V21**20 | 13 | 19 | 10.5 |  |  |  | FALSE | FALSE | FALSE | 34600 | 32400 | 2.31 | 32400 | 2.31
9892733 | 04/28/22 | Live | Carrier | CARRIER | Singlezone Ducted, Centrally Ducted | 9892733 |  | HRCU-A-CB | 25VNA036A*030* |  | CNPV*4824AL*+UI & 59*N*A080V21**20 | 13 | 19 | 11 |  |  |  | FALSE | FALSE | FALSE | 34000 | 30000 | 2.51 | 30000 | 2.51
9892732 | 04/28/22 | Live | Carrier | CARRIER | Singlezone Ducted, Centrally Ducted | 9892732 |  | HRCU-A-CB | 25VNA036A*030* |  | CNPV*4824AL*+UI & 59MN7A060V21**20 | 13 | 19 | 11 |  |  |  | FALSE | FALSE | FALSE | 34000 | 30400 | 2.47 | 30400 | 2.47
9892731 | 04/28/22 | Live | Carrier | CARRIER | Singlezone Ducted, Centrally Ducted | 9892731 |  | HRCU-A-CB | 25VNA036A*030* |  | CNPV*4821AL*+UI & 59*N*A100V21**22 | 13 | 19 | 11 |  |  |  | FALSE | FALSE | FALSE | 34200 | 30000 | 2.54 | 30000 | 2.54
9892730 | 04/28/22 | Live | Carrier | CARRIER | Singlezone Ducted, Centrally Ducted | 9892730 |  | HRCU-A-CB | 25VNA036A*030* |  | CNPV*4821AL*+UI & 59*N*A080V21**20 | 13 | 19 | 11 |  |  |  | FALSE | FALSE | FALSE | 34000 | 30000 | 2.51 | 30000 | 2.51
9892729 | 04/28/22 | Live | Carrier | CARRIER | Singlezone Ducted, Centrally Ducted | 9892729 |  | HRCU-A-CB | 25VNA036A*030* |  | CNPV*4821AL*+UI & 59MN7A060V21**20 | 13 | 18.5 | 11 |  |  |  | FALSE | FALSE | FALSE | 33800 | 30400 | 2.47 | 30400 | 2.47
9892728 | 04/28/22 | Live | Carrier | CARRIER | Singlezone Ducted, Centrally Ducted | 9892728 |  | HRCU-A-CB | 25VNA036A*030* |  | CNPV*4221AL*+UI & 59*N*A100V21**22 | 13 | 18.5 | 10.5 |  |  |  | FALSE | FALSE | FALSE | 33600 | 30200 | 2.4 | 30200 | 2.4
9892725 | 04/28/22 | Live | Carrier | CARRIER | Singlezone Ducted, Centrally Ducted | 9892725 |  | HRCU-A-CB | 25VNA036A*030* |  | CAP**6024AL*+UI & 59*N*A100V21**22 | 13 | 19 | 11.5 |  |  |  | FALSE | FALSE | FALSE | 34600 | 31800 | 2.37 | 31800 | 2.37
9892727 | 04/28/22 | Live | Carrier | CARRIER | Singlezone Ducted, Centrally Ducted | 9892727 |  | HRCU-A-CB | 25VNA036A*030* |  | CNPV*4221AL*+UI & 59*N*A080V21**20 | 13 | 18.5 | 10.5 |  |  |  | FALSE | FALSE | FALSE | 33400 | 30400 | 2.38 | 30400 | 2.38
9892724 | 04/28/22 | Live | Carrier | CARRIER | Singlezone Ducted, Centrally Ducted | 9892724 |  | HRCU-A-CB | 25VNA036A*030* |  | CAP**6024AL*+UI & 59*N*A080V21**20 | 13 | 19 | 11.5 |  |  |  | FALSE | FALSE | FALSE | 34600 | 31800 | 2.37 | 31800 | 2.37
9892723 | 04/28/22 | Live | Carrier | CARRIER | Singlezone Ducted, Centrally Ducted | 9892723 |  | HRCU-A-CB | 25VNA036A*030* |  | CAP**6024AL*+UI & 59MN7A060V21**20 | 13 | 18.5 | 11 |  |  |  | FALSE | FALSE | FALSE | 34600 | 32200 | 2.32 | 32200 | 2.32
9892722 | 04/28/22 | Live | Carrier | CARRIER | Singlezone Ducted, Centrally Ducted | 9892722 |  | HRCU-A-CB | 25VNA036A*030* |  | CAP**6021AL*+UI & 59*N*A100V21**22 | 13 | 19 | 11.5 |  |  |  | FALSE | FALSE | FALSE | 34600 | 31800 | 2.41 | 31800 | 2.41
9892718 | 04/28/22 | Live | Carrier | CARRIER | Singlezone Ducted, Centrally Ducted | 9892718 |  | HRCU-A-CB | 25VNA036A*030* |  | CAP**4824AL*+UI & 59*N*A080V21**20 | 13 | 18.5 | 11.5 |  |  |  | FALSE | FALSE | FALSE | 34000 | 29800 | 2.54 | 29800 | 2.54
9892721 | 04/28/22 | Live | Carrier | CARRIER | Singlezone Ducted, Centrally Ducted | 9892721 |  | HRCU-A-CB | 25VNA036A*030* |  | CAP**6021AL*+UI & 59*N*A080V21**20 | 13 | 19 | 11.5 |  |  |  | FALSE | FALSE | FALSE | 34600 | 31800 | 2.37 | 31800 | 2.37
9892720 | 04/28/22 | Live | Carrier | CARRIER | Singlezone Ducted, Centrally Ducted | 9892720 |  | HRCU-A-CB | 25VNA036A*030* |  | CAP**6021AL*+UI & 59MN7A060V21**20 | 13 | 18.5 | 11 |  |  |  | FALSE | FALSE | FALSE | 34600 | 32200 | 2.32 | 32200 | 2.32
9892719 | 04/28/22 | Live | Carrier | CARRIER | Singlezone Ducted, Centrally Ducted | 9892719 |  | HRCU-A-CB | 25VNA036A*030* |  | CAP**4824AL*+UI & 59*N*A100V21**22 | 13 | 19 | 11.5 |  |  |  | FALSE | FALSE | FALSE | 34000 | 29800 | 2.54 | 29800 | 2.54
9892717 | 04/28/22 | Live | Carrier | CARRIER | Singlezone Ducted, Centrally Ducted | 9892717 |  | HRCU-A-CB | 25VNA036A*030* |  | CAP**4824AL*+UI & 59MN7A060V21**20 | 12.5 | 18.5 | 11.5 |  |  |  | FALSE | FALSE | FALSE | 34000 | 30200 | 2.47 | 30200 | 2.47
9892716 | 04/28/22 | Live | Carrier | CARRIER | Singlezone Ducted, Centrally Ducted | 9892716 |  | HRCU-A-CB | 25VNA036A*030* |  | CAP**4821AL*+UI & 59*N*A100V21**22 | 13 | 19 | 11.5 |  |  |  | FALSE | FALSE | FALSE | 34000 | 29800 | 2.54 | 29800 | 2.54
9892715 | 04/28/22 | Live | Carrier | CARRIER | Singlezone Ducted, Centrally Ducted | 9892715 |  | HRCU-A-CB | 25VNA036A*030* |  | CAP**4821AL*+UI & 59*N*A080V21**20 | 13 | 18.5 | 11.5 |  |  |  | FALSE | FALSE | FALSE | 34000 | 30000 | 2.51 | 30000 | 2.51
9892711 | 04/28/22 | Live | Carrier | CARRIER | Singlezone Ducted, Centrally Ducted | 9892711 |  | HRCU-A-CB | 25VNA036A*030* |  | CAP**4224AL*+UI & 59MN7A060V21**20 | 12.5 | 18.5 | 10.5 |  |  |  | FALSE | FALSE | FALSE | 33200 | 30400 | 2.35 | 30400 | 2.35
9892713 | 04/28/22 | Live | Carrier | CARRIER | Singlezone Ducted, Centrally Ducted | 9892713 |  | HRCU-A-CB | 25VNA036A*030* |  | CAP**4224AL*+UI & 59*N*A100V21**22 | 13 | 18.5 | 11 |  |  |  | FALSE | FALSE | FALSE | 33600 | 30200 | 2.42 | 30200 | 2.42
9892714 | 04/28/22 | Live | Carrier | CARRIER | Singlezone Ducted, Centrally Ducted | 9892714 |  | HRCU-A-CB | 25VNA036A*030* |  | CAP**4821AL*+UI & 59MN7A060V21**20 | 12.5 | 18.5 | 11 |  |  |  | FALSE | FALSE | FALSE | 33800 | 30200 | 2.49 | 30200 | 2.49
9892712 | 04/28/22 | Live | Carrier | CARRIER | Singlezone Ducted, Centrally Ducted | 9892712 |  | HRCU-A-CB | 25VNA036A*030* |  | CAP**4224AL*+UI & 59*N*A080V21**20 | 13 | 18.5 | 11 |  |  |  | FALSE | FALSE | FALSE | 33600 | 30200 | 2.42 | 30200 | 2.42
9892710 | 04/28/22 | Live | Carrier | CARRIER | Singlezone Ducted, Centrally Ducted | 9892710 |  | HRCU-A-CB | 25VNA036A*030* |  | CAP**4221AL*+UI & 59*N*A100V21**22 | 13 | 18.5 | 11 |  |  |  | FALSE | FALSE | FALSE | 33600 | 30200 | 2.42 | 30200 | 2.42
9892709 | 04/28/22 | Live | Carrier | CARRIER | Singlezone Ducted, Centrally Ducted | 9892709 |  | HRCU-A-CB | 25VNA036A*030* |  | CAP**4221AL*+UI & 59*N*A080V21**20 | 13 | 18.5 | 11 |  |  |  | FALSE | FALSE | FALSE | 33600 | 30200 | 2.42 | 30200 | 2.42
9892706 | 04/28/22 | Live | Carrier | CARRIER | Singlezone Ducted, Centrally Ducted | 9892706 |  | HRCU-A-CB | 25VNA036A*030* |  | CAP**3621AL*+UI & 59*N*A080V21**20 | 12.5 | 18.5 | 10.5 |  |  |  | FALSE | FALSE | FALSE | 33400 | 30400 | 2.33 | 30400 | 2.33
9892705 | 04/28/22 | Live | Carrier | CARRIER | Singlezone Ducted, Centrally Ducted | 9892705 |  | HRCU-A-CB | 25VNA036A*030* |  | CAP**3621AL*+UI & 59MN7A060V21**20 | 12.5 | 18.5 | 10.5 |  |  |  | FALSE | FALSE | FALSE | 33000 | 30600 | 2.31 | 30600 | 2.31
9892708 | 04/28/22 | Live | Carrier | CARRIER | Singlezone Ducted, Centrally Ducted | 9892708 |  | HRCU-A-CB | 25VNA036A*030* |  | CAP**4221AL*+UI & 59MN7A060V21**20 | 12.5 | 18.5 | 10.5 |  |  |  | FALSE | FALSE | FALSE | 33200 | 30600 | 2.35 | 30600 | 2.35
9892707 | 04/28/22 | Live | Carrier | CARRIER | Singlezone Ducted, Centrally Ducted | 9892707 |  | HRCU-A-CB | 25VNA036A*030* |  | CAP**3621AL*+UI & 59*N*A100V21**22 | 13 | 18.5 | 10.5 |  |  |  | FALSE | FALSE | FALSE | 33400 | 30200 | 2.35 | 30200 | 2.35
9892704 | 04/28/22 | Live | Carrier | CARRIER | Singlezone Ducted, Centrally Ducted | 9892704 |  | HRCU-A-CB | 25VNA036A*030* |  | CSPH*6012AL*+UI & 59*N*A120V24**22 | 13.5 | 19 | 11.5 |  |  |  | FALSE | FALSE | FALSE | 34600 | 32000 | 2.47 | 32000 | 2.47
9892703 | 04/28/22 | Live | Carrier | CARRIER | Singlezone Ducted, Centrally Ducted | 9892703 |  | HRCU-A-CB | 25VNA036A*030* |  | CSPH*6012AL*+UI & 59*N*A080V17**14 | 13 | 18.5 | 11 |  |  |  | FALSE | FALSE | FALSE | 34400 | 32400 | 2.42 | 32400 | 2.42
9892701 | 04/28/22 | Live | Carrier | CARRIER | Singlezone Ducted, Centrally Ducted | 9892701 |  | HRCU-A-CB | 25VNA036A*030* |  | CSPH*4812AL*+UI & 59*N*A120V24**22 | 13 | 18.5 | 11 |  |  |  | FALSE | FALSE | FALSE | 34000 | 32200 | 2.44 | 32200 | 2.44
9892702 | 04/28/22 | Live | Carrier | CARRIER | Singlezone Ducted, Centrally Ducted | 9892702 |  | HRCU-A-CB | 25VNA036A*030* |  | CSPH*6012AL*+UI & 59*N*A060V17**14 | 12.5 | 18 | 11 |  |  |  | FALSE | FALSE | FALSE | 34200 | 32600 | 2.42 | 32600 | 2.42
9892700 | 04/28/22 | Live | Carrier | CARRIER | Singlezone Ducted, Centrally Ducted | 9892700 |  | HRCU-A-CB | 25VNA036A*030* |  | CSPH*4812AL*+UI & 59*N*A080V17**14 | 12.5 | 18.5 | 11 |  |  |  | FALSE | FALSE | FALSE | 33600 | 32800 | 2.37 | 32800 | 2.37
9892698 | 04/28/22 | Live | Carrier | CARRIER | Singlezone Ducted, Centrally Ducted | 9892698 |  | HRCU-A-CB | 25VNA036A*030* |  | CSPH*4212AL*+UI & 59*N*A120V24**22 | 13 | 18.5 | 11 |  |  |  | FALSE | FALSE | FALSE | 33800 | 30200 | 2.51 | 30200 | 2.51
9892697 | 04/28/22 | Live | Carrier | CARRIER | Singlezone Ducted, Centrally Ducted | 9892697 |  | HRCU-A-CB | 25VNA036A*030* |  | CSPH*4212AL*+UI & 59*N*A080V17**14 | 12.5 | 18 | 10.5 |  |  |  | FALSE | FALSE | FALSE | 33600 | 30600 | 2.44 | 30600 | 2.44
9892695 | 04/28/22 | Live | Carrier | CARRIER | Singlezone Ducted, Centrally Ducted | 9892695 |  | HRCU-A-CB | 25VNA036A*030* |  | CSPH*3612AL*+UI & 59*N*A120V24**22 | 13 | 18.5 | 10.5 |  |  |  | FALSE | FALSE | FALSE | 33600 | 30400 | 2.47 | 30400 | 2.47
9892692 | 04/28/22 | Live | Carrier | CARRIER | Singlezone Ducted, Centrally Ducted | 9892692 |  | HRCU-A-CB | 25VNA036A*030* |  | CNPV*6024AL*+UI & 59*N*A120V24**22 | 13.5 | 19.5 | 11 |  |  |  | FALSE | FALSE | FALSE | 35000 | 32200 | 2.37 | 32200 | 2.37
9892690 | 04/28/22 | Live | Carrier | CARRIER | Singlezone Ducted, Centrally Ducted | 9892690 |  | HRCU-A-CB | 25VNA036A*030* |  | CNPV*4821AL*+UI & 59*N*A080V17**14 | 12.5 | 18.5 | 11 |  |  |  | FALSE | FALSE | FALSE | 34000 | 32600 | 2.35 | 32600 | 2.35
9892691 | 04/28/22 | Live | Carrier | CARRIER | Singlezone Ducted, Centrally Ducted | 9892691 |  | HRCU-A-CB | 25VNA036A*030* |  | CNPV*4824AL*+UI & 59*N*A120V24**22 | 13.5 | 19 | 11 |  |  |  | FALSE | FALSE | FALSE | 34200 | 32200 | 2.42 | 32200 | 2.42
9892680 | 04/28/22 | Live | Carrier | CARRIER | Singlezone Ducted, Centrally Ducted | 9892680 |  | HRCU-A-CB | 25VNA036A*030* |  | CAP**6024AL*+UI & 59*N*A120V24**22 | 13.5 | 19 | 11.5 |  |  |  | FALSE | FALSE | FALSE | 34400 | 31600 | 2.39 | 31600 | 2.39
9892679 | 04/28/22 | Live | Carrier | CARRIER | Singlezone Ducted, Centrally Ducted | 9892679 |  | HRCU-A-CB | 25VNA036A*030* |  | CAP**6021AL*+UI & 59*N*A080V17**14 | 13 | 19 | 11.5 |  |  |  | FALSE | FALSE | FALSE | 34200 | 32000 | 2.37 | 32000 | 2.37
9892677 | 04/28/22 | Live | Carrier | CARRIER | Singlezone Ducted, Centrally Ducted | 9892677 |  | HRCU-A-CB | 25VNA036A*030* |  | CAP**4824AL*+UI & 59*N*A120V24**22 | 13 | 19 | 11.5 |  |  |  | FALSE | FALSE | FALSE | 34200 | 32000 | 2.39 | 32000 | 2.39
9892676 | 04/28/22 | Live | Carrier | CARRIER | Singlezone Ducted, Centrally Ducted | 9892676 |  | HRCU-A-CB | 25VNA036A*030* |  | CAP**4821AL*+UI & 59*N*A080V17**14 | 12.5 | 18.5 | 11.5 |  |  |  | FALSE | FALSE | FALSE | 33600 | 32600 | 2.35 | 32600 | 2.35
9892672 | 04/28/22 | Live | Carrier | CARRIER | Singlezone Ducted, Centrally Ducted | 9892672 |  | HRCU-A-CB | 25VNA036A*030* |  | CAP**4224AL*+UI & 59*N*A120V24**22 | 13 | 19 | 11 |  |  |  | FALSE | FALSE | FALSE | 33600 | 30200 | 2.41 | 30200 | 2.41
9892665 | 04/28/22 | Live | Carrier | CARRIER | Singlezone Ducted, Centrally Ducted | 9892665 |  | HRCU-A-CB | 25VNA036A*030* |  | FE4AN(B,F)005L+UI | 13.5 | 20 | 11.5 |  |  |  | FALSE | FALSE | FALSE | 35000 | 31600 | 2.62 | 31800 | 2.64
9892607 | 04/28/22 | Live | Carrier | CARRIER | Singlezone Ducted, Centrally Ducted | 9892607 |  | HRCU-A-CB | 25VNA036A*030* |  | FE4ANB006L+UI | 14.5 | 20.5 | 13 |  |  |  | FALSE | FALSE | FALSE | 35000 | 31600 | 2.81 | 31600 | 2.81
9892606 | 04/28/22 | Live | Carrier | CARRIER | Singlezone Ducted, Centrally Ducted | 9892606 |  | HRCU-A-CB | 25VNA024A*030* |  | CSPH*6012AL*+UI & 59*N*A100V21**22 | 15 | 19.5 | 11 |  |  |  | FALSE | FALSE | FALSE | 25000 | 25000 | 2.82 | 25000 | 2.82
9892605 | 04/28/22 | Live | Carrier | CARRIER | Singlezone Ducted, Centrally Ducted | 9892605 |  | HRCU-A-CB | 25VNA024A*030* |  | CSPH*6012AL*+UI & 59*N*A080V21**20 | 15 | 19.5 | 11 |  |  |  | FALSE | FALSE | FALSE | 25000 | 25000 | 2.82 | 25000 | 2.82
9892604 | 04/28/22 | Live | Carrier | CARRIER | Singlezone Ducted, Centrally Ducted | 9892604 |  | HRCU-A-CB | 25VNA024A*030* |  | CSPH*6012AL*+UI & 59MN7A060V21**20 | 15 | 19 | 11 |  |  |  | FALSE | FALSE | FALSE | 25000 | 25000 | 2.73 | 25000 | 2.73
9892602 | 04/28/22 | Live | Carrier | CARRIER | Singlezone Ducted, Centrally Ducted | 9892602 |  | HRCU-A-CB | 25VNA024A*030* |  | CSPH*4812AL*+UI & 59*N*A080V21**20 | 15 | 19 | 11 |  |  |  | FALSE | FALSE | FALSE | 24800 | 25000 | 2.71 | 25000 | 2.71
9892603 | 04/28/22 | Live | Carrier | CARRIER | Singlezone Ducted, Centrally Ducted | 9892603 |  | HRCU-A-CB | 25VNA024A*030* |  | CSPH*4812AL*+UI & 59*N*A100V21**22 | 15 | 19.5 | 11 |  |  |  | FALSE | FALSE | FALSE | 24800 | 24800 | 2.71 | 24800 | 2.71
9892601 | 04/28/22 | Live | Carrier | CARRIER | Singlezone Ducted, Centrally Ducted | 9892601 |  | HRCU-A-CB | 25VNA024A*030* |  | CSPH*4812AL*+UI & 59MN7A060V21**20 | 14.5 | 19 | 11 |  |  |  | FALSE | FALSE | FALSE | 24800 | 25000 | 2.7 | 25000 | 2.7
9892600 | 04/28/22 | Live | Carrier | CARRIER | Singlezone Ducted, Centrally Ducted | 9892600 |  | HRCU-A-CB | 25VNA024A*030* |  | CSPH*4212AL*+UI & 59*N*A100V21**22 | 15 | 19 | 11 |  |  |  | FALSE | FALSE | FALSE | 24800 | 25000 | 2.68 | 25000 | 2.68
9892599 | 04/28/22 | Live | Carrier | CARRIER | Singlezone Ducted, Centrally Ducted | 9892599 |  | HRCU-A-CB | 25VNA024A*030* |  | CSPH*4212AL*+UI & 59*N*A080V21**20 | 15 | 19 | 11 |  |  |  | FALSE | FALSE | FALSE | 24800 | 25000 | 2.7 | 25000 | 2.7
9892598 | 04/28/22 | Live | Carrier | CARRIER | Singlezone Ducted, Centrally Ducted | 9892598 |  | HRCU-A-CB | 25VNA024A*030* |  | CSPH*4212AL*+UI & 59MN7A060V21**20 | 14.5 | 18.5 | 10.5 |  |  |  | FALSE | FALSE | FALSE | 24800 | 25000 | 2.67 | 25000 | 2.67
9892597 | 04/28/22 | Live | Carrier | CARRIER | Singlezone Ducted, Centrally Ducted | 9892597 |  | HRCU-A-CB | 25VNA024A*030* |  | CSPH*3612AL*+UI & 59*N*A100V21**22 | 15 | 19 | 10.5 |  |  |  | FALSE | FALSE | FALSE | 24600 | 25000 | 2.62 | 25000 | 2.62
9892596 | 04/28/22 | Live | Carrier | CARRIER | Singlezone Ducted, Centrally Ducted | 9892596 |  | HRCU-A-CB | 25VNA024A*030* |  | CSPH*3612AL*+UI & 59*N*A080V21**20 | 14.5 | 19 | 10.5 |  |  |  | FALSE | FALSE | FALSE | 24600 | 25000 | 2.62 | 25000 | 2.62
9892594 | 04/28/22 | Live | Carrier | CARRIER | Singlezone Ducted, Centrally Ducted | 9892594 |  | HRCU-A-CB | 25VNA024A*030* |  | CNPV*6024AL*+UI & 59*N*A100V21**22 | 15 | 20 | 11 |  |  |  | FALSE | FALSE | FALSE | 24800 | 25000 | 2.7 | 25000 | 2.7
9892593 | 04/28/22 | Live | Carrier | CARRIER | Singlezone Ducted, Centrally Ducted | 9892593 |  | HRCU-A-CB | 25VNA024A*030* |  | CNPV*6024AL*+UI & 59*N*A080V21**20 | 15 | 20 | 11 |  |  |  | FALSE | FALSE | FALSE | 24800 | 25000 | 2.7 | 25000 | 2.7
9892592 | 04/28/22 | Live | Carrier | CARRIER | Singlezone Ducted, Centrally Ducted | 9892592 |  | HRCU-A-CB | 25VNA024A*030* |  | CNPV*6024AL*+UI & 59MN7A060V21**20 | 15 | 19.5 | 11 |  |  |  | FALSE | FALSE | FALSE | 24800 | 25000 | 2.67 | 25000 | 2.67
9892591 | 04/28/22 | Live | Carrier | CARRIER | Singlezone Ducted, Centrally Ducted | 9892591 |  | HRCU-A-CB | 25VNA024A*030* |  | CNPV*4824AL*+UI & 59*N*A100V21**22 | 15 | 19.5 | 11 |  |  |  | FALSE | FALSE | FALSE | 24800 | 25000 | 2.71 | 25000 | 2.71
9892590 | 04/28/22 | Live | Carrier | CARRIER | Singlezone Ducted, Centrally Ducted | 9892590 |  | HRCU-A-CB | 25VNA024A*030* |  | CNPV*4824AL*+UI & 59*N*A080V21**20 | 15 | 19.5 | 11 |  |  |  | FALSE | FALSE | FALSE | 24800 | 25000 | 2.68 | 25000 | 2.68
9892589 | 04/28/22 | Live | Carrier | CARRIER | Singlezone Ducted, Centrally Ducted | 9892589 |  | HRCU-A-CB | 25VNA024A*030* |  | CNPV*4824AL*+UI & 59MN7A060V21**20 | 15 | 19 | 11 |  |  |  | FALSE | FALSE | FALSE | 24800 | 25000 | 2.67 | 25000 | 2.67
9892588 | 04/28/22 | Live | Carrier | CARRIER | Singlezone Ducted, Centrally Ducted | 9892588 |  | HRCU-A-CB | 25VNA024A*030* |  | CNPV*4221AL*+UI & 59*N*A100V21**22 | 14.5 | 19 | 10.5 |  |  |  | FALSE | FALSE | FALSE | 24400 | 25000 | 2.57 | 25000 | 2.57
9892587 | 04/28/22 | Live | Carrier | CARRIER | Singlezone Ducted, Centrally Ducted | 9892587 |  | HRCU-A-CB | 25VNA024A*030* |  | CNPV*4221AL*+UI & 59*N*A080V21**20 | 14.5 | 18.5 | 10.5 |  |  |  | FALSE | FALSE | FALSE | 24400 | 25200 | 2.56 | 25200 | 2.56
9892586 | 04/28/22 | Live | Carrier | CARRIER | Singlezone Ducted, Centrally Ducted | 9892586 |  | HRCU-A-CB | 25VNA024A*030* |  | CNPV*4221AL*+UI & 59MN7A060V21**20 | 14.5 | 18.5 | 10.5 |  |  |  | FALSE | FALSE | FALSE | 24400 | 25200 | 2.54 | 25200 | 2.54
9892585 | 04/28/22 | Live | Carrier | CARRIER | Singlezone Ducted, Centrally Ducted | 9892585 |  | HRCU-A-CB | 25VNA024A*030* |  | CNPV*3621AL*+UI & 59*N*A100V21**22 | 14.5 | 18.5 | 10.5 |  |  |  | FALSE | FALSE | FALSE | 24000 | 25200 | 2.5 | 25200 | 2.5
9892583 | 04/28/22 | Live | Carrier | CARRIER | Singlezone Ducted, Centrally Ducted | 9892583 |  | HRCU-A-CB | 25VNA024A*030* |  | CNPV*3621AL*+UI & 59MN7A060V21**20 | 14 | 18.5 | 10.5 |  |  |  | FALSE | FALSE | FALSE | 24000 | 25200 | 2.47 | 25200 | 2.47
9892584 | 04/28/22 | Live | Carrier | CARRIER | Singlezone Ducted, Centrally Ducted | 9892584 |  | HRCU-A-CB | 25VNA024A*030* |  | CNPV*3621AL*+UI & 59*N*A080V21**20 | 14.5 | 18.5 | 10.5 |  |  |  | FALSE | FALSE | FALSE | 24000 | 25200 | 2.5 | 25200 | 2.5
9892582 | 04/28/22 | Live | Carrier | CARRIER | Singlezone Ducted, Centrally Ducted | 9892582 |  | HRCU-A-CB | 25VNA024A*030* |  | CAP**6024AL*+UI & 59*N*A100V21**22 | 15 | 19.5 | 11.5 |  |  |  | FALSE | FALSE | FALSE | 24800 | 24800 | 2.71 | 24800 | 2.71
9892581 | 04/28/22 | Live | Carrier | CARRIER | Singlezone Ducted, Centrally Ducted | 9892581 |  | HRCU-A-CB | 25VNA024A*030* |  | CAP**6024AL*+UI & 59*N*A080V21**20 | 15 | 19.5 | 11.5 |  |  |  | FALSE | FALSE | FALSE | 24800 | 24800 | 2.71 | 24800 | 2.71
9892580 | 04/28/22 | Live | Carrier | CARRIER | Singlezone Ducted, Centrally Ducted | 9892580 |  | HRCU-A-CB | 25VNA024A*030* |  | CAP**6024AL*+UI & 59MN7A060V21**20 | 15 | 19 | 11.5 |  |  |  | FALSE | FALSE | FALSE | 24800 | 24800 | 2.68 | 24800 | 2.68
9892579 | 04/28/22 | Live | Carrier | CARRIER | Singlezone Ducted, Centrally Ducted | 9892579 |  | HRCU-A-CB | 25VNA024A*030* |  | CAP**6021AL*+UI & 59*N*A100V21**22 | 15 | 19.5 | 11.5 |  |  |  | FALSE | FALSE | FALSE | 24800 | 24800 | 2.71 | 24800 | 2.71
9892577 | 04/28/22 | Live | Carrier | CARRIER | Singlezone Ducted, Centrally Ducted | 9892577 |  | HRCU-A-CB | 25VNA024A*030* |  | CAP**6021AL*+UI & 59MN7A060V21**20 | 15 | 19 | 11.5 |  |  |  | FALSE | FALSE | FALSE | 24800 | 24800 | 2.68 | 24800 | 2.68
9892578 | 04/28/22 | Live | Carrier | CARRIER | Singlezone Ducted, Centrally Ducted | 9892578 |  | HRCU-A-CB | 25VNA024A*030* |  | CAP**6021AL*+UI & 59*N*A080V21**20 | 15 | 19.5 | 11.5 |  |  |  | FALSE | FALSE | FALSE | 24800 | 24800 | 2.71 | 24800 | 2.71
9892576 | 04/28/22 | Live | Carrier | CARRIER | Singlezone Ducted, Centrally Ducted | 9892576 |  | HRCU-A-CB | 25VNA024A*030* |  | CAP**4824AL*+UI & 59*N*A100V21**22 | 15 | 19 | 11.5 |  |  |  | FALSE | FALSE | FALSE | 24400 | 24800 | 2.74 | 24800 | 2.74
9892575 | 04/28/22 | Live | Carrier | CARRIER | Singlezone Ducted, Centrally Ducted | 9892575 |  | HRCU-A-CB | 25VNA024A*030* |  | CAP**4824AL*+UI & 59*N*A080V21**20 | 15 | 19 | 11.5 |  |  |  | FALSE | FALSE | FALSE | 24400 | 24800 | 2.71 | 24800 | 2.71
9892574 | 04/28/22 | Live | Carrier | CARRIER | Singlezone Ducted, Centrally Ducted | 9892574 |  | HRCU-A-CB | 25VNA024A*030* |  | CAP**4824AL*+UI & 59MN7A060V21**20 | 15 | 19 | 11.5 |  |  |  | FALSE | FALSE | FALSE | 24400 | 24800 | 2.71 | 24800 | 2.71
9892573 | 04/28/22 | Live | Carrier | CARRIER | Singlezone Ducted, Centrally Ducted | 9892573 |  | HRCU-A-CB | 25VNA024A*030* |  | CAP**4821AL*+UI & 59*N*A100V21**22 | 15 | 19 | 11.5 |  |  |  | FALSE | FALSE | FALSE | 24400 | 24800 | 2.71 | 24800 | 2.71
9892571 | 04/28/22 | Live | Carrier | CARRIER | Singlezone Ducted, Centrally Ducted | 9892571 |  | HRCU-A-CB | 25VNA024A*030* |  | CAP**4821AL*+UI & 59MN7A060V21**20 | 15 | 19 | 11.5 |  |  |  | FALSE | FALSE | FALSE | 24400 | 24800 | 2.71 | 24800 | 2.71
9892572 | 04/28/22 | Live | Carrier | CARRIER | Singlezone Ducted, Centrally Ducted | 9892572 |  | HRCU-A-CB | 25VNA024A*030* |  | CAP**4821AL*+UI & 59*N*A080V21**20 | 15 | 19 | 11.5 |  |  |  | FALSE | FALSE | FALSE | 24400 | 24800 | 2.71 | 24800 | 2.71
9892570 | 04/28/22 | Live | Carrier | CARRIER | Singlezone Ducted, Centrally Ducted | 9892570 |  | HRCU-A-CB | 25VNA024A*030* |  | CAP**4224AL*+UI & 59*N*A100V21**22 | 14.5 | 19 | 11 |  |  |  | FALSE | FALSE | FALSE | 24200 | 25000 | 2.57 | 25000 | 2.57
9892569 | 04/28/22 | Live | Carrier | CARRIER | Singlezone Ducted, Centrally Ducted | 9892569 |  | HRCU-A-CB | 25VNA024A*030* |  | CAP**4224AL*+UI & 59*N*A080V21**20 | 14.5 | 19 | 11 |  |  |  | FALSE | FALSE | FALSE | 24200 | 25000 | 2.57 | 25000 | 2.57
9892567 | 04/28/22 | Live | Carrier | CARRIER | Singlezone Ducted, Centrally Ducted | 9892567 |  | HRCU-A-CB | 25VNA024A*030* |  | CAP**4221AL*+UI & 59*N*A100V21**22 | 14.5 | 19 | 11 |  |  |  | FALSE | FALSE | FALSE | 24200 | 25000 | 2.57 | 25000 | 2.57
9892566 | 04/28/22 | Live | Carrier | CARRIER | Singlezone Ducted, Centrally Ducted | 9892566 |  | HRCU-A-CB | 25VNA024A*030* |  | CAP**4221AL*+UI & 59*N*A080V21**20 | 14.5 | 19 | 11 |  |  |  | FALSE | FALSE | FALSE | 24200 | 25000 | 2.57 | 25000 | 2.57
9892564 | 04/28/22 | Live | Carrier | CARRIER | Singlezone Ducted, Centrally Ducted | 9892564 |  | HRCU-A-CB | 25VNA024A*030* |  | CAP**3621AL*+UI & 59*N*A100V21**22 | 14.5 | 19 | 11 |  |  |  | FALSE | FALSE | FALSE | 24000 | 25000 | 2.52 | 25000 | 2.52
9892563 | 04/28/22 | Live | Carrier | CARRIER | Singlezone Ducted, Centrally Ducted | 9892563 |  | HRCU-A-CB | 25VNA024A*030* |  | CAP**3621AL*+UI & 59*N*A080V21**20 | 14.5 | 19 | 11 |  |  |  | FALSE | FALSE | FALSE | 24000 | 25000 | 2.49 | 25000 | 2.49
9892562 | 04/28/22 | Live | Carrier | CARRIER | Singlezone Ducted, Centrally Ducted | 9892562 |  | HRCU-A-CB | 25VNA024A*030* |  | CAP**3621AL*+UI & 59MN7A060V21**20 | 14.5 | 19 | 11 |  |  |  | FALSE | FALSE | FALSE | 24000 | 25200 | 2.46 | 25200 | 2.46
9892561 | 04/28/22 | Live | Carrier | CARRIER | Singlezone Ducted, Centrally Ducted | 9892561 |  | HRCU-A-CB | 25VNA024A*030* |  | CSPH*6012AL*+UI & 59*N*A120V24**22 | 15 | 19.5 | 11 |  |  |  | FALSE | FALSE | FALSE | 25000 | 25000 | 2.73 | 25000 | 2.73
9892560 | 04/28/22 | Live | Carrier | CARRIER | Singlezone Ducted, Centrally Ducted | 9892560 |  | HRCU-A-CB | 25VNA024A*030* |  | CSPH*6012AL*+UI & 59*N*A080V17**14 | 15 | 19 | 11 |  |  |  | FALSE | FALSE | FALSE | 25000 | 25000 | 2.73 | 25000 | 2.73
9892559 | 04/28/22 | Live | Carrier | CARRIER | Singlezone Ducted, Centrally Ducted | 9892559 |  | HRCU-A-CB | 25VNA024A*030* |  | CSPH*6012AL*+UI & 59*N*A060V17**14 | 14.5 | 19 | 11 |  |  |  | FALSE | FALSE | FALSE | 24800 | 25000 | 2.7 | 25000 | 2.7
9892558 | 04/28/22 | Live | Carrier | CARRIER | Singlezone Ducted, Centrally Ducted | 9892558 |  | HRCU-A-CB | 25VNA024A*030* |  | CSPH*4812AL*+UI & 59*N*A120V24**22 | 15 | 19 | 11 |  |  |  | FALSE | FALSE | FALSE | 24800 | 25000 | 2.73 | 25000 | 2.73
9892557 | 04/28/22 | Live | Carrier | CARRIER | Singlezone Ducted, Centrally Ducted | 9892557 |  | HRCU-A-CB | 25VNA024A*030* |  | CSPH*4812AL*+UI & 59*N*A080V17**14 | 14.5 | 19 | 11 |  |  |  | FALSE | FALSE | FALSE | 24800 | 25000 | 2.7 | 25000 | 2.7
9892556 | 04/28/22 | Live | Carrier | CARRIER | Singlezone Ducted, Centrally Ducted | 9892556 |  | HRCU-A-CB | 25VNA024A*030* |  | CSPH*4812AL*+UI & 59*N*A060V17**14 | 14.5 | 18.5 | 11 |  |  |  | FALSE | FALSE | FALSE | 24800 | 25000 | 2.7 | 25000 | 2.7
9892555 | 04/28/22 | Live | Carrier | CARRIER | Singlezone Ducted, Centrally Ducted | 9892555 |  | HRCU-A-CB | 25VNA024A*030* |  | CSPH*4212AL*+UI & 59*N*A120V24**22 | 15 | 19 | 11 |  |  |  | FALSE | FALSE | FALSE | 24800 | 25000 | 2.67 | 25000 | 2.67
9892554 | 04/28/22 | Live | Carrier | CARRIER | Singlezone Ducted, Centrally Ducted | 9892554 |  | HRCU-A-CB | 25VNA024A*030* |  | CSPH*4212AL*+UI & 59*N*A080V17**14 | 14.5 | 18.5 | 10.5 |  |  |  | FALSE | FALSE | FALSE | 24800 | 25000 | 2.67 | 25000 | 2.67
9892551 | 04/28/22 | Live | Carrier | CARRIER | Singlezone Ducted, Centrally Ducted | 9892551 |  | HRCU-A-CB | 25VNA024A*030* |  | CSPH*3612AL*+UI & 59*N*A080V17**14 | 14.5 | 18.5 | 10.5 |  |  |  | FALSE | FALSE | FALSE | 24600 | 25200 | 2.65 | 25200 | 2.65
9892553 | 04/28/22 | Live | Carrier | CARRIER | Singlezone Ducted, Centrally Ducted | 9892553 |  | HRCU-A-CB | 25VNA024A*030* |  | CSPH*4212AL*+UI & 59*N*A060V17**14 | 14.5 | 18.5 | 10.5 |  |  |  | FALSE | FALSE | FALSE | 24600 | 25200 | 2.68 | 25200 | 2.68
9892552 | 04/28/22 | Live | Carrier | CARRIER | Singlezone Ducted, Centrally Ducted | 9892552 |  | HRCU-A-CB | 25VNA024A*030* |  | CSPH*3612AL*+UI & 59*N*A120V24**22 | 14.5 | 19 | 10.5 |  |  |  | FALSE | FALSE | FALSE | 24600 | 25000 | 2.65 | 25000 | 2.65
9892550 | 04/28/22 | Live | Carrier | CARRIER | Singlezone Ducted, Centrally Ducted | 9892550 |  | HRCU-A-CB | 25VNA024A*030* |  | CSPH*3612AL*+UI & 59*N*A060V17**14 | 14 | 18 | 10.5 |  |  |  | FALSE | FALSE | FALSE | 24400 | 25200 | 2.62 | 25200 | 2.62
9892549 | 04/28/22 | Live | Carrier | CARRIER | Singlezone Ducted, Centrally Ducted | 9892549 |  | HRCU-A-CB | 25VNA024A*030* |  | CNPV*6024AL*+UI & 59*N*A120V24**22 | 15 | 20 | 11 |  |  |  | FALSE | FALSE | FALSE | 24800 | 25000 | 2.7 | 25000 | 2.7
9892548 | 04/28/22 | Live | Carrier | CARRIER | Singlezone Ducted, Centrally Ducted | 9892548 |  | HRCU-A-CB | 25VNA024A*030* |  | CNPV*4824AL*+UI & 59*N*A120V24**22 | 15 | 19.5 | 11 |  |  |  | FALSE | FALSE | FALSE | 24800 | 25000 | 2.7 | 25000 | 2.7
9892547 | 04/28/22 | Live | Carrier | CARRIER | Singlezone Ducted, Centrally Ducted | 9892547 |  | HRCU-A-CB | 25VNA024A*030* |  | CNPV*4821AL*+UI & 59*N*A080V17**14 | 15 | 19.5 | 11 |  |  |  | FALSE | FALSE | FALSE | 24600 | 25000 | 2.67 | 25000 | 2.67
9892546 | 04/28/22 | Live | Carrier | CARRIER | Singlezone Ducted, Centrally Ducted | 9892546 |  | HRCU-A-CB | 25VNA024A*030* |  | CNPV*4821AL*+UI & 59*N*A060V17**14 | 14.5 | 19.5 | 10.5 |  |  |  | FALSE | FALSE | FALSE | 24600 | 25000 | 2.67 | 25000 | 2.67
9892545 | 04/28/22 | Live | Carrier | CARRIER | Singlezone Ducted, Centrally Ducted | 9892545 |  | HRCU-A-CB | 25VNA024A*030* |  | CNPV*4221AL*+UI & 59*N*A080V17**14 | 14.5 | 18.5 | 10.5 |  |  |  | FALSE | FALSE | FALSE | 24200 | 25200 | 2.54 | 25200 | 2.54
9892544 | 04/28/22 | Live | Carrier | CARRIER | Singlezone Ducted, Centrally Ducted | 9892544 |  | HRCU-A-CB | 25VNA024A*030* |  | CNPV*4221AL*+UI & 59*N*A060V17**14 | 14 | 18.5 | 10.5 |  |  |  | FALSE | FALSE | FALSE | 24200 | 25200 | 2.54 | 25200 | 2.54
9892543 | 04/28/22 | Live | Carrier | CARRIER | Singlezone Ducted, Centrally Ducted | 9892543 |  | HRCU-A-CB | 25VNA024A*030* |  | CNPV*4217AL*+UI & 59*N*A080V17**14 | 14.5 | 19 | 10.5 |  |  |  | FALSE | FALSE | FALSE | 24400 | 25200 | 2.62 | 25200 | 2.62
9892542 | 04/28/22 | Live | Carrier | CARRIER | Singlezone Ducted, Centrally Ducted | 9892542 |  | HRCU-A-CB | 25VNA024A*030* |  | CNPV*4217AL*+UI & 59*N*A060V17**14 | 14.5 | 19 | 10.5 |  |  |  | FALSE | FALSE | FALSE | 24400 | 25200 | 2.62 | 25200 | 2.62
9892541 | 04/28/22 | Live | Carrier | CARRIER | Singlezone Ducted, Centrally Ducted | 9892541 |  | HRCU-A-CB | 25VNA024A*030* |  | CNPV*3621AL*+UI & 59*N*A080V17**14 | 14 | 18.5 | 10.5 |  |  |  | FALSE | FALSE | FALSE | 24200 | 25200 | 2.5 | 25200 | 2.5
9892540 | 04/28/22 | Live | Carrier | CARRIER | Singlezone Ducted, Centrally Ducted | 9892540 |  | HRCU-A-CB | 25VNA024A*030* |  | CNPV*3621AL*+UI & 59*N*A060V17**14 | 14 | 18.5 | 10 |  |  |  | FALSE | FALSE | FALSE | 24200 | 25400 | 2.46 | 25400 | 2.46
9892539 | 04/28/22 | Live | Carrier | CARRIER | Singlezone Ducted, Centrally Ducted | 9892539 |  | HRCU-A-CB | 25VNA024A*030* |  | CNPV*3617AL*+UI & 59*N*A080V17**14 | 14 | 18.5 | 10 |  |  |  | FALSE | FALSE | FALSE | 24200 | 25200 | 2.5 | 25200 | 2.5
9892538 | 04/28/22 | Live | Carrier | CARRIER | Singlezone Ducted, Centrally Ducted | 9892538 |  | HRCU-A-CB | 25VNA024A*030* |  | CNPV*3617AL*+UI & 59*N*A060V17**14 | 14 | 18.5 | 10 |  |  |  | FALSE | FALSE | FALSE | 24200 | 25400 | 2.46 | 25400 | 2.46
9892537 | 04/28/22 | Live | Carrier | CARRIER | Singlezone Ducted, Centrally Ducted | 9892537 |  | HRCU-A-CB | 25VNA024A*030* |  | CAP**6024AL*+UI & 59*N*A120V24**22 | 15 | 19.5 | 11.5 |  |  |  | FALSE | FALSE | FALSE | 24800 | 24400 | 2.71 | 24400 | 2.71
9892536 | 04/28/22 | Live | Carrier | CARRIER | Singlezone Ducted, Centrally Ducted | 9892536 |  | HRCU-A-CB | 25VNA024A*030* |  | CAP**6021AL*+UI & 59*N*A080V17**14 | 15 | 19.5 | 11.5 |  |  |  | FALSE | FALSE | FALSE | 24600 | 24600 | 2.71 | 24600 | 2.71
9892534 | 04/28/22 | Live | Carrier | CARRIER | Singlezone Ducted, Centrally Ducted | 9892534 |  | HRCU-A-CB | 25VNA024A*030* |  | CAP**4824AL*+UI & 59*N*A120V24**22 | 15 | 19.5 | 11.5 |  |  |  | FALSE | FALSE | FALSE | 24800 | 24800 | 2.68 | 24800 | 2.68
9892535 | 04/28/22 | Live | Carrier | CARRIER | Singlezone Ducted, Centrally Ducted | 9892535 |  | HRCU-A-CB | 25VNA024A*030* |  | CAP**6021AL*+UI & 59*N*A060V17**14 | 15 | 19.5 | 11 |  |  |  | FALSE | FALSE | FALSE | 24600 | 24600 | 2.71 | 24600 | 2.71
9892533 | 04/28/22 | Live | Carrier | CARRIER | Singlezone Ducted, Centrally Ducted | 9892533 |  | HRCU-A-CB | 25VNA024A*030* |  | CAP**4821AL*+UI & 59*N*A080V17**14 | 15 | 19 | 11.5 |  |  |  | FALSE | FALSE | FALSE | 24600 | 24800 | 2.68 | 24800 | 2.68
9892532 | 04/28/22 | Live | Carrier | CARRIER | Singlezone Ducted, Centrally Ducted | 9892532 |  | HRCU-A-CB | 25VNA024A*030* |  | CAP**4821AL*+UI & 59*N*A060V17**14 | 14.5 | 19 | 11 |  |  |  | FALSE | FALSE | FALSE | 24600 | 25000 | 2.67 | 25000 | 2.67
9892529 | 04/28/22 | Live | Carrier | CARRIER | Singlezone Ducted, Centrally Ducted | 9892529 |  | HRCU-A-CB | 25VNA024A*030* |  | CAP**4224AL*+UI & 59*N*A120V24**22 | 15 | 19 | 11 |  |  |  | FALSE | FALSE | FALSE | 24400 | 25000 | 2.57 | 25000 | 2.57
9892527 | 04/28/22 | Live | Carrier | CARRIER | Singlezone Ducted, Centrally Ducted | 9892527 |  | HRCU-A-CB | 25VNA024A*030* |  | CAP**4221AL*+UI & 59*N*A060V17**14 | 14.5 | 19 | 11 |  |  |  | FALSE | FALSE | FALSE | 24200 | 25200 | 2.54 | 25200 | 2.54
9892528 | 04/28/22 | Live | Carrier | CARRIER | Singlezone Ducted, Centrally Ducted | 9892528 |  | HRCU-A-CB | 25VNA024A*030* |  | CAP**4221AL*+UI & 59*N*A080V17**14 | 14.5 | 19 | 11 |  |  |  | FALSE | FALSE | FALSE | 24200 | 25200 | 2.56 | 25200 | 2.56
9892526 | 04/28/22 | Live | Carrier | CARRIER | Singlezone Ducted, Centrally Ducted | 9892526 |  | HRCU-A-CB | 25VNA024A*030* |  | CAP**3621AL*+UI & 59*N*A080V17**14 | 14.5 | 19 | 11 |  |  |  | FALSE | FALSE | FALSE | 24200 | 25200 | 2.51 | 25200 | 2.51
9892525 | 04/28/22 | Live | Carrier | CARRIER | Singlezone Ducted, Centrally Ducted | 9892525 |  | HRCU-A-CB | 25VNA024A*030* |  | CAP**3621AL*+UI & 59*N*A060V17**14 | 14 | 19 | 10.5 |  |  |  | FALSE | FALSE | FALSE | 24200 | 25200 | 2.5 | 25200 | 2.5
9892524 | 04/28/22 | Live | Carrier | CARRIER | Singlezone Ducted, Centrally Ducted | 9892524 |  | HRCU-A-CB | 25VNA024A*030* |  | CAP**3617AL*+UI & 59*N*A080V17**14 | 14.5 | 19 | 10.5 |  |  |  | FALSE | FALSE | FALSE | 24200 | 25200 | 2.51 | 25200 | 2.51
9892523 | 04/28/22 | Live | Carrier | CARRIER | Singlezone Ducted, Centrally Ducted | 9892523 |  | HRCU-A-CB | 25VNA024A*030* |  | CAP**3617AL*+UI & 59*N*A060V17**14 | 14 | 18.5 | 10.5 |  |  |  | FALSE | FALSE | FALSE | 24200 | 25200 | 2.5 | 25200 | 2.5
9892513 | 04/28/22 | Live | Carrier | CARRIER | Singlezone Ducted, Centrally Ducted | 9892513 |  | HRCU-A-CB | 25VNA024A*030* |  | FE4AN(B,F)003L+UI | 15 | 19.5 | 10.5 |  |  |  | FALSE | FALSE | FALSE | 24400 | 25000 | 2.54 | 25000 | 2.54
9892512 | 04/28/22 | Live | Carrier | CARRIER | Singlezone Ducted, Centrally Ducted | 9892512 |  | HRCU-A-CB | 25VNA024A*030* |  | FE4ANF002L + UI | 14.5 | 19 | 10.5 |  |  |  | FALSE | FALSE | FALSE | 24200 | 25200 | 2.56 | 25200 | 2.56
9892461 | 04/28/22 | Live | Carrier | CARRIER | Singlezone Ducted, Centrally Ducted | 9892461 |  | HRCU-A-CB | 25VNA024A*030* |  | FE4ANB006L+UI | 16 | 20.5 | 12 |  |  |  | FALSE | FALSE | FALSE | 25200 | 24800 | 2.46 | 24800 | 2.46
9892658 | 04/28/22 | Live | Carrier | CARRIER | Singlezone Ducted, Centrally Ducted | 9892658 |  | HRCU-A-CB | 25VNA036A*030* |  | FE4ANF002L+UI | 12.5 | 18.5 | 10.5 |  |  |  | FALSE | FALSE | FALSE | 33000 | 30600 | 2.39 | 30600 | 2.39
9893607 | 04/28/22 | Live | Carrier | BRYANT | Singlezone Ducted, Centrally Ducted | 9893607 |  | HRCU-A-CB | 280ANV036000 |  | FE4ANF002L+UI | 12.5 | 18.5 | 10.5 |  |  |  | FALSE | FALSE | FALSE | 33000 | 30600 | 2.39 | 30600 | 2.39
9892659 | 04/28/22 | Live | Carrier | CARRIER | Singlezone Ducted, Centrally Ducted | 9892659 |  | HRCU-A-CB | 25VNA036A*030* |  | FE4AN(B,F)003L+UI | 13 | 19 | 10.5 |  |  |  | FALSE | FALSE | FALSE | 33400 | 30200 | 2.35 | 30200 | 2.35
9893608 | 04/28/22 | Live | Carrier | BRYANT | Singlezone Ducted, Centrally Ducted | 9893608 |  | HRCU-A-CB | 280ANV036000 |  | FE4AN(B,F)003L+UI | 13 | 19 | 10.5 |  |  |  | FALSE | FALSE | FALSE | 33400 | 30200 | 2.35 | 30200 | 2.35
205993850 | 04/26/22 | Live | Gree | GREE | Singlezone Ducted, Centrally Ducted | 205993850 |  | HRCU-A-CB | FLEXX60HP230V1AO |  | FLEXX48HP230V1AH | 11 | 18 | 10.5 |  |  |  | FALSE | FALSE | FALSE | 48000 | 33000 | 2.54 | 48000 | 2.04
205993849 | 04/26/22 | Live | Gree | GREE | Singlezone Ducted, Centrally Ducted | 205993849 |  | HRCU-A-CB | FLEXX36HP230V1AO |  | FLEXX24HP230V1AH | 12.5 | 20 | 10.5 |  |  |  | FALSE | FALSE | FALSE | 24000 | 16300 | 2.7 | 24000 | 2.43
205984663 | 04/26/22 | Live | Gree | GREE | Singlezone Ducted, Centrally Ducted | 205984663 |  | HRCU-A-CB | FLEXX36HP230V1AO |  | FLEXX36HP230V1AH | 11 | 18 | 10 |  |  |  | FALSE | FALSE | FALSE | 36000 | 24400 | 2.5 | 36000 | 1.94
205984664 | 04/26/22 | Live | Gree | GREE | Singlezone Ducted, Centrally Ducted | 205984664 |  | HRCU-A-CB | FLEXX60HP230V1AO |  | FLEXX60HP230V1AH | 10.5 | 17 | 10 |  |  |  | FALSE | FALSE | FALSE | 54000 | 38000 | 2.63 | 49000 | 2.02
206781256 | 04/28/22 | Live | Johnson Controls Inc. (York International Norman) | CHAMPION HEATING AND COOLING | Singlezone Ducted, Centrally Ducted | 206781256 |  | HRCU-A-CB | TH16B4821 |  | CF64DXA1+MVC20DN21+TXV | 10.25 | 17 | 10 |  |  |  | FALSE | FALSE | FALSE | 48000 | 29800 | 2.82 | 29800 | 2.82
9035724 | 04/28/22 | Live | Johnson Controls Inc. (York International Norman) | YORK | Singlezone Ducted, Centrally Ducted | 9035724 |  | HRCU-A-CB | YHM48B21 |  | AVC48DX21+TXV | 10 | 16.75 | 9.5 |  |  |  | FALSE | FALSE | FALSE | 47500 | 28200 | 2.62 | 28200 | 2.62
206781254 | 04/28/22 | Live | Johnson Controls Inc. (York International Norman) | LUXAIRE | Singlezone Ducted, Centrally Ducted | 206781254 |  | HRCU-A-CB | TH16B4821 |  | CF64DXA1+MVC20DN21+TXV | 10.25 | 17 | 10 |  |  |  | FALSE | FALSE | FALSE | 48000 | 29800 | 2.82 | 29800 | 2.82
9036116 | 04/28/22 | Live | Johnson Controls Inc. (York International Norman) | COLEMAN | Singlezone Ducted, Centrally Ducted | 9036116 |  | HRCU-A-CB | CH16B4821 |  | AVC48DX21+TXV | 10 | 16.75 | 9.5 |  |  |  | FALSE | FALSE | FALSE | 47500 | 28200 | 2.62 | 28200 | 2.62
9036351 | 04/28/22 | Live | Johnson Controls Inc. (York International Norman) | LUXAIRE | Singlezone Ducted, Centrally Ducted | 9036351 |  | HRCU-A-CB | TH16B4821 |  | AVC48DX21+TXV | 10 | 16.75 | 9.5 |  |  |  | FALSE | FALSE | FALSE | 47500 | 28200 | 2.62 | 28200 | 2.62
9036586 | 04/28/22 | Live | Johnson Controls Inc. (York International Norman) | FRASER-JOHNSTON | Singlezone Ducted, Centrally Ducted | 9036586 |  | HRCU-A-CB | TH16B4821 |  | AVC48DX21+TXV | 10 | 16.75 | 9.5 |  |  |  | FALSE | FALSE | FALSE | 47500 | 28200 | 2.62 | 28200 | 2.62
9036785 | 04/28/22 | Live | Johnson Controls Inc. (York International Norman) | CHAMPION HEATING AND COOLING | Singlezone Ducted, Centrally Ducted | 9036785 |  | HRCU-A-CB | TH16B4821 |  | AVC48DX21+TXV | 10 | 16.75 | 9.5 |  |  |  | FALSE | FALSE | FALSE | 47500 | 28200 | 2.62 | 28200 | 2.62
206779200 | 04/28/22 | Live | Johnson Controls Inc. (York International Norman) | YORK | Singlezone Ducted, Centrally Ducted | 206779200 |  | HRCU-A-CB | YHM48B21 |  | CF64DXA1+MVC20DN21+TXV | 10.25 | 17 | 10 |  |  |  | FALSE | FALSE | FALSE | 48000 | 29800 | 2.82 | 29800 | 2.82
206781253 | 04/28/22 | Live | Johnson Controls Inc. (York International Norman) | COLEMAN | Singlezone Ducted, Centrally Ducted | 206781253 |  | HRCU-A-CB | CH16B4821 |  | CF64DXA1+MVC20DN21+TXV | 10.25 | 17 | 10 |  |  |  | FALSE | FALSE | FALSE | 48000 | 29800 | 2.82 | 29800 | 2.82
206781255 | 04/28/22 | Live | Johnson Controls Inc. (York International Norman) | FRASER-JOHNSTON | Singlezone Ducted, Centrally Ducted | 206781255 |  | HRCU-A-CB | TH16B4821 |  | CF64DXA1+MVC20DN21+TXV | 10.25 | 17 | 10 |  |  |  | FALSE | FALSE | FALSE | 48000 | 29800 | 2.82 | 29800 | 2.82
206779284 | 04/28/22 | Live | Johnson Controls Inc. (York International Norman) | YORK | Singlezone Ducted, Centrally Ducted | 206779284 |  | HRCU-A-CB | YHM48B21 |  | CF48DXA1+MVC20DN21+TXV | 9.75 | 17 | 9.5 |  |  |  | FALSE | FALSE | FALSE | 46500 | 27800 | 2.54 | 27800 | 2.54
206781257 | 04/28/22 | Live | Johnson Controls Inc. (York International Norman) | COLEMAN | Singlezone Ducted, Centrally Ducted | 206781257 |  | HRCU-A-CB | CH16B4821 |  | CM64DXA1+MVC20DN21+TXV | 10.25 | 17 | 10 |  |  |  | FALSE | FALSE | FALSE | 48000 | 29800 | 2.82 | 29800 | 2.82
206779201 | 04/28/22 | Live | Johnson Controls Inc. (York International Norman) | YORK | Singlezone Ducted, Centrally Ducted | 206779201 |  | HRCU-A-CB | YHM48B21 |  | CM64DXA1+MVC20DN21+TXV | 10.25 | 17 | 10 |  |  |  | FALSE | FALSE | FALSE | 48000 | 29800 | 2.82 | 29800 | 2.82
206781258 | 04/28/22 | Live | Johnson Controls Inc. (York International Norman) | LUXAIRE | Singlezone Ducted, Centrally Ducted | 206781258 |  | HRCU-A-CB | TH16B4821 |  | CM64DXA1+MVC20DN21+TXV | 10.25 | 17 | 10 |  |  |  | FALSE | FALSE | FALSE | 48000 | 29800 | 2.82 | 29800 | 2.82
206781259 | 04/28/22 | Live | Johnson Controls Inc. (York International Norman) | FRASER-JOHNSTON | Singlezone Ducted, Centrally Ducted | 206781259 |  | HRCU-A-CB | TH16B4821 |  | CM64DXA1+MVC20DN21+TXV | 10.25 | 17 | 10 |  |  |  | FALSE | FALSE | FALSE | 48000 | 29800 | 2.82 | 29800 | 2.82
206781260 | 04/28/22 | Live | Johnson Controls Inc. (York International Norman) | CHAMPION HEATING AND COOLING | Singlezone Ducted, Centrally Ducted | 206781260 |  | HRCU-A-CB | TH16B4821 |  | CM64DXA1+MVC20DN21+TXV | 10.25 | 17 | 10 |  |  |  | FALSE | FALSE | FALSE | 48000 | 29800 | 2.82 | 29800 | 2.82
206781534 | 04/28/22 | Live | Johnson Controls Inc. (York International Norman) | LUXAIRE | Singlezone Ducted, Centrally Ducted | 206781534 |  | HRCU-A-CB | TH16B4821 |  | CF48DXA1+MVC20DN21+TXV | 9.75 | 17 | 9.5 |  |  |  | FALSE | FALSE | FALSE | 46500 | 27800 | 2.54 | 27800 | 2.54
206781535 | 04/28/22 | Live | Johnson Controls Inc. (York International Norman) | FRASER-JOHNSTON | Singlezone Ducted, Centrally Ducted | 206781535 |  | HRCU-A-CB | TH16B4821 |  | CF48DXA1+MVC20DN21+TXV | 9.75 | 17 | 9.5 |  |  |  | FALSE | FALSE | FALSE | 46500 | 27800 | 2.54 | 27800 | 2.54
206781538 | 04/28/22 | Live | Johnson Controls Inc. (York International Norman) | LUXAIRE | Singlezone Ducted, Centrally Ducted | 206781538 |  | HRCU-A-CB | TH16B4821 |  | CM48DXA1+MVC20DN21+TXV | 9.75 | 17 | 9.5 |  |  |  | FALSE | FALSE | FALSE | 46500 | 27800 | 2.54 | 27800 | 2.54
206781536 | 04/28/22 | Live | Johnson Controls Inc. (York International Norman) | CHAMPION HEATING AND COOLING | Singlezone Ducted, Centrally Ducted | 206781536 |  | HRCU-A-CB | TH16B4821 |  | CF48DXA1+MVC20DN21+TXV | 9.75 | 17 | 9.5 |  |  |  | FALSE | FALSE | FALSE | 46500 | 27800 | 2.54 | 27800 | 2.54
206781533 | 04/28/22 | Live | Johnson Controls Inc. (York International Norman) | COLEMAN | Singlezone Ducted, Centrally Ducted | 206781533 |  | HRCU-A-CB | CH16B4821 |  | CF48DXA1+MVC20DN21+TXV | 9.75 | 17 | 9.5 |  |  |  | FALSE | FALSE | FALSE | 46500 | 27800 | 2.54 | 27800 | 2.54
206779285 | 04/28/22 | Live | Johnson Controls Inc. (York International Norman) | YORK | Singlezone Ducted, Centrally Ducted | 206779285 |  | HRCU-A-CB | YHM48B21 |  | CM48DXA1+MVC20DN21+TXV | 9.75 | 17 | 9.5 |  |  |  | FALSE | FALSE | FALSE | 46500 | 27800 | 2.54 | 27800 | 2.54
206779286 | 04/28/22 | Live | Johnson Controls Inc. (York International Norman) | YORK | Singlezone Ducted, Centrally Ducted | 206779286 |  | HRCU-A-CB | YHM48B21 |  | CM48DBCA1+MVC20DN21 | 9.75 | 17 | 9.5 |  |  |  | FALSE | FALSE | FALSE | 46500 | 27800 | 2.54 | 27800 | 2.54
206781537 | 04/28/22 | Live | Johnson Controls Inc. (York International Norman) | COLEMAN | Singlezone Ducted, Centrally Ducted | 206781537 |  | HRCU-A-CB | CH16B4821 |  | CM48DXA1+MVC20DN21+TXV | 9.75 | 17 | 9.5 |  |  |  | FALSE | FALSE | FALSE | 46500 | 27800 | 2.54 | 27800 | 2.54
206781539 | 04/28/22 | Live | Johnson Controls Inc. (York International Norman) | FRASER-JOHNSTON | Singlezone Ducted, Centrally Ducted | 206781539 |  | HRCU-A-CB | TH16B4821 |  | CM48DXA1+MVC20DN21+TXV | 9.75 | 17 | 9.5 |  |  |  | FALSE | FALSE | FALSE | 46500 | 27800 | 2.54 | 27800 | 2.54
206781540 | 04/28/22 | Live | Johnson Controls Inc. (York International Norman) | CHAMPION HEATING AND COOLING | Singlezone Ducted, Centrally Ducted | 206781540 |  | HRCU-A-CB | TH16B4821 |  | CM48DXA1+MVC20DN21+TXV | 9.75 | 17 | 9.5 |  |  |  | FALSE | FALSE | FALSE | 46500 | 27800 | 2.54 | 27800 | 2.54
206781541 | 04/28/22 | Live | Johnson Controls Inc. (York International Norman) | COLEMAN | Singlezone Ducted, Centrally Ducted | 206781541 |  | HRCU-A-CB | CH16B4821 |  | CM48DBCA1+MVC20DN21 | 9.75 | 17 | 9.5 |  |  |  | FALSE | FALSE | FALSE | 46500 | 27800 | 2.54 | 27800 | 2.54
206779279 | 04/28/22 | Live | Johnson Controls Inc. (York International Norman) | YORK | Singlezone Ducted, Centrally Ducted | 206779279 |  | HRCU-A-CB | YHM48B21 |  | CM48DXA1+MVC14DN21+TXV | 10 | 16.75 | 9.5 |  |  |  | FALSE | FALSE | FALSE | 48000 | 28000 | 2.62 | 28000 | 2.62
206781542 | 04/28/22 | Live | Johnson Controls Inc. (York International Norman) | LUXAIRE | Singlezone Ducted, Centrally Ducted | 206781542 |  | HRCU-A-CB | TH16B4821 |  | CM48DBCA1+MVC20DN21 | 9.75 | 17 | 9.5 |  |  |  | FALSE | FALSE | FALSE | 46500 | 27800 | 2.54 | 27800 | 2.54
206781544 | 04/28/22 | Live | Johnson Controls Inc. (York International Norman) | CHAMPION HEATING AND COOLING | Singlezone Ducted, Centrally Ducted | 206781544 |  | HRCU-A-CB | TH16B4821 |  | CM48DBCA1+MVC20DN21 | 9.75 | 17 | 9.5 |  |  |  | FALSE | FALSE | FALSE | 46500 | 27800 | 2.54 | 27800 | 2.54
206781543 | 04/28/22 | Live | Johnson Controls Inc. (York International Norman) | FRASER-JOHNSTON | Singlezone Ducted, Centrally Ducted | 206781543 |  | HRCU-A-CB | TH16B4821 |  | CM48DBCA1+MVC20DN21 | 9.75 | 17 | 9.5 |  |  |  | FALSE | FALSE | FALSE | 46500 | 27800 | 2.54 | 27800 | 2.54
206781759 | 04/28/22 | Live | Johnson Controls Inc. (York International Norman) | COLEMAN | Singlezone Ducted, Centrally Ducted | 206781759 |  | HRCU-A-CB | CH16B4821 |  | CF48DXA1+MVC14DN21+TXV | 10 | 16.75 | 9.5 |  |  |  | FALSE | FALSE | FALSE | 48000 | 28000 | 2.62 | 28000 | 2.62
206779278 | 04/28/22 | Live | Johnson Controls Inc. (York International Norman) | YORK | Singlezone Ducted, Centrally Ducted | 206779278 |  | HRCU-A-CB | YHM48B21 |  | CF48DXA1+MVC14DN21+TXV | 10 | 16.75 | 9.5 |  |  |  | FALSE | FALSE | FALSE | 48000 | 28000 | 2.62 | 28000 | 2.62
206781760 | 04/28/22 | Live | Johnson Controls Inc. (York International Norman) | LUXAIRE | Singlezone Ducted, Centrally Ducted | 206781760 |  | HRCU-A-CB | TH16B4821 |  | CF48DXA1+MVC14DN21+TXV | 10 | 16.75 | 9.5 |  |  |  | FALSE | FALSE | FALSE | 48000 | 28000 | 2.62 | 28000 | 2.62
206781761 | 04/28/22 | Live | Johnson Controls Inc. (York International Norman) | FRASER-JOHNSTON | Singlezone Ducted, Centrally Ducted | 206781761 |  | HRCU-A-CB | TH16B4821 |  | CF48DXA1+MVC14DN21+TXV | 10 | 16.75 | 9.5 |  |  |  | FALSE | FALSE | FALSE | 48000 | 28000 | 2.62 | 28000 | 2.62
206781762 | 04/28/22 | Live | Johnson Controls Inc. (York International Norman) | CHAMPION HEATING AND COOLING | Singlezone Ducted, Centrally Ducted | 206781762 |  | HRCU-A-CB | TH16B4821 |  | CF48DXA1+MVC14DN21+TXV | 10 | 16.75 | 9.5 |  |  |  | FALSE | FALSE | FALSE | 48000 | 28000 | 2.62 | 28000 | 2.62
206781769 | 04/28/22 | Live | Johnson Controls Inc. (York International Norman) | FRASER-JOHNSTON | Singlezone Ducted, Centrally Ducted | 206781769 |  | HRCU-A-CB | TH16B4821 |  | CM48DBCA1+MVC14DN21 | 10 | 16.75 | 9.5 |  |  |  | FALSE | FALSE | FALSE | 48000 | 28000 | 2.62 | 28000 | 2.62
206781763 | 04/28/22 | Live | Johnson Controls Inc. (York International Norman) | COLEMAN | Singlezone Ducted, Centrally Ducted | 206781763 |  | HRCU-A-CB | CH16B4821 |  | CM48DXA1+MVC14DN21+TXV | 10 | 16.75 | 9.5 |  |  |  | FALSE | FALSE | FALSE | 48000 | 28000 | 2.62 | 28000 | 2.62
206781764 | 04/28/22 | Live | Johnson Controls Inc. (York International Norman) | LUXAIRE | Singlezone Ducted, Centrally Ducted | 206781764 |  | HRCU-A-CB | TH16B4821 |  | CM48DXA1+MVC14DN21+TXV | 10 | 16.75 | 9.5 |  |  |  | FALSE | FALSE | FALSE | 48000 | 28000 | 2.62 | 28000 | 2.62
206781765 | 04/28/22 | Live | Johnson Controls Inc. (York International Norman) | FRASER-JOHNSTON | Singlezone Ducted, Centrally Ducted | 206781765 |  | HRCU-A-CB | TH16B4821 |  | CM48DXA1+MVC14DN21+TXV | 10 | 16.75 | 9.5 |  |  |  | FALSE | FALSE | FALSE | 48000 | 28000 | 2.62 | 28000 | 2.62
206781766 | 04/28/22 | Live | Johnson Controls Inc. (York International Norman) | CHAMPION HEATING AND COOLING | Singlezone Ducted, Centrally Ducted | 206781766 |  | HRCU-A-CB | TH16B4821 |  | CM48DXA1+MVC14DN21+TXV | 10 | 16.75 | 9.5 |  |  |  | FALSE | FALSE | FALSE | 48000 | 28000 | 2.62 | 28000 | 2.62
206779280 | 04/28/22 | Live | Johnson Controls Inc. (York International Norman) | YORK | Singlezone Ducted, Centrally Ducted | 206779280 |  | HRCU-A-CB | YHM48B21 |  | CM48DBCA1+MVC14DN21 | 10 | 16.75 | 9.5 |  |  |  | FALSE | FALSE | FALSE | 48000 | 28000 | 2.62 | 28000 | 2.62
206781767 | 04/28/22 | Live | Johnson Controls Inc. (York International Norman) | COLEMAN | Singlezone Ducted, Centrally Ducted | 206781767 |  | HRCU-A-CB | CH16B4821 |  | CM48DBCA1+MVC14DN21 | 10 | 16.75 | 9.5 |  |  |  | FALSE | FALSE | FALSE | 48000 | 28000 | 2.62 | 28000 | 2.62
206781768 | 04/28/22 | Live | Johnson Controls Inc. (York International Norman) | LUXAIRE | Singlezone Ducted, Centrally Ducted | 206781768 |  | HRCU-A-CB | TH16B4821 |  | CM48DBCA1+MVC14DN21 | 10 | 16.75 | 9.5 |  |  |  | FALSE | FALSE | FALSE | 48000 | 28000 | 2.62 | 28000 | 2.62
206781770 | 04/28/22 | Live | Johnson Controls Inc. (York International Norman) | CHAMPION HEATING AND COOLING | Singlezone Ducted, Centrally Ducted | 206781770 |  | HRCU-A-CB | TH16B4821 |  | CM48DBCA1+MVC14DN21 | 10 | 16.75 | 9.5 |  |  |  | FALSE | FALSE | FALSE | 48000 | 28000 | 2.62 | 28000 | 2.62
205538672 | 04/28/22 | Live | Johnson Controls Inc. (York International Norman) | YORK | Singlezone Ducted, Centrally Ducted | 205538672 |  | HRCU-A-CB | YHM36B22 |  | CF42DXA1+MVC14DN21+TXV | 11.25 | 17 | 9.75 |  |  |  | FALSE | FALSE | FALSE | 35400 | 22200 | 2.76 | 22200 | 2.76
205548078 | 04/28/22 | Live | Johnson Controls Inc. (York International Norman) | LUXAIRE | Singlezone Ducted, Centrally Ducted | 205548078 |  | HRCU-A-CB | TH16B3622 |  | CF42DXA1+MVC14DN21+TXV | 11.25 | 17 | 9.75 |  |  |  | FALSE | FALSE | FALSE | 35400 | 22200 | 2.76 | 22200 | 2.76
205548077 | 04/28/22 | Live | Johnson Controls Inc. (York International Norman) | COLEMAN | Singlezone Ducted, Centrally Ducted | 205548077 |  | HRCU-A-CB | CH16B3622 |  | CF42DXA1+MVC14DN21+TXV | 11.25 | 17 | 9.75 |  |  |  | FALSE | FALSE | FALSE | 35400 | 22200 | 2.76 | 22200 | 2.76
205548079 | 04/28/22 | Live | Johnson Controls Inc. (York International Norman) | FRASER-JOHNSTON | Singlezone Ducted, Centrally Ducted | 205548079 |  | HRCU-A-CB | TH16B3622 |  | CF42DXA1+MVC14DN21+TXV | 11.25 | 17 | 9.75 |  |  |  | FALSE | FALSE | FALSE | 35400 | 22200 | 2.76 | 22200 | 2.76
205548080 | 04/28/22 | Live | Johnson Controls Inc. (York International Norman) | CHAMPION HEATING AND COOLING | Singlezone Ducted, Centrally Ducted | 205548080 |  | HRCU-A-CB | TH16B3622 |  | CF42DXA1+MVC14DN21+TXV | 11.25 | 17 | 9.75 |  |  |  | FALSE | FALSE | FALSE | 35400 | 22200 | 2.76 | 22200 | 2.76
205538674 | 04/28/22 | Live | Johnson Controls Inc. (York International Norman) | YORK | Singlezone Ducted, Centrally Ducted | 205538674 |  | HRCU-A-CB | YHM36B22 |  | CM42DXA1+MVC14DN21+TXV | 11.25 | 17 | 9.75 |  |  |  | FALSE | FALSE | FALSE | 35400 | 22200 | 2.76 | 22200 | 2.76
205548082 | 04/28/22 | Live | Johnson Controls Inc. (York International Norman) | LUXAIRE | Singlezone Ducted, Centrally Ducted | 205548082 |  | HRCU-A-CB | TH16B3622 |  | CM42DXA1+MVC14DN21+TXV | 11.25 | 17 | 9.75 |  |  |  | FALSE | FALSE | FALSE | 35400 | 22200 | 2.76 | 22200 | 2.76
205548081 | 04/28/22 | Live | Johnson Controls Inc. (York International Norman) | COLEMAN | Singlezone Ducted, Centrally Ducted | 205548081 |  | HRCU-A-CB | CH16B3622 |  | CM42DXA1+MVC14DN21+TXV | 11.25 | 17 | 9.75 |  |  |  | FALSE | FALSE | FALSE | 35400 | 22200 | 2.76 | 22200 | 2.76
205538675 | 04/28/22 | Live | Johnson Controls Inc. (York International Norman) | YORK | Singlezone Ducted, Centrally Ducted | 205538675 |  | HRCU-A-CB | YHM36B22 |  | CF42DXA1+MVC20DN21+TXV | 11.25 | 17.25 | 9.75 |  |  |  | FALSE | FALSE | FALSE | 35400 | 22000 | 2.78 | 22000 | 2.78
205548083 | 04/28/22 | Live | Johnson Controls Inc. (York International Norman) | FRASER-JOHNSTON | Singlezone Ducted, Centrally Ducted | 205548083 |  | HRCU-A-CB | TH16B3622 |  | CM42DXA1+MVC14DN21+TXV | 11.25 | 17 | 9.75 |  |  |  | FALSE | FALSE | FALSE | 35400 | 22200 | 2.76 | 22200 | 2.76
205548084 | 04/28/22 | Live | Johnson Controls Inc. (York International Norman) | CHAMPION HEATING AND COOLING | Singlezone Ducted, Centrally Ducted | 205548084 |  | HRCU-A-CB | TH16B3622 |  | CM42DXA1+MVC14DN21+TXV | 11.25 | 17 | 9.75 |  |  |  | FALSE | FALSE | FALSE | 35400 | 22200 | 2.76 | 22200 | 2.76
205548085 | 04/28/22 | Live | Johnson Controls Inc. (York International Norman) | COLEMAN | Singlezone Ducted, Centrally Ducted | 205548085 |  | HRCU-A-CB | CH16B3622 |  | CF42DXA1+MVC20DN21+TXV | 11.25 | 17.25 | 9.75 |  |  |  | FALSE | FALSE | FALSE | 35400 | 22000 | 2.78 | 22000 | 2.78
205548087 | 04/28/22 | Live | Johnson Controls Inc. (York International Norman) | FRASER-JOHNSTON | Singlezone Ducted, Centrally Ducted | 205548087 |  | HRCU-A-CB | TH16B3622 |  | CF42DXA1+MVC20DN21+TXV | 11.25 | 17.25 | 9.75 |  |  |  | FALSE | FALSE | FALSE | 35400 | 22000 | 2.78 | 22000 | 2.78
205548088 | 04/28/22 | Live | Johnson Controls Inc. (York International Norman) | CHAMPION HEATING AND COOLING | Singlezone Ducted, Centrally Ducted | 205548088 |  | HRCU-A-CB | TH16B3622 |  | CF42DXA1+MVC20DN21+TXV | 11.25 | 17.25 | 9.75 |  |  |  | FALSE | FALSE | FALSE | 35400 | 22000 | 2.78 | 22000 | 2.78
205548086 | 04/28/22 | Live | Johnson Controls Inc. (York International Norman) | LUXAIRE | Singlezone Ducted, Centrally Ducted | 205548086 |  | HRCU-A-CB | TH16B3622 |  | CF42DXA1+MVC20DN21+TXV | 11.25 | 17.25 | 9.75 |  |  |  | FALSE | FALSE | FALSE | 35400 | 22000 | 2.78 | 22000 | 2.78
205548089 | 04/28/22 | Live | Johnson Controls Inc. (York International Norman) | COLEMAN | Singlezone Ducted, Centrally Ducted | 205548089 |  | HRCU-A-CB | CH16B3622 |  | CM42DXA1+MVC20DN21+TXV | 11.25 | 17.25 | 9.75 |  |  |  | FALSE | FALSE | FALSE | 35400 | 22000 | 2.78 | 22000 | 2.78
205538677 | 04/28/22 | Live | Johnson Controls Inc. (York International Norman) | YORK | Singlezone Ducted, Centrally Ducted | 205538677 |  | HRCU-A-CB | YHM36B22 |  | CM42DXA1+MVC20DN21+TXV | 11.25 | 17.25 | 9.75 |  |  |  | FALSE | FALSE | FALSE | 35400 | 22000 | 2.78 | 22000 | 2.78
205548090 | 04/28/22 | Live | Johnson Controls Inc. (York International Norman) | LUXAIRE | Singlezone Ducted, Centrally Ducted | 205548090 |  | HRCU-A-CB | TH16B3622 |  | CM42DXA1+MVC20DN21+TXV | 11.25 | 17.25 | 9.75 |  |  |  | FALSE | FALSE | FALSE | 35400 | 22000 | 2.78 | 22000 | 2.78
205548092 | 04/28/22 | Live | Johnson Controls Inc. (York International Norman) | CHAMPION HEATING AND COOLING | Singlezone Ducted, Centrally Ducted | 205548092 |  | HRCU-A-CB | TH16B3622 |  | CM42DXA1+MVC20DN21+TXV | 11.25 | 17.25 | 9.75 |  |  |  | FALSE | FALSE | FALSE | 35400 | 22000 | 2.78 | 22000 | 2.78
205548091 | 04/28/22 | Live | Johnson Controls Inc. (York International Norman) | FRASER-JOHNSTON | Singlezone Ducted, Centrally Ducted | 205548091 |  | HRCU-A-CB | TH16B3622 |  | CM42DXA1+MVC20DN21+TXV | 11.25 | 17.25 | 9.75 |  |  |  | FALSE | FALSE | FALSE | 35400 | 22000 | 2.78 | 22000 | 2.78
205548093 | 04/28/22 | Live | Johnson Controls Inc. (York International Norman) | COLEMAN | Singlezone Ducted, Centrally Ducted | 205548093 |  | HRCU-A-CB | CH16B3622 |  | CF48DXA1+MVC20DN21+TXV | 11.5 | 17 | 9.75 |  |  |  | FALSE | FALSE | FALSE | 35600 | 22000 | 2.8 | 22000 | 2.8
205538679 | 04/28/22 | Live | Johnson Controls Inc. (York International Norman) | YORK | Singlezone Ducted, Centrally Ducted | 205538679 |  | HRCU-A-CB | YHM36B22 |  | CF48DXA1+MVC20DN21+TXV | 11.5 | 17 | 9.75 |  |  |  | FALSE | FALSE | FALSE | 35600 | 22000 | 2.8 | 22000 | 2.8
205548095 | 04/28/22 | Live | Johnson Controls Inc. (York International Norman) | FRASER-JOHNSTON | Singlezone Ducted, Centrally Ducted | 205548095 |  | HRCU-A-CB | TH16B3622 |  | CF48DXA1+MVC20DN21+TXV | 11.5 | 17 | 9.75 |  |  |  | FALSE | FALSE | FALSE | 35600 | 22000 | 2.8 | 22000 | 2.8
205548094 | 04/28/22 | Live | Johnson Controls Inc. (York International Norman) | LUXAIRE | Singlezone Ducted, Centrally Ducted | 205548094 |  | HRCU-A-CB | TH16B3622 |  | CF48DXA1+MVC20DN21+TXV | 11.5 | 17 | 9.75 |  |  |  | FALSE | FALSE | FALSE | 35600 | 22000 | 2.8 | 22000 | 2.8
205548096 | 04/28/22 | Live | Johnson Controls Inc. (York International Norman) | CHAMPION HEATING AND COOLING | Singlezone Ducted, Centrally Ducted | 205548096 |  | HRCU-A-CB | TH16B3622 |  | CF48DXA1+MVC20DN21+TXV | 11.5 | 17 | 9.75 |  |  |  | FALSE | FALSE | FALSE | 35600 | 22000 | 2.8 | 22000 | 2.8
205548097 | 04/28/22 | Live | Johnson Controls Inc. (York International Norman) | COLEMAN | Singlezone Ducted, Centrally Ducted | 205548097 |  | HRCU-A-CB | CH16B3622 |  | CM48DXA1+MVC20DN21+TXV | 11.5 | 17 | 9.75 |  |  |  | FALSE | FALSE | FALSE | 35600 | 22000 | 2.8 | 22000 | 2.8
205538681 | 04/28/22 | Live | Johnson Controls Inc. (York International Norman) | YORK | Singlezone Ducted, Centrally Ducted | 205538681 |  | HRCU-A-CB | YHM36B22 |  | CM48DXA1+MVC20DN21+TXV | 11.5 | 17 | 9.75 |  |  |  | FALSE | FALSE | FALSE | 35600 | 22000 | 2.8 | 22000 | 2.8
205548099 | 04/28/22 | Live | Johnson Controls Inc. (York International Norman) | FRASER-JOHNSTON | Singlezone Ducted, Centrally Ducted | 205548099 |  | HRCU-A-CB | TH16B3622 |  | CM48DXA1+MVC20DN21+TXV | 11.5 | 17 | 9.75 |  |  |  | FALSE | FALSE | FALSE | 35600 | 22000 | 2.8 | 22000 | 2.8
205548100 | 04/28/22 | Live | Johnson Controls Inc. (York International Norman) | CHAMPION HEATING AND COOLING | Singlezone Ducted, Centrally Ducted | 205548100 |  | HRCU-A-CB | TH16B3622 |  | CM48DXA1+MVC20DN21+TXV | 11.5 | 17 | 9.75 |  |  |  | FALSE | FALSE | FALSE | 35600 | 22000 | 2.8 | 22000 | 2.8
205548098 | 04/28/22 | Live | Johnson Controls Inc. (York International Norman) | LUXAIRE | Singlezone Ducted, Centrally Ducted | 205548098 |  | HRCU-A-CB | TH16B3622 |  | CM48DXA1+MVC20DN21+TXV | 11.5 | 17 | 9.75 |  |  |  | FALSE | FALSE | FALSE | 35600 | 22000 | 2.8 | 22000 | 2.8
203076272 | 04/28/22 | Live | Johnson Controls Inc. (York International Norman) | YORK | Singlezone Ducted, Centrally Ducted | 203076272 |  | HRCU-A-CB | YHM36B22 |  | CM48DBCA1+MVC20DN21 | 11.5 | 17 | 9.75 |  |  |  | FALSE | FALSE | FALSE | 35600 | 22000 | 2.8 | 22000 | 2.8
203088475 | 04/28/22 | Live | Johnson Controls Inc. (York International Norman) | COLEMAN | Singlezone Ducted, Centrally Ducted | 203088475 |  | HRCU-A-CB | CH16B3622 |  | CM48DBCA1+MVC20DN21 | 11.5 | 17 | 9.75 |  |  |  | FALSE | FALSE | FALSE | 35600 | 22000 | 2.8 | 22000 | 2.8
203088484 | 04/28/22 | Live | Johnson Controls Inc. (York International Norman) | FRASER-JOHNSTON | Singlezone Ducted, Centrally Ducted | 203088484 |  | HRCU-A-CB | TH16B3622 |  | CM48DBCA1+MVC20DN21 | 11.5 | 17 | 9.75 |  |  |  | FALSE | FALSE | FALSE | 35600 | 22000 | 2.8 | 22000 | 2.8
203088479 | 04/28/22 | Live | Johnson Controls Inc. (York International Norman) | LUXAIRE | Singlezone Ducted, Centrally Ducted | 203088479 |  | HRCU-A-CB | TH16B3622 |  | CM48DBCA1+MVC20DN21 | 11.5 | 17 | 9.75 |  |  |  | FALSE | FALSE | FALSE | 35600 | 22000 | 2.8 | 22000 | 2.8
203088489 | 04/28/22 | Live | Johnson Controls Inc. (York International Norman) | CHAMPION HEATING AND COOLING | Singlezone Ducted, Centrally Ducted | 203088489 |  | HRCU-A-CB | TH16B3622 |  | CM48DBCA1+MVC20DN21 | 11.5 | 17 | 9.75 |  |  |  | FALSE | FALSE | FALSE | 35600 | 22000 | 2.8 | 22000 | 2.8
203111702 | 04/28/22 | Live | Johnson Controls Inc. (York International Norman) | YORK | Singlezone Ducted, Centrally Ducted | 203111702 |  | HRCU-A-CB | YHM36B22 |  | AVC42CX21+TXV | 10.75 | 16.75 | 9.75 |  |  |  | FALSE | FALSE | FALSE | 35400 | 22600 | 2.7 | 22600 | 2.7
203095746 | 04/28/22 | Live | Johnson Controls Inc. (York International Norman) | LUXAIRE | Singlezone Ducted, Centrally Ducted | 203095746 |  | HRCU-A-CB | TH16B3622 |  | AVC42CX21+TXV | 10.75 | 16.75 | 9.75 |  |  |  | FALSE | FALSE | FALSE | 35400 | 22600 | 2.7 | 22600 | 2.7
203095744 | 04/28/22 | Live | Johnson Controls Inc. (York International Norman) | COLEMAN | Singlezone Ducted, Centrally Ducted | 203095744 |  | HRCU-A-CB | CH16B3622 |  | AVC42CX21+TXV | 10.75 | 16.75 | 9.75 |  |  |  | FALSE | FALSE | FALSE | 35400 | 22600 | 2.7 | 22600 | 2.7
203095747 | 04/28/22 | Live | Johnson Controls Inc. (York International Norman) | FRASER-JOHNSTON | Singlezone Ducted, Centrally Ducted | 203095747 |  | HRCU-A-CB | TH16B3622 |  | AVC42CX21+TXV | 10.75 | 16.75 | 9.75 |  |  |  | FALSE | FALSE | FALSE | 35400 | 22600 | 2.7 | 22600 | 2.7
203095749 | 04/28/22 | Live | Johnson Controls Inc. (York International Norman) | CHAMPION HEATING AND COOLING | Singlezone Ducted, Centrally Ducted | 203095749 |  | HRCU-A-CB | TH16B3622 |  | AVC42CX21+TXV | 10.75 | 16.75 | 9.75 |  |  |  | FALSE | FALSE | FALSE | 35400 | 22600 | 2.7 | 22600 | 2.7
205539216 | 04/28/22 | Live | Johnson Controls Inc. (York International Norman) | YORK | Singlezone Ducted, Centrally Ducted | 205539216 |  | HRCU-A-CB | YHM36B22 |  | CF48DXA1+MVC14DN21+TXV | 11.5 | 17 | 9.75 |  |  |  | FALSE | FALSE | FALSE | 35000 | 21800 | 2.8 | 21800 | 2.8
205549331 | 04/28/22 | Live | Johnson Controls Inc. (York International Norman) | COLEMAN | Singlezone Ducted, Centrally Ducted | 205549331 |  | HRCU-A-CB | CH16B3622 |  | CF48DXA1+MVC14DN21+TXV | 11.5 | 17 | 9.75 |  |  |  | FALSE | FALSE | FALSE | 35000 | 21800 | 2.8 | 21800 | 2.8
205549334 | 04/28/22 | Live | Johnson Controls Inc. (York International Norman) | CHAMPION HEATING AND COOLING | Singlezone Ducted, Centrally Ducted | 205549334 |  | HRCU-A-CB | TH16B3622 |  | CF48DXA1+MVC14DN21+TXV | 11.5 | 17 | 9.75 |  |  |  | FALSE | FALSE | FALSE | 35000 | 21800 | 2.8 | 21800 | 2.8
205549332 | 04/28/22 | Live | Johnson Controls Inc. (York International Norman) | LUXAIRE | Singlezone Ducted, Centrally Ducted | 205549332 |  | HRCU-A-CB | TH16B3622 |  | CF48DXA1+MVC14DN21+TXV | 11.5 | 17 | 9.75 |  |  |  | FALSE | FALSE | FALSE | 35000 | 21800 | 2.8 | 21800 | 2.8
205549333 | 04/28/22 | Live | Johnson Controls Inc. (York International Norman) | FRASER-JOHNSTON | Singlezone Ducted, Centrally Ducted | 205549333 |  | HRCU-A-CB | TH16B3622 |  | CF48DXA1+MVC14DN21+TXV | 11.5 | 17 | 9.75 |  |  |  | FALSE | FALSE | FALSE | 35000 | 21800 | 2.8 | 21800 | 2.8
205539217 | 04/28/22 | Live | Johnson Controls Inc. (York International Norman) | YORK | Singlezone Ducted, Centrally Ducted | 205539217 |  | HRCU-A-CB | YHM36B22 |  | CM48DXA1+MVC14DN21+TXV | 11.5 | 17 | 9.75 |  |  |  | FALSE | FALSE | FALSE | 35000 | 21800 | 2.8 | 21800 | 2.8
205549337 | 04/28/22 | Live | Johnson Controls Inc. (York International Norman) | FRASER-JOHNSTON | Singlezone Ducted, Centrally Ducted | 205549337 |  | HRCU-A-CB | TH16B3622 |  | CM48DXA1+MVC14DN21+TXV | 11.5 | 17 | 9.75 |  |  |  | FALSE | FALSE | FALSE | 35000 | 21800 | 2.8 | 21800 | 2.8
205549338 | 04/28/22 | Live | Johnson Controls Inc. (York International Norman) | CHAMPION HEATING AND COOLING | Singlezone Ducted, Centrally Ducted | 205549338 |  | HRCU-A-CB | TH16B3622 |  | CM48DXA1+MVC14DN21+TXV | 11.5 | 17 | 9.75 |  |  |  | FALSE | FALSE | FALSE | 35000 | 21800 | 2.8 | 21800 | 2.8
205549335 | 04/28/22 | Live | Johnson Controls Inc. (York International Norman) | COLEMAN | Singlezone Ducted, Centrally Ducted | 205549335 |  | HRCU-A-CB | CH16B3622 |  | CM48DXA1+MVC14DN21+TXV | 11.5 | 17 | 9.75 |  |  |  | FALSE | FALSE | FALSE | 35000 | 21800 | 2.8 | 21800 | 2.8
205549340 | 04/28/22 | Live | Johnson Controls Inc. (York International Norman) | LUXAIRE | Singlezone Ducted, Centrally Ducted | 205549340 |  | HRCU-A-CB | TH16B3622 |  | CF42BXA1+ME12BN21+TXV | 11 | 16.25 | 9.75 |  |  |  | FALSE | FALSE | FALSE | 34400 | 22200 | 2.72 | 22200 | 2.72
205549336 | 04/28/22 | Live | Johnson Controls Inc. (York International Norman) | LUXAIRE | Singlezone Ducted, Centrally Ducted | 205549336 |  | HRCU-A-CB | TH16B3622 |  | CM48DXA1+MVC14DN21+TXV | 11.5 | 17 | 9.75 |  |  |  | FALSE | FALSE | FALSE | 35000 | 21800 | 2.8 | 21800 | 2.8
203111974 | 04/28/22 | Live | Johnson Controls Inc. (York International Norman) | YORK | Singlezone Ducted, Centrally Ducted | 203111974 |  | HRCU-A-CB | YHM36B22 |  | CM48DBCA1+MVC14DN21 | 11.5 | 17 | 9.75 |  |  |  | FALSE | FALSE | FALSE | 35000 | 21800 | 2.8 | 21800 | 2.8
203096680 | 04/28/22 | Live | Johnson Controls Inc. (York International Norman) | COLEMAN | Singlezone Ducted, Centrally Ducted | 203096680 |  | HRCU-A-CB | CH16B3622 |  | CM48DBCA1+MVC14DN21 | 11.5 | 17 | 9.75 |  |  |  | FALSE | FALSE | FALSE | 35000 | 21800 | 2.8 | 21800 | 2.8
203096682 | 04/28/22 | Live | Johnson Controls Inc. (York International Norman) | LUXAIRE | Singlezone Ducted, Centrally Ducted | 203096682 |  | HRCU-A-CB | TH16B3622 |  | CM48DBCA1+MVC14DN21 | 11.5 | 17 | 9.75 |  |  |  | FALSE | FALSE | FALSE | 35000 | 21800 | 2.8 | 21800 | 2.8
205539219 | 04/28/22 | Live | Johnson Controls Inc. (York International Norman) | YORK | Singlezone Ducted, Centrally Ducted | 205539219 |  | HRCU-A-CB | YHM36B22 |  | CF42BXA1+ME12BN21+TXV | 11 | 16.25 | 9.75 |  |  |  | FALSE | FALSE | FALSE | 34400 | 22200 | 2.72 | 22200 | 2.72
203096686 | 04/28/22 | Live | Johnson Controls Inc. (York International Norman) | CHAMPION HEATING AND COOLING | Singlezone Ducted, Centrally Ducted | 203096686 |  | HRCU-A-CB | TH16B3622 |  | CM48DBCA1+MVC14DN21 | 11.5 | 17 | 9.75 |  |  |  | FALSE | FALSE | FALSE | 35000 | 21800 | 2.8 | 21800 | 2.8
203096684 | 04/28/22 | Live | Johnson Controls Inc. (York International Norman) | FRASER-JOHNSTON | Singlezone Ducted, Centrally Ducted | 203096684 |  | HRCU-A-CB | TH16B3622 |  | CM48DBCA1+MVC14DN21 | 11.5 | 17 | 9.75 |  |  |  | FALSE | FALSE | FALSE | 35000 | 21800 | 2.8 | 21800 | 2.8
205549339 | 04/28/22 | Live | Johnson Controls Inc. (York International Norman) | COLEMAN | Singlezone Ducted, Centrally Ducted | 205549339 |  | HRCU-A-CB | CH16B3622 |  | CF42BXA1+ME12BN21+TXV | 11 | 16.25 | 9.75 |  |  |  | FALSE | FALSE | FALSE | 34400 | 22200 | 2.72 | 22200 | 2.72
205549344 | 04/28/22 | Live | Johnson Controls Inc. (York International Norman) | LUXAIRE | Singlezone Ducted, Centrally Ducted | 205549344 |  | HRCU-A-CB | TH16B3622 |  | CF36BXA1+ME12BN21+TXV | 10.75 | 16.25 | 9.5 |  |  |  | FALSE | FALSE | FALSE | 34000 | 22200 | 2.7 | 22200 | 2.7
205549343 | 04/28/22 | Live | Johnson Controls Inc. (York International Norman) | COLEMAN | Singlezone Ducted, Centrally Ducted | 205549343 |  | HRCU-A-CB | CH16B3622 |  | CF36BXA1+ME12BN21+TXV | 10.75 | 16.25 | 9.5 |  |  |  | FALSE | FALSE | FALSE | 34000 | 22200 | 2.7 | 22200 | 2.7
205549341 | 04/28/22 | Live | Johnson Controls Inc. (York International Norman) | FRASER-JOHNSTON | Singlezone Ducted, Centrally Ducted | 205549341 |  | HRCU-A-CB | TH16B3622 |  | CF42BXA1+ME12BN21+TXV | 11 | 16.25 | 9.75 |  |  |  | FALSE | FALSE | FALSE | 34400 | 22200 | 2.72 | 22200 | 2.72
205549342 | 04/28/22 | Live | Johnson Controls Inc. (York International Norman) | CHAMPION HEATING AND COOLING | Singlezone Ducted, Centrally Ducted | 205549342 |  | HRCU-A-CB | TH16B3622 |  | CF42BXA1+ME12BN21+TXV | 11 | 16.25 | 9.75 |  |  |  | FALSE | FALSE | FALSE | 34400 | 22200 | 2.72 | 22200 | 2.72
205539221 | 04/28/22 | Live | Johnson Controls Inc. (York International Norman) | YORK | Singlezone Ducted, Centrally Ducted | 205539221 |  | HRCU-A-CB | YHM36B22 |  | CF36BXA1+ME12BN21+TXV | 10.75 | 16.25 | 9.5 |  |  |  | FALSE | FALSE | FALSE | 34000 | 22200 | 2.7 | 22200 | 2.7
205549345 | 04/28/22 | Live | Johnson Controls Inc. (York International Norman) | FRASER-JOHNSTON | Singlezone Ducted, Centrally Ducted | 205549345 |  | HRCU-A-CB | TH16B3622 |  | CF36BXA1+ME12BN21+TXV | 10.75 | 16.25 | 9.5 |  |  |  | FALSE | FALSE | FALSE | 34000 | 22200 | 2.7 | 22200 | 2.7
205549346 | 04/28/22 | Live | Johnson Controls Inc. (York International Norman) | CHAMPION HEATING AND COOLING | Singlezone Ducted, Centrally Ducted | 205549346 |  | HRCU-A-CB | TH16B3622 |  | CF36BXA1+ME12BN21+TXV | 10.75 | 16.25 | 9.5 |  |  |  | FALSE | FALSE | FALSE | 34000 | 22200 | 2.7 | 22200 | 2.7
203096733 | 04/28/22 | Live | Johnson Controls Inc. (York International Norman) | FRASER-JOHNSTON | Singlezone Ducted, Centrally Ducted | 203096733 |  | HRCU-A-CB | TH16B3622 |  | CF36BBCA1+ME12BN21 | 10.75 | 16.25 | 9.5 |  |  |  | FALSE | FALSE | FALSE | 34000 | 22200 | 2.7 | 22200 | 2.7
203111986 | 04/28/22 | Live | Johnson Controls Inc. (York International Norman) | YORK | Singlezone Ducted, Centrally Ducted | 203111986 |  | HRCU-A-CB | YHM36B22 |  | CF36BBCA1+ME12BN21 | 10.75 | 16.25 | 9.5 |  |  |  | FALSE | FALSE | FALSE | 34000 | 22200 | 2.7 | 22200 | 2.7
203096731 | 04/28/22 | Live | Johnson Controls Inc. (York International Norman) | LUXAIRE | Singlezone Ducted, Centrally Ducted | 203096731 |  | HRCU-A-CB | TH16B3622 |  | CF36BBCA1+ME12BN21 | 10.75 | 16.25 | 9.5 |  |  |  | FALSE | FALSE | FALSE | 34000 | 22200 | 2.7 | 22200 | 2.7
203096729 | 04/28/22 | Live | Johnson Controls Inc. (York International Norman) | COLEMAN | Singlezone Ducted, Centrally Ducted | 203096729 |  | HRCU-A-CB | CH16B3622 |  | CF36BBCA1+ME12BN21 | 10.75 | 16.25 | 9.5 |  |  |  | FALSE | FALSE | FALSE | 34000 | 22200 | 2.7 | 22200 | 2.7
203096735 | 04/28/22 | Live | Johnson Controls Inc. (York International Norman) | CHAMPION HEATING AND COOLING | Singlezone Ducted, Centrally Ducted | 203096735 |  | HRCU-A-CB | TH16B3622 |  | CF36BBCA1+ME12BN21 | 10.75 | 16.25 | 9.5 |  |  |  | FALSE | FALSE | FALSE | 34000 | 22200 | 2.7 | 22200 | 2.7
205539223 | 04/28/22 | Live | Johnson Controls Inc. (York International Norman) | YORK | Singlezone Ducted, Centrally Ducted | 205539223 |  | HRCU-A-CB | YHM36B22 |  | CM36BXA1+ME12BN21+TXV | 10.75 | 16.25 | 9.5 |  |  |  | FALSE | FALSE | FALSE | 34000 | 22200 | 2.7 | 22200 | 2.7
205549359 | 04/28/22 | Live | Johnson Controls Inc. (York International Norman) | COLEMAN | Singlezone Ducted, Centrally Ducted | 205549359 |  | HRCU-A-CB | CH16B3622 |  | CM36BXA1+ME12BN21+TXV | 10.75 | 16.25 | 9.5 |  |  |  | FALSE | FALSE | FALSE | 34000 | 22200 | 2.7 | 22200 | 2.7
205549361 | 04/28/22 | Live | Johnson Controls Inc. (York International Norman) | FRASER-JOHNSTON | Singlezone Ducted, Centrally Ducted | 205549361 |  | HRCU-A-CB | TH16B3622 |  | CM36BXA1+ME12BN21+TXV | 10.75 | 16.25 | 9.5 |  |  |  | FALSE | FALSE | FALSE | 34000 | 22200 | 2.7 | 22200 | 2.7
205549360 | 04/28/22 | Live | Johnson Controls Inc. (York International Norman) | LUXAIRE | Singlezone Ducted, Centrally Ducted | 205549360 |  | HRCU-A-CB | TH16B3622 |  | CM36BXA1+ME12BN21+TXV | 10.75 | 16.25 | 9.5 |  |  |  | FALSE | FALSE | FALSE | 34000 | 22200 | 2.7 | 22200 | 2.7
205549362 | 04/28/22 | Live | Johnson Controls Inc. (York International Norman) | CHAMPION HEATING AND COOLING | Singlezone Ducted, Centrally Ducted | 205549362 |  | HRCU-A-CB | TH16B3622 |  | CM36BXA1+ME12BN21+TXV | 10.75 | 16.25 | 9.5 |  |  |  | FALSE | FALSE | FALSE | 34000 | 22200 | 2.7 | 22200 | 2.7
203111988 | 04/28/22 | Live | Johnson Controls Inc. (York International Norman) | YORK | Singlezone Ducted, Centrally Ducted | 203111988 |  | HRCU-A-CB | YHM36B22 |  | CM36BBCA1+ME12BN21 | 10.75 | 16.25 | 9.5 |  |  |  | FALSE | FALSE | FALSE | 34000 | 22200 | 2.7 | 22200 | 2.7
203096737 | 04/28/22 | Live | Johnson Controls Inc. (York International Norman) | COLEMAN | Singlezone Ducted, Centrally Ducted | 203096737 |  | HRCU-A-CB | CH16B3622 |  | CM36BBCA1+ME12BN21 | 10.75 | 16.25 | 9.5 |  |  |  | FALSE | FALSE | FALSE | 34000 | 22200 | 2.7 | 22200 | 2.7
205549347 | 04/28/22 | Live | Johnson Controls Inc. (York International Norman) | COLEMAN | Singlezone Ducted, Centrally Ducted | 205549347 |  | HRCU-A-CB | CH16B3622 |  | CF42BXA1+MVC12BN21+TXV | 11 | 16.5 | 9.5 |  |  |  | FALSE | FALSE | FALSE | 34000 | 22000 | 2.72 | 22000 | 2.72
203096740 | 04/28/22 | Live | Johnson Controls Inc. (York International Norman) | FRASER-JOHNSTON | Singlezone Ducted, Centrally Ducted | 203096740 |  | HRCU-A-CB | TH16B3622 |  | CM36BBCA1+ME12BN21 | 10.75 | 16.25 | 9.5 |  |  |  | FALSE | FALSE | FALSE | 34000 | 22200 | 2.7 | 22200 | 2.7
203096738 | 04/28/22 | Live | Johnson Controls Inc. (York International Norman) | LUXAIRE | Singlezone Ducted, Centrally Ducted | 203096738 |  | HRCU-A-CB | TH16B3622 |  | CM36BBCA1+ME12BN21 | 10.75 | 16.25 | 9.5 |  |  |  | FALSE | FALSE | FALSE | 34000 | 22200 | 2.7 | 22200 | 2.7
203096742 | 04/28/22 | Live | Johnson Controls Inc. (York International Norman) | CHAMPION HEATING AND COOLING | Singlezone Ducted, Centrally Ducted | 203096742 |  | HRCU-A-CB | TH16B3622 |  | CM36BBCA1+ME12BN21 | 10.75 | 16.25 | 9.5 |  |  |  | FALSE | FALSE | FALSE | 34000 | 22200 | 2.7 | 22200 | 2.7
205539224 | 04/28/22 | Live | Johnson Controls Inc. (York International Norman) | YORK | Singlezone Ducted, Centrally Ducted | 205539224 |  | HRCU-A-CB | YHM36B22 |  | CF42BXA1+MVC12BN21+TXV | 11 | 16.5 | 9.5 |  |  |  | FALSE | FALSE | FALSE | 34000 | 22000 | 2.72 | 22000 | 2.72
205549348 | 04/28/22 | Live | Johnson Controls Inc. (York International Norman) | LUXAIRE | Singlezone Ducted, Centrally Ducted | 205549348 |  | HRCU-A-CB | TH16B3622 |  | CF42BXA1+MVC12BN21+TXV | 11 | 16.5 | 9.5 |  |  |  | FALSE | FALSE | FALSE | 34000 | 22000 | 2.72 | 22000 | 2.72
205549349 | 04/28/22 | Live | Johnson Controls Inc. (York International Norman) | FRASER-JOHNSTON | Singlezone Ducted, Centrally Ducted | 205549349 |  | HRCU-A-CB | TH16B3622 |  | CF42BXA1+MVC12BN21+TXV | 11 | 16.5 | 9.5 |  |  |  | FALSE | FALSE | FALSE | 34000 | 22000 | 2.72 | 22000 | 2.72
205549350 | 04/28/22 | Live | Johnson Controls Inc. (York International Norman) | CHAMPION HEATING AND COOLING | Singlezone Ducted, Centrally Ducted | 205549350 |  | HRCU-A-CB | TH16B3622 |  | CF42BXA1+MVC12BN21+TXV | 11 | 16.5 | 9.5 |  |  |  | FALSE | FALSE | FALSE | 34000 | 22000 | 2.72 | 22000 | 2.72
9006267 | 04/28/22 | Live | Johnson Controls Inc. (York International Norman) | YORK | Singlezone Ducted, Centrally Ducted | 9006267 |  | HRCU-A-CB | YHM24B21 |  | AE24BX21+TXV | 12.3 | 17.5 | 9.3 |  |  |  | FALSE | FALSE | FALSE | 25200 | 15100 | 2.65 | 15100 | 2.65
9006270 | 04/28/22 | Live | Johnson Controls Inc. (York International Norman) | COLEMAN | Singlezone Ducted, Centrally Ducted | 9006270 |  | HRCU-A-CB | CH16B2421 |  | AE24BX21+TXV | 12.3 | 17.5 | 9.3 |  |  |  | FALSE | FALSE | FALSE | 25200 | 15100 | 2.65 | 15100 | 2.65
9006271 | 04/28/22 | Live | Johnson Controls Inc. (York International Norman) | LUXAIRE | Singlezone Ducted, Centrally Ducted | 9006271 |  | HRCU-A-CB | TH16B2421 |  | AE24BX21+TXV | 12.3 | 17.5 | 9.3 |  |  |  | FALSE | FALSE | FALSE | 25200 | 15100 | 2.65 | 15100 | 2.65
9006272 | 04/28/22 | Live | Johnson Controls Inc. (York International Norman) | FRASER-JOHNSTON | Singlezone Ducted, Centrally Ducted | 9006272 |  | HRCU-A-CB | TH16B2421 |  | AE24BX21+TXV | 12.3 | 17.5 | 9.3 |  |  |  | FALSE | FALSE | FALSE | 25200 | 15100 | 2.65 | 15100 | 2.65
9006283 | 04/28/22 | Live | Johnson Controls Inc. (York International Norman) | CHAMPION HEATING AND COOLING | Singlezone Ducted, Centrally Ducted | 9006283 |  | HRCU-A-CB | TH16B4821 |  | AE48CX21+TXV | 10.2 | 16.7 | 9.7 |  |  |  | FALSE | FALSE | FALSE | 47000 | 28400 | 2.56 | 28400 | 2.56
9854428 | 04/28/22 | Live | Johnson Controls Inc. (York International Norman) | YORK | Singlezone Ducted, Centrally Ducted | 9854428 |  | HRCU-A-CB | YHM24B21 |  | AE24BBA21 | 12.3 | 17.5 | 9.3 |  |  |  | FALSE | FALSE | FALSE | 25200 | 15100 | 2.65 | 15100 | 2.65
9006273 | 04/28/22 | Live | Johnson Controls Inc. (York International Norman) | CHAMPION HEATING AND COOLING | Singlezone Ducted, Centrally Ducted | 9006273 |  | HRCU-A-CB | TH16B2421 |  | AE24BX21+TXV | 12.3 | 17.5 | 9.3 |  |  |  | FALSE | FALSE | FALSE | 25200 | 15100 | 2.65 | 15100 | 2.65
9854436 | 04/28/22 | Live | Johnson Controls Inc. (York International Norman) | COLEMAN | Singlezone Ducted, Centrally Ducted | 9854436 |  | HRCU-A-CB | CH16B2421 |  | AE24BBA21 | 12.3 | 17.5 | 9.3 |  |  |  | FALSE | FALSE | FALSE | 25200 | 15100 | 2.65 | 15100 | 2.65
9006281 | 04/28/22 | Live | Johnson Controls Inc. (York International Norman) | LUXAIRE | Singlezone Ducted, Centrally Ducted | 9006281 |  | HRCU-A-CB | TH16B4821 |  | AE48CX21+TXV | 10.2 | 16.7 | 9.7 |  |  |  | FALSE | FALSE | FALSE | 47000 | 28400 | 2.56 | 28400 | 2.56
9854438 | 04/28/22 | Live | Johnson Controls Inc. (York International Norman) | LUXAIRE | Singlezone Ducted, Centrally Ducted | 9854438 |  | HRCU-A-CB | TH16B2421 |  | AE24BBA21 | 12.3 | 17.5 | 9.3 |  |  |  | FALSE | FALSE | FALSE | 25200 | 15100 | 2.65 | 15100 | 2.65
9854440 | 04/28/22 | Live | Johnson Controls Inc. (York International Norman) | CHAMPION HEATING AND COOLING | Singlezone Ducted, Centrally Ducted | 9854440 |  | HRCU-A-CB | TH16B4821 |  | AE48CBC21 | 10.2 | 16.7 | 9.7 |  |  |  | FALSE | FALSE | FALSE | 47000 | 28400 | 2.56 | 28400 | 2.56
9854437 | 04/28/22 | Live | Johnson Controls Inc. (York International Norman) | FRASER-JOHNSTON | Singlezone Ducted, Centrally Ducted | 9854437 |  | HRCU-A-CB | TH16B2421 |  | AE24BBA21 | 12.3 | 17.5 | 9.3 |  |  |  | FALSE | FALSE | FALSE | 25200 | 15100 | 2.65 | 15100 | 2.65
9854435 | 04/28/22 | Live | Johnson Controls Inc. (York International Norman) | CHAMPION HEATING AND COOLING | Singlezone Ducted, Centrally Ducted | 9854435 |  | HRCU-A-CB | TH16B2421 |  | AE24BBA21 | 12.3 | 17.5 | 9.3 |  |  |  | FALSE | FALSE | FALSE | 25200 | 15100 | 2.65 | 15100 | 2.65
9006236 | 04/28/22 | Live | Johnson Controls Inc. (York International Norman) | YORK | Singlezone Ducted, Centrally Ducted | 9006236 |  | HRCU-A-CB | YHM48B21 |  | AE48CX21+TXV | 10.2 | 16.7 | 9.7 |  |  |  | FALSE | FALSE | FALSE | 47000 | 28400 | 2.56 | 28400 | 2.56
9006280 | 04/28/22 | Live | Johnson Controls Inc. (York International Norman) | COLEMAN | Singlezone Ducted, Centrally Ducted | 9006280 |  | HRCU-A-CB | CH16B4821 |  | AE48CX21+TXV | 10.2 | 16.7 | 9.7 |  |  |  | FALSE | FALSE | FALSE | 47000 | 28400 | 2.56 | 28400 | 2.56
9006282 | 04/28/22 | Live | Johnson Controls Inc. (York International Norman) | FRASER-JOHNSTON | Singlezone Ducted, Centrally Ducted | 9006282 |  | HRCU-A-CB | TH16B4821 |  | AE48CX21+TXV | 10.2 | 16.7 | 9.7 |  |  |  | FALSE | FALSE | FALSE | 47000 | 28400 | 2.56 | 28400 | 2.56
9100301 | 04/28/22 | Live | Johnson Controls Inc. (York International Norman) | YORK | Singlezone Ducted, Centrally Ducted | 9100301 |  | HRCU-A-CB | YHM48B21 |  | AE48CBC21 | 10.2 | 16.7 | 9.7 |  |  |  | FALSE | FALSE | FALSE | 47000 | 28400 | 2.56 | 28400 | 2.56
9854443 | 04/28/22 | Live | Johnson Controls Inc. (York International Norman) | LUXAIRE | Singlezone Ducted, Centrally Ducted | 9854443 |  | HRCU-A-CB | TH16B4821 |  | AE48CBC21 | 10.2 | 16.7 | 9.7 |  |  |  | FALSE | FALSE | FALSE | 47000 | 28400 | 2.56 | 28400 | 2.56
9854442 | 04/28/22 | Live | Johnson Controls Inc. (York International Norman) | FRASER-JOHNSTON | Singlezone Ducted, Centrally Ducted | 9854442 |  | HRCU-A-CB | TH16B4821 |  | AE48CBC21 | 10.2 | 16.7 | 9.7 |  |  |  | FALSE | FALSE | FALSE | 47000 | 28400 | 2.56 | 28400 | 2.56
9854441 | 04/28/22 | Live | Johnson Controls Inc. (York International Norman) | COLEMAN | Singlezone Ducted, Centrally Ducted | 9854441 |  | HRCU-A-CB | CH16B4821 |  | AE48CBC21 | 10.2 | 16.7 | 9.7 |  |  |  | FALSE | FALSE | FALSE | 47000 | 28400 | 2.56 | 28400 | 2.56
205547849 | 04/28/22 | Live | Johnson Controls Inc. (York International Norman) | FRASER-JOHNSTON | Singlezone Ducted, Centrally Ducted | 205547849 |  | HRCU-A-CB | TH16B6021 |  | CM64DXA1+MVC20DN21+TXV | 10.25 | 16.25 | 9.5 |  |  |  | FALSE | FALSE | FALSE | 57500 | 32600 | 2.74 | 32600 | 2.74
205538494 | 04/28/22 | Live | Johnson Controls Inc. (York International Norman) | YORK | Singlezone Ducted, Centrally Ducted | 205538494 |  | HRCU-A-CB | YHM60B21 |  | CF64DXA1+MVC20DN21+TXV | 10.25 | 16.25 | 9.5 |  |  |  | FALSE | FALSE | FALSE | 57500 | 32600 | 2.74 | 32600 | 2.74
205547843 | 04/28/22 | Live | Johnson Controls Inc. (York International Norman) | COLEMAN | Singlezone Ducted, Centrally Ducted | 205547843 |  | HRCU-A-CB | CH16B6021 |  | CF64DXA1+MVC20DN21+TXV | 10.25 | 16.25 | 9.5 |  |  |  | FALSE | FALSE | FALSE | 57500 | 32600 | 2.74 | 32600 | 2.74
205547845 | 04/28/22 | Live | Johnson Controls Inc. (York International Norman) | FRASER-JOHNSTON | Singlezone Ducted, Centrally Ducted | 205547845 |  | HRCU-A-CB | TH16B6021 |  | CF64DXA1+MVC20DN21+TXV | 10.25 | 16.25 | 9.5 |  |  |  | FALSE | FALSE | FALSE | 57500 | 32600 | 2.74 | 32600 | 2.74
205547844 | 04/28/22 | Live | Johnson Controls Inc. (York International Norman) | LUXAIRE | Singlezone Ducted, Centrally Ducted | 205547844 |  | HRCU-A-CB | TH16B6021 |  | CF64DXA1+MVC20DN21+TXV | 10.25 | 16.25 | 9.5 |  |  |  | FALSE | FALSE | FALSE | 57500 | 32600 | 2.74 | 32600 | 2.74
205547847 | 04/28/22 | Live | Johnson Controls Inc. (York International Norman) | COLEMAN | Singlezone Ducted, Centrally Ducted | 205547847 |  | HRCU-A-CB | CH16B6021 |  | CM64DXA1+MVC20DN21+TXV | 10.25 | 16.25 | 9.5 |  |  |  | FALSE | FALSE | FALSE | 57500 | 32600 | 2.74 | 32600 | 2.74
205547846 | 04/28/22 | Live | Johnson Controls Inc. (York International Norman) | CHAMPION HEATING AND COOLING | Singlezone Ducted, Centrally Ducted | 205547846 |  | HRCU-A-CB | TH16B6021 |  | CF64DXA1+MVC20DN21+TXV | 10.25 | 16.25 | 9.5 |  |  |  | FALSE | FALSE | FALSE | 57500 | 32600 | 2.74 | 32600 | 2.74
205538496 | 04/28/22 | Live | Johnson Controls Inc. (York International Norman) | YORK | Singlezone Ducted, Centrally Ducted | 205538496 |  | HRCU-A-CB | YHM60B21 |  | CM64DXA1+MVC20DN21+TXV | 10.25 | 16.25 | 9.5 |  |  |  | FALSE | FALSE | FALSE | 57500 | 32600 | 2.74 | 32600 | 2.74
205547848 | 04/28/22 | Live | Johnson Controls Inc. (York International Norman) | LUXAIRE | Singlezone Ducted, Centrally Ducted | 205547848 |  | HRCU-A-CB | TH16B6021 |  | CM64DXA1+MVC20DN21+TXV | 10.25 | 16.25 | 9.5 |  |  |  | FALSE | FALSE | FALSE | 57500 | 32600 | 2.74 | 32600 | 2.74
205547850 | 04/28/22 | Live | Johnson Controls Inc. (York International Norman) | CHAMPION HEATING AND COOLING | Singlezone Ducted, Centrally Ducted | 205547850 |  | HRCU-A-CB | TH16B6021 |  | CM64DXA1+MVC20DN21+TXV | 10.25 | 16.25 | 9.5 |  |  |  | FALSE | FALSE | FALSE | 57500 | 32600 | 2.74 | 32600 | 2.74
9060443 | 04/28/22 | Live | Johnson Controls Inc. (York International Norman) | LUXAIRE | Singlezone Ducted, Centrally Ducted | 9060443 |  | HRCU-A-CB | TH16B2421 |  | AVC36BX21+TXV | 12 | 17.75 | 9 |  |  |  | FALSE | FALSE | FALSE | 24000 | 15000 | 2.65 | 15000 | 2.65
9060433 | 04/28/22 | Live | Johnson Controls Inc. (York International Norman) | COLEMAN | Singlezone Ducted, Centrally Ducted | 9060433 |  | HRCU-A-CB | CH16B2421 |  | AVC36BX21+TXV | 12 | 17.75 | 9 |  |  |  | FALSE | FALSE | FALSE | 24000 | 15000 | 2.65 | 15000 | 2.65
9060333 | 04/28/22 | Live | Johnson Controls Inc. (York International Norman) | YORK | Singlezone Ducted, Centrally Ducted | 9060333 |  | HRCU-A-CB | YHM24B21 |  | AVC36BX21+TXV | 12 | 17.75 | 9 |  |  |  | FALSE | FALSE | FALSE | 24000 | 15000 | 2.65 | 15000 | 2.65
9060453 | 04/28/22 | Live | Johnson Controls Inc. (York International Norman) | FRASER-JOHNSTON | Singlezone Ducted, Centrally Ducted | 9060453 |  | HRCU-A-CB | TH16B2421 |  | AVC36BX21+TXV | 12 | 17.75 | 9 |  |  |  | FALSE | FALSE | FALSE | 24000 | 15000 | 2.65 | 15000 | 2.65
9060332 | 04/28/22 | Live | Johnson Controls Inc. (York International Norman) | YORK | Singlezone Ducted, Centrally Ducted | 9060332 |  | HRCU-A-CB | YHM24B21 |  | AVC30BX21+TXV | 12.25 | 18 | 9 |  |  |  | FALSE | FALSE | FALSE | 24000 | 15100 | 2.63 | 15100 | 2.63
9060463 | 04/28/22 | Live | Johnson Controls Inc. (York International Norman) | CHAMPION HEATING AND COOLING | Singlezone Ducted, Centrally Ducted | 9060463 |  | HRCU-A-CB | TH16B2421 |  | AVC36BX21+TXV | 12 | 17.75 | 9 |  |  |  | FALSE | FALSE | FALSE | 24000 | 15000 | 2.65 | 15000 | 2.65
9060442 | 04/28/22 | Live | Johnson Controls Inc. (York International Norman) | LUXAIRE | Singlezone Ducted, Centrally Ducted | 9060442 |  | HRCU-A-CB | TH16B2421 |  | AVC30BX21+TXV | 12.25 | 18 | 9 |  |  |  | FALSE | FALSE | FALSE | 24000 | 15100 | 2.63 | 15100 | 2.63
9060462 | 04/28/22 | Live | Johnson Controls Inc. (York International Norman) | CHAMPION HEATING AND COOLING | Singlezone Ducted, Centrally Ducted | 9060462 |  | HRCU-A-CB | TH16B2421 |  | AVC30BX21+TXV | 12.25 | 18 | 9 |  |  |  | FALSE | FALSE | FALSE | 24000 | 15100 | 2.63 | 15100 | 2.63
9060432 | 04/28/22 | Live | Johnson Controls Inc. (York International Norman) | COLEMAN | Singlezone Ducted, Centrally Ducted | 9060432 |  | HRCU-A-CB | CH16B2421 |  | AVC30BX21+TXV | 12.25 | 18 | 9 |  |  |  | FALSE | FALSE | FALSE | 24000 | 15100 | 2.63 | 15100 | 2.63
9060452 | 04/28/22 | Live | Johnson Controls Inc. (York International Norman) | FRASER-JOHNSTON | Singlezone Ducted, Centrally Ducted | 9060452 |  | HRCU-A-CB | TH16B2421 |  | AVC30BX21+TXV | 12.25 | 18 | 9 |  |  |  | FALSE | FALSE | FALSE | 24000 | 15100 | 2.63 | 15100 | 2.63
206778794 | 04/28/22 | Live | Johnson Controls Inc. (York International Norman) | YORK | Singlezone Ducted, Centrally Ducted | 206778794 |  | HRCU-A-CB | YHM24B21 |  | CF36BXA1+ME08BN21+TXV | 12.25 | 18 | 9 |  |  |  | FALSE | FALSE | FALSE | 24000 | 15000 | 2.68 | 15000 | 2.68
206779769 | 04/28/22 | Live | Johnson Controls Inc. (York International Norman) | COLEMAN | Singlezone Ducted, Centrally Ducted | 206779769 |  | HRCU-A-CB | CH16B2421 |  | CF36BXA1+ME08BN21+TXV | 12.25 | 18 | 9 |  |  |  | FALSE | FALSE | FALSE | 24000 | 15000 | 2.68 | 15000 | 2.68
206779774 | 04/28/22 | Live | Johnson Controls Inc. (York International Norman) | LUXAIRE | Singlezone Ducted, Centrally Ducted | 206779774 |  | HRCU-A-CB | TH16B2421 |  | CF36BBAA1+ME08BN21 | 12.25 | 18 | 9 |  |  |  | FALSE | FALSE | FALSE | 24000 | 15000 | 2.68 | 15000 | 2.68
206779775 | 04/28/22 | Live | Johnson Controls Inc. (York International Norman) | FRASER-JOHNSTON | Singlezone Ducted, Centrally Ducted | 206779775 |  | HRCU-A-CB | TH16B2421 |  | CF36BBAA1+ME08BN21 | 12.25 | 18 | 9 |  |  |  | FALSE | FALSE | FALSE | 24000 | 15000 | 2.68 | 15000 | 2.68
206779770 | 04/28/22 | Live | Johnson Controls Inc. (York International Norman) | LUXAIRE | Singlezone Ducted, Centrally Ducted | 206779770 |  | HRCU-A-CB | TH16B2421 |  | CF36BXA1+ME08BN21+TXV | 12.25 | 18 | 9 |  |  |  | FALSE | FALSE | FALSE | 24000 | 15000 | 2.68 | 15000 | 2.68
206779771 | 04/28/22 | Live | Johnson Controls Inc. (York International Norman) | FRASER-JOHNSTON | Singlezone Ducted, Centrally Ducted | 206779771 |  | HRCU-A-CB | TH16B2421 |  | CF36BXA1+ME08BN21+TXV | 12.25 | 18 | 9 |  |  |  | FALSE | FALSE | FALSE | 24000 | 15000 | 2.68 | 15000 | 2.68
206778795 | 04/28/22 | Live | Johnson Controls Inc. (York International Norman) | YORK | Singlezone Ducted, Centrally Ducted | 206778795 |  | HRCU-A-CB | YHM24B21 |  | CF36BBAA1+ME08BN21 | 12.25 | 18 | 9 |  |  |  | FALSE | FALSE | FALSE | 24000 | 15000 | 2.68 | 15000 | 2.68
206779772 | 04/28/22 | Live | Johnson Controls Inc. (York International Norman) | CHAMPION HEATING AND COOLING | Singlezone Ducted, Centrally Ducted | 206779772 |  | HRCU-A-CB | TH16B2421 |  | CF36BXA1+ME08BN21+TXV | 12.25 | 18 | 9 |  |  |  | FALSE | FALSE | FALSE | 24000 | 15000 | 2.68 | 15000 | 2.68
206779773 | 04/28/22 | Live | Johnson Controls Inc. (York International Norman) | COLEMAN | Singlezone Ducted, Centrally Ducted | 206779773 |  | HRCU-A-CB | CH16B2421 |  | CF36BBAA1+ME08BN21 | 12.25 | 18 | 9 |  |  |  | FALSE | FALSE | FALSE | 24000 | 15000 | 2.68 | 15000 | 2.68
206778796 | 04/28/22 | Live | Johnson Controls Inc. (York International Norman) | YORK | Singlezone Ducted, Centrally Ducted | 206778796 |  | HRCU-A-CB | YHM24B21 |  | CM36BXA1+ME08BN21+TXV | 12.25 | 18 | 9 |  |  |  | FALSE | FALSE | FALSE | 24000 | 15000 | 2.68 | 15000 | 2.68
206779776 | 04/28/22 | Live | Johnson Controls Inc. (York International Norman) | CHAMPION HEATING AND COOLING | Singlezone Ducted, Centrally Ducted | 206779776 |  | HRCU-A-CB | TH16B2421 |  | CF36BBAA1+ME08BN21 | 12.25 | 18 | 9 |  |  |  | FALSE | FALSE | FALSE | 24000 | 15000 | 2.68 | 15000 | 2.68
206779778 | 04/28/22 | Live | Johnson Controls Inc. (York International Norman) | LUXAIRE | Singlezone Ducted, Centrally Ducted | 206779778 |  | HRCU-A-CB | TH16B2421 |  | CM36BXA1+ME08BN21+TXV | 12.25 | 18 | 9 |  |  |  | FALSE | FALSE | FALSE | 24000 | 15000 | 2.68 | 15000 | 2.68
206779777 | 04/28/22 | Live | Johnson Controls Inc. (York International Norman) | COLEMAN | Singlezone Ducted, Centrally Ducted | 206779777 |  | HRCU-A-CB | CH16B2421 |  | CM36BXA1+ME08BN21+TXV | 12.25 | 18 | 9 |  |  |  | FALSE | FALSE | FALSE | 24000 | 15000 | 2.68 | 15000 | 2.68
206779779 | 04/28/22 | Live | Johnson Controls Inc. (York International Norman) | FRASER-JOHNSTON | Singlezone Ducted, Centrally Ducted | 206779779 |  | HRCU-A-CB | TH16B2421 |  | CM36BXA1+ME08BN21+TXV | 12.25 | 18 | 9 |  |  |  | FALSE | FALSE | FALSE | 24000 | 15000 | 2.68 | 15000 | 2.68
206779780 | 04/28/22 | Live | Johnson Controls Inc. (York International Norman) | CHAMPION HEATING AND COOLING | Singlezone Ducted, Centrally Ducted | 206779780 |  | HRCU-A-CB | TH16B2421 |  | CM36BXA1+ME08BN21+TXV | 12.25 | 18 | 9 |  |  |  | FALSE | FALSE | FALSE | 24000 | 15000 | 2.68 | 15000 | 2.68
206779781 | 04/28/22 | Live | Johnson Controls Inc. (York International Norman) | COLEMAN | Singlezone Ducted, Centrally Ducted | 206779781 |  | HRCU-A-CB | CH16B2421 |  | CM36BBAA1+ME08BN21 | 12.25 | 18 | 9 |  |  |  | FALSE | FALSE | FALSE | 24000 | 15000 | 2.68 | 15000 | 2.68
206778797 | 04/28/22 | Live | Johnson Controls Inc. (York International Norman) | YORK | Singlezone Ducted, Centrally Ducted | 206778797 |  | HRCU-A-CB | YHM24B21 |  | CM36BBAA1+ME08BN21 | 12.25 | 18 | 9 |  |  |  | FALSE | FALSE | FALSE | 24000 | 15000 | 2.68 | 15000 | 2.68
206779783 | 04/28/22 | Live | Johnson Controls Inc. (York International Norman) | FRASER-JOHNSTON | Singlezone Ducted, Centrally Ducted | 206779783 |  | HRCU-A-CB | TH16B2421 |  | CM36BBAA1+ME08BN21 | 12.25 | 18 | 9 |  |  |  | FALSE | FALSE | FALSE | 24000 | 15000 | 2.68 | 15000 | 2.68
206779782 | 04/28/22 | Live | Johnson Controls Inc. (York International Norman) | LUXAIRE | Singlezone Ducted, Centrally Ducted | 206779782 |  | HRCU-A-CB | TH16B2421 |  | CM36BBAA1+ME08BN21 | 12.25 | 18 | 9 |  |  |  | FALSE | FALSE | FALSE | 24000 | 15000 | 2.68 | 15000 | 2.68
206779784 | 04/28/22 | Live | Johnson Controls Inc. (York International Norman) | CHAMPION HEATING AND COOLING | Singlezone Ducted, Centrally Ducted | 206779784 |  | HRCU-A-CB | TH16B2421 |  | CM36BBAA1+ME08BN21 | 12.25 | 18 | 9 |  |  |  | FALSE | FALSE | FALSE | 24000 | 15000 | 2.68 | 15000 | 2.68
205965761 | 10/28/22 | Live | Daikin North America, LLC | AMANA DISTINCTIONS | Singlezone Ducted, Centrally Ducted | 205965761 |  | HRCU-A-CB | GVZC200241A* |  | CA*F3743*6D*+MBVC1201**-1A*+TXV | 13 | 21 | 10 |  |  |  | FALSE | FALSE | FALSE | 23800 | 13000 | 2.63 | 15200 | 2.45
205965760 | 10/28/22 | Live | Daikin North America, LLC | AMANA DISTINCTIONS | Singlezone Ducted, Centrally Ducted | 205965760 |  | HRCU-A-CB | GVZC200241A* |  | CA*F3642*6D*+MBVC1201**-1A*+TXV | 13 | 21 | 10 |  |  |  | FALSE | FALSE | FALSE | 23400 | 13000 | 2.57 | 15200 | 2.45
205965762 | 10/28/22 | Live | Daikin North America, LLC | AMANA DISTINCTIONS | Singlezone Ducted, Centrally Ducted | 205965762 |  | HRCU-A-CB | GVZC200241A* |  | CHPF3636B6C*+MBVC1201**-1A*+TXV | 13 | 21 | 10 |  |  |  | FALSE | FALSE | FALSE | 23400 | 13000 | 2.61 | 15200 | 2.45
205965763 | 10/28/22 | Live | Daikin North America, LLC | AMANA DISTINCTIONS | Singlezone Ducted, Centrally Ducted | 205965763 |  | HRCU-A-CB | GVZC200241A* |  | CHPF3642C6C*+MBVC1201**-1A*+TXV | 13 | 21 | 10 |  |  |  | FALSE | FALSE | FALSE | 23400 | 13000 | 2.61 | 15200 | 2.45
205965767 | 10/28/22 | Live | Daikin North America, LLC | AMANA DISTINCTIONS | Singlezone Ducted, Centrally Ducted | 205965767 |  | HRCU-A-CB | GVZC200361A* |  | CA*F3137*6A*+MBVC1600**-1A*+TXV | 13.5 | 20 | 10 |  |  |  | FALSE | FALSE | FALSE | 34800 | 18200 | 2.44 | 28800 | 2.27
205965766 | 10/28/22 | Live | Daikin North America, LLC | AMANA DISTINCTIONS | Singlezone Ducted, Centrally Ducted | 205965766 |  | HRCU-A-CB | GVZC200361A* |  | CA*F3137*6A*+MBVC1200**-1A*+TXV | 13.5 | 20 | 10 |  |  |  | FALSE | FALSE | FALSE | 34800 | 18000 | 2.42 | 28800 | 2.27
207430573 | 07/11/22 | Live | Johnson Controls Inc. (York International Norman) | YORK | Singlezone Ducted, Centrally Ducted | 207430573 |  | HRCU-A-CB | HMH72B481 | Ducted Indoor Units | XAFD60JXXN1+ME14DN21+TXV | 10 | 18.25 | 9.3 |  |  |  | FALSE | FALSE | FALSE | 47500 | 30000 | 2.52 | 30000 | 2.52
205965776 | 10/28/22 | Live | Daikin North America, LLC | AMANA DISTINCTIONS | Singlezone Ducted, Centrally Ducted | 205965776 |  | HRCU-A-CB | GVZC200361A* |  | CA*F3642*6D*+MBVC1600**-1A*+TXV | 13.5 | 20 | 10 |  |  |  | FALSE | FALSE | FALSE | 34600 | 18000 | 2.42 | 28800 | 2.27
207434698 | 07/11/22 | Live | Johnson Controls Inc. (York International Norman) | COLEMAN | Singlezone Ducted, Centrally Ducted | 207434698 |  | HRCU-A-CB | HMH72B481 | Ducted Indoor Units | XAFD60JXXN1+ME14DN21+TXV | 10 | 18.25 | 9.3 |  |  |  | FALSE | FALSE | FALSE | 47500 | 30000 | 2.52 | 30000 | 2.52
205965775 | 10/28/22 | Live | Daikin North America, LLC | AMANA DISTINCTIONS | Singlezone Ducted, Centrally Ducted | 205965775 |  | HRCU-A-CB | GVZC200361A* |  | CA*F3642*6D*+MBVC1200**-1A*+TXV | 13 | 20 | 10 |  |  |  | FALSE | FALSE | FALSE | 34600 | 18000 | 2.4 | 28800 | 2.27
205965826 | 10/28/22 | Live | Daikin North America, LLC | AMANA DISTINCTIONS | Singlezone Ducted, Centrally Ducted | 205965826 |  | HRCU-A-CB | GVZC200361A* |  | CA*F3743*6D*+MBVC1201**-1A*+TXV | 13.5 | 20 | 10 |  |  |  | FALSE | FALSE | FALSE | 35200 | 18200 | 2.42 | 28800 | 2.27
207434707 | 07/11/22 | Live | Johnson Controls Inc. (York International Norman) | LUXAIRE | Singlezone Ducted, Centrally Ducted | 207434707 |  | HRCU-A-CB | HMH72B481 | Ducted Indoor Units | XAFD60JXXN1+ME14DN21+TXV | 10 | 18.25 | 9.3 |  |  |  | FALSE | FALSE | FALSE | 47500 | 30000 | 2.52 | 30000 | 2.52
205965827 | 10/28/22 | Live | Daikin North America, LLC | AMANA DISTINCTIONS | Singlezone Ducted, Centrally Ducted | 205965827 |  | HRCU-A-CB | GVZC200361A* |  | CA*F3743*6D*+MBVC1601**-1A*+TXV | 14 | 21 | 10 |  |  |  | FALSE | FALSE | FALSE | 35400 | 18200 | 2.46 | 28800 | 2.27
205965829 | 10/28/22 | Live | Daikin North America, LLC | AMANA DISTINCTIONS | Singlezone Ducted, Centrally Ducted | 205965829 |  | HRCU-A-CB | GVZC200361A* |  | CHPF3642C6C*+MBVC1601**-1A*+TXV | 13.5 | 20 | 10 |  |  |  | FALSE | FALSE | FALSE | 35000 | 18000 | 2.42 | 28800 | 2.27
207434710 | 07/11/22 | Live | Johnson Controls Inc. (York International Norman) | FRASER-JOHNSTON | Singlezone Ducted, Centrally Ducted | 207434710 |  | HRCU-A-CB | HMH72B481 | Ducted Indoor Units | XAFD60JXXN1+ME14DN21+TXV | 10 | 18.25 | 9.3 |  |  |  | FALSE | FALSE | FALSE | 47500 | 30000 | 2.52 | 30000 | 2.52
205965830 | 10/28/22 | Live | Daikin North America, LLC | AMANA DISTINCTIONS | Singlezone Ducted, Centrally Ducted | 205965830 |  | HRCU-A-CB | GVZC200361A* |  | CHPF3743C6B*+MBVC1201**-1A*+TXV | 13.5 | 20 | 10 |  |  |  | FALSE | FALSE | FALSE | 35000 | 18200 | 2.42 | 28800 | 2.27
205965831 | 10/28/22 | Live | Daikin North America, LLC | AMANA DISTINCTIONS | Singlezone Ducted, Centrally Ducted | 205965831 |  | HRCU-A-CB | GVZC200361A* |  | CHPF3743C6B*+MBVC1601**-1A*+TXV | 13.5 | 20 | 10 |  |  |  | FALSE | FALSE | FALSE | 35200 | 18200 | 2.44 | 28800 | 2.27
207434719 | 07/11/22 | Live | Johnson Controls Inc. (York International Norman) | CHAMPION HEATING AND COOLING | Singlezone Ducted, Centrally Ducted | 207434719 |  | HRCU-A-CB | HMH72B481 | Ducted Indoor Units | XAFD60JXXN1+ME14DN21+TXV | 10 | 18.25 | 9.3 |  |  |  | FALSE | FALSE | FALSE | 47500 | 30000 | 2.52 | 30000 | 2.52
205965833 | 10/28/22 | Live | Daikin North America, LLC | AMANA DISTINCTIONS | Singlezone Ducted, Centrally Ducted | 205965833 |  | HRCU-A-CB | GVZC200361A* |  | CSCF3642N6D*+MBVC1601**-1A*+TXV | 13.5 | 20 | 10 |  |  |  | FALSE | FALSE | FALSE | 35000 | 18200 | 2.44 | 28800 | 2.27
205965832 | 10/28/22 | Live | Daikin North America, LLC | AMANA DISTINCTIONS | Singlezone Ducted, Centrally Ducted | 205965832 |  | HRCU-A-CB | GVZC200361A* |  | CSCF3642N6D*+MBVC1201**-1A*+TXV | 13.5 | 20 | 10 |  |  |  | FALSE | FALSE | FALSE | 34800 | 18200 | 2.42 | 28800 | 2.27
205965844 | 10/28/22 | Live | Daikin North America, LLC | AMANA DISTINCTIONS | Singlezone Ducted, Centrally Ducted | 205965844 |  | HRCU-A-CB | GVZC200481A* |  | CHPF4860D6D*+MBVC1600**-1A*+TXV | 12 | 19.5 | 10 |  |  |  | FALSE | FALSE | FALSE | 45000 | 26600 | 2.76 | 34000 | 2.4
208500727 | 07/11/22 | Live | Johnson Controls Inc. (York International Norman) | YORK | Singlezone Ducted, Centrally Ducted | 208500727 |  | HRCU-A-CB | HMH72B481 | Ducted Indoor Units | JHETC60HXXS2N1+TXV | 10.25 | 18 | 9.3 |  |  |  | FALSE | FALSE | FALSE | 48000 | 29600 | 2.5 | 29600 | 2.5
208501086 | 07/11/22 | Live | Johnson Controls Inc. (York International Norman) | COLEMAN | Singlezone Ducted, Centrally Ducted | 208501086 |  | HRCU-A-CB | HMH72B481 | Ducted Indoor Units | JHETC60HXXS2N1+TXV | 10.25 | 18 | 9.3 |  |  |  | FALSE | FALSE | FALSE | 48000 | 29600 | 2.5 | 29600 | 2.5
205965837 | 10/28/22 | Live | Daikin North America, LLC | AMANA DISTINCTIONS | Singlezone Ducted, Centrally Ducted | 205965837 |  | HRCU-A-CB | GVZC200481A* |  | CA*F4860*6D*+MBVC1600**-1A*+TXV | 12 | 19.5 | 10 |  |  |  | FALSE | FALSE | FALSE | 44500 | 26600 | 2.76 | 34000 | 2.4
205965838 | 10/28/22 | Live | Daikin North America, LLC | AMANA DISTINCTIONS | Singlezone Ducted, Centrally Ducted | 205965838 |  | HRCU-A-CB | GVZC200481A* |  | CA*F4860*6D*+MBVC2000**-1A*+TXV | 12.5 | 20 | 10 |  |  |  | FALSE | FALSE | FALSE | 45000 | 26600 | 2.8 | 34000 | 2.4
208501089 | 07/11/22 | Live | Johnson Controls Inc. (York International Norman) | LUXAIRE | Singlezone Ducted, Centrally Ducted | 208501089 |  | HRCU-A-CB | HMH72B481 | Ducted Indoor Units | JHETC60HXXS2N1+TXV | 10.25 | 18 | 9.3 |  |  |  | FALSE | FALSE | FALSE | 48000 | 29600 | 2.5 | 29600 | 2.5
208501091 | 07/11/22 | Live | Johnson Controls Inc. (York International Norman) | FRASER-JOHNSTON | Singlezone Ducted, Centrally Ducted | 208501091 |  | HRCU-A-CB | HMH72B481 | Ducted Indoor Units | JHETC60HXXS2N1+TXV | 10.25 | 18 | 9.3 |  |  |  | FALSE | FALSE | FALSE | 48000 | 29600 | 2.5 | 29600 | 2.5
208501092 | 07/11/22 | Live | Johnson Controls Inc. (York International Norman) | CHAMPION HEATING AND COOLING | Singlezone Ducted, Centrally Ducted | 208501092 |  | HRCU-A-CB | HMH72B481 | Ducted Indoor Units | JHETC60HXXS2N1+TXV | 10.25 | 18 | 9.3 |  |  |  | FALSE | FALSE | FALSE | 48000 | 29600 | 2.5 | 29600 | 2.5
208614074 | 07/11/22 | Live | Johnson Controls Inc. (York International Norman) | COLEMAN | Singlezone Ducted, Centrally Ducted | 208614074 |  | HRCU-A-CB | HMH72B481 | Ducted Indoor Units | JHETD48GBCS2N1 | 10.25 | 18 | 9.3 |  |  |  | FALSE | FALSE | FALSE | 48000 | 29600 | 2.5 | 29600 | 2.5
205965850 | 10/28/22 | Live | Daikin North America, LLC | AMANA DISTINCTIONS | Singlezone Ducted, Centrally Ducted | 205965850 |  | HRCU-A-CB | GVZC200481A* |  | CSCF4860N6D*+MBVC2000**-1A*+TXV | 12.5 | 20 | 10 |  |  |  | FALSE | FALSE | FALSE | 45000 | 26600 | 2.85 | 34000 | 2.4
208614077 | 07/11/22 | Live | Johnson Controls Inc. (York International Norman) | LUXAIRE | Singlezone Ducted, Centrally Ducted | 208614077 |  | HRCU-A-CB | HMH72B481 | Ducted Indoor Units | JHETD48GBCS2N1 | 10.25 | 18 | 9.3 |  |  |  | FALSE | FALSE | FALSE | 48000 | 29600 | 2.5 | 29600 | 2.5
208614082 | 07/11/22 | Live | Johnson Controls Inc. (York International Norman) | FRASER-JOHNSTON | Singlezone Ducted, Centrally Ducted | 208614082 |  | HRCU-A-CB | HMH72B481 | Ducted Indoor Units | JHETD48GBCS2N1 | 10.25 | 18 | 9.3 |  |  |  | FALSE | FALSE | FALSE | 48000 | 29600 | 2.5 | 29600 | 2.5
205965849 | 10/28/22 | Live | Daikin North America, LLC | AMANA DISTINCTIONS | Singlezone Ducted, Centrally Ducted | 205965849 |  | HRCU-A-CB | GVZC200481A* |  | CSCF4860N6D*+MBVC1600**-1A*+TXV | 12 | 20 | 10 |  |  |  | FALSE | FALSE | FALSE | 45000 | 26600 | 2.8 | 34000 | 2.4
205965854 | 10/28/22 | Live | Daikin North America, LLC | AMANA DISTINCTIONS | Singlezone Ducted, Centrally Ducted | 205965854 |  | HRCU-A-CB | GVZC200481A* |  | AVPEC59D14A* | 11.7 | 19 | 9.5 |  |  |  | FALSE | FALSE | FALSE | 44500 | 27000 | 2.4 | 34000 | 2.4
208614085 | 07/11/22 | Live | Johnson Controls Inc. (York International Norman) | CHAMPION HEATING AND COOLING | Singlezone Ducted, Centrally Ducted | 208614085 |  | HRCU-A-CB | HMH72B481 | Ducted Indoor Units | JHETD48GBCS2N1 | 10.25 | 18 | 9.3 |  |  |  | FALSE | FALSE | FALSE | 48000 | 29600 | 2.5 | 29600 | 2.5
205965859 | 10/28/22 | Live | Daikin North America, LLC | AMANA DISTINCTIONS | Singlezone Ducted, Centrally Ducted | 205965859 |  | HRCU-A-CB | GVZC200481A* |  | CSCF4860N6D*+MBVC1601**-1A*+TXV | 12 | 20 | 10 |  |  |  | FALSE | FALSE | FALSE | 45000 | 26600 | 2.8 | 34000 | 2.4
205965855 | 10/28/22 | Live | Daikin North America, LLC | AMANA DISTINCTIONS | Singlezone Ducted, Centrally Ducted | 205965855 |  | HRCU-A-CB | GVZC200481A* |  | CA*F4860*6D*+MBVC1601**-1A*+TXV | 12 | 19.5 | 10 |  |  |  | FALSE | FALSE | FALSE | 44500 | 26600 | 2.76 | 34000 | 2.4
205965856 | 10/28/22 | Live | Daikin North America, LLC | AMANA DISTINCTIONS | Singlezone Ducted, Centrally Ducted | 205965856 |  | HRCU-A-CB | GVZC200481A* |  | CA*F4860*6D*+MBVC2001**-1A*+TXV | 12.5 | 19.5 | 10 |  |  |  | FALSE | FALSE | FALSE | 45000 | 26600 | 2.8 | 34000 | 2.4
205965857 | 10/28/22 | Live | Daikin North America, LLC | AMANA DISTINCTIONS | Singlezone Ducted, Centrally Ducted | 205965857 |  | HRCU-A-CB | GVZC200481A* |  | CHPF4860D6D*+MBVC1601**-1A*+TXV | 12 | 19.5 | 10 |  |  |  | FALSE | FALSE | FALSE | 45000 | 26600 | 2.76 | 34000 | 2.4
205965860 | 10/28/22 | Live | Daikin North America, LLC | AMANA DISTINCTIONS | Singlezone Ducted, Centrally Ducted | 205965860 |  | HRCU-A-CB | GVZC200481A* |  | CSCF4860N6D*+MBVC2001**-1A*+TXV | 12.5 | 20 | 10 |  |  |  | FALSE | FALSE | FALSE | 45000 | 26600 | 2.85 | 34000 | 2.4
205965858 | 10/28/22 | Live | Daikin North America, LLC | AMANA DISTINCTIONS | Singlezone Ducted, Centrally Ducted | 205965858 |  | HRCU-A-CB | GVZC200481A* |  | CHPF4860D6D*+MBVC2001**-1A*+TXV | 12.5 | 20 | 10 |  |  |  | FALSE | FALSE | FALSE | 45000 | 26600 | 2.8 | 34000 | 2.4
205965864 | 10/28/22 | Live | Daikin North America, LLC | AMANA DISTINCTIONS | Singlezone Ducted, Centrally Ducted | 205965864 |  | HRCU-A-CB | GVZC200481A* |  | CA*F4961*6D*+MBVC1600**-1A*+TXV | 12.5 | 20 | 10 |  |  |  | FALSE | FALSE | FALSE | 46500 | 26800 | 2.81 | 34000 | 2.4
207430576 | 07/11/22 | Live | Johnson Controls Inc. (York International Norman) | YORK | Singlezone Ducted, Centrally Ducted | 207430576 |  | HRCU-A-CB | HMH72B481 | Ducted Indoor Units | XAFC60HXXN1+MVC12CN21+TXV | 10.25 | 18.25 | 9 |  |  |  | FALSE | FALSE | FALSE | 48000 | 28800 | 2.48 | 28800 | 2.48
205965871 | 10/28/22 | Live | Daikin North America, LLC | ENERGI AIR | Singlezone Ducted, Centrally Ducted | 205965871 |  | HRCU-A-CB | GVZC200241A* |  | CA*F3642*6D*+MBVC1200**-1A*+TXV | 13 | 21 | 10 |  |  |  | FALSE | FALSE | FALSE | 23400 | 13000 | 2.57 | 15200 | 2.45
207434697 | 07/11/22 | Live | Johnson Controls Inc. (York International Norman) | COLEMAN | Singlezone Ducted, Centrally Ducted | 207434697 |  | HRCU-A-CB | HMH72B481 | Ducted Indoor Units | XAFC60HXXN1+MVC12CN21+TXV | 10.25 | 18.25 | 9 |  |  |  | FALSE | FALSE | FALSE | 48000 | 28800 | 2.48 | 28800 | 2.48
205965870 | 10/28/22 | Live | Daikin North America, LLC | AMANA DISTINCTIONS | Singlezone Ducted, Centrally Ducted | 205965870 |  | HRCU-A-CB | GVZC200481A* |  | CA*F4961*6D*+MBVC2001**-1A*+TXV | 13 | 20 | 10 |  |  |  | FALSE | FALSE | FALSE | 46500 | 26600 | 2.85 | 34000 | 2.4
207434708 | 07/11/22 | Live | Johnson Controls Inc. (York International Norman) | LUXAIRE | Singlezone Ducted, Centrally Ducted | 207434708 |  | HRCU-A-CB | HMH72B481 | Ducted Indoor Units | XAFC60HXXN1+MVC12CN21+TXV | 10.25 | 18.25 | 9 |  |  |  | FALSE | FALSE | FALSE | 48000 | 28800 | 2.48 | 28800 | 2.48
205965872 | 10/28/22 | Live | Daikin North America, LLC | ENERGI AIR | Singlezone Ducted, Centrally Ducted | 205965872 |  | HRCU-A-CB | GVZC200361A* |  | CA*F3743*6D*+MBVC1600**-1A*+TXV | 14 | 21 | 10 |  |  |  | FALSE | FALSE | FALSE | 35400 | 18200 | 2.46 | 28800 | 2.27
205965868 | 10/28/22 | Live | Daikin North America, LLC | AMANA DISTINCTIONS | Singlezone Ducted, Centrally Ducted | 205965868 |  | HRCU-A-CB | GVZC200481A* |  | CHPF4860D6D*+MBVC2000**-1A*+TXV | 12.5 | 20 | 10 |  |  |  | FALSE | FALSE | FALSE | 45000 | 26600 | 2.8 | 34000 | 2.4
207434709 | 07/11/22 | Live | Johnson Controls Inc. (York International Norman) | FRASER-JOHNSTON | Singlezone Ducted, Centrally Ducted | 207434709 |  | HRCU-A-CB | HMH72B481 | Ducted Indoor Units | XAFC60HXXN1+MVC12CN21+TXV | 10.25 | 18.25 | 9 |  |  |  | FALSE | FALSE | FALSE | 48000 | 28800 | 2.48 | 28800 | 2.48
205965869 | 10/28/22 | Live | Daikin North America, LLC | AMANA DISTINCTIONS | Singlezone Ducted, Centrally Ducted | 205965869 |  | HRCU-A-CB | GVZC200481A* |  | CA*F4961*6D*+MBVC1601**-1A*+TXV | 12.5 | 20 | 10 |  |  |  | FALSE | FALSE | FALSE | 46500 | 26800 | 2.81 | 34000 | 2.4
207434720 | 07/11/22 | Live | Johnson Controls Inc. (York International Norman) | CHAMPION HEATING AND COOLING | Singlezone Ducted, Centrally Ducted | 207434720 |  | HRCU-A-CB | HMH72B481 | Ducted Indoor Units | XAFC60HXXN1+MVC12CN21+TXV | 10.25 | 18.25 | 9 |  |  |  | FALSE | FALSE | FALSE | 48000 | 28800 | 2.48 | 28800 | 2.48
205965873 | 10/28/22 | Live | Daikin North America, LLC | ENERGI AIR | Singlezone Ducted, Centrally Ducted | 205965873 |  | HRCU-A-CB | GVZC200481A* |  | CA*F4961*6D*+MBVC2000**-1A*+TXV | 13 | 20 | 10 |  |  |  | FALSE | FALSE | FALSE | 46500 | 26600 | 2.85 | 34000 | 2.4
208206714 | 07/11/22 | Live | Johnson Controls Inc. (York International Norman) | YORK | Singlezone Ducted, Centrally Ducted | 208206714 |  | HRCU-A-CB | HMH72B481 | Ducted Indoor Units | XAHC60HXXN1+ME12CN21+TXV | 10 | 17.75 | 9 |  |  |  | FALSE | FALSE | FALSE | 47000 | 28600 | 2.44 | 28600 | 2.44
205965876 | 10/28/22 | Live | Daikin North America, LLC | ENERGI AIR | Singlezone Ducted, Centrally Ducted | 205965876 |  | HRCU-A-CB | GVZC200241A* |  | CA*F3137*6A*+MBVC1200**-1A*+TXV | 13 | 21 | 10 |  |  |  | FALSE | FALSE | FALSE | 23800 | 13000 | 2.61 | 15200 | 2.45
208400399 | 07/11/22 | Live | Johnson Controls Inc. (York International Norman) | COLEMAN | Singlezone Ducted, Centrally Ducted | 208400399 |  | HRCU-A-CB | HMH72B481 | Ducted Indoor Units | XAHC60HXXN1+ME12CN21+TXV | 10 | 17.75 | 9 |  |  |  | FALSE | FALSE | FALSE | 47000 | 28600 | 2.44 | 28600 | 2.44
208400400 | 07/11/22 | Live | Johnson Controls Inc. (York International Norman) | LUXAIRE | Singlezone Ducted, Centrally Ducted | 208400400 |  | HRCU-A-CB | HMH72B481 | Ducted Indoor Units | XAHC60HXXN1+ME12CN21+TXV | 10 | 17.75 | 9 |  |  |  | FALSE | FALSE | FALSE | 47000 | 28600 | 2.44 | 28600 | 2.44
208400411 | 07/11/22 | Live | Johnson Controls Inc. (York International Norman) | FRASER-JOHNSTON | Singlezone Ducted, Centrally Ducted | 208400411 |  | HRCU-A-CB | HMH72B481 | Ducted Indoor Units | XAHC60HXXN1+ME12CN21+TXV | 10 | 17.75 | 9 |  |  |  | FALSE | FALSE | FALSE | 47000 | 28600 | 2.44 | 28600 | 2.44
208400412 | 07/11/22 | Live | Johnson Controls Inc. (York International Norman) | CHAMPION HEATING AND COOLING | Singlezone Ducted, Centrally Ducted | 208400412 |  | HRCU-A-CB | HMH72B481 | Ducted Indoor Units | XAHC60HXXN1+ME12CN21+TXV | 10 | 17.75 | 9 |  |  |  | FALSE | FALSE | FALSE | 47000 | 28600 | 2.44 | 28600 | 2.44
205965882 | 10/28/22 | Live | Daikin North America, LLC | ENERGI AIR | Singlezone Ducted, Centrally Ducted | 205965882 |  | HRCU-A-CB | GVZC200241A* |  | CA*F3636*6D*+MBVC1200**-1A*+TXV | 13 | 20 | 10 |  |  |  | FALSE | FALSE | FALSE | 23200 | 13000 | 2.57 | 15200 | 2.45
208206701 | 07/11/22 | Live | Johnson Controls Inc. (York International Norman) | YORK | Singlezone Ducted, Centrally Ducted | 208206701 |  | HRCU-A-CB | HMH72B481 | Ducted Indoor Units | XAHC60HXXN1+MVC12CN21+TXV | 10.25 | 18 | 9 |  |  |  | FALSE | FALSE | FALSE | 47000 | 28600 | 2.46 | 28600 | 2.46
208400396 | 07/11/22 | Live | Johnson Controls Inc. (York International Norman) | COLEMAN | Singlezone Ducted, Centrally Ducted | 208400396 |  | HRCU-A-CB | HMH72B481 | Ducted Indoor Units | XAHC60HXXN1+MVC12CN21+TXV | 10.25 | 18 | 9 |  |  |  | FALSE | FALSE | FALSE | 47000 | 28600 | 2.46 | 28600 | 2.46
208400403 | 07/11/22 | Live | Johnson Controls Inc. (York International Norman) | LUXAIRE | Singlezone Ducted, Centrally Ducted | 208400403 |  | HRCU-A-CB | HMH72B481 | Ducted Indoor Units | XAHC60HXXN1+MVC12CN21+TXV | 10.25 | 18 | 9 |  |  |  | FALSE | FALSE | FALSE | 47000 | 28600 | 2.46 | 28600 | 2.46
208400408 | 07/11/22 | Live | Johnson Controls Inc. (York International Norman) | FRASER-JOHNSTON | Singlezone Ducted, Centrally Ducted | 208400408 |  | HRCU-A-CB | HMH72B481 | Ducted Indoor Units | XAHC60HXXN1+MVC12CN21+TXV | 10.25 | 18 | 9 |  |  |  | FALSE | FALSE | FALSE | 47000 | 28600 | 2.46 | 28600 | 2.46
205965891 | 10/28/22 | Live | Daikin North America, LLC | ENERGI AIR | Singlezone Ducted, Centrally Ducted | 205965891 |  | HRCU-A-CB | GVZC200241A* |  | CA*F3743*6D*+MBVC1200**-1A*+TXV | 13 | 21 | 10 |  |  |  | FALSE | FALSE | FALSE | 23800 | 13000 | 2.63 | 15200 | 2.45
205965903 | 10/28/22 | Live | Daikin North America, LLC | ENERGI AIR | Singlezone Ducted, Centrally Ducted | 205965903 |  | HRCU-A-CB | GVZC200241A* |  | CA*F3137*6A*+MBVC1201**-1A*+TXV | 13 | 21 | 10 |  |  |  | FALSE | FALSE | FALSE | 23800 | 13000 | 2.61 | 15200 | 2.45
208400415 | 07/11/22 | Live | Johnson Controls Inc. (York International Norman) | CHAMPION HEATING AND COOLING | Singlezone Ducted, Centrally Ducted | 208400415 |  | HRCU-A-CB | HMH72B481 | Ducted Indoor Units | XAHC60HXXN1+MVC12CN21+TXV | 10.25 | 18 | 9 |  |  |  | FALSE | FALSE | FALSE | 47000 | 28600 | 2.46 | 28600 | 2.46
207430574 | 07/11/22 | Live | Johnson Controls Inc. (York International Norman) | YORK | Singlezone Ducted, Centrally Ducted | 207430574 |  | HRCU-A-CB | HMH72B481 | Ducted Indoor Units | XAFC60HXXN1+ME12CN21+TXV | 10.25 | 18 | 9 |  |  |  | FALSE | FALSE | FALSE | 48000 | 29200 | 2.48 | 29200 | 2.48
207434699 | 07/11/22 | Live | Johnson Controls Inc. (York International Norman) | COLEMAN | Singlezone Ducted, Centrally Ducted | 207434699 |  | HRCU-A-CB | HMH72B481 | Ducted Indoor Units | XAFC60HXXN1+ME12CN21+TXV | 10.25 | 18 | 9 |  |  |  | FALSE | FALSE | FALSE | 48000 | 29200 | 2.48 | 29200 | 2.48
205965896 | 10/28/22 | Live | Daikin North America, LLC | ENERGI AIR | Singlezone Ducted, Centrally Ducted | 205965896 |  | HRCU-A-CB | GVZC200241A* |  | CHPF3636B6C*+MBVC1200**-1A*+TXV | 13 | 21 | 10 |  |  |  | FALSE | FALSE | FALSE | 23400 | 13000 | 2.61 | 15200 | 2.45
207434706 | 07/11/22 | Live | Johnson Controls Inc. (York International Norman) | LUXAIRE | Singlezone Ducted, Centrally Ducted | 207434706 |  | HRCU-A-CB | HMH72B481 | Ducted Indoor Units | XAFC60HXXN1+ME12CN21+TXV | 10.25 | 18 | 9 |  |  |  | FALSE | FALSE | FALSE | 48000 | 29200 | 2.48 | 29200 | 2.48
205965899 | 10/28/22 | Live | Daikin North America, LLC | ENERGI AIR | Singlezone Ducted, Centrally Ducted | 205965899 |  | HRCU-A-CB | GVZC200241A* |  | CHPF3642C6C*+MBVC1200**-1A*+TXV | 13 | 21 | 10 |  |  |  | FALSE | FALSE | FALSE | 23400 | 13000 | 2.61 | 15200 | 2.45
205965904 | 10/28/22 | Live | Daikin North America, LLC | ENERGI AIR | Singlezone Ducted, Centrally Ducted | 205965904 |  | HRCU-A-CB | GVZC200241A* |  | CA*F3636*6D*+MBVC1201**-1A*+TXV | 13 | 20 | 10 |  |  |  | FALSE | FALSE | FALSE | 23200 | 13000 | 2.57 | 15200 | 2.45
205965902 | 10/28/22 | Live | Daikin North America, LLC | ENERGI AIR | Singlezone Ducted, Centrally Ducted | 205965902 |  | HRCU-A-CB | GVZC200241A* |  | AVPEC25B14A* | 13 | 21 | 10 |  |  |  | FALSE | FALSE | FALSE | 23000 | 13600 | 2.61 | 15200 | 2.45
207434711 | 07/11/22 | Live | Johnson Controls Inc. (York International Norman) | FRASER-JOHNSTON | Singlezone Ducted, Centrally Ducted | 207434711 |  | HRCU-A-CB | HMH72B481 | Ducted Indoor Units | XAFC60HXXN1+ME12CN21+TXV | 10.25 | 18 | 9 |  |  |  | FALSE | FALSE | FALSE | 48000 | 29200 | 2.48 | 29200 | 2.48
205965905 | 10/28/22 | Live | Daikin North America, LLC | ENERGI AIR | Singlezone Ducted, Centrally Ducted | 205965905 |  | HRCU-A-CB | GVZC200241A* |  | CA*F3642*6D*+MBVC1201**-1A*+TXV | 13 | 21 | 10 |  |  |  | FALSE | FALSE | FALSE | 23400 | 13000 | 2.57 | 15200 | 2.45
207434718 | 07/11/22 | Live | Johnson Controls Inc. (York International Norman) | CHAMPION HEATING AND COOLING | Singlezone Ducted, Centrally Ducted | 207434718 |  | HRCU-A-CB | HMH72B481 | Ducted Indoor Units | XAFC60HXXN1+ME12CN21+TXV | 10.25 | 18 | 9 |  |  |  | FALSE | FALSE | FALSE | 48000 | 29200 | 2.48 | 29200 | 2.48
205965907 | 10/28/22 | Live | Daikin North America, LLC | ENERGI AIR | Singlezone Ducted, Centrally Ducted | 205965907 |  | HRCU-A-CB | GVZC200241A* |  | CHPF3636B6C*+MBVC1201**-1A*+TXV | 13 | 21 | 10 |  |  |  | FALSE | FALSE | FALSE | 23400 | 13000 | 2.61 | 15200 | 2.45
205965906 | 10/28/22 | Live | Daikin North America, LLC | ENERGI AIR | Singlezone Ducted, Centrally Ducted | 205965906 |  | HRCU-A-CB | GVZC200241A* |  | CA*F3743*6D*+MBVC1201**-1A*+TXV | 13 | 21 | 10 |  |  |  | FALSE | FALSE | FALSE | 23800 | 13000 | 2.63 | 15200 | 2.45
205965908 | 10/28/22 | Live | Daikin North America, LLC | ENERGI AIR | Singlezone Ducted, Centrally Ducted | 205965908 |  | HRCU-A-CB | GVZC200241A* |  | CHPF3642C6C*+MBVC1201**-1A*+TXV | 13 | 21 | 10 |  |  |  | FALSE | FALSE | FALSE | 23400 | 13000 | 2.61 | 15200 | 2.45
205965911 | 10/28/22 | Live | Daikin North America, LLC | ENERGI AIR | Singlezone Ducted, Centrally Ducted | 205965911 |  | HRCU-A-CB | GVZC200361A* |  | CA*F3137*6A*+MBVC1200**-1A*+TXV | 13.5 | 20 | 10 |  |  |  | FALSE | FALSE | FALSE | 34800 | 18000 | 2.42 | 28800 | 2.27
205965912 | 10/28/22 | Live | Daikin North America, LLC | ENERGI AIR | Singlezone Ducted, Centrally Ducted | 205965912 |  | HRCU-A-CB | GVZC200361A* |  | CA*F3137*6A*+MBVC1600**-1A*+TXV | 13.5 | 20 | 10 |  |  |  | FALSE | FALSE | FALSE | 34800 | 18200 | 2.44 | 28800 | 2.27
205965920 | 10/28/22 | Live | Daikin North America, LLC | ENERGI AIR | Singlezone Ducted, Centrally Ducted | 205965920 |  | HRCU-A-CB | GVZC200361A* |  | CA*F3642*6D*+MBVC1200**-1A*+TXV | 13 | 20 | 10 |  |  |  | FALSE | FALSE | FALSE | 34600 | 18000 | 2.4 | 28800 | 2.27
205965921 | 10/28/22 | Live | Daikin North America, LLC | ENERGI AIR | Singlezone Ducted, Centrally Ducted | 205965921 |  | HRCU-A-CB | GVZC200361A* |  | CA*F3642*6D*+MBVC1600**-1A*+TXV | 13.5 | 20 | 10 |  |  |  | FALSE | FALSE | FALSE | 34600 | 18000 | 2.42 | 28800 | 2.27
205965929 | 10/28/22 | Live | Daikin North America, LLC | ENERGI AIR | Singlezone Ducted, Centrally Ducted | 205965929 |  | HRCU-A-CB | GVZC200361A* |  | CA*F3743*6D*+MBVC1200**-1A*+TXV | 13.5 | 20 | 10 |  |  |  | FALSE | FALSE | FALSE | 35200 | 18200 | 2.42 | 28800 | 2.27
205965938 | 10/28/22 | Live | Daikin North America, LLC | ENERGI AIR | Singlezone Ducted, Centrally Ducted | 205965938 |  | HRCU-A-CB | GVZC200361A* |  | CHPF3642C6C*+MBVC1200**-1A*+TXV | 13 | 20 | 10 |  |  |  | FALSE | FALSE | FALSE | 34800 | 18000 | 2.4 | 28800 | 2.27
205965939 | 10/28/22 | Live | Daikin North America, LLC | ENERGI AIR | Singlezone Ducted, Centrally Ducted | 205965939 |  | HRCU-A-CB | GVZC200361A* |  | CHPF3642C6C*+MBVC1600**-1A*+TXV | 13.5 | 20 | 10 |  |  |  | FALSE | FALSE | FALSE | 35000 | 18000 | 2.42 | 28800 | 2.27
205965948 | 10/28/22 | Live | Daikin North America, LLC | ENERGI AIR | Singlezone Ducted, Centrally Ducted | 205965948 |  | HRCU-A-CB | GVZC200361A* |  | CHPF3743C6B*+MBVC1200**-1A*+TXV | 13.5 | 20 | 10 |  |  |  | FALSE | FALSE | FALSE | 35000 | 18200 | 2.42 | 28800 | 2.27
205965949 | 10/28/22 | Live | Daikin North America, LLC | ENERGI AIR | Singlezone Ducted, Centrally Ducted | 205965949 |  | HRCU-A-CB | GVZC200361A* |  | CHPF3743C6B*+MBVC1600**-1A*+TXV | 13.5 | 20 | 10 |  |  |  | FALSE | FALSE | FALSE | 35200 | 18200 | 2.44 | 28800 | 2.27
205965959 | 10/28/22 | Live | Daikin North America, LLC | ENERGI AIR | Singlezone Ducted, Centrally Ducted | 205965959 |  | HRCU-A-CB | GVZC200361A* |  | CSCF3642N6D*+MBVC1200**-1A*+TXV | 13.5 | 20 | 10 |  |  |  | FALSE | FALSE | FALSE | 34800 | 18200 | 2.42 | 28800 | 2.27
205965960 | 10/28/22 | Live | Daikin North America, LLC | ENERGI AIR | Singlezone Ducted, Centrally Ducted | 205965960 |  | HRCU-A-CB | GVZC200361A* |  | CSCF3642N6D*+MBVC1600**-1A*+TXV | 13.5 | 20 | 10 |  |  |  | FALSE | FALSE | FALSE | 35000 | 18200 | 2.44 | 28800 | 2.27
205965968 | 10/28/22 | Live | Daikin North America, LLC | ENERGI AIR | Singlezone Ducted, Centrally Ducted | 205965968 |  | HRCU-A-CB | GVZC200481A* |  | CA*F4860*6D*+MBVC2000**-1A*+TXV | 12.5 | 20 | 10 |  |  |  | FALSE | FALSE | FALSE | 45000 | 26600 | 2.8 | 34000 | 2.4
205965965 | 10/28/22 | Live | Daikin North America, LLC | ENERGI AIR | Singlezone Ducted, Centrally Ducted | 205965965 |  | HRCU-A-CB | GVZC200361A* |  | AVPEC37C14A* | 13 | 19.5 | 9.8 |  |  |  | FALSE | FALSE | FALSE | 35200 | 18900 | 2.24 | 28800 | 2.27
205965966 | 10/28/22 | Live | Daikin North America, LLC | ENERGI AIR | Singlezone Ducted, Centrally Ducted | 205965966 |  | HRCU-A-CB | GVZC200361A* |  | AVPEC59D14A* | 14 | 20 | 10 |  |  |  | FALSE | FALSE | FALSE | 35800 | 18900 | 2.34 | 28800 | 2.27
205965967 | 10/28/22 | Live | Daikin North America, LLC | ENERGI AIR | Singlezone Ducted, Centrally Ducted | 205965967 |  | HRCU-A-CB | GVZC200481A* |  | CA*F4860*6D*+MBVC1600**-1A*+TXV | 12 | 19.5 | 10 |  |  |  | FALSE | FALSE | FALSE | 44500 | 26600 | 2.76 | 34000 | 2.4
205965973 | 10/28/22 | Live | Daikin North America, LLC | ENERGI AIR | Singlezone Ducted, Centrally Ducted | 205965973 |  | HRCU-A-CB | GVZC200481A* |  | CHPF4860D6D*+MBVC1600**-1A*+TXV | 12 | 19.5 | 10 |  |  |  | FALSE | FALSE | FALSE | 45000 | 26600 | 2.76 | 34000 | 2.4
205965988 | 10/28/22 | Live | Daikin North America, LLC | ENERGI AIR | Singlezone Ducted, Centrally Ducted | 205965988 |  | HRCU-A-CB | GVZC200481A* |  | CSCF4860N6D*+MBVC2001**-1A*+TXV | 12.5 | 20 | 10 |  |  |  | FALSE | FALSE | FALSE | 45000 | 26600 | 2.85 | 34000 | 2.4
205965978 | 10/28/22 | Live | Daikin North America, LLC | ENERGI AIR | Singlezone Ducted, Centrally Ducted | 205965978 |  | HRCU-A-CB | GVZC200481A* |  | CSCF4860N6D*+MBVC1600**-1A*+TXV | 12 | 20 | 10 |  |  |  | FALSE | FALSE | FALSE | 45000 | 26600 | 2.8 | 34000 | 2.4
205965983 | 10/28/22 | Live | Daikin North America, LLC | ENERGI AIR | Singlezone Ducted, Centrally Ducted | 205965983 |  | HRCU-A-CB | GVZC200481A* |  | AVPEC59D14A* | 11.7 | 19 | 9.5 |  |  |  | FALSE | FALSE | FALSE | 44500 | 27000 | 2.4 | 34000 | 2.4
205965979 | 10/28/22 | Live | Daikin North America, LLC | ENERGI AIR | Singlezone Ducted, Centrally Ducted | 205965979 |  | HRCU-A-CB | GVZC200481A* |  | CSCF4860N6D*+MBVC2000**-1A*+TXV | 12.5 | 20 | 10 |  |  |  | FALSE | FALSE | FALSE | 45000 | 26600 | 2.85 | 34000 | 2.4
205965985 | 10/28/22 | Live | Daikin North America, LLC | ENERGI AIR | Singlezone Ducted, Centrally Ducted | 205965985 |  | HRCU-A-CB | GVZC200481A* |  | CA*F4860*6D*+MBVC2001**-1A*+TXV | 12.5 | 19.5 | 10 |  |  |  | FALSE | FALSE | FALSE | 45000 | 26600 | 2.8 | 34000 | 2.4
205965984 | 10/28/22 | Live | Daikin North America, LLC | ENERGI AIR | Singlezone Ducted, Centrally Ducted | 205965984 |  | HRCU-A-CB | GVZC200481A* |  | CA*F4860*6D*+MBVC1601**-1A*+TXV | 12 | 19.5 | 10 |  |  |  | FALSE | FALSE | FALSE | 44500 | 26600 | 2.76 | 34000 | 2.4
205965986 | 10/28/22 | Live | Daikin North America, LLC | ENERGI AIR | Singlezone Ducted, Centrally Ducted | 205965986 |  | HRCU-A-CB | GVZC200481A* |  | CHPF4860D6D*+MBVC1601**-1A*+TXV | 12 | 19.5 | 10 |  |  |  | FALSE | FALSE | FALSE | 45000 | 26600 | 2.76 | 34000 | 2.4
205965987 | 10/28/22 | Live | Daikin North America, LLC | ENERGI AIR | Singlezone Ducted, Centrally Ducted | 205965987 |  | HRCU-A-CB | GVZC200481A* |  | CSCF4860N6D*+MBVC1601**-1A*+TXV | 12 | 20 | 10 |  |  |  | FALSE | FALSE | FALSE | 45000 | 26600 | 2.8 | 34000 | 2.4
205965992 | 10/28/22 | Live | Daikin North America, LLC | ENERGI AIR | Singlezone Ducted, Centrally Ducted | 205965992 |  | HRCU-A-CB | GVZC200481A* |  | CA*F4961*6D*+MBVC1600**-1A*+TXV | 12.5 | 20 | 10 |  |  |  | FALSE | FALSE | FALSE | 46500 | 26800 | 2.81 | 34000 | 2.4
205965996 | 10/28/22 | Live | Daikin North America, LLC | ENERGI AIR | Singlezone Ducted, Centrally Ducted | 205965996 |  | HRCU-A-CB | GVZC200481A* |  | CHPF4860D6D*+MBVC2000**-1A*+TXV | 12.5 | 20 | 10 |  |  |  | FALSE | FALSE | FALSE | 45000 | 26600 | 2.8 | 34000 | 2.4
205965998 | 10/28/22 | Live | Daikin North America, LLC | ENERGI AIR | Singlezone Ducted, Centrally Ducted | 205965998 |  | HRCU-A-CB | GVZC200481A* |  | CA*F4961*6D*+MBVC2001**-1A*+TXV | 13 | 20 | 10 |  |  |  | FALSE | FALSE | FALSE | 46500 | 26600 | 2.85 | 34000 | 2.4
205966044 | 10/28/22 | Live | Daikin North America, LLC | ENERGI AIR | Singlezone Ducted, Centrally Ducted | 205966044 |  | HRCU-A-CB | GVZC200361A* |  | CA*F3137*6A*+MBVC1201**-1A*+TXV | 13.5 | 20 | 10 |  |  |  | FALSE | FALSE | FALSE | 34800 | 18000 | 2.42 | 28800 | 2.27
205966443 | 10/28/22 | Live | Daikin North America, LLC | ENERGI AIR | Singlezone Ducted, Centrally Ducted | 205966443 |  | HRCU-A-CB | GVZC200361A* |  | CA*F3642*6D*+MBVC1201**-1A*+TXV | 13 | 20 | 10 |  |  |  | FALSE | FALSE | FALSE | 34600 | 18000 | 2.4 | 28800 | 2.27
205965997 | 10/28/22 | Live | Daikin North America, LLC | ENERGI AIR | Singlezone Ducted, Centrally Ducted | 205965997 |  | HRCU-A-CB | GVZC200481A* |  | CA*F4961*6D*+MBVC1601**-1A*+TXV | 12.5 | 20 | 10 |  |  |  | FALSE | FALSE | FALSE | 46500 | 26800 | 2.81 | 34000 | 2.4
205966444 | 10/28/22 | Live | Daikin North America, LLC | ENERGI AIR | Singlezone Ducted, Centrally Ducted | 205966444 |  | HRCU-A-CB | GVZC200361A* |  | CA*F3642*6D*+MBVC1601**-1A*+TXV | 13.5 | 20 | 10 |  |  |  | FALSE | FALSE | FALSE | 34600 | 18000 | 2.42 | 28800 | 2.27
205966045 | 10/28/22 | Live | Daikin North America, LLC | ENERGI AIR | Singlezone Ducted, Centrally Ducted | 205966045 |  | HRCU-A-CB | GVZC200361A* |  | CA*F3137*6A*+MBVC1601**-1A*+TXV | 13.5 | 20 | 10 |  |  |  | FALSE | FALSE | FALSE | 34800 | 18200 | 2.44 | 28800 | 2.27
205966448 | 10/28/22 | Live | Daikin North America, LLC | ENERGI AIR | Singlezone Ducted, Centrally Ducted | 205966448 |  | HRCU-A-CB | GVZC200361A* |  | CHPF3642C6C*+MBVC1601**-1A*+TXV | 13.5 | 20 | 10 |  |  |  | FALSE | FALSE | FALSE | 35000 | 18000 | 2.42 | 28800 | 2.27
205966446 | 10/28/22 | Live | Daikin North America, LLC | ENERGI AIR | Singlezone Ducted, Centrally Ducted | 205966446 |  | HRCU-A-CB | GVZC200361A* |  | CA*F3743*6D*+MBVC1601**-1A*+TXV | 14 | 21 | 10 |  |  |  | FALSE | FALSE | FALSE | 35400 | 18200 | 2.46 | 28800 | 2.27
205966449 | 10/28/22 | Live | Daikin North America, LLC | ENERGI AIR | Singlezone Ducted, Centrally Ducted | 205966449 |  | HRCU-A-CB | GVZC200361A* |  | CHPF3743C6B*+MBVC1201**-1A*+TXV | 13.5 | 20 | 10 |  |  |  | FALSE | FALSE | FALSE | 35000 | 18200 | 2.42 | 28800 | 2.27
205966445 | 10/28/22 | Live | Daikin North America, LLC | ENERGI AIR | Singlezone Ducted, Centrally Ducted | 205966445 |  | HRCU-A-CB | GVZC200361A* |  | CA*F3743*6D*+MBVC1201**-1A*+TXV | 13.5 | 20 | 10 |  |  |  | FALSE | FALSE | FALSE | 35200 | 18200 | 2.42 | 28800 | 2.27
205966447 | 10/28/22 | Live | Daikin North America, LLC | ENERGI AIR | Singlezone Ducted, Centrally Ducted | 205966447 |  | HRCU-A-CB | GVZC200361A* |  | CHPF3642C6C*+MBVC1201**-1A*+TXV | 13 | 20 | 10 |  |  |  | FALSE | FALSE | FALSE | 34800 | 18000 | 2.4 | 28800 | 2.27
205966450 | 10/28/22 | Live | Daikin North America, LLC | ENERGI AIR | Singlezone Ducted, Centrally Ducted | 205966450 |  | HRCU-A-CB | GVZC200361A* |  | CHPF3743C6B*+MBVC1601**-1A*+TXV | 13.5 | 20 | 10 |  |  |  | FALSE | FALSE | FALSE | 35200 | 18200 | 2.44 | 28800 | 2.27
205966451 | 10/28/22 | Live | Daikin North America, LLC | ENERGI AIR | Singlezone Ducted, Centrally Ducted | 205966451 |  | HRCU-A-CB | GVZC200361A* |  | CSCF3642N6D*+MBVC1201**-1A*+TXV | 13.5 | 20 | 10 |  |  |  | FALSE | FALSE | FALSE | 34800 | 18200 | 2.42 | 28800 | 2.27
205966452 | 10/28/22 | Live | Daikin North America, LLC | ENERGI AIR | Singlezone Ducted, Centrally Ducted | 205966452 |  | HRCU-A-CB | GVZC200361A* |  | CSCF3642N6D*+MBVC1601**-1A*+TXV | 13.5 | 20 | 10 |  |  |  | FALSE | FALSE | FALSE | 35000 | 18200 | 2.44 | 28800 | 2.27
202481357 | 10/28/22 | Live | Daikin North America, LLC | EVERREST EXTREME COMFORT | Singlezone Ducted, Centrally Ducted | 202481357 |  | HRCU-A-CB | AVZC200481A* |  | AVPEC59D14A* | 11.7 | 19 | 9.5 |  |  |  | FALSE | FALSE | FALSE | 44500 | 27000 | 2.4 | 34000 | 2.4
202481284 | 10/28/22 | Live | Daikin North America, LLC | EVERREST EXTREME COMFORT | Singlezone Ducted, Centrally Ducted | 202481284 |  | HRCU-A-CB | AVZC200241A* |  | CHPF3642C6C*+MBVC1200**-1A*+TXV | 13 | 21 | 10 |  |  |  | FALSE | FALSE | FALSE | 23400 | 13000 | 2.61 | 15200 | 2.45
205966457 | 10/28/22 | Live | Daikin North America, LLC | ENERGI AIR | Singlezone Ducted, Centrally Ducted | 205966457 |  | HRCU-A-CB | GVZC200481A* |  | CHPF4860D6D*+MBVC2001**-1A*+TXV | 12.5 | 20 | 10 |  |  |  | FALSE | FALSE | FALSE | 45000 | 26600 | 2.8 | 34000 | 2.4
201900299 | 10/28/22 | Live | Daikin North America, LLC | FRANKLIN | Singlezone Ducted, Centrally Ducted | 201900299 |  | HRCU-A-CB | AVZC200241A* |  | AVPEC25B14A* | 13 | 21 | 10 |  |  |  | FALSE | FALSE | FALSE | 23000 | 13600 | 2.61 | 15200 | 2.45
201866414 | 10/28/22 | Live | Daikin North America, LLC | FRANKLIN | Singlezone Ducted, Centrally Ducted | 201866414 |  | HRCU-A-CB | AVZC200361A* |  | AVPEC37C14A* | 13 | 19.5 | 9.8 |  |  |  | FALSE | FALSE | FALSE | 35200 | 18900 | 2.24 | 28800 | 2.27
205976243 | 10/28/22 | Live | Daikin North America, LLC | FRANKLIN | Singlezone Ducted, Centrally Ducted | 205976243 |  | HRCU-A-CB | AVZC200601B* |  | CA*F4961*6D*+MBVC2001**-1A*+TXV | 11.5 | 20 | 10 |  |  |  | FALSE | FALSE | FALSE | 52500 | 32000 | 2.7 | 37300 | 2.44
205976138 | 10/28/22 | Live | Daikin North America, LLC | FRANKLIN | Singlezone Ducted, Centrally Ducted | 205976138 |  | HRCU-A-CB | AVZC200601B* |  | CA*F4961*6D*+MBVC2000**-1A*+TXV | 11.5 | 20 | 10 |  |  |  | FALSE | FALSE | FALSE | 52500 | 32000 | 2.7 | 37300 | 2.44
201866415 | 10/28/22 | Live | Daikin North America, LLC | FRANKLIN | Singlezone Ducted, Centrally Ducted | 201866415 |  | HRCU-A-CB | AVZC200361A* |  | AVPEC59D14A* | 14 | 20 | 10 |  |  |  | FALSE | FALSE | FALSE | 35800 | 18900 | 2.34 | 28800 | 2.27
203327616 | 10/28/22 | Live | Daikin North America, LLC | FRANKLIN | Singlezone Ducted, Centrally Ducted | 203327616 |  | HRCU-A-CB | AVZC200481A* |  | AVPEC59D14A* | 11.7 | 19 | 9.5 |  |  |  | FALSE | FALSE | FALSE | 44500 | 27000 | 2.4 | 34000 | 2.4
205976242 | 10/28/22 | Live | Daikin North America, LLC | FRANKLIN | Singlezone Ducted, Centrally Ducted | 205976242 |  | HRCU-A-CB | AVZC200601B* |  | AVPEC61D14A* | 11.5 | 20 | 10 |  |  |  | FALSE | FALSE | FALSE | 52500 | 32600 | 2.68 | 37300 | 2.44
205976233 | 10/28/22 | Live | Daikin North America, LLC | FRANKLIN | Singlezone Ducted, Centrally Ducted | 205976233 |  | HRCU-A-CB | AVZC200601B* |  | CHPF4860D6D*+MBVC2000**-1A*+TXV | 11.5 | 19.5 | 10 |  |  |  | FALSE | FALSE | FALSE | 51500 | 32000 | 2.7 | 37300 | 2.44
205976244 | 10/28/22 | Live | Daikin North America, LLC | FRANKLIN | Singlezone Ducted, Centrally Ducted | 205976244 |  | HRCU-A-CB | AVZC200601B* |  | CHPF4860D6D*+MBVC2001**-1A*+TXV | 11.5 | 19.5 | 10 |  |  |  | FALSE | FALSE | FALSE | 51500 | 32000 | 2.68 | 37300 | 2.44
206918611 | 10/28/22 | Live | Trane U.S. Inc. | TRANE | Singlezone Ducted, Centrally Ducted | 206918611 |  | HRCU-A-CB | 4TWL9036A1 |  | TEM6A0B30H21+TDR+RP | 11.8 | 16.2 | 9.6 |  |  |  | FALSE | FALSE | FALSE | 34200 | 22200 | 2.45 | 22800 | 2.65
207430572 | 07/11/22 | Live | Johnson Controls Inc. (York International Norman) | YORK | Singlezone Ducted, Centrally Ducted | 207430572 |  | HRCU-A-CB | HMH72B601 | Ducted Indoor Units | XAFD60JXXN1+MVC20DN21+TXV | 8.25 | 17 | 9.5 |  |  |  | FALSE | FALSE | FALSE | 59000 | 37200 | 2.52 | 37200 | 2.52
207434721 | 07/11/22 | Live | Johnson Controls Inc. (York International Norman) | COLEMAN | Singlezone Ducted, Centrally Ducted | 207434721 |  | HRCU-A-CB | HMH72B601 | Ducted Indoor Units | XAFD60JXXN1+MVC20DN21+TXV | 8.25 | 17 | 9.5 |  |  |  | FALSE | FALSE | FALSE | 59000 | 37200 | 2.52 | 37200 | 2.52
205976140 | 10/28/22 | Live | Daikin North America, LLC | FRANKLIN | Singlezone Ducted, Centrally Ducted | 205976140 |  | HRCU-A-CB | GVZC200601A* |  | CA*F4961*6D*+MBVC2000**-1A*+TXV | 11.5 | 20 | 10 |  |  |  | FALSE | FALSE | FALSE | 52500 | 32000 | 2.7 | 37300 | 2.44
207434724 | 07/11/22 | Live | Johnson Controls Inc. (York International Norman) | LUXAIRE | Singlezone Ducted, Centrally Ducted | 207434724 |  | HRCU-A-CB | HMH72B601 | Ducted Indoor Units | XAFD60JXXN1+MVC20DN21+TXV | 8.25 | 17 | 9.5 |  |  |  | FALSE | FALSE | FALSE | 59000 | 37200 | 2.52 | 37200 | 2.52
205976293 | 10/28/22 | Live | Daikin North America, LLC | FRANKLIN | Singlezone Ducted, Centrally Ducted | 205976293 |  | HRCU-A-CB | GVZC200601A* |  | AVPEC61D14A* | 11.5 | 20 | 10 |  |  |  | FALSE | FALSE | FALSE | 52500 | 32600 | 2.68 | 37300 | 2.44
207434725 | 07/11/22 | Live | Johnson Controls Inc. (York International Norman) | FRASER-JOHNSTON | Singlezone Ducted, Centrally Ducted | 207434725 |  | HRCU-A-CB | HMH72B601 | Ducted Indoor Units | XAFD60JXXN1+MVC20DN21+TXV | 8.25 | 17 | 9.5 |  |  |  | FALSE | FALSE | FALSE | 59000 | 37200 | 2.52 | 37200 | 2.52
205976294 | 10/28/22 | Live | Daikin North America, LLC | FRANKLIN | Singlezone Ducted, Centrally Ducted | 205976294 |  | HRCU-A-CB | GVZC200601A* |  | CA*F4961*6D*+MBVC2001**-1A*+TXV | 11.5 | 20 | 10 |  |  |  | FALSE | FALSE | FALSE | 52500 | 32000 | 2.7 | 37300 | 2.44
207434728 | 07/11/22 | Live | Johnson Controls Inc. (York International Norman) | CHAMPION HEATING AND COOLING | Singlezone Ducted, Centrally Ducted | 207434728 |  | HRCU-A-CB | HMH72B601 | Ducted Indoor Units | XAFD60JXXN1+MVC20DN21+TXV | 8.25 | 17 | 9.5 |  |  |  | FALSE | FALSE | FALSE | 59000 | 37200 | 2.52 | 37200 | 2.52
205976283 | 10/28/22 | Live | Daikin North America, LLC | FRANKLIN | Singlezone Ducted, Centrally Ducted | 205976283 |  | HRCU-A-CB | GVZC200601A* |  | CHPF4860D6D*+MBVC2000**-1A*+TXV | 11.5 | 19.5 | 10 |  |  |  | FALSE | FALSE | FALSE | 51500 | 32000 | 2.7 | 37300 | 2.44
205976295 | 10/28/22 | Live | Daikin North America, LLC | FRANKLIN | Singlezone Ducted, Centrally Ducted | 205976295 |  | HRCU-A-CB | GVZC200601A* |  | CHPF4860D6D*+MBVC2001**-1A*+TXV | 11.5 | 19.5 | 10 |  |  |  | FALSE | FALSE | FALSE | 51500 | 32000 | 2.68 | 37300 | 2.44
201866196 | 10/28/22 | Live | Daikin North America, LLC | FRANKLIN | Singlezone Ducted, Centrally Ducted | 201866196 |  | HRCU-A-CB | AVZC200361A* |  | CA*F3642*6D*+MBVC1200**-1A*+TXV | 13 | 20 | 10 |  |  |  | FALSE | FALSE | FALSE | 34600 | 18000 | 2.08 | 28800 | 2.27
201866223 | 10/28/22 | Live | Daikin North America, LLC | FRANKLIN | Singlezone Ducted, Centrally Ducted | 201866223 |  | HRCU-A-CB | AVZC200361A* |  | CHPF3642C6C*+MBVC1600**-1A*+TXV | 13.5 | 20 | 10 |  |  |  | FALSE | FALSE | FALSE | 35000 | 18000 | 2.1 | 28800 | 2.27
201866188 | 10/28/22 | Live | Daikin North America, LLC | FRANKLIN | Singlezone Ducted, Centrally Ducted | 201866188 |  | HRCU-A-CB | AVZC200361A* |  | CA*F3137*6A*+MBVC1200**-1A*+TXV | 13.5 | 20 | 10 |  |  |  | FALSE | FALSE | FALSE | 34800 | 18000 | 2.12 | 28800 | 2.27
201866187 | 10/28/22 | Live | Daikin North America, LLC | FRANKLIN | Singlezone Ducted, Centrally Ducted | 201866187 |  | HRCU-A-CB | AVZC200241A* |  | CA*F3137*6A*+MBVC1200**-1A*+TXV | 13 | 21 | 10 |  |  |  | FALSE | FALSE | FALSE | 23800 | 13000 | 2.4 | 15200 | 2.45
201866189 | 10/28/22 | Live | Daikin North America, LLC | FRANKLIN | Singlezone Ducted, Centrally Ducted | 201866189 |  | HRCU-A-CB | AVZC200361A* |  | CA*F3137*6A*+MBVC1600**-1A*+TXV | 13.5 | 20 | 10 |  |  |  | FALSE | FALSE | FALSE | 34800 | 18200 | 2.14 | 28800 | 2.27
201866197 | 10/28/22 | Live | Daikin North America, LLC | FRANKLIN | Singlezone Ducted, Centrally Ducted | 201866197 |  | HRCU-A-CB | AVZC200361A* |  | CA*F3642*6D*+MBVC1600**-1A*+TXV | 13.5 | 20 | 10 |  |  |  | FALSE | FALSE | FALSE | 34600 | 18000 | 2.08 | 28800 | 2.27
201866222 | 10/28/22 | Live | Daikin North America, LLC | FRANKLIN | Singlezone Ducted, Centrally Ducted | 201866222 |  | HRCU-A-CB | AVZC200361A* |  | CHPF3642C6C*+MBVC1200**-1A*+TXV | 13 | 20 | 10 |  |  |  | FALSE | FALSE | FALSE | 34800 | 18000 | 2.08 | 28800 | 2.27
201866235 | 10/28/22 | Live | Daikin North America, LLC | FRANKLIN | Singlezone Ducted, Centrally Ducted | 201866235 |  | HRCU-A-CB | AVZC200361A* |  | CHPF3743C6B*+MBVC1200**-1A*+TXV | 13.5 | 20 | 10 |  |  |  | FALSE | FALSE | FALSE | 35000 | 18200 | 2.12 | 28800 | 2.27
201866236 | 10/28/22 | Live | Daikin North America, LLC | FRANKLIN | Singlezone Ducted, Centrally Ducted | 201866236 |  | HRCU-A-CB | AVZC200361A* |  | CHPF3743C6B*+MBVC1600**-1A*+TXV | 13.5 | 20 | 10 |  |  |  | FALSE | FALSE | FALSE | 35200 | 18200 | 2.12 | 28800 | 2.27
201866208 | 10/28/22 | Live | Daikin North America, LLC | FRANKLIN | Singlezone Ducted, Centrally Ducted | 201866208 |  | HRCU-A-CB | AVZC200361A* |  | CA*F3743*6D*+MBVC1200**-1A*+TXV | 13.5 | 20 | 10 |  |  |  | FALSE | FALSE | FALSE | 35200 | 18200 | 2.12 | 28800 | 2.27
201866251 | 10/28/22 | Live | Daikin North America, LLC | FRANKLIN | Singlezone Ducted, Centrally Ducted | 201866251 |  | HRCU-A-CB | AVZC200361A* |  | CSCF3642N6D*+MBVC1200**-1A*+TXV | 13.5 | 20 | 10 |  |  |  | FALSE | FALSE | FALSE | 34800 | 18200 | 2.16 | 28800 | 2.27
201866267 | 10/28/22 | Live | Daikin North America, LLC | FRANKLIN | Singlezone Ducted, Centrally Ducted | 201866267 |  | HRCU-A-CB | AVZC200481A* |  | CA*F4860*6D*+MBVC1600**-1A*+TXV | 12 | 19.5 | 10 |  |  |  | FALSE | FALSE | FALSE | 44500 | 33400 | 2.28 | 34000 | 2.4
201866252 | 10/28/22 | Live | Daikin North America, LLC | FRANKLIN | Singlezone Ducted, Centrally Ducted | 201866252 |  | HRCU-A-CB | AVZC200361A* |  | CSCF3642N6D*+MBVC1600**-1A*+TXV | 13.5 | 20 | 10 |  |  |  | FALSE | FALSE | FALSE | 35000 | 18200 | 2.16 | 28800 | 2.27
201866268 | 10/28/22 | Live | Daikin North America, LLC | FRANKLIN | Singlezone Ducted, Centrally Ducted | 201866268 |  | HRCU-A-CB | AVZC200481A* |  | CA*F4860*6D*+MBVC2000**-1A*+TXV | 12.5 | 20 | 10 |  |  |  | FALSE | FALSE | FALSE | 45000 | 33400 | 2.3 | 34000 | 2.4
201866278 | 10/28/22 | Live | Daikin North America, LLC | FRANKLIN | Singlezone Ducted, Centrally Ducted | 201866278 |  | HRCU-A-CB | AVZC200481A* |  | CA*F4961*6D*+MBVC1600**-1A*+TXV | 12.5 | 20 | 10 |  |  |  | FALSE | FALSE | FALSE | 46500 | 34000 | 2.34 | 34000 | 2.4
201866288 | 10/28/22 | Live | Daikin North America, LLC | FRANKLIN | Singlezone Ducted, Centrally Ducted | 201866288 |  | HRCU-A-CB | AVZC200481A* |  | CHPF4860D6D*+MBVC1600**-1A*+TXV | 12 | 19.5 | 10 |  |  |  | FALSE | FALSE | FALSE | 45000 | 34000 | 2.3 | 34000 | 2.4
201888227 | 10/28/22 | Live | Daikin North America, LLC | FRANKLIN | Singlezone Ducted, Centrally Ducted | 201888227 |  | HRCU-A-CB | AVZC200241A* |  | CA*F3642*6D*+MBVC1200**-1A*+TXV | 13 | 21 | 10 |  |  |  | FALSE | FALSE | FALSE | 23400 | 13000 | 2.38 | 15200 | 2.45
201866299 | 10/28/22 | Live | Daikin North America, LLC | FRANKLIN | Singlezone Ducted, Centrally Ducted | 201866299 |  | HRCU-A-CB | AVZC200481A* |  | CSCF4860N6D*+MBVC1600**-1A*+TXV | 12 | 20 | 10 |  |  |  | FALSE | FALSE | FALSE | 45000 | 33400 | 2.34 | 34000 | 2.4
201866416 | 10/28/22 | Live | Daikin North America, LLC | FRANKLIN | Singlezone Ducted, Centrally Ducted | 201866416 |  | HRCU-A-CB | AVZC200481A* |  | AVPEC61D14A* | 12.5 | 20 | 10 |  |  |  | FALSE | FALSE | FALSE | 45500 | 28600 | 2.68 | 34000 | 2.4
201866289 | 10/28/22 | Live | Daikin North America, LLC | FRANKLIN | Singlezone Ducted, Centrally Ducted | 201866289 |  | HRCU-A-CB | AVZC200481A* |  | CHPF4860D6D*+MBVC2000**-1A*+TXV | 12.5 | 20 | 10 |  |  |  | FALSE | FALSE | FALSE | 45000 | 34000 | 2.32 | 34000 | 2.4
201866300 | 10/28/22 | Live | Daikin North America, LLC | FRANKLIN | Singlezone Ducted, Centrally Ducted | 201866300 |  | HRCU-A-CB | AVZC200481A* |  | CSCF4860N6D*+MBVC2000**-1A*+TXV | 12.5 | 20 | 10 |  |  |  | FALSE | FALSE | FALSE | 45000 | 33400 | 2.36 | 34000 | 2.4
201900162 | 10/28/22 | Live | Daikin North America, LLC | FRANKLIN | Singlezone Ducted, Centrally Ducted | 201900162 |  | HRCU-A-CB | AVZC200241A* |  | CA*F3636*6D*+MBVC1200**-1A*+TXV | 13 | 20 | 10 |  |  |  | FALSE | FALSE | FALSE | 23200 | 13000 | 2.38 | 15200 | 2.45
205358222 | 10/28/22 | Live | Daikin North America, LLC | FRANKLIN | Singlezone Ducted, Centrally Ducted | 205358222 |  | HRCU-A-CB | AVZC200241A* |  | CA*F3636*6D*+MBVC1201**-1A*+TXV | 13 | 20 | 10 |  |  |  | FALSE | FALSE | FALSE | 23200 | 13000 | 2.57 | 15200 | 2.45
201900179 | 10/28/22 | Live | Daikin North America, LLC | FRANKLIN | Singlezone Ducted, Centrally Ducted | 201900179 |  | HRCU-A-CB | AVZC200241A* |  | CA*F3743*6D*+MBVC1200**-1A*+TXV | 13 | 21 | 10 |  |  |  | FALSE | FALSE | FALSE | 23800 | 13000 | 2.4 | 15200 | 2.45
201900188 | 10/28/22 | Live | Daikin North America, LLC | FRANKLIN | Singlezone Ducted, Centrally Ducted | 201900188 |  | HRCU-A-CB | AVZC200241A* |  | CHPF3636B6C*+MBVC1200**-1A*+TXV | 13 | 21 | 10 |  |  |  | FALSE | FALSE | FALSE | 23400 | 13000 | 2.4 | 15200 | 2.45
201900300 | 10/28/22 | Live | Daikin North America, LLC | FRANKLIN | Singlezone Ducted, Centrally Ducted | 201900300 |  | HRCU-A-CB | AVZC200361A* |  | CA*F3743*6D*+MBVC1600**-1A*+TXV | 14 | 21 | 10 |  |  |  | FALSE | FALSE | FALSE | 35400 | 18200 | 2.16 | 28800 | 2.27
205358230 | 10/28/22 | Live | Daikin North America, LLC | FRANKLIN | Singlezone Ducted, Centrally Ducted | 205358230 |  | HRCU-A-CB | AVZC200361A* |  | CHPF3642C6C*+MBVC1201**-1A*+TXV | 13 | 20 | 10 |  |  |  | FALSE | FALSE | FALSE | 34800 | 18000 | 2.4 | 28800 | 2.27
203327612 | 10/28/22 | Live | Daikin North America, LLC | FRANKLIN | Singlezone Ducted, Centrally Ducted | 203327612 |  | HRCU-A-CB | AVZC200241A* |  | CHPF3642C6C*+MBVC1200**-1A*+TXV | 13 | 21 | 10 |  |  |  | FALSE | FALSE | FALSE | 23400 | 13000 | 2.61 | 15200 | 2.45
205358232 | 10/28/22 | Live | Daikin North America, LLC | FRANKLIN | Singlezone Ducted, Centrally Ducted | 205358232 |  | HRCU-A-CB | AVZC200361A* |  | CSCF3642N6D*+MBVC1201**-1A*+TXV | 13.5 | 20 | 10 |  |  |  | FALSE | FALSE | FALSE | 34800 | 18200 | 2.42 | 28800 | 2.27
205358223 | 10/28/22 | Live | Daikin North America, LLC | FRANKLIN | Singlezone Ducted, Centrally Ducted | 205358223 |  | HRCU-A-CB | AVZC200241A* |  | CA*F3743*6D*+MBVC1201**-1A*+TXV | 13 | 21 | 10 |  |  |  | FALSE | FALSE | FALSE | 23800 | 13000 | 2.63 | 15200 | 2.45
205358221 | 10/28/22 | Live | Daikin North America, LLC | FRANKLIN | Singlezone Ducted, Centrally Ducted | 205358221 |  | HRCU-A-CB | AVZC200241A* |  | CA*F3137*6A*+MBVC1201**-1A*+TXV | 13 | 21 | 10 |  |  |  | FALSE | FALSE | FALSE | 23800 | 13000 | 2.61 | 15200 | 2.45
205358224 | 10/28/22 | Live | Daikin North America, LLC | FRANKLIN | Singlezone Ducted, Centrally Ducted | 205358224 |  | HRCU-A-CB | AVZC200241A* |  | CHPF3636B6C*+MBVC1201**-1A*+TXV | 13 | 21 | 10 |  |  |  | FALSE | FALSE | FALSE | 23400 | 13000 | 2.61 | 15200 | 2.45
205358225 | 10/28/22 | Live | Daikin North America, LLC | FRANKLIN | Singlezone Ducted, Centrally Ducted | 205358225 |  | HRCU-A-CB | AVZC200241A* |  | CA*F3642*6D*+MBVC1201**-1A*+TXV | 13 | 21 | 10 |  |  |  | FALSE | FALSE | FALSE | 23400 | 13000 | 2.57 | 15200 | 2.45
205358226 | 10/28/22 | Live | Daikin North America, LLC | FRANKLIN | Singlezone Ducted, Centrally Ducted | 205358226 |  | HRCU-A-CB | AVZC200241A* |  | CHPF3642C6C*+MBVC1201**-1A*+TXV | 13 | 21 | 10 |  |  |  | FALSE | FALSE | FALSE | 23400 | 13000 | 2.61 | 15200 | 2.45
205358227 | 10/28/22 | Live | Daikin North America, LLC | FRANKLIN | Singlezone Ducted, Centrally Ducted | 205358227 |  | HRCU-A-CB | AVZC200361A* |  | CA*F3137*6A*+MBVC1201**-1A*+TXV | 13.5 | 20 | 10 |  |  |  | FALSE | FALSE | FALSE | 34800 | 18000 | 2.42 | 28800 | 2.27
205358228 | 10/28/22 | Live | Daikin North America, LLC | FRANKLIN | Singlezone Ducted, Centrally Ducted | 205358228 |  | HRCU-A-CB | AVZC200361A* |  | CA*F3642*6D*+MBVC1201**-1A*+TXV | 13 | 20 | 10 |  |  |  | FALSE | FALSE | FALSE | 34600 | 18000 | 2.4 | 28800 | 2.27
205358229 | 10/28/22 | Live | Daikin North America, LLC | FRANKLIN | Singlezone Ducted, Centrally Ducted | 205358229 |  | HRCU-A-CB | AVZC200361A* |  | CA*F3743*6D*+MBVC1201**-1A*+TXV | 13.5 | 20 | 10 |  |  |  | FALSE | FALSE | FALSE | 35200 | 18200 | 2.42 | 28800 | 2.27
205358234 | 10/28/22 | Live | Daikin North America, LLC | FRANKLIN | Singlezone Ducted, Centrally Ducted | 205358234 |  | HRCU-A-CB | AVZC200361A* |  | CA*F3642*6D*+MBVC1601**-1A*+TXV | 13.5 | 20 | 10 |  |  |  | FALSE | FALSE | FALSE | 34600 | 18000 | 2.42 | 28800 | 2.27
205358231 | 10/28/22 | Live | Daikin North America, LLC | FRANKLIN | Singlezone Ducted, Centrally Ducted | 205358231 |  | HRCU-A-CB | AVZC200361A* |  | CHPF3743C6B*+MBVC1201**-1A*+TXV | 13.5 | 20 | 10 |  |  |  | FALSE | FALSE | FALSE | 35000 | 18200 | 2.42 | 28800 | 2.27
205358235 | 10/28/22 | Live | Daikin North America, LLC | FRANKLIN | Singlezone Ducted, Centrally Ducted | 205358235 |  | HRCU-A-CB | AVZC200361A* |  | CHPF3642C6C*+MBVC1601**-1A*+TXV | 13.5 | 20 | 10 |  |  |  | FALSE | FALSE | FALSE | 35000 | 18000 | 2.42 | 28800 | 2.27
205358233 | 10/28/22 | Live | Daikin North America, LLC | FRANKLIN | Singlezone Ducted, Centrally Ducted | 205358233 |  | HRCU-A-CB | AVZC200361A* |  | CA*F3137*6A*+MBVC1601**-1A*+TXV | 13.5 | 20 | 10 |  |  |  | FALSE | FALSE | FALSE | 34800 | 18200 | 2.44 | 28800 | 2.27
205358236 | 10/28/22 | Live | Daikin North America, LLC | FRANKLIN | Singlezone Ducted, Centrally Ducted | 205358236 |  | HRCU-A-CB | AVZC200361A* |  | CHPF3743C6B*+MBVC1601**-1A*+TXV | 13.5 | 20 | 10 |  |  |  | FALSE | FALSE | FALSE | 35200 | 18200 | 2.44 | 28800 | 2.27
205358237 | 10/28/22 | Live | Daikin North America, LLC | FRANKLIN | Singlezone Ducted, Centrally Ducted | 205358237 |  | HRCU-A-CB | AVZC200361A* |  | CSCF3642N6D*+MBVC1601**-1A*+TXV | 13.5 | 20 | 10 |  |  |  | FALSE | FALSE | FALSE | 35000 | 18200 | 2.44 | 28800 | 2.27
205358239 | 10/28/22 | Live | Daikin North America, LLC | FRANKLIN | Singlezone Ducted, Centrally Ducted | 205358239 |  | HRCU-A-CB | AVZC200481A* |  | CA*F4860*6D*+MBVC1601**-1A*+TXV | 12 | 19.5 | 10 |  |  |  | FALSE | FALSE | FALSE | 44500 | 26600 | 2.76 | 34000 | 2.4
205358238 | 10/28/22 | Live | Daikin North America, LLC | FRANKLIN | Singlezone Ducted, Centrally Ducted | 205358238 |  | HRCU-A-CB | AVZC200361A* |  | CA*F3743*6D*+MBVC1601**-1A*+TXV | 14 | 21 | 10 |  |  |  | FALSE | FALSE | FALSE | 35400 | 18200 | 2.46 | 28800 | 2.27
205358242 | 10/28/22 | Live | Daikin North America, LLC | FRANKLIN | Singlezone Ducted, Centrally Ducted | 205358242 |  | HRCU-A-CB | AVZC200481A* |  | CSCF4860N6D*+MBVC1601**-1A*+TXV | 12 | 20 | 10 |  |  |  | FALSE | FALSE | FALSE | 45000 | 26600 | 2.8 | 34000 | 2.4
205358241 | 10/28/22 | Live | Daikin North America, LLC | FRANKLIN | Singlezone Ducted, Centrally Ducted | 205358241 |  | HRCU-A-CB | AVZC200481A* |  | CHPF4860D6D*+MBVC1601**-1A*+TXV | 12 | 19.5 | 10 |  |  |  | FALSE | FALSE | FALSE | 45000 | 26600 | 2.76 | 34000 | 2.4
205358240 | 10/28/22 | Live | Daikin North America, LLC | FRANKLIN | Singlezone Ducted, Centrally Ducted | 205358240 |  | HRCU-A-CB | AVZC200481A* |  | CA*F4961*6D*+MBVC1601**-1A*+TXV | 12.5 | 20 | 10 |  |  |  | FALSE | FALSE | FALSE | 46500 | 26800 | 2.81 | 34000 | 2.4
205358243 | 10/28/22 | Live | Daikin North America, LLC | FRANKLIN | Singlezone Ducted, Centrally Ducted | 205358243 |  | HRCU-A-CB | AVZC200481A* |  | CA*F4860*6D*+MBVC2001**-1A*+TXV | 12.5 | 20 | 10 |  |  |  | FALSE | FALSE | FALSE | 45000 | 26600 | 2.8 | 34000 | 2.4
205358244 | 10/28/22 | Live | Daikin North America, LLC | FRANKLIN | Singlezone Ducted, Centrally Ducted | 205358244 |  | HRCU-A-CB | AVZC200481A* |  | CHPF4860D6D*+MBVC2001**-1A*+TXV | 12.5 | 20 | 10 |  |  |  | FALSE | FALSE | FALSE | 45000 | 26600 | 2.8 | 34000 | 2.4
205358245 | 10/28/22 | Live | Daikin North America, LLC | FRANKLIN | Singlezone Ducted, Centrally Ducted | 205358245 |  | HRCU-A-CB | AVZC200481A* |  | CSCF4860N6D*+MBVC2001**-1A*+TXV | 12.5 | 20 | 10 |  |  |  | FALSE | FALSE | FALSE | 45000 | 26600 | 2.85 | 34000 | 2.4
205965606 | 10/28/22 | Live | Daikin North America, LLC | FRANKLIN | Singlezone Ducted, Centrally Ducted | 205965606 |  | HRCU-A-CB | GVZC200241A* |  | CA*F3642*6D*+MBVC1200**-1A*+TXV | 13 | 21 | 10 |  |  |  | FALSE | FALSE | FALSE | 23400 | 13000 | 2.57 | 15200 | 2.45
205965608 | 10/28/22 | Live | Daikin North America, LLC | FRANKLIN | Singlezone Ducted, Centrally Ducted | 205965608 |  | HRCU-A-CB | GVZC200481A* |  | CA*F4961*6D*+MBVC2000**-1A*+TXV | 13 | 20 | 10 |  |  |  | FALSE | FALSE | FALSE | 46500 | 26600 | 2.85 | 34000 | 2.4
205965607 | 10/28/22 | Live | Daikin North America, LLC | FRANKLIN | Singlezone Ducted, Centrally Ducted | 205965607 |  | HRCU-A-CB | GVZC200361A* |  | CA*F3743*6D*+MBVC1600**-1A*+TXV | 14 | 21 | 10 |  |  |  | FALSE | FALSE | FALSE | 35400 | 18200 | 2.46 | 28800 | 2.27
205358246 | 10/28/22 | Live | Daikin North America, LLC | FRANKLIN | Singlezone Ducted, Centrally Ducted | 205358246 |  | HRCU-A-CB | AVZC200481A* |  | CA*F4961*6D*+MBVC2001**-1A*+TXV | 13 | 20 | 10 |  |  |  | FALSE | FALSE | FALSE | 46500 | 26600 | 2.85 | 34000 | 2.4
205965611 | 10/28/22 | Live | Daikin North America, LLC | FRANKLIN | Singlezone Ducted, Centrally Ducted | 205965611 |  | HRCU-A-CB | GVZC200241A* |  | CA*F3137*6A*+MBVC1200**-1A*+TXV | 13 | 21 | 10 |  |  |  | FALSE | FALSE | FALSE | 23800 | 13000 | 2.61 | 15200 | 2.45
205965617 | 10/28/22 | Live | Daikin North America, LLC | FRANKLIN | Singlezone Ducted, Centrally Ducted | 205965617 |  | HRCU-A-CB | GVZC200241A* |  | CA*F3636*6D*+MBVC1200**-1A*+TXV | 13 | 20 | 10 |  |  |  | FALSE | FALSE | FALSE | 23200 | 13000 | 2.57 | 15200 | 2.45
205965626 | 10/28/22 | Live | Daikin North America, LLC | FRANKLIN | Singlezone Ducted, Centrally Ducted | 205965626 |  | HRCU-A-CB | GVZC200241A* |  | CA*F3743*6D*+MBVC1200**-1A*+TXV | 13 | 21 | 10 |  |  |  | FALSE | FALSE | FALSE | 23800 | 13000 | 2.63 | 15200 | 2.45
205965631 | 10/28/22 | Live | Daikin North America, LLC | FRANKLIN | Singlezone Ducted, Centrally Ducted | 205965631 |  | HRCU-A-CB | GVZC200241A* |  | CHPF3636B6C*+MBVC1200**-1A*+TXV | 13 | 21 | 10 |  |  |  | FALSE | FALSE | FALSE | 23400 | 13000 | 2.61 | 15200 | 2.45
205965634 | 10/28/22 | Live | Daikin North America, LLC | FRANKLIN | Singlezone Ducted, Centrally Ducted | 205965634 |  | HRCU-A-CB | GVZC200241A* |  | CHPF3642C6C*+MBVC1200**-1A*+TXV | 13 | 21 | 10 |  |  |  | FALSE | FALSE | FALSE | 23400 | 13000 | 2.61 | 15200 | 2.45
205965640 | 10/28/22 | Live | Daikin North America, LLC | FRANKLIN | Singlezone Ducted, Centrally Ducted | 205965640 |  | HRCU-A-CB | GVZC200241A* |  | CA*F3642*6D*+MBVC1201**-1A*+TXV | 13 | 21 | 10 |  |  |  | FALSE | FALSE | FALSE | 23400 | 13000 | 2.57 | 15200 | 2.45
205965639 | 10/28/22 | Live | Daikin North America, LLC | FRANKLIN | Singlezone Ducted, Centrally Ducted | 205965639 |  | HRCU-A-CB | GVZC200241A* |  | CA*F3636*6D*+MBVC1201**-1A*+TXV | 13 | 20 | 10 |  |  |  | FALSE | FALSE | FALSE | 23200 | 13000 | 2.57 | 15200 | 2.45
205965638 | 10/28/22 | Live | Daikin North America, LLC | FRANKLIN | Singlezone Ducted, Centrally Ducted | 205965638 |  | HRCU-A-CB | GVZC200241A* |  | CA*F3137*6A*+MBVC1201**-1A*+TXV | 13 | 21 | 10 |  |  |  | FALSE | FALSE | FALSE | 23800 | 13000 | 2.61 | 15200 | 2.45
205965637 | 10/28/22 | Live | Daikin North America, LLC | FRANKLIN | Singlezone Ducted, Centrally Ducted | 205965637 |  | HRCU-A-CB | GVZC200241A* |  | AVPEC25B14A* | 13 | 21 | 10 |  |  |  | FALSE | FALSE | FALSE | 23000 | 13600 | 2.61 | 15200 | 2.45
205965641 | 10/28/22 | Live | Daikin North America, LLC | FRANKLIN | Singlezone Ducted, Centrally Ducted | 205965641 |  | HRCU-A-CB | GVZC200241A* |  | CA*F3743*6D*+MBVC1201**-1A*+TXV | 13 | 21 | 10 |  |  |  | FALSE | FALSE | FALSE | 23800 | 13000 | 2.63 | 15200 | 2.45
205965642 | 10/28/22 | Live | Daikin North America, LLC | FRANKLIN | Singlezone Ducted, Centrally Ducted | 205965642 |  | HRCU-A-CB | GVZC200241A* |  | CHPF3636B6C*+MBVC1201**-1A*+TXV | 13 | 21 | 10 |  |  |  | FALSE | FALSE | FALSE | 23400 | 13000 | 2.61 | 15200 | 2.45
205965643 | 10/28/22 | Live | Daikin North America, LLC | FRANKLIN | Singlezone Ducted, Centrally Ducted | 205965643 |  | HRCU-A-CB | GVZC200241A* |  | CHPF3642C6C*+MBVC1201**-1A*+TXV | 13 | 21 | 10 |  |  |  | FALSE | FALSE | FALSE | 23400 | 13000 | 2.61 | 15200 | 2.45
205965647 | 10/28/22 | Live | Daikin North America, LLC | FRANKLIN | Singlezone Ducted, Centrally Ducted | 205965647 |  | HRCU-A-CB | GVZC200361A* |  | CA*F3137*6A*+MBVC1600**-1A*+TXV | 13.5 | 20 | 10 |  |  |  | FALSE | FALSE | FALSE | 34800 | 18200 | 2.44 | 28800 | 2.27
205965646 | 10/28/22 | Live | Daikin North America, LLC | FRANKLIN | Singlezone Ducted, Centrally Ducted | 205965646 |  | HRCU-A-CB | GVZC200361A* |  | CA*F3137*6A*+MBVC1200**-1A*+TXV | 13.5 | 20 | 10 |  |  |  | FALSE | FALSE | FALSE | 34800 | 18000 | 2.42 | 28800 | 2.27
205965655 | 10/28/22 | Live | Daikin North America, LLC | FRANKLIN | Singlezone Ducted, Centrally Ducted | 205965655 |  | HRCU-A-CB | GVZC200361A* |  | CA*F3642*6D*+MBVC1200**-1A*+TXV | 13 | 20 | 10 |  |  |  | FALSE | FALSE | FALSE | 34600 | 18000 | 2.4 | 28800 | 2.27
205965656 | 10/28/22 | Live | Daikin North America, LLC | FRANKLIN | Singlezone Ducted, Centrally Ducted | 205965656 |  | HRCU-A-CB | GVZC200361A* |  | CA*F3642*6D*+MBVC1600**-1A*+TXV | 13.5 | 20 | 10 |  |  |  | FALSE | FALSE | FALSE | 34600 | 18000 | 2.42 | 28800 | 2.27
208500572 | 07/11/22 | Live | Johnson Controls Inc. (York International Norman) | YORK | Singlezone Ducted, Centrally Ducted | 208500572 |  | HRCU-A-CB | HMH72B601 | Ducted Indoor Units | XAFD60JXXN1+JMVT20DC2N1+TXV | 8.5 | 17 | 9.5 |  |  |  | FALSE | FALSE | FALSE | 57500 | 36000 | 2.5 | 36000 | 2.5
205965664 | 10/28/22 | Live | Daikin North America, LLC | FRANKLIN | Singlezone Ducted, Centrally Ducted | 205965664 |  | HRCU-A-CB | GVZC200361A* |  | CA*F3743*6D*+MBVC1200**-1A*+TXV | 13.5 | 20 | 10 |  |  |  | FALSE | FALSE | FALSE | 35200 | 18200 | 2.42 | 28800 | 2.27
208500529 | 07/11/22 | Live | Johnson Controls Inc. (York International Norman) | COLEMAN | Singlezone Ducted, Centrally Ducted | 208500529 |  | HRCU-A-CB | HMH72B601 | Ducted Indoor Units | XAFD60JXXN1+JMVT20DC2N1+TXV | 8.5 | 17 | 9.5 |  |  |  | FALSE | FALSE | FALSE | 57500 | 36000 | 2.5 | 36000 | 2.5
208500532 | 07/11/22 | Live | Johnson Controls Inc. (York International Norman) | LUXAIRE | Singlezone Ducted, Centrally Ducted | 208500532 |  | HRCU-A-CB | HMH72B601 | Ducted Indoor Units | XAFD60JXXN1+JMVT20DC2N1+TXV | 8.5 | 17 | 9.5 |  |  |  | FALSE | FALSE | FALSE | 57500 | 36000 | 2.5 | 36000 | 2.5
208500534 | 07/11/22 | Live | Johnson Controls Inc. (York International Norman) | FRASER-JOHNSTON | Singlezone Ducted, Centrally Ducted | 208500534 |  | HRCU-A-CB | HMH72B601 | Ducted Indoor Units | XAFD60JXXN1+JMVT20DC2N1+TXV | 8.5 | 17 | 9.5 |  |  |  | FALSE | FALSE | FALSE | 57500 | 36000 | 2.5 | 36000 | 2.5
208500537 | 07/11/22 | Live | Johnson Controls Inc. (York International Norman) | CHAMPION HEATING AND COOLING | Singlezone Ducted, Centrally Ducted | 208500537 |  | HRCU-A-CB | HMH72B601 | Ducted Indoor Units | XAFD60JXXN1+JMVT20DC2N1+TXV | 8.5 | 17 | 9.5 |  |  |  | FALSE | FALSE | FALSE | 57500 | 36000 | 2.5 | 36000 | 2.5
208613218 | 07/11/22 | Live | Johnson Controls Inc. (York International Norman) | YORK | Singlezone Ducted, Centrally Ducted | 208613218 |  | HRCU-A-CB | HMH72B601 | Ducted Indoor Units | XAFD60JBCN1+JMVT20DC2N1 | 8.5 | 17 | 9.5 |  |  |  | FALSE | FALSE | FALSE | 57500 | 36000 | 2.5 | 36000 | 2.5
208614089 | 07/11/22 | Live | Johnson Controls Inc. (York International Norman) | COLEMAN | Singlezone Ducted, Centrally Ducted | 208614089 |  | HRCU-A-CB | HMH72B601 | Ducted Indoor Units | XAFD60JBCN1+JMVT20DC2N1 | 8.5 | 17 | 9.5 |  |  |  | FALSE | FALSE | FALSE | 57500 | 36000 | 2.5 | 36000 | 2.5
208614094 | 07/11/22 | Live | Johnson Controls Inc. (York International Norman) | LUXAIRE | Singlezone Ducted, Centrally Ducted | 208614094 |  | HRCU-A-CB | HMH72B601 | Ducted Indoor Units | XAFD60JBCN1+JMVT20DC2N1 | 8.5 | 17 | 9.5 |  |  |  | FALSE | FALSE | FALSE | 57500 | 36000 | 2.5 | 36000 | 2.5
208614097 | 07/11/22 | Live | Johnson Controls Inc. (York International Norman) | FRASER-JOHNSTON | Singlezone Ducted, Centrally Ducted | 208614097 |  | HRCU-A-CB | HMH72B601 | Ducted Indoor Units | XAFD60JBCN1+JMVT20DC2N1 | 8.5 | 17 | 9.5 |  |  |  | FALSE | FALSE | FALSE | 57500 | 36000 | 2.5 | 36000 | 2.5
208614102 | 07/11/22 | Live | Johnson Controls Inc. (York International Norman) | CHAMPION HEATING AND COOLING | Singlezone Ducted, Centrally Ducted | 208614102 |  | HRCU-A-CB | HMH72B601 | Ducted Indoor Units | XAFD60JBCN1+JMVT20DC2N1 | 8.5 | 17 | 9.5 |  |  |  | FALSE | FALSE | FALSE | 57500 | 36000 | 2.5 | 36000 | 2.5
208206692 | 07/11/22 | Live | Johnson Controls Inc. (York International Norman) | YORK | Singlezone Ducted, Centrally Ducted | 208206692 |  | HRCU-A-CB | HMH72B601 | Ducted Indoor Units | XAHD60JXXN1+ME20DN21+TXV | 8 | 16.25 | 9.3 |  |  |  | FALSE | FALSE | FALSE | 57500 | 36600 | 2.46 | 36600 | 2.46
205965689 | 10/28/22 | Live | Daikin North America, LLC | FRANKLIN | Singlezone Ducted, Centrally Ducted | 205965689 |  | HRCU-A-CB | GVZC200361A* |  | CSCF3642N6D*+MBVC1200**-1A*+TXV | 13.5 | 20 | 10 |  |  |  | FALSE | FALSE | FALSE | 34800 | 18200 | 2.42 | 28800 | 2.27
208400418 | 07/11/22 | Live | Johnson Controls Inc. (York International Norman) | COLEMAN | Singlezone Ducted, Centrally Ducted | 208400418 |  | HRCU-A-CB | HMH72B601 | Ducted Indoor Units | XAHD60JXXN1+ME20DN21+TXV | 8 | 16.25 | 9.3 |  |  |  | FALSE | FALSE | FALSE | 57500 | 36600 | 2.46 | 36600 | 2.46
208400421 | 07/11/22 | Live | Johnson Controls Inc. (York International Norman) | LUXAIRE | Singlezone Ducted, Centrally Ducted | 208400421 |  | HRCU-A-CB | HMH72B601 | Ducted Indoor Units | XAHD60JXXN1+ME20DN21+TXV | 8 | 16.25 | 9.3 |  |  |  | FALSE | FALSE | FALSE | 57500 | 36600 | 2.46 | 36600 | 2.46
208400422 | 07/11/22 | Live | Johnson Controls Inc. (York International Norman) | FRASER-JOHNSTON | Singlezone Ducted, Centrally Ducted | 208400422 |  | HRCU-A-CB | HMH72B601 | Ducted Indoor Units | XAHD60JXXN1+ME20DN21+TXV | 8 | 16.25 | 9.3 |  |  |  | FALSE | FALSE | FALSE | 57500 | 36600 | 2.46 | 36600 | 2.46
208400425 | 07/11/22 | Live | Johnson Controls Inc. (York International Norman) | CHAMPION HEATING AND COOLING | Singlezone Ducted, Centrally Ducted | 208400425 |  | HRCU-A-CB | HMH72B601 | Ducted Indoor Units | XAHD60JXXN1+ME20DN21+TXV | 8 | 16.25 | 9.3 |  |  |  | FALSE | FALSE | FALSE | 57500 | 36600 | 2.46 | 36600 | 2.46
208500739 | 07/11/22 | Live | Johnson Controls Inc. (York International Norman) | YORK | Singlezone Ducted, Centrally Ducted | 208500739 |  | HRCU-A-CB | HMH72B601 | Ducted Indoor Units | JHVTD60JXXC2N1+TXV | 8.5 | 17 | 9.5 |  |  |  | FALSE | FALSE | FALSE | 58000 | 36200 | 2.5 | 36200 | 2.5
208501117 | 07/11/22 | Live | Johnson Controls Inc. (York International Norman) | COLEMAN | Singlezone Ducted, Centrally Ducted | 208501117 |  | HRCU-A-CB | HMH72B601 | Ducted Indoor Units | JHVTD60JXXC2N1+TXV | 8.5 | 17 | 9.5 |  |  |  | FALSE | FALSE | FALSE | 58000 | 36200 | 2.5 | 36200 | 2.5
207526342 | 10/28/22 | Live | Trane U.S. Inc. | TRANE | Singlezone Ducted, Centrally Ducted | 207526342 |  | HRCU-A-CB | 4TWV0X36A1 |  | TEM8A0D48V41+TDR | 13 | 19.5 | 10 |  |  |  | FALSE | FALSE | FALSE | 35800 | 25800 | 3.05 | 26100 | 2.48
208501118 | 07/11/22 | Live | Johnson Controls Inc. (York International Norman) | LUXAIRE | Singlezone Ducted, Centrally Ducted | 208501118 |  | HRCU-A-CB | HMH72B601 | Ducted Indoor Units | JHVTD60JXXC2N1+TXV | 8.5 | 17 | 9.5 |  |  |  | FALSE | FALSE | FALSE | 58000 | 36200 | 2.5 | 36200 | 2.5
205965694 | 10/28/22 | Live | Daikin North America, LLC | FRANKLIN | Singlezone Ducted, Centrally Ducted | 205965694 |  | HRCU-A-CB | GVZC200481A* |  | CA*F4860*6D*+MBVC1600**-1A*+TXV | 12 | 19.5 | 10 |  |  |  | FALSE | FALSE | FALSE | 44500 | 26600 | 2.76 | 34000 | 2.4
208501120 | 07/11/22 | Live | Johnson Controls Inc. (York International Norman) | FRASER-JOHNSTON | Singlezone Ducted, Centrally Ducted | 208501120 |  | HRCU-A-CB | HMH72B601 | Ducted Indoor Units | JHVTD60JXXC2N1+TXV | 8.5 | 17 | 9.5 |  |  |  | FALSE | FALSE | FALSE | 58000 | 36200 | 2.5 | 36200 | 2.5
208501122 | 07/11/22 | Live | Johnson Controls Inc. (York International Norman) | CHAMPION HEATING AND COOLING | Singlezone Ducted, Centrally Ducted | 208501122 |  | HRCU-A-CB | HMH72B601 | Ducted Indoor Units | JHVTD60JXXC2N1+TXV | 8.5 | 17 | 9.5 |  |  |  | FALSE | FALSE | FALSE | 58000 | 36200 | 2.5 | 36200 | 2.5
203064261 | 04/28/22 | Live | Johnson Controls Inc. (York International Norman) | COLEMAN | Singlezone Ducted, Centrally Ducted | 203064261 |  | HRCU-A-CB | CH16B3622 |  | AE36BX21+TXV | 11.25 | 16.75 | 10 |  |  |  | FALSE | FALSE | FALSE | 34800 | 22200 | 2.71 | 22200 | 2.71
205965699 | 10/28/22 | Live | Daikin North America, LLC | FRANKLIN | Singlezone Ducted, Centrally Ducted | 205965699 |  | HRCU-A-CB | GVZC200481A* |  | CHPF4860D6D*+MBVC1600**-1A*+TXV | 12 | 19.5 | 10 |  |  |  | FALSE | FALSE | FALSE | 45000 | 26600 | 2.76 | 34000 | 2.4
208613246 | 07/11/22 | Live | Johnson Controls Inc. (York International Norman) | YORK | Singlezone Ducted, Centrally Ducted | 208613246 |  | HRCU-A-CB | HMH72B601 | Ducted Indoor Units | JHVTD60JBCC2N1 | 8.5 | 17 | 9.5 |  |  |  | FALSE | FALSE | FALSE | 58000 | 36200 | 2.5 | 36200 | 2.5
208614088 | 07/11/22 | Live | Johnson Controls Inc. (York International Norman) | COLEMAN | Singlezone Ducted, Centrally Ducted | 208614088 |  | HRCU-A-CB | HMH72B601 | Ducted Indoor Units | JHVTD60JBCC2N1 | 8.5 | 17 | 9.5 |  |  |  | FALSE | FALSE | FALSE | 58000 | 36200 | 2.5 | 36200 | 2.5
203064060 | 04/28/22 | Live | Johnson Controls Inc. (York International Norman) | YORK | Singlezone Ducted, Centrally Ducted | 203064060 |  | HRCU-A-CB | YHM36B22 |  | AE36BX21+TXV | 11.25 | 16.75 | 10 |  |  |  | FALSE | FALSE | FALSE | 34800 | 22200 | 2.71 | 22200 | 2.71
208614095 | 07/11/22 | Live | Johnson Controls Inc. (York International Norman) | LUXAIRE | Singlezone Ducted, Centrally Ducted | 208614095 |  | HRCU-A-CB | HMH72B601 | Ducted Indoor Units | JHVTD60JBCC2N1 | 8.5 | 17 | 9.5 |  |  |  | FALSE | FALSE | FALSE | 58000 | 36200 | 2.5 | 36200 | 2.5
203064269 | 04/28/22 | Live | Johnson Controls Inc. (York International Norman) | LUXAIRE | Singlezone Ducted, Centrally Ducted | 203064269 |  | HRCU-A-CB | TH16B3622 |  | AE36BX21+TXV | 11.25 | 16.75 | 10 |  |  |  | FALSE | FALSE | FALSE | 34800 | 22200 | 2.71 | 22200 | 2.71
205965704 | 10/28/22 | Live | Daikin North America, LLC | FRANKLIN | Singlezone Ducted, Centrally Ducted | 205965704 |  | HRCU-A-CB | GVZC200481A* |  | CSCF4860N6D*+MBVC1600**-1A*+TXV | 12 | 20 | 10 |  |  |  | FALSE | FALSE | FALSE | 45000 | 26600 | 2.8 | 34000 | 2.4
205965705 | 10/28/22 | Live | Daikin North America, LLC | FRANKLIN | Singlezone Ducted, Centrally Ducted | 205965705 |  | HRCU-A-CB | GVZC200481A* |  | CSCF4860N6D*+MBVC2000**-1A*+TXV | 12.5 | 20 | 10 |  |  |  | FALSE | FALSE | FALSE | 45000 | 26600 | 2.85 | 34000 | 2.4
203064277 | 04/28/22 | Live | Johnson Controls Inc. (York International Norman) | FRASER-JOHNSTON | Singlezone Ducted, Centrally Ducted | 203064277 |  | HRCU-A-CB | TH16B3622 |  | AE36BX21+TXV | 11.25 | 16.75 | 10 |  |  |  | FALSE | FALSE | FALSE | 34800 | 22200 | 2.71 | 22200 | 2.71
208614096 | 07/11/22 | Live | Johnson Controls Inc. (York International Norman) | FRASER-JOHNSTON | Singlezone Ducted, Centrally Ducted | 208614096 |  | HRCU-A-CB | HMH72B601 | Ducted Indoor Units | JHVTD60JBCC2N1 | 8.5 | 17 | 9.5 |  |  |  | FALSE | FALSE | FALSE | 58000 | 36200 | 2.5 | 36200 | 2.5
10153700 | 10/28/22 | Live | Trane U.S. Inc. | TRANE | Singlezone Ducted, Centrally Ducted | 10153700 |  | HRCU-A-CB | 4TWV0036A1 |  | TEM8A0D48V41+TDR | 13 | 19.5 | 10 |  |  |  | FALSE | FALSE | FALSE | 35800 | 25800 | 3.05 | 26100 | 2.48
208614103 | 07/11/22 | Live | Johnson Controls Inc. (York International Norman) | CHAMPION HEATING AND COOLING | Singlezone Ducted, Centrally Ducted | 208614103 |  | HRCU-A-CB | HMH72B601 | Ducted Indoor Units | JHVTD60JBCC2N1 | 8.5 | 17 | 9.5 |  |  |  | FALSE | FALSE | FALSE | 58000 | 36200 | 2.5 | 36200 | 2.5
203064286 | 04/28/22 | Live | Johnson Controls Inc. (York International Norman) | CHAMPION HEATING AND COOLING | Singlezone Ducted, Centrally Ducted | 203064286 |  | HRCU-A-CB | TH16B3622 |  | AE36BX21+TXV | 11.25 | 16.75 | 10 |  |  |  | FALSE | FALSE | FALSE | 34800 | 22200 | 2.71 | 22200 | 2.71
205965709 | 10/28/22 | Live | Daikin North America, LLC | FRANKLIN | Singlezone Ducted, Centrally Ducted | 205965709 |  | HRCU-A-CB | GVZC200481A* |  | AVPEC59D14A* | 11.7 | 19 | 9.5 |  |  |  | FALSE | FALSE | FALSE | 44500 | 27000 | 2.4 | 34000 | 2.4
205965710 | 10/28/22 | Live | Daikin North America, LLC | FRANKLIN | Singlezone Ducted, Centrally Ducted | 205965710 |  | HRCU-A-CB | GVZC200481A* |  | CA*F4860*6D*+MBVC1601**-1A*+TXV | 12 | 19.5 | 10 |  |  |  | FALSE | FALSE | FALSE | 44500 | 26600 | 2.76 | 34000 | 2.4
205965712 | 10/28/22 | Live | Daikin North America, LLC | FRANKLIN | Singlezone Ducted, Centrally Ducted | 205965712 |  | HRCU-A-CB | GVZC200481A* |  | CHPF4860D6D*+MBVC1601**-1A*+TXV | 12 | 19.5 | 10 |  |  |  | FALSE | FALSE | FALSE | 45000 | 26600 | 2.76 | 34000 | 2.4
205965711 | 10/28/22 | Live | Daikin North America, LLC | FRANKLIN | Singlezone Ducted, Centrally Ducted | 205965711 |  | HRCU-A-CB | GVZC200481A* |  | CA*F4860*6D*+MBVC2001**-1A*+TXV | 12.5 | 19.5 | 10 |  |  |  | FALSE | FALSE | FALSE | 45000 | 26600 | 2.8 | 34000 | 2.4
205965715 | 10/28/22 | Live | Daikin North America, LLC | FRANKLIN | Singlezone Ducted, Centrally Ducted | 205965715 |  | HRCU-A-CB | GVZC200481A* |  | CSCF4860N6D*+MBVC2001**-1A*+TXV | 12.5 | 20 | 10 |  |  |  | FALSE | FALSE | FALSE | 45000 | 26600 | 2.85 | 34000 | 2.4
205965713 | 10/28/22 | Live | Daikin North America, LLC | FRANKLIN | Singlezone Ducted, Centrally Ducted | 205965713 |  | HRCU-A-CB | GVZC200481A* |  | CHPF4860D6D*+MBVC2001**-1A*+TXV | 12.5 | 20 | 10 |  |  |  | FALSE | FALSE | FALSE | 45000 | 26600 | 2.8 | 34000 | 2.4
205965714 | 10/28/22 | Live | Daikin North America, LLC | FRANKLIN | Singlezone Ducted, Centrally Ducted | 205965714 |  | HRCU-A-CB | GVZC200481A* |  | CSCF4860N6D*+MBVC1601**-1A*+TXV | 12 | 20 | 10 |  |  |  | FALSE | FALSE | FALSE | 45000 | 26600 | 2.8 | 34000 | 2.4
205965719 | 10/28/22 | Live | Daikin North America, LLC | FRANKLIN | Singlezone Ducted, Centrally Ducted | 205965719 |  | HRCU-A-CB | GVZC200481A* |  | CA*F4961*6D*+MBVC1600**-1A*+TXV | 12.5 | 20 | 10 |  |  |  | FALSE | FALSE | FALSE | 46500 | 26800 | 2.81 | 34000 | 2.4
205966422 | 10/28/22 | Live | Daikin North America, LLC | FRANKLIN | Singlezone Ducted, Centrally Ducted | 205966422 |  | HRCU-A-CB | GVZC200361A* |  | CHPF3743C6B*+MBVC1600**-1A*+TXV | 13.5 | 20 | 10 |  |  |  | FALSE | FALSE | FALSE | 35200 | 18200 | 2.44 | 28800 | 2.27
205965723 | 10/28/22 | Live | Daikin North America, LLC | FRANKLIN | Singlezone Ducted, Centrally Ducted | 205965723 |  | HRCU-A-CB | GVZC200481A* |  | CHPF4860D6D*+MBVC2000**-1A*+TXV | 12.5 | 20 | 10 |  |  |  | FALSE | FALSE | FALSE | 45000 | 26600 | 2.8 | 34000 | 2.4
205966425 | 10/28/22 | Live | Daikin North America, LLC | FRANKLIN | Singlezone Ducted, Centrally Ducted | 205966425 |  | HRCU-A-CB | GVZC200361A* |  | AVPEC59D14A* | 14 | 20 | 10 |  |  |  | FALSE | FALSE | FALSE | 35800 | 18900 | 2.34 | 28800 | 2.27
205965724 | 10/28/22 | Live | Daikin North America, LLC | FRANKLIN | Singlezone Ducted, Centrally Ducted | 205965724 |  | HRCU-A-CB | GVZC200481A* |  | CA*F4961*6D*+MBVC1601**-1A*+TXV | 12.5 | 20 | 10 |  |  |  | FALSE | FALSE | FALSE | 46500 | 26800 | 2.81 | 34000 | 2.4
205965725 | 10/28/22 | Live | Daikin North America, LLC | FRANKLIN | Singlezone Ducted, Centrally Ducted | 205965725 |  | HRCU-A-CB | GVZC200481A* |  | CA*F4961*6D*+MBVC2001**-1A*+TXV | 13 | 20 | 10 |  |  |  | FALSE | FALSE | FALSE | 46500 | 26600 | 2.85 | 34000 | 2.4
205966043 | 10/28/22 | Live | Daikin North America, LLC | FRANKLIN | Singlezone Ducted, Centrally Ducted | 205966043 |  | HRCU-A-CB | GVZC200361A* |  | CHPF3642C6C*+MBVC1200**-1A*+TXV | 13 | 20 | 10 |  |  |  | FALSE | FALSE | FALSE | 34800 | 18000 | 2.4 | 28800 | 2.27
205966419 | 10/28/22 | Live | Daikin North America, LLC | FRANKLIN | Singlezone Ducted, Centrally Ducted | 205966419 |  | HRCU-A-CB | GVZC200361A* |  | CHPF3642C6C*+MBVC1600**-1A*+TXV | 13.5 | 20 | 10 |  |  |  | FALSE | FALSE | FALSE | 35000 | 18000 | 2.42 | 28800 | 2.27
205966421 | 10/28/22 | Live | Daikin North America, LLC | FRANKLIN | Singlezone Ducted, Centrally Ducted | 205966421 |  | HRCU-A-CB | GVZC200361A* |  | CHPF3743C6B*+MBVC1200**-1A*+TXV | 13.5 | 20 | 10 |  |  |  | FALSE | FALSE | FALSE | 35000 | 18200 | 2.42 | 28800 | 2.27
205966423 | 10/28/22 | Live | Daikin North America, LLC | FRANKLIN | Singlezone Ducted, Centrally Ducted | 205966423 |  | HRCU-A-CB | GVZC200361A* |  | CSCF3642N6D*+MBVC1600**-1A*+TXV | 13.5 | 20 | 10 |  |  |  | FALSE | FALSE | FALSE | 35000 | 18200 | 2.44 | 28800 | 2.27
205966428 | 10/28/22 | Live | Daikin North America, LLC | FRANKLIN | Singlezone Ducted, Centrally Ducted | 205966428 |  | HRCU-A-CB | GVZC200361A* |  | CA*F3642*6D*+MBVC1201**-1A*+TXV | 13 | 20 | 10 |  |  |  | FALSE | FALSE | FALSE | 34600 | 18000 | 2.4 | 28800 | 2.27
205966427 | 10/28/22 | Live | Daikin North America, LLC | FRANKLIN | Singlezone Ducted, Centrally Ducted | 205966427 |  | HRCU-A-CB | GVZC200361A* |  | CA*F3137*6A*+MBVC1601**-1A*+TXV | 13.5 | 20 | 10 |  |  |  | FALSE | FALSE | FALSE | 34800 | 18200 | 2.44 | 28800 | 2.27
205966429 | 10/28/22 | Live | Daikin North America, LLC | FRANKLIN | Singlezone Ducted, Centrally Ducted | 205966429 |  | HRCU-A-CB | GVZC200361A* |  | CA*F3642*6D*+MBVC1601**-1A*+TXV | 13.5 | 20 | 10 |  |  |  | FALSE | FALSE | FALSE | 34600 | 18000 | 2.42 | 28800 | 2.27
205966424 | 10/28/22 | Live | Daikin North America, LLC | FRANKLIN | Singlezone Ducted, Centrally Ducted | 205966424 |  | HRCU-A-CB | GVZC200361A* |  | AVPEC37C14A* | 13 | 19.5 | 9.8 |  |  |  | FALSE | FALSE | FALSE | 35200 | 18900 | 2.24 | 28800 | 2.27
205966426 | 10/28/22 | Live | Daikin North America, LLC | FRANKLIN | Singlezone Ducted, Centrally Ducted | 205966426 |  | HRCU-A-CB | GVZC200361A* |  | CA*F3137*6A*+MBVC1201**-1A*+TXV | 13.5 | 20 | 10 |  |  |  | FALSE | FALSE | FALSE | 34800 | 18000 | 2.42 | 28800 | 2.27
205966430 | 10/28/22 | Live | Daikin North America, LLC | FRANKLIN | Singlezone Ducted, Centrally Ducted | 205966430 |  | HRCU-A-CB | GVZC200361A* |  | CA*F3743*6D*+MBVC1201**-1A*+TXV | 13.5 | 20 | 10 |  |  |  | FALSE | FALSE | FALSE | 35200 | 18200 | 2.42 | 28800 | 2.27
205966434 | 10/28/22 | Live | Daikin North America, LLC | FRANKLIN | Singlezone Ducted, Centrally Ducted | 205966434 |  | HRCU-A-CB | GVZC200361A* |  | CHPF3743C6B*+MBVC1201**-1A*+TXV | 13.5 | 20 | 10 |  |  |  | FALSE | FALSE | FALSE | 35000 | 18200 | 2.42 | 28800 | 2.27
205966432 | 10/28/22 | Live | Daikin North America, LLC | FRANKLIN | Singlezone Ducted, Centrally Ducted | 205966432 |  | HRCU-A-CB | GVZC200361A* |  | CHPF3642C6C*+MBVC1201**-1A*+TXV | 13 | 20 | 10 |  |  |  | FALSE | FALSE | FALSE | 34800 | 18000 | 2.4 | 28800 | 2.27
205966431 | 10/28/22 | Live | Daikin North America, LLC | FRANKLIN | Singlezone Ducted, Centrally Ducted | 205966431 |  | HRCU-A-CB | GVZC200361A* |  | CA*F3743*6D*+MBVC1601**-1A*+TXV | 14 | 21 | 10 |  |  |  | FALSE | FALSE | FALSE | 35400 | 18200 | 2.46 | 28800 | 2.27
205966433 | 10/28/22 | Live | Daikin North America, LLC | FRANKLIN | Singlezone Ducted, Centrally Ducted | 205966433 |  | HRCU-A-CB | GVZC200361A* |  | CHPF3642C6C*+MBVC1601**-1A*+TXV | 13.5 | 20 | 10 |  |  |  | FALSE | FALSE | FALSE | 35000 | 18000 | 2.42 | 28800 | 2.27
205966436 | 10/28/22 | Live | Daikin North America, LLC | FRANKLIN | Singlezone Ducted, Centrally Ducted | 205966436 |  | HRCU-A-CB | GVZC200361A* |  | CSCF3642N6D*+MBVC1201**-1A*+TXV | 13.5 | 20 | 10 |  |  |  | FALSE | FALSE | FALSE | 34800 | 18200 | 2.42 | 28800 | 2.27
205966437 | 10/28/22 | Live | Daikin North America, LLC | FRANKLIN | Singlezone Ducted, Centrally Ducted | 205966437 |  | HRCU-A-CB | GVZC200361A* |  | CSCF3642N6D*+MBVC1601**-1A*+TXV | 13.5 | 20 | 10 |  |  |  | FALSE | FALSE | FALSE | 35000 | 18200 | 2.44 | 28800 | 2.27
205966435 | 10/28/22 | Live | Daikin North America, LLC | FRANKLIN | Singlezone Ducted, Centrally Ducted | 205966435 |  | HRCU-A-CB | GVZC200361A* |  | CHPF3743C6B*+MBVC1601**-1A*+TXV | 13.5 | 20 | 10 |  |  |  | FALSE | FALSE | FALSE | 35200 | 18200 | 2.44 | 28800 | 2.27
205966441 | 10/28/22 | Live | Daikin North America, LLC | FRANKLIN | Singlezone Ducted, Centrally Ducted | 205966441 |  | HRCU-A-CB | GVZC200481A* |  | CA*F4860*6D*+MBVC2000**-1A*+TXV | 12.5 | 20 | 10 |  |  |  | FALSE | FALSE | FALSE | 45000 | 26600 | 2.8 | 34000 | 2.4
207526356 | 10/28/22 | Live | Trane U.S. Inc. | TRANE | Singlezone Ducted, Centrally Ducted | 207526356 |  | HRCU-A-CB | 4TWV8X36A1 |  | TEM8A0D48V41+TDR | 12.5 | 18 | 10 |  |  |  | FALSE | FALSE | FALSE | 35400 | 25800 | 3.07 | 26100 | 2.46
10153718 | 10/28/22 | Live | Trane U.S. Inc. | TRANE | Singlezone Ducted, Centrally Ducted | 10153718 |  | HRCU-A-CB | 4TWV8036A1 |  | TEM8A0D48V41+TDR | 12.5 | 18 | 10 |  |  |  | FALSE | FALSE | FALSE | 35400 | 25800 | 3.07 | 26100 | 2.46
9035726 | 04/28/22 | Live | Johnson Controls Inc. (York International Norman) | YORK | Singlezone Ducted, Centrally Ducted | 9035726 |  | HRCU-A-CB | YHM48B21 |  | AVC60DX21+TXV | 10 | 17 | 10 |  |  |  | FALSE | FALSE | FALSE | 48000 | 29400 | 2.76 | 29400 | 2.76
9036118 | 04/28/22 | Live | Johnson Controls Inc. (York International Norman) | COLEMAN | Singlezone Ducted, Centrally Ducted | 9036118 |  | HRCU-A-CB | CH16B4821 |  | AVC60DX21+TXV | 10 | 17 | 10 |  |  |  | FALSE | FALSE | FALSE | 48000 | 29400 | 2.76 | 29400 | 2.76
9036588 | 04/28/22 | Live | Johnson Controls Inc. (York International Norman) | FRASER-JOHNSTON | Singlezone Ducted, Centrally Ducted | 9036588 |  | HRCU-A-CB | TH16B4821 |  | AVC60DX21+TXV | 10 | 17 | 10 |  |  |  | FALSE | FALSE | FALSE | 48000 | 29400 | 2.76 | 29400 | 2.76
9036353 | 04/28/22 | Live | Johnson Controls Inc. (York International Norman) | LUXAIRE | Singlezone Ducted, Centrally Ducted | 9036353 |  | HRCU-A-CB | TH16B4821 |  | AVC60DX21+TXV | 10 | 17 | 10 |  |  |  | FALSE | FALSE | FALSE | 48000 | 29400 | 2.76 | 29400 | 2.76
9036787 | 04/28/22 | Live | Johnson Controls Inc. (York International Norman) | CHAMPION HEATING AND COOLING | Singlezone Ducted, Centrally Ducted | 9036787 |  | HRCU-A-CB | TH16B4821 |  | AVC60DX21+TXV | 10 | 17 | 10 |  |  |  | FALSE | FALSE | FALSE | 48000 | 29400 | 2.76 | 29400 | 2.76
207430575 | 07/11/22 | Live | Johnson Controls Inc. (York International Norman) | YORK | Singlezone Ducted, Centrally Ducted | 207430575 |  | HRCU-A-CB | HMH72B601 | Ducted Indoor Units | XAFD60JXXN1+ME20DN21+TXV | 8.25 | 16.75 | 9.5 |  |  |  | FALSE | FALSE | FALSE | 59000 | 37200 | 2.52 | 37200 | 2.52
207434722 | 07/11/22 | Live | Johnson Controls Inc. (York International Norman) | COLEMAN | Singlezone Ducted, Centrally Ducted | 207434722 |  | HRCU-A-CB | HMH72B601 | Ducted Indoor Units | XAFD60JXXN1+ME20DN21+TXV | 8.25 | 16.75 | 9.5 |  |  |  | FALSE | FALSE | FALSE | 59000 | 37200 | 2.52 | 37200 | 2.52
207434723 | 07/11/22 | Live | Johnson Controls Inc. (York International Norman) | LUXAIRE | Singlezone Ducted, Centrally Ducted | 207434723 |  | HRCU-A-CB | HMH72B601 | Ducted Indoor Units | XAFD60JXXN1+ME20DN21+TXV | 8.25 | 16.75 | 9.5 |  |  |  | FALSE | FALSE | FALSE | 59000 | 37200 | 2.52 | 37200 | 2.52
207434726 | 07/11/22 | Live | Johnson Controls Inc. (York International Norman) | FRASER-JOHNSTON | Singlezone Ducted, Centrally Ducted | 207434726 |  | HRCU-A-CB | HMH72B601 | Ducted Indoor Units | XAFD60JXXN1+ME20DN21+TXV | 8.25 | 16.75 | 9.5 |  |  |  | FALSE | FALSE | FALSE | 59000 | 37200 | 2.52 | 37200 | 2.52
207434727 | 07/11/22 | Live | Johnson Controls Inc. (York International Norman) | CHAMPION HEATING AND COOLING | Singlezone Ducted, Centrally Ducted | 207434727 |  | HRCU-A-CB | HMH72B601 | Ducted Indoor Units | XAFD60JXXN1+ME20DN21+TXV | 8.25 | 16.75 | 9.5 |  |  |  | FALSE | FALSE | FALSE | 59000 | 37200 | 2.52 | 37200 | 2.52
208500032 | 07/11/22 | Live | Johnson Controls Inc. (York International Norman) | YORK | Singlezone Ducted, Centrally Ducted | 208500032 |  | HRCU-A-CB | HMH72B601 | Ducted Indoor Units | JHETD60JXXS2N1+TXV | 8.5 | 17 | 9.5 |  |  |  | FALSE | FALSE | FALSE | 58000 | 36400 | 2.5 | 36400 | 2.5
10093494 | 10/28/22 | Live | Trane U.S. Inc. | TRANE | Singlezone Ducted, Centrally Ducted | 10093494 |  | HRCU-A-CB | 4TWV0024A1 |  | TAM9A0B30V31 | 13.75 | 19.25 | 10 |  |  |  | TRUE | FALSE | TRUE | 24200 | 16800 | 1.95 | 16800 | 2.52
208501709 | 07/11/22 | Live | Johnson Controls Inc. (York International Norman) | COLEMAN | Singlezone Ducted, Centrally Ducted | 208501709 |  | HRCU-A-CB | HMH72B601 | Ducted Indoor Units | JHETD60JXXS2N1+TXV | 8.5 | 17 | 9.5 |  |  |  | FALSE | FALSE | FALSE | 58000 | 36400 | 2.5 | 36400 | 2.5
208501711 | 07/11/22 | Live | Johnson Controls Inc. (York International Norman) | LUXAIRE | Singlezone Ducted, Centrally Ducted | 208501711 |  | HRCU-A-CB | HMH72B601 | Ducted Indoor Units | JHETD60JXXS2N1+TXV | 8.5 | 17 | 9.5 |  |  |  | FALSE | FALSE | FALSE | 58000 | 36400 | 2.5 | 36400 | 2.5
208501715 | 07/11/22 | Live | Johnson Controls Inc. (York International Norman) | FRASER-JOHNSTON | Singlezone Ducted, Centrally Ducted | 208501715 |  | HRCU-A-CB | HMH72B601 | Ducted Indoor Units | JHETD60JXXS2N1+TXV | 8.5 | 17 | 9.5 |  |  |  | FALSE | FALSE | FALSE | 58000 | 36400 | 2.5 | 36400 | 2.5
208501717 | 07/11/22 | Live | Johnson Controls Inc. (York International Norman) | CHAMPION HEATING AND COOLING | Singlezone Ducted, Centrally Ducted | 208501717 |  | HRCU-A-CB | HMH72B601 | Ducted Indoor Units | JHETD60JXXS2N1+TXV | 8.5 | 17 | 9.5 |  |  |  | FALSE | FALSE | FALSE | 58000 | 36400 | 2.5 | 36400 | 2.5
208206710 | 07/11/22 | Live | Johnson Controls Inc. (York International Norman) | YORK | Singlezone Ducted, Centrally Ducted | 208206710 |  | HRCU-A-CB | HMH72B601 | Ducted Indoor Units | XAHD60JXXN1+MVC20DN21+TXV | 8 | 16.75 | 9.3 |  |  |  | FALSE | FALSE | FALSE | 57500 | 36800 | 2.46 | 36800 | 2.46
208400419 | 07/11/22 | Live | Johnson Controls Inc. (York International Norman) | COLEMAN | Singlezone Ducted, Centrally Ducted | 208400419 |  | HRCU-A-CB | HMH72B601 | Ducted Indoor Units | XAHD60JXXN1+MVC20DN21+TXV | 8 | 16.75 | 9.3 |  |  |  | FALSE | FALSE | FALSE | 57500 | 36800 | 2.46 | 36800 | 2.46
208400420 | 07/11/22 | Live | Johnson Controls Inc. (York International Norman) | LUXAIRE | Singlezone Ducted, Centrally Ducted | 208400420 |  | HRCU-A-CB | HMH72B601 | Ducted Indoor Units | XAHD60JXXN1+MVC20DN21+TXV | 8 | 16.75 | 9.3 |  |  |  | FALSE | FALSE | FALSE | 57500 | 36800 | 2.46 | 36800 | 2.46
208400423 | 07/11/22 | Live | Johnson Controls Inc. (York International Norman) | FRASER-JOHNSTON | Singlezone Ducted, Centrally Ducted | 208400423 |  | HRCU-A-CB | HMH72B601 | Ducted Indoor Units | XAHD60JXXN1+MVC20DN21+TXV | 8 | 16.75 | 9.3 |  |  |  | FALSE | FALSE | FALSE | 57500 | 36800 | 2.46 | 36800 | 2.46
208400424 | 07/11/22 | Live | Johnson Controls Inc. (York International Norman) | CHAMPION HEATING AND COOLING | Singlezone Ducted, Centrally Ducted | 208400424 |  | HRCU-A-CB | HMH72B601 | Ducted Indoor Units | XAHD60JXXN1+MVC20DN21+TXV | 8 | 16.75 | 9.3 |  |  |  | FALSE | FALSE | FALSE | 57500 | 36800 | 2.46 | 36800 | 2.46
208500201 | 07/11/22 | Live | Johnson Controls Inc. (York International Norman) | YORK | Singlezone Ducted, Centrally Ducted | 208500201 |  | HRCU-A-CB | HMH72B601 | Ducted Indoor Units | XAHD60JXXN1+JMET18DS2N1+TXV | 8.5 | 16.5 | 9.25 |  |  |  | FALSE | FALSE | FALSE | 57000 | 35800 | 2.46 | 35800 | 2.46
208502187 | 07/11/22 | Live | Johnson Controls Inc. (York International Norman) | COLEMAN | Singlezone Ducted, Centrally Ducted | 208502187 |  | HRCU-A-CB | HMH72B601 | Ducted Indoor Units | XAHD60JXXN1+JMET18DS2N1+TXV | 8.5 | 16.5 | 9.25 |  |  |  | FALSE | FALSE | FALSE | 57000 | 35800 | 2.46 | 35800 | 2.46
208502189 | 07/11/22 | Live | Johnson Controls Inc. (York International Norman) | LUXAIRE | Singlezone Ducted, Centrally Ducted | 208502189 |  | HRCU-A-CB | HMH72B601 | Ducted Indoor Units | XAHD60JXXN1+JMET18DS2N1+TXV | 8.5 | 16.5 | 9.25 |  |  |  | FALSE | FALSE | FALSE | 57000 | 35800 | 2.46 | 35800 | 2.46
208502191 | 07/11/22 | Live | Johnson Controls Inc. (York International Norman) | FRASER-JOHNSTON | Singlezone Ducted, Centrally Ducted | 208502191 |  | HRCU-A-CB | HMH72B601 | Ducted Indoor Units | XAHD60JXXN1+JMET18DS2N1+TXV | 8.5 | 16.5 | 9.25 |  |  |  | FALSE | FALSE | FALSE | 57000 | 35800 | 2.46 | 35800 | 2.46
208502192 | 07/11/22 | Live | Johnson Controls Inc. (York International Norman) | CHAMPION HEATING AND COOLING | Singlezone Ducted, Centrally Ducted | 208502192 |  | HRCU-A-CB | HMH72B601 | Ducted Indoor Units | XAHD60JXXN1+JMET18DS2N1+TXV | 8.5 | 16.5 | 9.25 |  |  |  | FALSE | FALSE | FALSE | 57000 | 35800 | 2.46 | 35800 | 2.46
205976190 | 10/28/22 | Live | Daikin North America, LLC | GOODMAN | Singlezone Ducted, Centrally Ducted | 205976190 |  | HRCU-A-CB | GVZC200601A* |  | AVPEC61D14A* | 11.5 | 20 | 10 |  |  |  | FALSE | FALSE | FALSE | 52500 | 32600 | 2.68 | 37300 | 2.44
9035958 | 04/28/22 | Live | Johnson Controls Inc. (York International Norman) | YORK | Singlezone Ducted, Centrally Ducted | 9035958 |  | HRCU-A-CB | YHM60B21 |  | AVC60DX21+TXV | 10 | 16.25 | 9.25 |  |  |  | FALSE | FALSE | FALSE | 55500 | 32000 | 2.74 | 32000 | 2.74
205976136 | 10/28/22 | Live | Daikin North America, LLC | GOODMAN | Singlezone Ducted, Centrally Ducted | 205976136 |  | HRCU-A-CB | GVZC200601A* |  | CA*F4961*6D*+MBVC2000**-1A*+TXV | 11.5 | 20 | 10 |  |  |  | FALSE | FALSE | FALSE | 52500 | 32000 | 2.7 | 37300 | 2.44
205976191 | 10/28/22 | Live | Daikin North America, LLC | GOODMAN | Singlezone Ducted, Centrally Ducted | 205976191 |  | HRCU-A-CB | GVZC200601A* |  | CA*F4961*6D*+MBVC2001**-1A*+TXV | 11.5 | 20 | 10 |  |  |  | FALSE | FALSE | FALSE | 52500 | 32000 | 2.7 | 37300 | 2.44
9036009 | 04/28/22 | Live | Johnson Controls Inc. (York International Norman) | COLEMAN | Singlezone Ducted, Centrally Ducted | 9036009 |  | HRCU-A-CB | CH16B6021 |  | AVC60DX21+TXV | 10 | 16.25 | 9.25 |  |  |  | FALSE | FALSE | FALSE | 55500 | 32000 | 2.74 | 32000 | 2.74
9036037 | 04/28/22 | Live | Johnson Controls Inc. (York International Norman) | LUXAIRE | Singlezone Ducted, Centrally Ducted | 9036037 |  | HRCU-A-CB | TH16B6021 |  | AVC60DX21+TXV | 10 | 16.25 | 9.25 |  |  |  | FALSE | FALSE | FALSE | 55500 | 32000 | 2.74 | 32000 | 2.74
205976180 | 10/28/22 | Live | Daikin North America, LLC | GOODMAN | Singlezone Ducted, Centrally Ducted | 205976180 |  | HRCU-A-CB | GVZC200601A* |  | CHPF4860D6D*+MBVC2000**-1A*+TXV | 11.5 | 19.5 | 10 |  |  |  | FALSE | FALSE | FALSE | 51500 | 32000 | 2.7 | 37300 | 2.44
9036065 | 04/28/22 | Live | Johnson Controls Inc. (York International Norman) | FRASER-JOHNSTON | Singlezone Ducted, Centrally Ducted | 9036065 |  | HRCU-A-CB | TH16B6021 |  | AVC60DX21+TXV | 10 | 16.25 | 9.25 |  |  |  | FALSE | FALSE | FALSE | 55500 | 32000 | 2.74 | 32000 | 2.74
205976192 | 10/28/22 | Live | Daikin North America, LLC | GOODMAN | Singlezone Ducted, Centrally Ducted | 205976192 |  | HRCU-A-CB | GVZC200601A* |  | CHPF4860D6D*+MBVC2001**-1A*+TXV | 11.5 | 19.5 | 10 |  |  |  | FALSE | FALSE | FALSE | 51500 | 32000 | 2.68 | 37300 | 2.44
9036087 | 04/28/22 | Live | Johnson Controls Inc. (York International Norman) | CHAMPION HEATING AND COOLING | Singlezone Ducted, Centrally Ducted | 9036087 |  | HRCU-A-CB | TH16B6021 |  | AVC60DX21+TXV | 10 | 16.25 | 9.25 |  |  |  | FALSE | FALSE | FALSE | 55500 | 32000 | 2.74 | 32000 | 2.74
9060334 | 04/28/22 | Live | Johnson Controls Inc. (York International Norman) | YORK | Singlezone Ducted, Centrally Ducted | 9060334 |  | HRCU-A-CB | YHM24B21 |  | AVC36CX21+TXV | 12.25 | 17.75 | 9 |  |  |  | FALSE | FALSE | FALSE | 24000 | 14600 | 2.64 | 14600 | 2.64
9060434 | 04/28/22 | Live | Johnson Controls Inc. (York International Norman) | COLEMAN | Singlezone Ducted, Centrally Ducted | 9060434 |  | HRCU-A-CB | CH16B2421 |  | AVC36CX21+TXV | 12.25 | 17.75 | 9 |  |  |  | FALSE | FALSE | FALSE | 24000 | 14600 | 2.64 | 14600 | 2.64
9060444 | 04/28/22 | Live | Johnson Controls Inc. (York International Norman) | LUXAIRE | Singlezone Ducted, Centrally Ducted | 9060444 |  | HRCU-A-CB | TH16B2421 |  | AVC36CX21+TXV | 12.25 | 17.75 | 9 |  |  |  | FALSE | FALSE | FALSE | 24000 | 14600 | 2.64 | 14600 | 2.64
9060454 | 04/28/22 | Live | Johnson Controls Inc. (York International Norman) | FRASER-JOHNSTON | Singlezone Ducted, Centrally Ducted | 9060454 |  | HRCU-A-CB | TH16B2421 |  | AVC36CX21+TXV | 12.25 | 17.75 | 9 |  |  |  | FALSE | FALSE | FALSE | 24000 | 14600 | 2.64 | 14600 | 2.64
9060464 | 04/28/22 | Live | Johnson Controls Inc. (York International Norman) | CHAMPION HEATING AND COOLING | Singlezone Ducted, Centrally Ducted | 9060464 |  | HRCU-A-CB | TH16B2421 |  | AVC36CX21+TXV | 12.25 | 17.75 | 9 |  |  |  | FALSE | FALSE | FALSE | 24000 | 14600 | 2.64 | 14600 | 2.64
205880468 | 10/28/22 | Live | Daikin North America, LLC | GOODMAN | Singlezone Ducted, Centrally Ducted | 205880468 |  | HRCU-A-CB | GVZC200361A* |  | CA*F3743*6D*+MBVC1600**-1A*+TXV | 14 | 21 | 10 |  |  |  | FALSE | FALSE | FALSE | 35400 | 18200 | 2.46 | 28800 | 2.27
9060431 | 04/28/22 | Live | Johnson Controls Inc. (York International Norman) | COLEMAN | Singlezone Ducted, Centrally Ducted | 9060431 |  | HRCU-A-CB | CH16B2421 |  | AVC24BX21+TXV | 12.25 | 18 | 9 |  |  |  | FALSE | FALSE | FALSE | 24000 | 14800 | 2.64 | 14800 | 2.64
9060451 | 04/28/22 | Live | Johnson Controls Inc. (York International Norman) | FRASER-JOHNSTON | Singlezone Ducted, Centrally Ducted | 9060451 |  | HRCU-A-CB | TH16B2421 |  | AVC24BX21+TXV | 12.25 | 18 | 9 |  |  |  | FALSE | FALSE | FALSE | 24000 | 14800 | 2.64 | 14800 | 2.64
9060441 | 04/28/22 | Live | Johnson Controls Inc. (York International Norman) | LUXAIRE | Singlezone Ducted, Centrally Ducted | 9060441 |  | HRCU-A-CB | TH16B2421 |  | AVC24BX21+TXV | 12.25 | 18 | 9 |  |  |  | FALSE | FALSE | FALSE | 24000 | 14800 | 2.64 | 14800 | 2.64
9060331 | 04/28/22 | Live | Johnson Controls Inc. (York International Norman) | YORK | Singlezone Ducted, Centrally Ducted | 9060331 |  | HRCU-A-CB | YHM24B21 |  | AVC24BX21+TXV | 12.25 | 18 | 9 |  |  |  | FALSE | FALSE | FALSE | 24000 | 14800 | 2.64 | 14800 | 2.64
9060461 | 04/28/22 | Live | Johnson Controls Inc. (York International Norman) | CHAMPION HEATING AND COOLING | Singlezone Ducted, Centrally Ducted | 9060461 |  | HRCU-A-CB | TH16B2421 |  | AVC24BX21+TXV | 12.25 | 18 | 9 |  |  |  | FALSE | FALSE | FALSE | 24000 | 14800 | 2.64 | 14800 | 2.64
205886763 | 10/28/22 | Live | Daikin North America, LLC | GOODMAN | Singlezone Ducted, Centrally Ducted | 205886763 |  | HRCU-A-CB | GVZC200241A* |  | CA*F3137*6A*+MBVC1200**-1A*+TXV | 13 | 21 | 10 |  |  |  | FALSE | FALSE | FALSE | 23800 | 13000 | 2.61 | 15200 | 2.45
205880466 | 10/28/22 | Live | Daikin North America, LLC | GOODMAN | Singlezone Ducted, Centrally Ducted | 205880466 |  | HRCU-A-CB | GVZC200241A* |  | CA*F3642*6D*+MBVC1200**-1A*+TXV | 13 | 21 | 10 |  |  |  | FALSE | FALSE | FALSE | 23400 | 13000 | 2.57 | 15200 | 2.45
205880469 | 10/28/22 | Live | Daikin North America, LLC | GOODMAN | Singlezone Ducted, Centrally Ducted | 205880469 |  | HRCU-A-CB | GVZC200481A* |  | CA*F4961*6D*+MBVC2000**-1A*+TXV | 13 | 20 | 10 |  |  |  | FALSE | FALSE | FALSE | 46500 | 26600 | 2.85 | 34000 | 2.4
205886769 | 10/28/22 | Live | Daikin North America, LLC | GOODMAN | Singlezone Ducted, Centrally Ducted | 205886769 |  | HRCU-A-CB | GVZC200241A* |  | CA*F3636*6D*+MBVC1200**-1A*+TXV | 13 | 20 | 10 |  |  |  | FALSE | FALSE | FALSE | 23200 | 13000 | 2.57 | 15200 | 2.45
205886778 | 10/28/22 | Live | Daikin North America, LLC | GOODMAN | Singlezone Ducted, Centrally Ducted | 205886778 |  | HRCU-A-CB | GVZC200241A* |  | CA*F3743*6D*+MBVC1200**-1A*+TXV | 13 | 21 | 10 |  |  |  | FALSE | FALSE | FALSE | 23800 | 13000 | 2.63 | 15200 | 2.45
205886792 | 10/28/22 | Live | Daikin North America, LLC | GOODMAN | Singlezone Ducted, Centrally Ducted | 205886792 |  | HRCU-A-CB | GVZC200241A* |  | CA*F3642*6D*+MBVC1201**-1A*+TXV | 13 | 21 | 10 |  |  |  | FALSE | FALSE | FALSE | 23400 | 13000 | 2.57 | 15200 | 2.45
205886783 | 10/28/22 | Live | Daikin North America, LLC | GOODMAN | Singlezone Ducted, Centrally Ducted | 205886783 |  | HRCU-A-CB | GVZC200241A* |  | CHPF3636B6C*+MBVC1200**-1A*+TXV | 13 | 21 | 10 |  |  |  | FALSE | FALSE | FALSE | 23400 | 13000 | 2.61 | 15200 | 2.45
205886786 | 10/28/22 | Live | Daikin North America, LLC | GOODMAN | Singlezone Ducted, Centrally Ducted | 205886786 |  | HRCU-A-CB | GVZC200241A* |  | CHPF3642C6C*+MBVC1200**-1A*+TXV | 13 | 21 | 10 |  |  |  | FALSE | FALSE | FALSE | 23400 | 13000 | 2.61 | 15200 | 2.45
205886790 | 10/28/22 | Live | Daikin North America, LLC | GOODMAN | Singlezone Ducted, Centrally Ducted | 205886790 |  | HRCU-A-CB | GVZC200241A* |  | CA*F3137*6A*+MBVC1201**-1A*+TXV | 13 | 21 | 10 |  |  |  | FALSE | FALSE | FALSE | 23800 | 13000 | 2.61 | 15200 | 2.45
205886789 | 10/28/22 | Live | Daikin North America, LLC | GOODMAN | Singlezone Ducted, Centrally Ducted | 205886789 |  | HRCU-A-CB | GVZC200241A* |  | AVPEC25B14A* | 13 | 21 | 10 |  |  |  | FALSE | FALSE | FALSE | 23000 | 13600 | 2.61 | 15200 | 2.45
205886791 | 10/28/22 | Live | Daikin North America, LLC | GOODMAN | Singlezone Ducted, Centrally Ducted | 205886791 |  | HRCU-A-CB | GVZC200241A* |  | CA*F3636*6D*+MBVC1201**-1A*+TXV | 13 | 20 | 10 |  |  |  | FALSE | FALSE | FALSE | 23200 | 13000 | 2.57 | 15200 | 2.45
205886793 | 10/28/22 | Live | Daikin North America, LLC | GOODMAN | Singlezone Ducted, Centrally Ducted | 205886793 |  | HRCU-A-CB | GVZC200241A* |  | CA*F3743*6D*+MBVC1201**-1A*+TXV | 13 | 21 | 10 |  |  |  | FALSE | FALSE | FALSE | 23800 | 13000 | 2.63 | 15200 | 2.45
205886798 | 10/28/22 | Live | Daikin North America, LLC | GOODMAN | Singlezone Ducted, Centrally Ducted | 205886798 |  | HRCU-A-CB | GVZC200361A* |  | CA*F3137*6A*+MBVC1200**-1A*+TXV | 13.5 | 20 | 10 |  |  |  | FALSE | FALSE | FALSE | 34800 | 18000 | 2.42 | 28800 | 2.27
205886795 | 10/28/22 | Live | Daikin North America, LLC | GOODMAN | Singlezone Ducted, Centrally Ducted | 205886795 |  | HRCU-A-CB | GVZC200241A* |  | CHPF3642C6C*+MBVC1201**-1A*+TXV | 13 | 21 | 10 |  |  |  | FALSE | FALSE | FALSE | 23400 | 13000 | 2.61 | 15200 | 2.45
205886794 | 10/28/22 | Live | Daikin North America, LLC | GOODMAN | Singlezone Ducted, Centrally Ducted | 205886794 |  | HRCU-A-CB | GVZC200241A* |  | CHPF3636B6C*+MBVC1201**-1A*+TXV | 13 | 21 | 10 |  |  |  | FALSE | FALSE | FALSE | 23400 | 13000 | 2.61 | 15200 | 2.45
205886799 | 10/28/22 | Live | Daikin North America, LLC | GOODMAN | Singlezone Ducted, Centrally Ducted | 205886799 |  | HRCU-A-CB | GVZC200361A* |  | CA*F3137*6A*+MBVC1600**-1A*+TXV | 13.5 | 20 | 10 |  |  |  | FALSE | FALSE | FALSE | 34800 | 18200 | 2.44 | 28800 | 2.27
10153717 | 10/28/22 | Live | Trane U.S. Inc. | TRANE | Singlezone Ducted, Centrally Ducted | 10153717 |  | HRCU-A-CB | 4TWV8036A1 |  | TEM8A0C48V41+TDR | 12.5 | 18 | 10 |  |  |  | FALSE | FALSE | FALSE | 36200 | 25400 | 3.08 | 25700 | 2.42
205886808 | 10/28/22 | Live | Daikin North America, LLC | GOODMAN | Singlezone Ducted, Centrally Ducted | 205886808 |  | HRCU-A-CB | GVZC200361A* |  | CA*F3642*6D*+MBVC1600**-1A*+TXV | 13.5 | 20 | 10 |  |  |  | FALSE | FALSE | FALSE | 34600 | 18000 | 2.42 | 28800 | 2.27
206838939 | 04/28/22 | Live | Johnson Controls Inc. (York International Norman) | COLEMAN | Singlezone Ducted, Centrally Ducted | 206838939 |  | HRCU-A-CB | CH16B2421 |  | CF30BXA1+ME08BN21+TXV | 12.25 | 18 | 9 |  |  |  | FALSE | FALSE | FALSE | 25400 | 15100 | 2.68 | 15100 | 2.68
206838911 | 04/28/22 | Live | Johnson Controls Inc. (York International Norman) | YORK | Singlezone Ducted, Centrally Ducted | 206838911 |  | HRCU-A-CB | YHM24B21 |  | CF30BXA1+ME08BN21+TXV | 12.25 | 18 | 9 |  |  |  | FALSE | FALSE | FALSE | 25400 | 15100 | 2.68 | 15100 | 2.68
205886807 | 10/28/22 | Live | Daikin North America, LLC | GOODMAN | Singlezone Ducted, Centrally Ducted | 205886807 |  | HRCU-A-CB | GVZC200361A* |  | CA*F3642*6D*+MBVC1200**-1A*+TXV | 13 | 20 | 10 |  |  |  | FALSE | FALSE | FALSE | 34600 | 18000 | 2.4 | 28800 | 2.27
206838940 | 04/28/22 | Live | Johnson Controls Inc. (York International Norman) | LUXAIRE | Singlezone Ducted, Centrally Ducted | 206838940 |  | HRCU-A-CB | TH16B2421 |  | CF30BXA1+ME08BN21+TXV | 12.25 | 18 | 9 |  |  |  | FALSE | FALSE | FALSE | 25400 | 15100 | 2.68 | 15100 | 2.68
206838941 | 04/28/22 | Live | Johnson Controls Inc. (York International Norman) | FRASER-JOHNSTON | Singlezone Ducted, Centrally Ducted | 206838941 |  | HRCU-A-CB | TH16B2421 |  | CF30BXA1+ME08BN21+TXV | 12.25 | 18 | 9 |  |  |  | FALSE | FALSE | FALSE | 25400 | 15100 | 2.68 | 15100 | 2.68
206838942 | 04/28/22 | Live | Johnson Controls Inc. (York International Norman) | CHAMPION HEATING AND COOLING | Singlezone Ducted, Centrally Ducted | 206838942 |  | HRCU-A-CB | TH16B2421 |  | CF30BXA1+ME08BN21+TXV | 12.25 | 18 | 9 |  |  |  | FALSE | FALSE | FALSE | 25400 | 15100 | 2.68 | 15100 | 2.68
10093504 | 10/28/22 | Live | Trane U.S. Inc. | TRANE | Singlezone Ducted, Centrally Ducted | 10093504 |  | HRCU-A-CB | 4TWV8036A1 |  | TAM9A0B30V31 | 12.5 | 18 | 10 |  |  |  | FALSE | FALSE | FALSE | 34400 | 26600 | 3.25 | 26800 | 2.4
205886816 | 10/28/22 | Live | Daikin North America, LLC | GOODMAN | Singlezone Ducted, Centrally Ducted | 205886816 |  | HRCU-A-CB | GVZC200361A* |  | CA*F3743*6D*+MBVC1200**-1A*+TXV | 13.5 | 20 | 10 |  |  |  | FALSE | FALSE | FALSE | 35200 | 18200 | 2.42 | 28800 | 2.27
206838944 | 04/28/22 | Live | Johnson Controls Inc. (York International Norman) | LUXAIRE | Singlezone Ducted, Centrally Ducted | 206838944 |  | HRCU-A-CB | TH16B2421 |  | CF30BBAA1+ME08BN21 | 12.25 | 18 | 9 |  |  |  | FALSE | FALSE | FALSE | 25400 | 15100 | 2.68 | 15100 | 2.68
206838912 | 04/28/22 | Live | Johnson Controls Inc. (York International Norman) | YORK | Singlezone Ducted, Centrally Ducted | 206838912 |  | HRCU-A-CB | YHM24B21 |  | CF30BBAA1+ME08BN21 | 12.25 | 18 | 9 |  |  |  | FALSE | FALSE | FALSE | 25400 | 15100 | 2.68 | 15100 | 2.68
206838946 | 04/28/22 | Live | Johnson Controls Inc. (York International Norman) | CHAMPION HEATING AND COOLING | Singlezone Ducted, Centrally Ducted | 206838946 |  | HRCU-A-CB | TH16B2421 |  | CF30BBAA1+ME08BN21 | 12.25 | 18 | 9 |  |  |  | FALSE | FALSE | FALSE | 25400 | 15100 | 2.68 | 15100 | 2.68
206838943 | 04/28/22 | Live | Johnson Controls Inc. (York International Norman) | COLEMAN | Singlezone Ducted, Centrally Ducted | 206838943 |  | HRCU-A-CB | CH16B2421 |  | CF30BBAA1+ME08BN21 | 12.25 | 18 | 9 |  |  |  | FALSE | FALSE | FALSE | 25400 | 15100 | 2.68 | 15100 | 2.68
205886826 | 10/28/22 | Live | Daikin North America, LLC | GOODMAN | Singlezone Ducted, Centrally Ducted | 205886826 |  | HRCU-A-CB | GVZC200361A* |  | CHPF3642C6C*+MBVC1600**-1A*+TXV | 13.5 | 20 | 10 |  |  |  | FALSE | FALSE | FALSE | 35000 | 18000 | 2.42 | 28800 | 2.27
206838945 | 04/28/22 | Live | Johnson Controls Inc. (York International Norman) | FRASER-JOHNSTON | Singlezone Ducted, Centrally Ducted | 206838945 |  | HRCU-A-CB | TH16B2421 |  | CF30BBAA1+ME08BN21 | 12.25 | 18 | 9 |  |  |  | FALSE | FALSE | FALSE | 25400 | 15100 | 2.68 | 15100 | 2.68
205886825 | 10/28/22 | Live | Daikin North America, LLC | GOODMAN | Singlezone Ducted, Centrally Ducted | 205886825 |  | HRCU-A-CB | GVZC200361A* |  | CHPF3642C6C*+MBVC1200**-1A*+TXV | 13 | 20 | 10 |  |  |  | FALSE | FALSE | FALSE | 34800 | 18000 | 2.4 | 28800 | 2.27
206838913 | 04/28/22 | Live | Johnson Controls Inc. (York International Norman) | YORK | Singlezone Ducted, Centrally Ducted | 206838913 |  | HRCU-A-CB | YHM24B21 |  | CM30BXA1+ME08BN21+TXV | 12.25 | 18 | 9 |  |  |  | FALSE | FALSE | FALSE | 25400 | 15100 | 2.68 | 15100 | 2.68
206838947 | 04/28/22 | Live | Johnson Controls Inc. (York International Norman) | COLEMAN | Singlezone Ducted, Centrally Ducted | 206838947 |  | HRCU-A-CB | CH16B2421 |  | CM30BXA1+ME08BN21+TXV | 12.25 | 18 | 9 |  |  |  | FALSE | FALSE | FALSE | 25400 | 15100 | 2.68 | 15100 | 2.68
207526355 | 10/28/22 | Live | Trane U.S. Inc. | TRANE | Singlezone Ducted, Centrally Ducted | 207526355 |  | HRCU-A-CB | 4TWV8X36A1 |  | TEM8A0C48V41+TDR | 12.5 | 18 | 10 |  |  |  | FALSE | FALSE | FALSE | 36200 | 25400 | 3.08 | 25700 | 2.42
206838914 | 04/28/22 | Live | Johnson Controls Inc. (York International Norman) | YORK | Singlezone Ducted, Centrally Ducted | 206838914 |  | HRCU-A-CB | YHM24B21 |  | CM30BBAA1+ME08BN21 | 12.25 | 18 | 9 |  |  |  | FALSE | FALSE | FALSE | 25400 | 15100 | 2.68 | 15100 | 2.68
206838949 | 04/28/22 | Live | Johnson Controls Inc. (York International Norman) | FRASER-JOHNSTON | Singlezone Ducted, Centrally Ducted | 206838949 |  | HRCU-A-CB | TH16B2421 |  | CM30BXA1+ME08BN21+TXV | 12.25 | 18 | 9 |  |  |  | FALSE | FALSE | FALSE | 25400 | 15100 | 2.68 | 15100 | 2.68
205886835 | 10/28/22 | Live | Daikin North America, LLC | GOODMAN | Singlezone Ducted, Centrally Ducted | 205886835 |  | HRCU-A-CB | GVZC200361A* |  | CHPF3743C6B*+MBVC1200**-1A*+TXV | 13.5 | 20 | 10 |  |  |  | FALSE | FALSE | FALSE | 35000 | 18200 | 2.42 | 28800 | 2.27
206838948 | 04/28/22 | Live | Johnson Controls Inc. (York International Norman) | LUXAIRE | Singlezone Ducted, Centrally Ducted | 206838948 |  | HRCU-A-CB | TH16B2421 |  | CM30BXA1+ME08BN21+TXV | 12.25 | 18 | 9 |  |  |  | FALSE | FALSE | FALSE | 25400 | 15100 | 2.68 | 15100 | 2.68
205886836 | 10/28/22 | Live | Daikin North America, LLC | GOODMAN | Singlezone Ducted, Centrally Ducted | 205886836 |  | HRCU-A-CB | GVZC200361A* |  | CHPF3743C6B*+MBVC1600**-1A*+TXV | 13.5 | 20 | 10 |  |  |  | FALSE | FALSE | FALSE | 35200 | 18200 | 2.44 | 28800 | 2.27
206838950 | 04/28/22 | Live | Johnson Controls Inc. (York International Norman) | CHAMPION HEATING AND COOLING | Singlezone Ducted, Centrally Ducted | 206838950 |  | HRCU-A-CB | TH16B2421 |  | CM30BXA1+ME08BN21+TXV | 12.25 | 18 | 9 |  |  |  | FALSE | FALSE | FALSE | 25400 | 15100 | 2.68 | 15100 | 2.68
206838951 | 04/28/22 | Live | Johnson Controls Inc. (York International Norman) | COLEMAN | Singlezone Ducted, Centrally Ducted | 206838951 |  | HRCU-A-CB | CH16B2421 |  | CM30BBAA1+ME08BN21 | 12.25 | 18 | 9 |  |  |  | FALSE | FALSE | FALSE | 25400 | 15100 | 2.68 | 15100 | 2.68
206838952 | 04/28/22 | Live | Johnson Controls Inc. (York International Norman) | LUXAIRE | Singlezone Ducted, Centrally Ducted | 206838952 |  | HRCU-A-CB | TH16B2421 |  | CM30BBAA1+ME08BN21 | 12.25 | 18 | 9 |  |  |  | FALSE | FALSE | FALSE | 25400 | 15100 | 2.68 | 15100 | 2.68
205886853 | 10/28/22 | Live | Daikin North America, LLC | GOODMAN | Singlezone Ducted, Centrally Ducted | 205886853 |  | HRCU-A-CB | GVZC200361A* |  | AVPEC59D14A* | 14 | 20 | 10 |  |  |  | FALSE | FALSE | FALSE | 35800 | 18900 | 2.34 | 28800 | 2.27
205886846 | 10/28/22 | Live | Daikin North America, LLC | GOODMAN | Singlezone Ducted, Centrally Ducted | 205886846 |  | HRCU-A-CB | GVZC200361A* |  | CSCF3642N6D*+MBVC1200**-1A*+TXV | 13.5 | 20 | 10 |  |  |  | FALSE | FALSE | FALSE | 34800 | 18200 | 2.42 | 28800 | 2.27
9060330 | 04/28/22 | Live | Johnson Controls Inc. (York International Norman) | YORK | Singlezone Ducted, Centrally Ducted | 9060330 |  | HRCU-A-CB | YHM24B21 |  | AE30BX21+TXV | 12.5 | 18.25 | 9 |  |  |  | FALSE | FALSE | FALSE | 24000 | 14800 | 2.75 | 14800 | 2.75
205886847 | 10/28/22 | Live | Daikin North America, LLC | GOODMAN | Singlezone Ducted, Centrally Ducted | 205886847 |  | HRCU-A-CB | GVZC200361A* |  | CSCF3642N6D*+MBVC1600**-1A*+TXV | 13.5 | 20 | 10 |  |  |  | FALSE | FALSE | FALSE | 35000 | 18200 | 2.44 | 28800 | 2.27
206838954 | 04/28/22 | Live | Johnson Controls Inc. (York International Norman) | CHAMPION HEATING AND COOLING | Singlezone Ducted, Centrally Ducted | 206838954 |  | HRCU-A-CB | TH16B2421 |  | CM30BBAA1+ME08BN21 | 12.25 | 18 | 9 |  |  |  | FALSE | FALSE | FALSE | 25400 | 15100 | 2.68 | 15100 | 2.68
205886861 | 10/28/22 | Live | Daikin North America, LLC | GOODMAN | Singlezone Ducted, Centrally Ducted | 205886861 |  | HRCU-A-CB | GVZC200361A* |  | CHPF3642C6C*+MBVC1601**-1A*+TXV | 13.5 | 20 | 10 |  |  |  | FALSE | FALSE | FALSE | 35000 | 18000 | 2.42 | 28800 | 2.27
9060430 | 04/28/22 | Live | Johnson Controls Inc. (York International Norman) | COLEMAN | Singlezone Ducted, Centrally Ducted | 9060430 |  | HRCU-A-CB | CH16B2421 |  | AE30BX21+TXV | 12.5 | 18.25 | 9 |  |  |  | FALSE | FALSE | FALSE | 24000 | 14800 | 2.75 | 14800 | 2.75
205886855 | 10/28/22 | Live | Daikin North America, LLC | GOODMAN | Singlezone Ducted, Centrally Ducted | 205886855 |  | HRCU-A-CB | GVZC200361A* |  | CA*F3137*6A*+MBVC1601**-1A*+TXV | 13.5 | 20 | 10 |  |  |  | FALSE | FALSE | FALSE | 34800 | 18200 | 2.44 | 28800 | 2.27
205886854 | 10/28/22 | Live | Daikin North America, LLC | GOODMAN | Singlezone Ducted, Centrally Ducted | 205886854 |  | HRCU-A-CB | GVZC200361A* |  | CA*F3137*6A*+MBVC1201**-1A*+TXV | 13.5 | 20 | 10 |  |  |  | FALSE | FALSE | FALSE | 34800 | 18000 | 2.42 | 28800 | 2.27
206838953 | 04/28/22 | Live | Johnson Controls Inc. (York International Norman) | FRASER-JOHNSTON | Singlezone Ducted, Centrally Ducted | 206838953 |  | HRCU-A-CB | TH16B2421 |  | CM30BBAA1+ME08BN21 | 12.25 | 18 | 9 |  |  |  | FALSE | FALSE | FALSE | 25400 | 15100 | 2.68 | 15100 | 2.68
205886852 | 10/28/22 | Live | Daikin North America, LLC | GOODMAN | Singlezone Ducted, Centrally Ducted | 205886852 |  | HRCU-A-CB | GVZC200361A* |  | AVPEC37C14A* | 13 | 19.5 | 9.8 |  |  |  | FALSE | FALSE | FALSE | 35200 | 18900 | 2.24 | 28800 | 2.27
205886856 | 10/28/22 | Live | Daikin North America, LLC | GOODMAN | Singlezone Ducted, Centrally Ducted | 205886856 |  | HRCU-A-CB | GVZC200361A* |  | CA*F3642*6D*+MBVC1201**-1A*+TXV | 13 | 20 | 10 |  |  |  | FALSE | FALSE | FALSE | 34600 | 18000 | 2.4 | 28800 | 2.27
205886857 | 10/28/22 | Live | Daikin North America, LLC | GOODMAN | Singlezone Ducted, Centrally Ducted | 205886857 |  | HRCU-A-CB | GVZC200361A* |  | CA*F3642*6D*+MBVC1601**-1A*+TXV | 13.5 | 20 | 10 |  |  |  | FALSE | FALSE | FALSE | 34600 | 18000 | 2.42 | 28800 | 2.27
205886858 | 10/28/22 | Live | Daikin North America, LLC | GOODMAN | Singlezone Ducted, Centrally Ducted | 205886858 |  | HRCU-A-CB | GVZC200361A* |  | CA*F3743*6D*+MBVC1201**-1A*+TXV | 13.5 | 20 | 10 |  |  |  | FALSE | FALSE | FALSE | 35200 | 18200 | 2.42 | 28800 | 2.27
205886869 | 10/28/22 | Live | Daikin North America, LLC | GOODMAN | Singlezone Ducted, Centrally Ducted | 205886869 |  | HRCU-A-CB | GVZC200481A* |  | CA*F4860*6D*+MBVC1600**-1A*+TXV | 12 | 19.5 | 10 |  |  |  | FALSE | FALSE | FALSE | 44500 | 26600 | 2.76 | 34000 | 2.4
9060440 | 04/28/22 | Live | Johnson Controls Inc. (York International Norman) | LUXAIRE | Singlezone Ducted, Centrally Ducted | 9060440 |  | HRCU-A-CB | TH16B2421 |  | AE30BX21+TXV | 12.5 | 18.25 | 9 |  |  |  | FALSE | FALSE | FALSE | 24000 | 14800 | 2.75 | 14800 | 2.75
205886859 | 10/28/22 | Live | Daikin North America, LLC | GOODMAN | Singlezone Ducted, Centrally Ducted | 205886859 |  | HRCU-A-CB | GVZC200361A* |  | CA*F3743*6D*+MBVC1601**-1A*+TXV | 14 | 21 | 10 |  |  |  | FALSE | FALSE | FALSE | 35400 | 18200 | 2.46 | 28800 | 2.27
9060450 | 04/28/22 | Live | Johnson Controls Inc. (York International Norman) | FRASER-JOHNSTON | Singlezone Ducted, Centrally Ducted | 9060450 |  | HRCU-A-CB | TH16B2421 |  | AE30BX21+TXV | 12.5 | 18.25 | 9 |  |  |  | FALSE | FALSE | FALSE | 24000 | 14800 | 2.75 | 14800 | 2.75
205886860 | 10/28/22 | Live | Daikin North America, LLC | GOODMAN | Singlezone Ducted, Centrally Ducted | 205886860 |  | HRCU-A-CB | GVZC200361A* |  | CHPF3642C6C*+MBVC1201**-1A*+TXV | 13 | 20 | 10 |  |  |  | FALSE | FALSE | FALSE | 34800 | 18000 | 2.4 | 28800 | 2.27
205886862 | 10/28/22 | Live | Daikin North America, LLC | GOODMAN | Singlezone Ducted, Centrally Ducted | 205886862 |  | HRCU-A-CB | GVZC200361A* |  | CHPF3743C6B*+MBVC1201**-1A*+TXV | 13.5 | 20 | 10 |  |  |  | FALSE | FALSE | FALSE | 35000 | 18200 | 2.42 | 28800 | 2.27
205886863 | 10/28/22 | Live | Daikin North America, LLC | GOODMAN | Singlezone Ducted, Centrally Ducted | 205886863 |  | HRCU-A-CB | GVZC200361A* |  | CHPF3743C6B*+MBVC1601**-1A*+TXV | 13.5 | 20 | 10 |  |  |  | FALSE | FALSE | FALSE | 35200 | 18200 | 2.44 | 28800 | 2.27
9060460 | 04/28/22 | Live | Johnson Controls Inc. (York International Norman) | CHAMPION HEATING AND COOLING | Singlezone Ducted, Centrally Ducted | 9060460 |  | HRCU-A-CB | TH16B2421 |  | AE30BX21+TXV | 12.5 | 18.25 | 9 |  |  |  | FALSE | FALSE | FALSE | 24000 | 14800 | 2.75 | 14800 | 2.75
205886864 | 10/28/22 | Live | Daikin North America, LLC | GOODMAN | Singlezone Ducted, Centrally Ducted | 205886864 |  | HRCU-A-CB | GVZC200361A* |  | CSCF3642N6D*+MBVC1201**-1A*+TXV | 13.5 | 20 | 10 |  |  |  | FALSE | FALSE | FALSE | 34800 | 18200 | 2.42 | 28800 | 2.27
205886865 | 10/28/22 | Live | Daikin North America, LLC | GOODMAN | Singlezone Ducted, Centrally Ducted | 205886865 |  | HRCU-A-CB | GVZC200361A* |  | CSCF3642N6D*+MBVC1601**-1A*+TXV | 13.5 | 20 | 10 |  |  |  | FALSE | FALSE | FALSE | 35000 | 18200 | 2.44 | 28800 | 2.27
10153714 | 10/28/22 | Live | Trane U.S. Inc. | TRANE | Singlezone Ducted, Centrally Ducted | 10153714 |  | HRCU-A-CB | 4TWV8036A1 |  | TEM8A0C36V31+TDR | 12.5 | 18 | 10 |  |  |  | FALSE | FALSE | FALSE | 35200 | 25600 | 3.13 | 25800 | 2.39
205886870 | 10/28/22 | Live | Daikin North America, LLC | GOODMAN | Singlezone Ducted, Centrally Ducted | 205886870 |  | HRCU-A-CB | GVZC200481A* |  | CA*F4860*6D*+MBVC2000**-1A*+TXV | 12.5 | 20 | 10 |  |  |  | FALSE | FALSE | FALSE | 45000 | 26600 | 2.8 | 34000 | 2.4
208206673 | 07/11/22 | Live | Johnson Controls Inc. (York International Norman) | YORK | Singlezone Ducted, Centrally Ducted | 208206673 |  | HRCU-A-CB | HMH72B361 | Ducted Indoor Units | XAHB36DXXN1+MVC12BN21+TXV | 8.75 | 16.5 | 9.5 |  |  |  | FALSE | FALSE | FALSE | 34800 | 24400 | 2.54 | 24400 | 2.54
205886876 | 10/28/22 | Live | Daikin North America, LLC | GOODMAN | Singlezone Ducted, Centrally Ducted | 205886876 |  | HRCU-A-CB | GVZC200481A* |  | CHPF4860D6D*+MBVC1600**-1A*+TXV | 12 | 19.5 | 10 |  |  |  | FALSE | FALSE | FALSE | 45000 | 26600 | 2.76 | 34000 | 2.4
208400371 | 07/11/22 | Live | Johnson Controls Inc. (York International Norman) | COLEMAN | Singlezone Ducted, Centrally Ducted | 208400371 |  | HRCU-A-CB | HMH72B361 | Ducted Indoor Units | XAHB36DXXN1+MVC12BN21+TXV | 8.75 | 16.5 | 9.5 |  |  |  | FALSE | FALSE | FALSE | 34800 | 24400 | 2.54 | 24400 | 2.54
205886881 | 10/28/22 | Live | Daikin North America, LLC | GOODMAN | Singlezone Ducted, Centrally Ducted | 205886881 |  | HRCU-A-CB | GVZC200481A* |  | CSCF4860N6D*+MBVC1600**-1A*+TXV | 12 | 20 | 10 |  |  |  | FALSE | FALSE | FALSE | 45000 | 26600 | 2.8 | 34000 | 2.4
208400380 | 07/11/22 | Live | Johnson Controls Inc. (York International Norman) | LUXAIRE | Singlezone Ducted, Centrally Ducted | 208400380 |  | HRCU-A-CB | HMH72B361 | Ducted Indoor Units | XAHB36DXXN1+MVC12BN21+TXV | 8.75 | 16.5 | 9.5 |  |  |  | FALSE | FALSE | FALSE | 34800 | 24400 | 2.54 | 24400 | 2.54
208400383 | 07/11/22 | Live | Johnson Controls Inc. (York International Norman) | FRASER-JOHNSTON | Singlezone Ducted, Centrally Ducted | 208400383 |  | HRCU-A-CB | HMH72B361 | Ducted Indoor Units | XAHB36DXXN1+MVC12BN21+TXV | 8.75 | 16.5 | 9.5 |  |  |  | FALSE | FALSE | FALSE | 34800 | 24400 | 2.54 | 24400 | 2.54
205886882 | 10/28/22 | Live | Daikin North America, LLC | GOODMAN | Singlezone Ducted, Centrally Ducted | 205886882 |  | HRCU-A-CB | GVZC200481A* |  | CSCF4860N6D*+MBVC2000**-1A*+TXV | 12.5 | 20 | 10 |  |  |  | FALSE | FALSE | FALSE | 45000 | 26600 | 2.85 | 34000 | 2.4
208400392 | 07/11/22 | Live | Johnson Controls Inc. (York International Norman) | CHAMPION HEATING AND COOLING | Singlezone Ducted, Centrally Ducted | 208400392 |  | HRCU-A-CB | HMH72B361 | Ducted Indoor Units | XAHB36DXXN1+MVC12BN21+TXV | 8.75 | 16.5 | 9.5 |  |  |  | FALSE | FALSE | FALSE | 34800 | 24400 | 2.54 | 24400 | 2.54
208500340 | 07/11/22 | Live | Johnson Controls Inc. (York International Norman) | YORK | Singlezone Ducted, Centrally Ducted | 208500340 |  | HRCU-A-CB | HMH72B361 | Ducted Indoor Units | JHVTB36DXXC2N1+TXV | 9 | 17.5 | 10 |  |  |  | FALSE | FALSE | FALSE | 36000 | 25200 | 2.62 | 25200 | 2.62
205886886 | 10/28/22 | Live | Daikin North America, LLC | GOODMAN | Singlezone Ducted, Centrally Ducted | 205886886 |  | HRCU-A-CB | GVZC200481A* |  | AVPEC59D14A* | 11.7 | 19 | 9.5 |  |  |  | FALSE | FALSE | FALSE | 44500 | 27000 | 2.4 | 34000 | 2.4
205886889 | 10/28/22 | Live | Daikin North America, LLC | GOODMAN | Singlezone Ducted, Centrally Ducted | 205886889 |  | HRCU-A-CB | GVZC200481A* |  | CHPF4860D6D*+MBVC1601**-1A*+TXV | 12 | 19.5 | 10 |  |  |  | FALSE | FALSE | FALSE | 45000 | 26600 | 2.76 | 34000 | 2.4
208502637 | 07/11/22 | Live | Johnson Controls Inc. (York International Norman) | COLEMAN | Singlezone Ducted, Centrally Ducted | 208502637 |  | HRCU-A-CB | HMH72B361 | Ducted Indoor Units | JHVTB36DXXC2N1+TXV | 9 | 17.5 | 10 |  |  |  | FALSE | FALSE | FALSE | 36000 | 25200 | 2.62 | 25200 | 2.62
205886890 | 10/28/22 | Live | Daikin North America, LLC | GOODMAN | Singlezone Ducted, Centrally Ducted | 205886890 |  | HRCU-A-CB | GVZC200481A* |  | CHPF4860D6D*+MBVC2001**-1A*+TXV | 12.5 | 20 | 10 |  |  |  | FALSE | FALSE | FALSE | 45000 | 26600 | 2.8 | 34000 | 2.4
205886888 | 10/28/22 | Live | Daikin North America, LLC | GOODMAN | Singlezone Ducted, Centrally Ducted | 205886888 |  | HRCU-A-CB | GVZC200481A* |  | CA*F4860*6D*+MBVC2001**-1A*+TXV | 12.5 | 19.5 | 10 |  |  |  | FALSE | FALSE | FALSE | 45000 | 26600 | 2.8 | 34000 | 2.4
208502639 | 07/11/22 | Live | Johnson Controls Inc. (York International Norman) | LUXAIRE | Singlezone Ducted, Centrally Ducted | 208502639 |  | HRCU-A-CB | HMH72B361 | Ducted Indoor Units | JHVTB36DXXC2N1+TXV | 9 | 17.5 | 10 |  |  |  | FALSE | FALSE | FALSE | 36000 | 25200 | 2.62 | 25200 | 2.62
10153696 | 10/28/22 | Live | Trane U.S. Inc. | TRANE | Singlezone Ducted, Centrally Ducted | 10153696 |  | HRCU-A-CB | 4TWV0036A1 |  | TEM8A0C36V31+TDR | 13 | 20 | 10 |  |  |  | FALSE | FALSE | FALSE | 35400 | 25600 | 3.07 | 25600 | 2.45
205886887 | 10/28/22 | Live | Daikin North America, LLC | GOODMAN | Singlezone Ducted, Centrally Ducted | 205886887 |  | HRCU-A-CB | GVZC200481A* |  | CA*F4860*6D*+MBVC1601**-1A*+TXV | 12 | 19.5 | 10 |  |  |  | FALSE | FALSE | FALSE | 44500 | 26600 | 2.76 | 34000 | 2.4
208502641 | 07/11/22 | Live | Johnson Controls Inc. (York International Norman) | FRASER-JOHNSTON | Singlezone Ducted, Centrally Ducted | 208502641 |  | HRCU-A-CB | HMH72B361 | Ducted Indoor Units | JHVTB36DXXC2N1+TXV | 9 | 17.5 | 10 |  |  |  | FALSE | FALSE | FALSE | 36000 | 25200 | 2.62 | 25200 | 2.62
205886891 | 10/28/22 | Live | Daikin North America, LLC | GOODMAN | Singlezone Ducted, Centrally Ducted | 205886891 |  | HRCU-A-CB | GVZC200481A* |  | CSCF4860N6D*+MBVC1601**-1A*+TXV | 12 | 20 | 10 |  |  |  | FALSE | FALSE | FALSE | 45000 | 26600 | 2.8 | 34000 | 2.4
205886892 | 10/28/22 | Live | Daikin North America, LLC | GOODMAN | Singlezone Ducted, Centrally Ducted | 205886892 |  | HRCU-A-CB | GVZC200481A* |  | CSCF4860N6D*+MBVC2001**-1A*+TXV | 12.5 | 20 | 10 |  |  |  | FALSE | FALSE | FALSE | 45000 | 26600 | 2.85 | 34000 | 2.4
208502643 | 07/11/22 | Live | Johnson Controls Inc. (York International Norman) | CHAMPION HEATING AND COOLING | Singlezone Ducted, Centrally Ducted | 208502643 |  | HRCU-A-CB | HMH72B361 | Ducted Indoor Units | JHVTB36DXXC2N1+TXV | 9 | 17.5 | 10 |  |  |  | FALSE | FALSE | FALSE | 36000 | 25200 | 2.62 | 25200 | 2.62
205886896 | 10/28/22 | Live | Daikin North America, LLC | GOODMAN | Singlezone Ducted, Centrally Ducted | 205886896 |  | HRCU-A-CB | GVZC200481A* |  | CA*F4961*6D*+MBVC1600**-1A*+TXV | 12.5 | 20 | 10 |  |  |  | FALSE | FALSE | FALSE | 46500 | 26800 | 2.81 | 34000 | 2.4
208500196 | 07/11/22 | Live | Johnson Controls Inc. (York International Norman) | YORK | Singlezone Ducted, Centrally Ducted | 208500196 |  | HRCU-A-CB | HMH72B361 | Ducted Indoor Units | XAHC36DXXN1+JMET16CS2N1+TXV | 9 | 17 | 10 |  |  |  | FALSE | FALSE | FALSE | 35400 | 24400 | 2.6 | 24400 | 2.6
208502173 | 07/11/22 | Live | Johnson Controls Inc. (York International Norman) | COLEMAN | Singlezone Ducted, Centrally Ducted | 208502173 |  | HRCU-A-CB | HMH72B361 | Ducted Indoor Units | XAHC36DXXN1+JMET16CS2N1+TXV | 9 | 17 | 10 |  |  |  | FALSE | FALSE | FALSE | 35400 | 24400 | 2.6 | 24400 | 2.6
208502175 | 07/11/22 | Live | Johnson Controls Inc. (York International Norman) | LUXAIRE | Singlezone Ducted, Centrally Ducted | 208502175 |  | HRCU-A-CB | HMH72B361 | Ducted Indoor Units | XAHC36DXXN1+JMET16CS2N1+TXV | 9 | 17 | 10 |  |  |  | FALSE | FALSE | FALSE | 35400 | 24400 | 2.6 | 24400 | 2.6
205886900 | 10/28/22 | Live | Daikin North America, LLC | GOODMAN | Singlezone Ducted, Centrally Ducted | 205886900 |  | HRCU-A-CB | GVZC200481A* |  | CHPF4860D6D*+MBVC2000**-1A*+TXV | 12.5 | 20 | 10 |  |  |  | FALSE | FALSE | FALSE | 45000 | 26600 | 2.8 | 34000 | 2.4
208502177 | 07/11/22 | Live | Johnson Controls Inc. (York International Norman) | FRASER-JOHNSTON | Singlezone Ducted, Centrally Ducted | 208502177 |  | HRCU-A-CB | HMH72B361 | Ducted Indoor Units | XAHC36DXXN1+JMET16CS2N1+TXV | 9 | 17 | 10 |  |  |  | FALSE | FALSE | FALSE | 35400 | 24400 | 2.6 | 24400 | 2.6
205965999 | 10/28/22 | Live | Daikin North America, LLC | JANITROL | Singlezone Ducted, Centrally Ducted | 205965999 |  | HRCU-A-CB | GVZC200241A* |  | CA*F3642*6D*+MBVC1200**-1A*+TXV | 13 | 21 | 10 |  |  |  | FALSE | FALSE | FALSE | 23400 | 13000 | 2.57 | 15200 | 2.45
205886901 | 10/28/22 | Live | Daikin North America, LLC | GOODMAN | Singlezone Ducted, Centrally Ducted | 205886901 |  | HRCU-A-CB | GVZC200481A* |  | CA*F4961*6D*+MBVC1601**-1A*+TXV | 12.5 | 20 | 10 |  |  |  | FALSE | FALSE | FALSE | 46500 | 26800 | 2.81 | 34000 | 2.4
205886902 | 10/28/22 | Live | Daikin North America, LLC | GOODMAN | Singlezone Ducted, Centrally Ducted | 205886902 |  | HRCU-A-CB | GVZC200481A* |  | CA*F4961*6D*+MBVC2001**-1A*+TXV | 13 | 20 | 10 |  |  |  | FALSE | FALSE | FALSE | 46500 | 26600 | 2.85 | 34000 | 2.4
208502179 | 07/11/22 | Live | Johnson Controls Inc. (York International Norman) | CHAMPION HEATING AND COOLING | Singlezone Ducted, Centrally Ducted | 208502179 |  | HRCU-A-CB | HMH72B361 | Ducted Indoor Units | XAHC36DXXN1+JMET16CS2N1+TXV | 9 | 17 | 10 |  |  |  | FALSE | FALSE | FALSE | 35400 | 24400 | 2.6 | 24400 | 2.6
205966000 | 10/28/22 | Live | Daikin North America, LLC | JANITROL | Singlezone Ducted, Centrally Ducted | 205966000 |  | HRCU-A-CB | GVZC200361A* |  | CA*F3743*6D*+MBVC1600**-1A*+TXV | 14 | 21 | 10 |  |  |  | FALSE | FALSE | FALSE | 35400 | 18200 | 2.46 | 28800 | 2.27
205966001 | 10/28/22 | Live | Daikin North America, LLC | JANITROL | Singlezone Ducted, Centrally Ducted | 205966001 |  | HRCU-A-CB | GVZC200481A* |  | CA*F4961*6D*+MBVC2000**-1A*+TXV | 13 | 20 | 10 |  |  |  | FALSE | FALSE | FALSE | 46500 | 26600 | 2.85 | 34000 | 2.4
205966004 | 10/28/22 | Live | Daikin North America, LLC | JANITROL | Singlezone Ducted, Centrally Ducted | 205966004 |  | HRCU-A-CB | GVZC200241A* |  | CA*F3137*6A*+MBVC1200**-1A*+TXV | 13 | 21 | 10 |  |  |  | FALSE | FALSE | FALSE | 23800 | 13000 | 2.61 | 15200 | 2.45
205966010 | 10/28/22 | Live | Daikin North America, LLC | JANITROL | Singlezone Ducted, Centrally Ducted | 205966010 |  | HRCU-A-CB | GVZC200241A* |  | CA*F3636*6D*+MBVC1200**-1A*+TXV | 13 | 20 | 10 |  |  |  | FALSE | FALSE | FALSE | 23200 | 13000 | 2.57 | 15200 | 2.45
205966019 | 10/28/22 | Live | Daikin North America, LLC | JANITROL | Singlezone Ducted, Centrally Ducted | 205966019 |  | HRCU-A-CB | GVZC200241A* |  | CA*F3743*6D*+MBVC1200**-1A*+TXV | 13 | 21 | 10 |  |  |  | FALSE | FALSE | FALSE | 23800 | 13000 | 2.63 | 15200 | 2.45
207430562 | 07/11/22 | Live | Johnson Controls Inc. (York International Norman) | YORK | Singlezone Ducted, Centrally Ducted | 207430562 |  | HRCU-A-CB | HMH72B361 | Ducted Indoor Units | XAFC36DXXN1+MVC16CN21+TXV | 9.25 | 17.25 | 9.5 |  |  |  | FALSE | FALSE | FALSE | 36000 | 24800 | 2.68 | 24800 | 2.68
207434667 | 07/11/22 | Live | Johnson Controls Inc. (York International Norman) | COLEMAN | Singlezone Ducted, Centrally Ducted | 207434667 |  | HRCU-A-CB | HMH72B361 | Ducted Indoor Units | XAFC36DXXN1+MVC16CN21+TXV | 9.25 | 17.25 | 9.5 |  |  |  | FALSE | FALSE | FALSE | 36000 | 24800 | 2.68 | 24800 | 2.68
205966024 | 10/28/22 | Live | Daikin North America, LLC | JANITROL | Singlezone Ducted, Centrally Ducted | 205966024 |  | HRCU-A-CB | GVZC200241A* |  | CHPF3636B6C*+MBVC1200**-1A*+TXV | 13 | 21 | 10 |  |  |  | FALSE | FALSE | FALSE | 23400 | 13000 | 2.61 | 15200 | 2.45
207434678 | 07/11/22 | Live | Johnson Controls Inc. (York International Norman) | LUXAIRE | Singlezone Ducted, Centrally Ducted | 207434678 |  | HRCU-A-CB | HMH72B361 | Ducted Indoor Units | XAFC36DXXN1+MVC16CN21+TXV | 9.25 | 17.25 | 9.5 |  |  |  | FALSE | FALSE | FALSE | 36000 | 24800 | 2.68 | 24800 | 2.68
207434683 | 07/11/22 | Live | Johnson Controls Inc. (York International Norman) | FRASER-JOHNSTON | Singlezone Ducted, Centrally Ducted | 207434683 |  | HRCU-A-CB | HMH72B361 | Ducted Indoor Units | XAFC36DXXN1+MVC16CN21+TXV | 9.25 | 17.25 | 9.5 |  |  |  | FALSE | FALSE | FALSE | 36000 | 24800 | 2.68 | 24800 | 2.68
207434694 | 07/11/22 | Live | Johnson Controls Inc. (York International Norman) | CHAMPION HEATING AND COOLING | Singlezone Ducted, Centrally Ducted | 207434694 |  | HRCU-A-CB | HMH72B361 | Ducted Indoor Units | XAFC36DXXN1+MVC16CN21+TXV | 9.25 | 17.25 | 9.5 |  |  |  | FALSE | FALSE | FALSE | 36000 | 24800 | 2.68 | 24800 | 2.68
205966027 | 10/28/22 | Live | Daikin North America, LLC | JANITROL | Singlezone Ducted, Centrally Ducted | 205966027 |  | HRCU-A-CB | GVZC200241A* |  | CHPF3642C6C*+MBVC1200**-1A*+TXV | 13 | 21 | 10 |  |  |  | FALSE | FALSE | FALSE | 23400 | 13000 | 2.61 | 15200 | 2.45
207430565 | 07/11/22 | Live | Johnson Controls Inc. (York International Norman) | YORK | Singlezone Ducted, Centrally Ducted | 207430565 |  | HRCU-A-CB | HMH72B361 | Ducted Indoor Units | XAFC36DXXN1+ME12CN21+TXV | 9.25 | 17 | 9.5 |  |  |  | FALSE | FALSE | FALSE | 36000 | 24800 | 2.64 | 24800 | 2.64
205966034 | 10/28/22 | Live | Daikin North America, LLC | JANITROL | Singlezone Ducted, Centrally Ducted | 205966034 |  | HRCU-A-CB | GVZC200241A* |  | CA*F3743*6D*+MBVC1201**-1A*+TXV | 13 | 21 | 10 |  |  |  | FALSE | FALSE | FALSE | 23800 | 13000 | 2.63 | 15200 | 2.45
205966030 | 10/28/22 | Live | Daikin North America, LLC | JANITROL | Singlezone Ducted, Centrally Ducted | 205966030 |  | HRCU-A-CB | GVZC200241A* |  | AVPEC25B14A* | 13 | 21 | 10 |  |  |  | FALSE | FALSE | FALSE | 23000 | 13600 | 2.61 | 15200 | 2.45
207434670 | 07/11/22 | Live | Johnson Controls Inc. (York International Norman) | COLEMAN | Singlezone Ducted, Centrally Ducted | 207434670 |  | HRCU-A-CB | HMH72B361 | Ducted Indoor Units | XAFC36DXXN1+ME12CN21+TXV | 9.25 | 17 | 9.5 |  |  |  | FALSE | FALSE | FALSE | 36000 | 24800 | 2.64 | 24800 | 2.64
205966032 | 10/28/22 | Live | Daikin North America, LLC | JANITROL | Singlezone Ducted, Centrally Ducted | 205966032 |  | HRCU-A-CB | GVZC200241A* |  | CA*F3636*6D*+MBVC1201**-1A*+TXV | 13 | 20 | 10 |  |  |  | FALSE | FALSE | FALSE | 23200 | 13000 | 2.57 | 15200 | 2.45
207434675 | 07/11/22 | Live | Johnson Controls Inc. (York International Norman) | LUXAIRE | Singlezone Ducted, Centrally Ducted | 207434675 |  | HRCU-A-CB | HMH72B361 | Ducted Indoor Units | XAFC36DXXN1+ME12CN21+TXV | 9.25 | 17 | 9.5 |  |  |  | FALSE | FALSE | FALSE | 36000 | 24800 | 2.64 | 24800 | 2.64
205966031 | 10/28/22 | Live | Daikin North America, LLC | JANITROL | Singlezone Ducted, Centrally Ducted | 205966031 |  | HRCU-A-CB | GVZC200241A* |  | CA*F3137*6A*+MBVC1201**-1A*+TXV | 13 | 21 | 10 |  |  |  | FALSE | FALSE | FALSE | 23800 | 13000 | 2.61 | 15200 | 2.45
205966033 | 10/28/22 | Live | Daikin North America, LLC | JANITROL | Singlezone Ducted, Centrally Ducted | 205966033 |  | HRCU-A-CB | GVZC200241A* |  | CA*F3642*6D*+MBVC1201**-1A*+TXV | 13 | 21 | 10 |  |  |  | FALSE | FALSE | FALSE | 23400 | 13000 | 2.57 | 15200 | 2.45
207434686 | 07/11/22 | Live | Johnson Controls Inc. (York International Norman) | FRASER-JOHNSTON | Singlezone Ducted, Centrally Ducted | 207434686 |  | HRCU-A-CB | HMH72B361 | Ducted Indoor Units | XAFC36DXXN1+ME12CN21+TXV | 9.25 | 17 | 9.5 |  |  |  | FALSE | FALSE | FALSE | 36000 | 24800 | 2.64 | 24800 | 2.64
205966040 | 10/28/22 | Live | Daikin North America, LLC | JANITROL | Singlezone Ducted, Centrally Ducted | 205966040 |  | HRCU-A-CB | GVZC200361A* |  | CA*F3137*6A*+MBVC1600**-1A*+TXV | 13.5 | 20 | 10 |  |  |  | FALSE | FALSE | FALSE | 34800 | 18200 | 2.44 | 28800 | 2.27
205966036 | 10/28/22 | Live | Daikin North America, LLC | JANITROL | Singlezone Ducted, Centrally Ducted | 205966036 |  | HRCU-A-CB | GVZC200241A* |  | CHPF3642C6C*+MBVC1201**-1A*+TXV | 13 | 21 | 10 |  |  |  | FALSE | FALSE | FALSE | 23400 | 13000 | 2.61 | 15200 | 2.45
207434691 | 07/11/22 | Live | Johnson Controls Inc. (York International Norman) | CHAMPION HEATING AND COOLING | Singlezone Ducted, Centrally Ducted | 207434691 |  | HRCU-A-CB | HMH72B361 | Ducted Indoor Units | XAFC36DXXN1+ME12CN21+TXV | 9.25 | 17 | 9.5 |  |  |  | FALSE | FALSE | FALSE | 36000 | 24800 | 2.64 | 24800 | 2.64
205966039 | 10/28/22 | Live | Daikin North America, LLC | JANITROL | Singlezone Ducted, Centrally Ducted | 205966039 |  | HRCU-A-CB | GVZC200361A* |  | CA*F3137*6A*+MBVC1200**-1A*+TXV | 13.5 | 20 | 10 |  |  |  | FALSE | FALSE | FALSE | 34800 | 18000 | 2.42 | 28800 | 2.27
205966035 | 10/28/22 | Live | Daikin North America, LLC | JANITROL | Singlezone Ducted, Centrally Ducted | 205966035 |  | HRCU-A-CB | GVZC200241A* |  | CHPF3636B6C*+MBVC1201**-1A*+TXV | 13 | 21 | 10 |  |  |  | FALSE | FALSE | FALSE | 23400 | 13000 | 2.61 | 15200 | 2.45
208500733 | 07/11/22 | Live | Johnson Controls Inc. (York International Norman) | YORK | Singlezone Ducted, Centrally Ducted | 208500733 |  | HRCU-A-CB | HMH72B361 | Ducted Indoor Units | XAFC36DXXN1+JMVT16CC2N1+TXV | 9.25 | 17.5 | 10 |  |  |  | FALSE | FALSE | FALSE | 35800 | 24400 | 2.66 | 24400 | 2.66
208501102 | 07/11/22 | Live | Johnson Controls Inc. (York International Norman) | COLEMAN | Singlezone Ducted, Centrally Ducted | 208501102 |  | HRCU-A-CB | HMH72B361 | Ducted Indoor Units | XAFC36DXXN1+JMVT16CC2N1+TXV | 9.25 | 17.5 | 10 |  |  |  | FALSE | FALSE | FALSE | 35800 | 24400 | 2.66 | 24400 | 2.66
208501104 | 07/11/22 | Live | Johnson Controls Inc. (York International Norman) | LUXAIRE | Singlezone Ducted, Centrally Ducted | 208501104 |  | HRCU-A-CB | HMH72B361 | Ducted Indoor Units | XAFC36DXXN1+JMVT16CC2N1+TXV | 9.25 | 17.5 | 10 |  |  |  | FALSE | FALSE | FALSE | 35800 | 24400 | 2.66 | 24400 | 2.66
205966052 | 10/28/22 | Live | Daikin North America, LLC | JANITROL | Singlezone Ducted, Centrally Ducted | 205966052 |  | HRCU-A-CB | GVZC200361A* |  | CA*F3642*6D*+MBVC1200**-1A*+TXV | 13 | 20 | 10 |  |  |  | FALSE | FALSE | FALSE | 34600 | 18000 | 2.4 | 28800 | 2.27
205966053 | 10/28/22 | Live | Daikin North America, LLC | JANITROL | Singlezone Ducted, Centrally Ducted | 205966053 |  | HRCU-A-CB | GVZC200361A* |  | CA*F3642*6D*+MBVC1600**-1A*+TXV | 13.5 | 20 | 10 |  |  |  | FALSE | FALSE | FALSE | 34600 | 18000 | 2.42 | 28800 | 2.27
208501107 | 07/11/22 | Live | Johnson Controls Inc. (York International Norman) | FRASER-JOHNSTON | Singlezone Ducted, Centrally Ducted | 208501107 |  | HRCU-A-CB | HMH72B361 | Ducted Indoor Units | XAFC36DXXN1+JMVT16CC2N1+TXV | 9.25 | 17.5 | 10 |  |  |  | FALSE | FALSE | FALSE | 35800 | 24400 | 2.66 | 24400 | 2.66
208501108 | 07/11/22 | Live | Johnson Controls Inc. (York International Norman) | CHAMPION HEATING AND COOLING | Singlezone Ducted, Centrally Ducted | 208501108 |  | HRCU-A-CB | HMH72B361 | Ducted Indoor Units | XAFC36DXXN1+JMVT16CC2N1+TXV | 9.25 | 17.5 | 10 |  |  |  | FALSE | FALSE | FALSE | 35800 | 24400 | 2.66 | 24400 | 2.66
208613245 | 07/11/22 | Live | Johnson Controls Inc. (York International Norman) | YORK | Singlezone Ducted, Centrally Ducted | 208613245 |  | HRCU-A-CB | HMH72B361 | Ducted Indoor Units | XAFC36DBCN1+JMVT16CC2N1 | 9.25 | 17.5 | 10 |  |  |  | FALSE | FALSE | FALSE | 35800 | 24400 | 2.66 | 24400 | 2.66
205966061 | 10/28/22 | Live | Daikin North America, LLC | JANITROL | Singlezone Ducted, Centrally Ducted | 205966061 |  | HRCU-A-CB | GVZC200361A* |  | CA*F3743*6D*+MBVC1200**-1A*+TXV | 13.5 | 20 | 10 |  |  |  | FALSE | FALSE | FALSE | 35200 | 18200 | 2.42 | 28800 | 2.27
208614041 | 07/11/22 | Live | Johnson Controls Inc. (York International Norman) | COLEMAN | Singlezone Ducted, Centrally Ducted | 208614041 |  | HRCU-A-CB | HMH72B361 | Ducted Indoor Units | XAFC36DBCN1+JMVT16CC2N1 | 9.25 | 17.5 | 10 |  |  |  | FALSE | FALSE | FALSE | 35800 | 24400 | 2.66 | 24400 | 2.66
208614054 | 07/11/22 | Live | Johnson Controls Inc. (York International Norman) | LUXAIRE | Singlezone Ducted, Centrally Ducted | 208614054 |  | HRCU-A-CB | HMH72B361 | Ducted Indoor Units | XAFC36DBCN1+JMVT16CC2N1 | 9.25 | 17.5 | 10 |  |  |  | FALSE | FALSE | FALSE | 35800 | 24400 | 2.66 | 24400 | 2.66
206779198 | 04/28/22 | Live | Johnson Controls Inc. (York International Norman) | YORK | Singlezone Ducted, Centrally Ducted | 206779198 |  | HRCU-A-CB | YHM48B21 |  | CF64DXA1+ME14DN21+TXV | 10 | 17 | 10 |  |  |  | FALSE | FALSE | FALSE | 48000 | 29000 | 2.76 | 29000 | 2.76
208614057 | 07/11/22 | Live | Johnson Controls Inc. (York International Norman) | FRASER-JOHNSTON | Singlezone Ducted, Centrally Ducted | 208614057 |  | HRCU-A-CB | HMH72B361 | Ducted Indoor Units | XAFC36DBCN1+JMVT16CC2N1 | 9.25 | 17.5 | 10 |  |  |  | FALSE | FALSE | FALSE | 35800 | 24400 | 2.66 | 24400 | 2.66
205966071 | 10/28/22 | Live | Daikin North America, LLC | JANITROL | Singlezone Ducted, Centrally Ducted | 205966071 |  | HRCU-A-CB | GVZC200361A* |  | CHPF3642C6C*+MBVC1600**-1A*+TXV | 13.5 | 20 | 10 |  |  |  | FALSE | FALSE | FALSE | 35000 | 18000 | 2.42 | 28800 | 2.27
205966070 | 10/28/22 | Live | Daikin North America, LLC | JANITROL | Singlezone Ducted, Centrally Ducted | 205966070 |  | HRCU-A-CB | GVZC200361A* |  | CHPF3642C6C*+MBVC1200**-1A*+TXV | 13 | 20 | 10 |  |  |  | FALSE | FALSE | FALSE | 34800 | 18000 | 2.4 | 28800 | 2.27
208614070 | 07/11/22 | Live | Johnson Controls Inc. (York International Norman) | CHAMPION HEATING AND COOLING | Singlezone Ducted, Centrally Ducted | 208614070 |  | HRCU-A-CB | HMH72B361 | Ducted Indoor Units | XAFC36DBCN1+JMVT16CC2N1 | 9.25 | 17.5 | 10 |  |  |  | FALSE | FALSE | FALSE | 35800 | 24400 | 2.66 | 24400 | 2.66
208206686 | 07/11/22 | Live | Johnson Controls Inc. (York International Norman) | YORK | Singlezone Ducted, Centrally Ducted | 208206686 |  | HRCU-A-CB | HMH72B361 | Ducted Indoor Units | XAHC36DXXN1+ME16CN21+TXV | 9 | 16.5 | 9.5 |  |  |  | FALSE | FALSE | FALSE | 35200 | 24600 | 2.6 | 24600 | 2.6
206781245 | 04/28/22 | Live | Johnson Controls Inc. (York International Norman) | COLEMAN | Singlezone Ducted, Centrally Ducted | 206781245 |  | HRCU-A-CB | CH16B4821 |  | CF64DXA1+ME14DN21+TXV | 10 | 17 | 10 |  |  |  | FALSE | FALSE | FALSE | 48000 | 29000 | 2.76 | 29000 | 2.76
208400372 | 07/11/22 | Live | Johnson Controls Inc. (York International Norman) | COLEMAN | Singlezone Ducted, Centrally Ducted | 208400372 |  | HRCU-A-CB | HMH72B361 | Ducted Indoor Units | XAHC36DXXN1+ME16CN21+TXV | 9 | 16.5 | 9.5 |  |  |  | FALSE | FALSE | FALSE | 35200 | 24600 | 2.6 | 24600 | 2.6
206781248 | 04/28/22 | Live | Johnson Controls Inc. (York International Norman) | CHAMPION HEATING AND COOLING | Singlezone Ducted, Centrally Ducted | 206781248 |  | HRCU-A-CB | TH16B4821 |  | CF64DXA1+ME14DN21+TXV | 10 | 17 | 10 |  |  |  | FALSE | FALSE | FALSE | 48000 | 29000 | 2.76 | 29000 | 2.76
208400379 | 07/11/22 | Live | Johnson Controls Inc. (York International Norman) | LUXAIRE | Singlezone Ducted, Centrally Ducted | 208400379 |  | HRCU-A-CB | HMH72B361 | Ducted Indoor Units | XAHC36DXXN1+ME16CN21+TXV | 9 | 16.5 | 9.5 |  |  |  | FALSE | FALSE | FALSE | 35200 | 24600 | 2.6 | 24600 | 2.6
206781247 | 04/28/22 | Live | Johnson Controls Inc. (York International Norman) | FRASER-JOHNSTON | Singlezone Ducted, Centrally Ducted | 206781247 |  | HRCU-A-CB | TH16B4821 |  | CF64DXA1+ME14DN21+TXV | 10 | 17 | 10 |  |  |  | FALSE | FALSE | FALSE | 48000 | 29000 | 2.76 | 29000 | 2.76
10153699 | 10/28/22 | Live | Trane U.S. Inc. | TRANE | Singlezone Ducted, Centrally Ducted | 10153699 |  | HRCU-A-CB | 4TWV0036A1 |  | TEM8A0C48V41+TDR | 13 | 20 | 10 |  |  |  | FALSE | FALSE | FALSE | 35600 | 25200 | 3.08 | 25600 | 2.4
208400384 | 07/11/22 | Live | Johnson Controls Inc. (York International Norman) | FRASER-JOHNSTON | Singlezone Ducted, Centrally Ducted | 208400384 |  | HRCU-A-CB | HMH72B361 | Ducted Indoor Units | XAHC36DXXN1+ME16CN21+TXV | 9 | 16.5 | 9.5 |  |  |  | FALSE | FALSE | FALSE | 35200 | 24600 | 2.6 | 24600 | 2.6
206781246 | 04/28/22 | Live | Johnson Controls Inc. (York International Norman) | LUXAIRE | Singlezone Ducted, Centrally Ducted | 206781246 |  | HRCU-A-CB | TH16B4821 |  | CF64DXA1+ME14DN21+TXV | 10 | 17 | 10 |  |  |  | FALSE | FALSE | FALSE | 48000 | 29000 | 2.76 | 29000 | 2.76
205966080 | 10/28/22 | Live | Daikin North America, LLC | JANITROL | Singlezone Ducted, Centrally Ducted | 205966080 |  | HRCU-A-CB | GVZC200361A* |  | CHPF3743C6B*+MBVC1200**-1A*+TXV | 13.5 | 20 | 10 |  |  |  | FALSE | FALSE | FALSE | 35000 | 18200 | 2.42 | 28800 | 2.27
206779199 | 04/28/22 | Live | Johnson Controls Inc. (York International Norman) | YORK | Singlezone Ducted, Centrally Ducted | 206779199 |  | HRCU-A-CB | YHM48B21 |  | CM64DXA1+ME14DN21+TXV | 10 | 17 | 10 |  |  |  | FALSE | FALSE | FALSE | 48000 | 29000 | 2.76 | 29000 | 2.76
208400391 | 07/11/22 | Live | Johnson Controls Inc. (York International Norman) | CHAMPION HEATING AND COOLING | Singlezone Ducted, Centrally Ducted | 208400391 |  | HRCU-A-CB | HMH72B361 | Ducted Indoor Units | XAHC36DXXN1+ME16CN21+TXV | 9 | 16.5 | 9.5 |  |  |  | FALSE | FALSE | FALSE | 35200 | 24600 | 2.6 | 24600 | 2.6
205966081 | 10/28/22 | Live | Daikin North America, LLC | JANITROL | Singlezone Ducted, Centrally Ducted | 205966081 |  | HRCU-A-CB | GVZC200361A* |  | CHPF3743C6B*+MBVC1600**-1A*+TXV | 13.5 | 20 | 10 |  |  |  | FALSE | FALSE | FALSE | 35200 | 18200 | 2.44 | 28800 | 2.27
206781249 | 04/28/22 | Live | Johnson Controls Inc. (York International Norman) | COLEMAN | Singlezone Ducted, Centrally Ducted | 206781249 |  | HRCU-A-CB | CH16B4821 |  | CM64DXA1+ME14DN21+TXV | 10 | 17 | 10 |  |  |  | FALSE | FALSE | FALSE | 48000 | 29000 | 2.76 | 29000 | 2.76
208500029 | 07/11/22 | Live | Johnson Controls Inc. (York International Norman) | YORK | Singlezone Ducted, Centrally Ducted | 208500029 |  | HRCU-A-CB | HMH72B361 | Ducted Indoor Units | JHVTC36DXXC2N1+TXV | 9.5 | 17.75 | 10.5 |  |  |  | FALSE | FALSE | FALSE | 36000 | 24400 | 2.68 | 24400 | 2.68
206781250 | 04/28/22 | Live | Johnson Controls Inc. (York International Norman) | LUXAIRE | Singlezone Ducted, Centrally Ducted | 206781250 |  | HRCU-A-CB | TH16B4821 |  | CM64DXA1+ME14DN21+TXV | 10 | 17 | 10 |  |  |  | FALSE | FALSE | FALSE | 48000 | 29000 | 2.76 | 29000 | 2.76
208501702 | 07/11/22 | Live | Johnson Controls Inc. (York International Norman) | COLEMAN | Singlezone Ducted, Centrally Ducted | 208501702 |  | HRCU-A-CB | HMH72B361 | Ducted Indoor Units | JHVTC36DXXC2N1+TXV | 9.5 | 17.75 | 10.5 |  |  |  | FALSE | FALSE | FALSE | 36000 | 24400 | 2.68 | 24400 | 2.68
202143939 | 04/28/22 | Live | Johnson Controls Inc. (York International Norman) | FRASER-JOHNSTON | Singlezone Ducted, Centrally Ducted | 202143939 |  | HRCU-A-CB | TH16B4821 |  | AE48DBC21 | 9.75 | 17 | 9.5 |  |  |  | FALSE | FALSE | FALSE | 47000 | 28200 | 2.54 | 28200 | 2.54
208501703 | 07/11/22 | Live | Johnson Controls Inc. (York International Norman) | LUXAIRE | Singlezone Ducted, Centrally Ducted | 208501703 |  | HRCU-A-CB | HMH72B361 | Ducted Indoor Units | JHVTC36DXXC2N1+TXV | 9.5 | 17.75 | 10.5 |  |  |  | FALSE | FALSE | FALSE | 36000 | 24400 | 2.68 | 24400 | 2.68
202143941 | 04/28/22 | Live | Johnson Controls Inc. (York International Norman) | COLEMAN | Singlezone Ducted, Centrally Ducted | 202143941 |  | HRCU-A-CB | CH16B4821 |  | AE48DX21+TXV | 9.75 | 17 | 9.5 |  |  |  | FALSE | FALSE | FALSE | 47000 | 28200 | 2.54 | 28200 | 2.54
206781252 | 04/28/22 | Live | Johnson Controls Inc. (York International Norman) | CHAMPION HEATING AND COOLING | Singlezone Ducted, Centrally Ducted | 206781252 |  | HRCU-A-CB | TH16B4821 |  | CM64DXA1+ME14DN21+TXV | 10 | 17 | 10 |  |  |  | FALSE | FALSE | FALSE | 48000 | 29000 | 2.76 | 29000 | 2.76
205966091 | 10/28/22 | Live | Daikin North America, LLC | JANITROL | Singlezone Ducted, Centrally Ducted | 205966091 |  | HRCU-A-CB | GVZC200361A* |  | CSCF3642N6D*+MBVC1200**-1A*+TXV | 13.5 | 20 | 10 |  |  |  | FALSE | FALSE | FALSE | 34800 | 18200 | 2.42 | 28800 | 2.27
207526341 | 10/28/22 | Live | Trane U.S. Inc. | TRANE | Singlezone Ducted, Centrally Ducted | 207526341 |  | HRCU-A-CB | 4TWV0X36A1 |  | TEM8A0C48V41+TDR | 13 | 20 | 10 |  |  |  | FALSE | FALSE | FALSE | 35600 | 25200 | 3.08 | 25600 | 2.4
208501705 | 07/11/22 | Live | Johnson Controls Inc. (York International Norman) | FRASER-JOHNSTON | Singlezone Ducted, Centrally Ducted | 208501705 |  | HRCU-A-CB | HMH72B361 | Ducted Indoor Units | JHVTC36DXXC2N1+TXV | 9.5 | 17.75 | 10.5 |  |  |  | FALSE | FALSE | FALSE | 36000 | 24400 | 2.68 | 24400 | 2.68
206781251 | 04/28/22 | Live | Johnson Controls Inc. (York International Norman) | FRASER-JOHNSTON | Singlezone Ducted, Centrally Ducted | 206781251 |  | HRCU-A-CB | TH16B4821 |  | CM64DXA1+ME14DN21+TXV | 10 | 17 | 10 |  |  |  | FALSE | FALSE | FALSE | 48000 | 29000 | 2.76 | 29000 | 2.76
205966092 | 10/28/22 | Live | Daikin North America, LLC | JANITROL | Singlezone Ducted, Centrally Ducted | 205966092 |  | HRCU-A-CB | GVZC200361A* |  | CSCF3642N6D*+MBVC1600**-1A*+TXV | 13.5 | 20 | 10 |  |  |  | FALSE | FALSE | FALSE | 35000 | 18200 | 2.44 | 28800 | 2.27
202143686 | 04/28/22 | Live | Johnson Controls Inc. (York International Norman) | YORK | Singlezone Ducted, Centrally Ducted | 202143686 |  | HRCU-A-CB | YHM48B21 |  | AE48DX21+TXV | 9.75 | 17 | 9.5 |  |  |  | FALSE | FALSE | FALSE | 47000 | 28200 | 2.54 | 28200 | 2.54
208501707 | 07/11/22 | Live | Johnson Controls Inc. (York International Norman) | CHAMPION HEATING AND COOLING | Singlezone Ducted, Centrally Ducted | 208501707 |  | HRCU-A-CB | HMH72B361 | Ducted Indoor Units | JHVTC36DXXC2N1+TXV | 9.5 | 17.75 | 10.5 |  |  |  | FALSE | FALSE | FALSE | 36000 | 24400 | 2.68 | 24400 | 2.68
205966104 | 10/28/22 | Live | Daikin North America, LLC | JANITROL | Singlezone Ducted, Centrally Ducted | 205966104 |  | HRCU-A-CB | GVZC200361A* |  | CA*F3743*6D*+MBVC1601**-1A*+TXV | 14 | 21 | 10 |  |  |  | FALSE | FALSE | FALSE | 35400 | 18200 | 2.46 | 28800 | 2.27
202143942 | 04/28/22 | Live | Johnson Controls Inc. (York International Norman) | LUXAIRE | Singlezone Ducted, Centrally Ducted | 202143942 |  | HRCU-A-CB | TH16B4821 |  | AE48DX21+TXV | 9.75 | 17 | 9.5 |  |  |  | FALSE | FALSE | FALSE | 47000 | 28200 | 2.54 | 28200 | 2.54
205966105 | 10/28/22 | Live | Daikin North America, LLC | JANITROL | Singlezone Ducted, Centrally Ducted | 205966105 |  | HRCU-A-CB | GVZC200361A* |  | CHPF3642C6C*+MBVC1201**-1A*+TXV | 13 | 20 | 10 |  |  |  | FALSE | FALSE | FALSE | 34800 | 18000 | 2.4 | 28800 | 2.27
205966103 | 10/28/22 | Live | Daikin North America, LLC | JANITROL | Singlezone Ducted, Centrally Ducted | 205966103 |  | HRCU-A-CB | GVZC200361A* |  | CA*F3743*6D*+MBVC1201**-1A*+TXV | 13.5 | 20 | 10 |  |  |  | FALSE | FALSE | FALSE | 35200 | 18200 | 2.42 | 28800 | 2.27
202143943 | 04/28/22 | Live | Johnson Controls Inc. (York International Norman) | FRASER-JOHNSTON | Singlezone Ducted, Centrally Ducted | 202143943 |  | HRCU-A-CB | TH16B4821 |  | AE48DX21+TXV | 9.75 | 17 | 9.5 |  |  |  | FALSE | FALSE | FALSE | 47000 | 28200 | 2.54 | 28200 | 2.54
202143944 | 04/28/22 | Live | Johnson Controls Inc. (York International Norman) | CHAMPION HEATING AND COOLING | Singlezone Ducted, Centrally Ducted | 202143944 |  | HRCU-A-CB | TH16B4821 |  | AE48DX21+TXV | 9.75 | 17 | 9.5 |  |  |  | FALSE | FALSE | FALSE | 47000 | 28200 | 2.54 | 28200 | 2.54
205966098 | 10/28/22 | Live | Daikin North America, LLC | JANITROL | Singlezone Ducted, Centrally Ducted | 205966098 |  | HRCU-A-CB | GVZC200361A* |  | AVPEC59D14A* | 14 | 20 | 10 |  |  |  | FALSE | FALSE | FALSE | 35800 | 18900 | 2.34 | 28800 | 2.27
205966097 | 10/28/22 | Live | Daikin North America, LLC | JANITROL | Singlezone Ducted, Centrally Ducted | 205966097 |  | HRCU-A-CB | GVZC200361A* |  | AVPEC37C14A* | 13 | 19.5 | 9.8 |  |  |  | FALSE | FALSE | FALSE | 35200 | 18900 | 2.24 | 28800 | 2.27
202763639 | 04/28/22 | Live | Johnson Controls Inc. (York International Norman) | LUXAIRE | Singlezone Ducted, Centrally Ducted | 202763639 |  | HRCU-A-CB | TH16B4821 |  | AVC60CX22+TXV | 9.75 | 16.25 | 9.25 |  |  |  | FALSE | FALSE | FALSE | 47000 | 28200 | 2.56 | 28200 | 2.56
205966099 | 10/28/22 | Live | Daikin North America, LLC | JANITROL | Singlezone Ducted, Centrally Ducted | 205966099 |  | HRCU-A-CB | GVZC200361A* |  | CA*F3137*6A*+MBVC1201**-1A*+TXV | 13.5 | 20 | 10 |  |  |  | FALSE | FALSE | FALSE | 34800 | 18000 | 2.42 | 28800 | 2.27
205966101 | 10/28/22 | Live | Daikin North America, LLC | JANITROL | Singlezone Ducted, Centrally Ducted | 205966101 |  | HRCU-A-CB | GVZC200361A* |  | CA*F3642*6D*+MBVC1201**-1A*+TXV | 13 | 20 | 10 |  |  |  | FALSE | FALSE | FALSE | 34600 | 18000 | 2.4 | 28800 | 2.27
202143685 | 04/28/22 | Live | Johnson Controls Inc. (York International Norman) | YORK | Singlezone Ducted, Centrally Ducted | 202143685 |  | HRCU-A-CB | YHM48B21 |  | AE48DBC21 | 9.75 | 17 | 9.5 |  |  |  | FALSE | FALSE | FALSE | 47000 | 28200 | 2.54 | 28200 | 2.54
205966100 | 10/28/22 | Live | Daikin North America, LLC | JANITROL | Singlezone Ducted, Centrally Ducted | 205966100 |  | HRCU-A-CB | GVZC200361A* |  | CA*F3137*6A*+MBVC1601**-1A*+TXV | 13.5 | 20 | 10 |  |  |  | FALSE | FALSE | FALSE | 34800 | 18200 | 2.44 | 28800 | 2.27
205966102 | 10/28/22 | Live | Daikin North America, LLC | JANITROL | Singlezone Ducted, Centrally Ducted | 205966102 |  | HRCU-A-CB | GVZC200361A* |  | CA*F3642*6D*+MBVC1601**-1A*+TXV | 13.5 | 20 | 10 |  |  |  | FALSE | FALSE | FALSE | 34600 | 18000 | 2.42 | 28800 | 2.27
205966106 | 10/28/22 | Live | Daikin North America, LLC | JANITROL | Singlezone Ducted, Centrally Ducted | 205966106 |  | HRCU-A-CB | GVZC200361A* |  | CHPF3642C6C*+MBVC1601**-1A*+TXV | 13.5 | 20 | 10 |  |  |  | FALSE | FALSE | FALSE | 35000 | 18000 | 2.42 | 28800 | 2.27
202143937 | 04/28/22 | Live | Johnson Controls Inc. (York International Norman) | COLEMAN | Singlezone Ducted, Centrally Ducted | 202143937 |  | HRCU-A-CB | CH16B4821 |  | AE48DBC21 | 9.75 | 17 | 9.5 |  |  |  | FALSE | FALSE | FALSE | 47000 | 28200 | 2.54 | 28200 | 2.54
205966107 | 10/28/22 | Live | Daikin North America, LLC | JANITROL | Singlezone Ducted, Centrally Ducted | 205966107 |  | HRCU-A-CB | GVZC200361A* |  | CHPF3743C6B*+MBVC1201**-1A*+TXV | 13.5 | 20 | 10 |  |  |  | FALSE | FALSE | FALSE | 35000 | 18200 | 2.42 | 28800 | 2.27
202143938 | 04/28/22 | Live | Johnson Controls Inc. (York International Norman) | LUXAIRE | Singlezone Ducted, Centrally Ducted | 202143938 |  | HRCU-A-CB | TH16B4821 |  | AE48DBC21 | 9.75 | 17 | 9.5 |  |  |  | FALSE | FALSE | FALSE | 47000 | 28200 | 2.54 | 28200 | 2.54
205966108 | 10/28/22 | Live | Daikin North America, LLC | JANITROL | Singlezone Ducted, Centrally Ducted | 205966108 |  | HRCU-A-CB | GVZC200361A* |  | CHPF3743C6B*+MBVC1601**-1A*+TXV | 13.5 | 20 | 10 |  |  |  | FALSE | FALSE | FALSE | 35200 | 18200 | 2.44 | 28800 | 2.27
202763637 | 04/28/22 | Live | Johnson Controls Inc. (York International Norman) | YORK | Singlezone Ducted, Centrally Ducted | 202763637 |  | HRCU-A-CB | YHM48B21 |  | AVC60CX22+TXV | 9.75 | 16.25 | 9.25 |  |  |  | FALSE | FALSE | FALSE | 47000 | 28200 | 2.56 | 28200 | 2.56
205966109 | 10/28/22 | Live | Daikin North America, LLC | JANITROL | Singlezone Ducted, Centrally Ducted | 205966109 |  | HRCU-A-CB | GVZC200481A* |  | CA*F4860*6D*+MBVC1600**-1A*+TXV | 12 | 19.5 | 10 |  |  |  | FALSE | FALSE | FALSE | 44500 | 26600 | 2.76 | 34000 | 2.4
202143940 | 04/28/22 | Live | Johnson Controls Inc. (York International Norman) | CHAMPION HEATING AND COOLING | Singlezone Ducted, Centrally Ducted | 202143940 |  | HRCU-A-CB | TH16B4821 |  | AE48DBC21 | 9.75 | 17 | 9.5 |  |  |  | FALSE | FALSE | FALSE | 47000 | 28200 | 2.54 | 28200 | 2.54
202763638 | 04/28/22 | Live | Johnson Controls Inc. (York International Norman) | COLEMAN | Singlezone Ducted, Centrally Ducted | 202763638 |  | HRCU-A-CB | CH16B4821 |  | AVC60CX22+TXV | 9.75 | 16.25 | 9.25 |  |  |  | FALSE | FALSE | FALSE | 47000 | 28200 | 2.56 | 28200 | 2.56
205966119 | 10/28/22 | Live | Daikin North America, LLC | JANITROL | Singlezone Ducted, Centrally Ducted | 205966119 |  | HRCU-A-CB | GVZC200481A* |  | CSCF4860N6D*+MBVC1600**-1A*+TXV | 12 | 20 | 10 |  |  |  | FALSE | FALSE | FALSE | 45000 | 26600 | 2.8 | 34000 | 2.4
202763640 | 04/28/22 | Live | Johnson Controls Inc. (York International Norman) | FRASER-JOHNSTON | Singlezone Ducted, Centrally Ducted | 202763640 |  | HRCU-A-CB | TH16B4821 |  | AVC60CX22+TXV | 9.75 | 16.25 | 9.25 |  |  |  | FALSE | FALSE | FALSE | 47000 | 28200 | 2.56 | 28200 | 2.56
205966114 | 10/28/22 | Live | Daikin North America, LLC | JANITROL | Singlezone Ducted, Centrally Ducted | 205966114 |  | HRCU-A-CB | GVZC200481A* |  | CHPF4860D6D*+MBVC1600**-1A*+TXV | 12 | 19.5 | 10 |  |  |  | FALSE | FALSE | FALSE | 45000 | 26600 | 2.76 | 34000 | 2.4
205966129 | 10/28/22 | Live | Daikin North America, LLC | JANITROL | Singlezone Ducted, Centrally Ducted | 205966129 |  | HRCU-A-CB | GVZC200481A* |  | CSCF4860N6D*+MBVC1601**-1A*+TXV | 12 | 20 | 10 |  |  |  | FALSE | FALSE | FALSE | 45000 | 26600 | 2.8 | 34000 | 2.4
205966120 | 10/28/22 | Live | Daikin North America, LLC | JANITROL | Singlezone Ducted, Centrally Ducted | 205966120 |  | HRCU-A-CB | GVZC200481A* |  | CSCF4860N6D*+MBVC2000**-1A*+TXV | 12.5 | 20 | 10 |  |  |  | FALSE | FALSE | FALSE | 45000 | 26600 | 2.85 | 34000 | 2.4
202763641 | 04/28/22 | Live | Johnson Controls Inc. (York International Norman) | CHAMPION HEATING AND COOLING | Singlezone Ducted, Centrally Ducted | 202763641 |  | HRCU-A-CB | TH16B4821 |  | AVC60CX22+TXV | 9.75 | 16.25 | 9.25 |  |  |  | FALSE | FALSE | FALSE | 47000 | 28200 | 2.56 | 28200 | 2.56
205966124 | 10/28/22 | Live | Daikin North America, LLC | JANITROL | Singlezone Ducted, Centrally Ducted | 205966124 |  | HRCU-A-CB | GVZC200481A* |  | AVPEC59D14A* | 11.7 | 19 | 9.5 |  |  |  | FALSE | FALSE | FALSE | 44500 | 27000 | 2.4 | 34000 | 2.4
205966125 | 10/28/22 | Live | Daikin North America, LLC | JANITROL | Singlezone Ducted, Centrally Ducted | 205966125 |  | HRCU-A-CB | GVZC200481A* |  | CA*F4860*6D*+MBVC1601**-1A*+TXV | 12 | 19.5 | 10 |  |  |  | FALSE | FALSE | FALSE | 44500 | 26600 | 2.76 | 34000 | 2.4
205966128 | 10/28/22 | Live | Daikin North America, LLC | JANITROL | Singlezone Ducted, Centrally Ducted | 205966128 |  | HRCU-A-CB | GVZC200481A* |  | CHPF4860D6D*+MBVC2001**-1A*+TXV | 12.5 | 20 | 10 |  |  |  | FALSE | FALSE | FALSE | 45000 | 26600 | 2.8 | 34000 | 2.4
205966127 | 10/28/22 | Live | Daikin North America, LLC | JANITROL | Singlezone Ducted, Centrally Ducted | 205966127 |  | HRCU-A-CB | GVZC200481A* |  | CHPF4860D6D*+MBVC1601**-1A*+TXV | 12 | 19.5 | 10 |  |  |  | FALSE | FALSE | FALSE | 45000 | 26600 | 2.76 | 34000 | 2.4
205966126 | 10/28/22 | Live | Daikin North America, LLC | JANITROL | Singlezone Ducted, Centrally Ducted | 205966126 |  | HRCU-A-CB | GVZC200481A* |  | CA*F4860*6D*+MBVC2001**-1A*+TXV | 12.5 | 19.5 | 10 |  |  |  | FALSE | FALSE | FALSE | 45000 | 26600 | 2.8 | 34000 | 2.4
205966130 | 10/28/22 | Live | Daikin North America, LLC | JANITROL | Singlezone Ducted, Centrally Ducted | 205966130 |  | HRCU-A-CB | GVZC200481A* |  | CSCF4860N6D*+MBVC2001**-1A*+TXV | 12.5 | 20 | 10 |  |  |  | FALSE | FALSE | FALSE | 45000 | 26600 | 2.85 | 34000 | 2.4
205966134 | 10/28/22 | Live | Daikin North America, LLC | JANITROL | Singlezone Ducted, Centrally Ducted | 205966134 |  | HRCU-A-CB | GVZC200481A* |  | CA*F4961*6D*+MBVC1600**-1A*+TXV | 12.5 | 20 | 10 |  |  |  | FALSE | FALSE | FALSE | 46500 | 26800 | 2.81 | 34000 | 2.4
205966459 | 10/28/22 | Live | Daikin North America, LLC | JANITROL | Singlezone Ducted, Centrally Ducted | 205966459 |  | HRCU-A-CB | GVZC200361A* |  | CSCF3642N6D*+MBVC1601**-1A*+TXV | 13.5 | 20 | 10 |  |  |  | FALSE | FALSE | FALSE | 35000 | 18200 | 2.44 | 28800 | 2.27
205966458 | 10/28/22 | Live | Daikin North America, LLC | JANITROL | Singlezone Ducted, Centrally Ducted | 205966458 |  | HRCU-A-CB | GVZC200361A* |  | CSCF3642N6D*+MBVC1201**-1A*+TXV | 13.5 | 20 | 10 |  |  |  | FALSE | FALSE | FALSE | 34800 | 18200 | 2.42 | 28800 | 2.27
205966138 | 10/28/22 | Live | Daikin North America, LLC | JANITROL | Singlezone Ducted, Centrally Ducted | 205966138 |  | HRCU-A-CB | GVZC200481A* |  | CHPF4860D6D*+MBVC2000**-1A*+TXV | 12.5 | 20 | 10 |  |  |  | FALSE | FALSE | FALSE | 45000 | 26600 | 2.8 | 34000 | 2.4
205966139 | 10/28/22 | Live | Daikin North America, LLC | JANITROL | Singlezone Ducted, Centrally Ducted | 205966139 |  | HRCU-A-CB | GVZC200481A* |  | CA*F4961*6D*+MBVC1601**-1A*+TXV | 12.5 | 20 | 10 |  |  |  | FALSE | FALSE | FALSE | 46500 | 26800 | 2.81 | 34000 | 2.4
205966140 | 10/28/22 | Live | Daikin North America, LLC | JANITROL | Singlezone Ducted, Centrally Ducted | 205966140 |  | HRCU-A-CB | GVZC200481A* |  | CA*F4961*6D*+MBVC2001**-1A*+TXV | 13 | 20 | 10 |  |  |  | FALSE | FALSE | FALSE | 46500 | 26600 | 2.85 | 34000 | 2.4
207430579 | 07/11/22 | Live | Johnson Controls Inc. (York International Norman) | YORK | Singlezone Ducted, Centrally Ducted | 207430579 |  | HRCU-A-CB | HMH72B361 | Ducted Indoor Units | XAFB36DXXN1+MVC12BN21+TXV | 9.25 | 17 | 9.5 |  |  |  | FALSE | FALSE | FALSE | 35800 | 24800 | 2.64 | 24800 | 2.64
203258604 | 10/28/22 | Live | Daikin North America, LLC | LIBERTY HEATING & AIR CONDITIONING | Singlezone Ducted, Centrally Ducted | 203258604 |  | HRCU-A-CB | AVZC200241A* |  | AVPEC25B14A* | 13 | 21 | 10 |  |  |  | FALSE | FALSE | FALSE | 23000 | 13600 | 2.61 | 15200 | 2.45
203258605 | 10/28/22 | Live | Daikin North America, LLC | LIBERTY HEATING & AIR CONDITIONING | Singlezone Ducted, Centrally Ducted | 203258605 |  | HRCU-A-CB | AVZC200361A* |  | AVPEC37C14A* | 13 | 19.5 | 9.8 |  |  |  | FALSE | FALSE | FALSE | 35200 | 18900 | 2.24 | 28800 | 2.27
207434672 | 07/11/22 | Live | Johnson Controls Inc. (York International Norman) | COLEMAN | Singlezone Ducted, Centrally Ducted | 207434672 |  | HRCU-A-CB | HMH72B361 | Ducted Indoor Units | XAFB36DXXN1+MVC12BN21+TXV | 9.25 | 17 | 9.5 |  |  |  | FALSE | FALSE | FALSE | 35800 | 24800 | 2.64 | 24800 | 2.64
205966463 | 10/28/22 | Live | Daikin North America, LLC | JANITROL | Singlezone Ducted, Centrally Ducted | 205966463 |  | HRCU-A-CB | GVZC200481A* |  | CA*F4860*6D*+MBVC2000**-1A*+TXV | 12.5 | 20 | 10 |  |  |  | FALSE | FALSE | FALSE | 45000 | 26600 | 2.8 | 34000 | 2.4
207434673 | 07/11/22 | Live | Johnson Controls Inc. (York International Norman) | LUXAIRE | Singlezone Ducted, Centrally Ducted | 207434673 |  | HRCU-A-CB | HMH72B361 | Ducted Indoor Units | XAFB36DXXN1+MVC12BN21+TXV | 9.25 | 17 | 9.5 |  |  |  | FALSE | FALSE | FALSE | 35800 | 24800 | 2.64 | 24800 | 2.64
207434688 | 07/11/22 | Live | Johnson Controls Inc. (York International Norman) | FRASER-JOHNSTON | Singlezone Ducted, Centrally Ducted | 207434688 |  | HRCU-A-CB | HMH72B361 | Ducted Indoor Units | XAFB36DXXN1+MVC12BN21+TXV | 9.25 | 17 | 9.5 |  |  |  | FALSE | FALSE | FALSE | 35800 | 24800 | 2.64 | 24800 | 2.64
203258606 | 10/28/22 | Live | Daikin North America, LLC | LIBERTY HEATING & AIR CONDITIONING | Singlezone Ducted, Centrally Ducted | 203258606 |  | HRCU-A-CB | AVZC200361A* |  | AVPEC59D14A* | 14 | 20 | 10 |  |  |  | FALSE | FALSE | FALSE | 35800 | 18900 | 2.34 | 28800 | 2.27
207434689 | 07/11/22 | Live | Johnson Controls Inc. (York International Norman) | CHAMPION HEATING AND COOLING | Singlezone Ducted, Centrally Ducted | 207434689 |  | HRCU-A-CB | HMH72B361 | Ducted Indoor Units | XAFB36DXXN1+MVC12BN21+TXV | 9.25 | 17 | 9.5 |  |  |  | FALSE | FALSE | FALSE | 35800 | 24800 | 2.64 | 24800 | 2.64
203258614 | 10/28/22 | Live | Daikin North America, LLC | LIBERTY HEATING & AIR CONDITIONING | Singlezone Ducted, Centrally Ducted | 203258614 |  | HRCU-A-CB | AVZC200481A* |  | AVPEC59D14A* | 11.7 | 19 | 9.5 |  |  |  | FALSE | FALSE | FALSE | 44500 | 27000 | 2.4 | 34000 | 2.4
205976269 | 10/28/22 | Live | Daikin North America, LLC | LIBERTY HEATING & AIR CONDITIONING | Singlezone Ducted, Centrally Ducted | 205976269 |  | HRCU-A-CB | AVZC200601B* |  | CA*F4961*6D*+MBVC2001**-1A*+TXV | 11.5 | 20 | 10 |  |  |  | FALSE | FALSE | FALSE | 52500 | 32000 | 2.7 | 37300 | 2.44
207430580 | 07/11/22 | Live | Johnson Controls Inc. (York International Norman) | YORK | Singlezone Ducted, Centrally Ducted | 207430580 |  | HRCU-A-CB | HMH72B361 | Ducted Indoor Units | XAUB36DXXN1+MVC12BN21+TXV | 9.25 | 17 | 9.5 |  |  |  | FALSE | FALSE | FALSE | 35800 | 24800 | 2.64 | 24800 | 2.64
205976268 | 10/28/22 | Live | Daikin North America, LLC | LIBERTY HEATING & AIR CONDITIONING | Singlezone Ducted, Centrally Ducted | 205976268 |  | HRCU-A-CB | AVZC200601B* |  | AVPEC61D14A* | 11.5 | 20 | 10 |  |  |  | FALSE | FALSE | FALSE | 52500 | 32600 | 2.68 | 37300 | 2.44
205976139 | 10/28/22 | Live | Daikin North America, LLC | LIBERTY HEATING & AIR CONDITIONING | Singlezone Ducted, Centrally Ducted | 205976139 |  | HRCU-A-CB | AVZC200601B* |  | CA*F4961*6D*+MBVC2000**-1A*+TXV | 11.5 | 20 | 10 |  |  |  | FALSE | FALSE | FALSE | 52500 | 32000 | 2.7 | 37300 | 2.44
207434671 | 07/11/22 | Live | Johnson Controls Inc. (York International Norman) | COLEMAN | Singlezone Ducted, Centrally Ducted | 207434671 |  | HRCU-A-CB | HMH72B361 | Ducted Indoor Units | XAUB36DXXN1+MVC12BN21+TXV | 9.25 | 17 | 9.5 |  |  |  | FALSE | FALSE | FALSE | 35800 | 24800 | 2.64 | 24800 | 2.64
207434674 | 07/11/22 | Live | Johnson Controls Inc. (York International Norman) | LUXAIRE | Singlezone Ducted, Centrally Ducted | 207434674 |  | HRCU-A-CB | HMH72B361 | Ducted Indoor Units | XAUB36DXXN1+MVC12BN21+TXV | 9.25 | 17 | 9.5 |  |  |  | FALSE | FALSE | FALSE | 35800 | 24800 | 2.64 | 24800 | 2.64
205976270 | 10/28/22 | Live | Daikin North America, LLC | LIBERTY HEATING & AIR CONDITIONING | Singlezone Ducted, Centrally Ducted | 205976270 |  | HRCU-A-CB | AVZC200601B* |  | CHPF4860D6D*+MBVC2001**-1A*+TXV | 11.5 | 19.5 | 10 |  |  |  | FALSE | FALSE | FALSE | 51500 | 32000 | 2.68 | 37300 | 2.44
207434687 | 07/11/22 | Live | Johnson Controls Inc. (York International Norman) | FRASER-JOHNSTON | Singlezone Ducted, Centrally Ducted | 207434687 |  | HRCU-A-CB | HMH72B361 | Ducted Indoor Units | XAUB36DXXN1+MVC12BN21+TXV | 9.25 | 17 | 9.5 |  |  |  | FALSE | FALSE | FALSE | 35800 | 24800 | 2.64 | 24800 | 2.64
207434690 | 07/11/22 | Live | Johnson Controls Inc. (York International Norman) | CHAMPION HEATING AND COOLING | Singlezone Ducted, Centrally Ducted | 207434690 |  | HRCU-A-CB | HMH72B361 | Ducted Indoor Units | XAUB36DXXN1+MVC12BN21+TXV | 9.25 | 17 | 9.5 |  |  |  | FALSE | FALSE | FALSE | 35800 | 24800 | 2.64 | 24800 | 2.64
205976258 | 10/28/22 | Live | Daikin North America, LLC | LIBERTY HEATING & AIR CONDITIONING | Singlezone Ducted, Centrally Ducted | 205976258 |  | HRCU-A-CB | AVZC200601B* |  | CHPF4860D6D*+MBVC2000**-1A*+TXV | 11.5 | 19.5 | 10 |  |  |  | FALSE | FALSE | FALSE | 51500 | 32000 | 2.7 | 37300 | 2.44
208500569 | 07/11/22 | Live | Johnson Controls Inc. (York International Norman) | YORK | Singlezone Ducted, Centrally Ducted | 208500569 |  | HRCU-A-CB | HMH72B361 | Ducted Indoor Units | JHETC36DXXS2N1+TXV | 9.25 | 17.25 | 10 |  |  |  | FALSE | FALSE | FALSE | 35000 | 24000 | 2.61 | 24000 | 2.61
208500517 | 07/11/22 | Live | Johnson Controls Inc. (York International Norman) | COLEMAN | Singlezone Ducted, Centrally Ducted | 208500517 |  | HRCU-A-CB | HMH72B361 | Ducted Indoor Units | JHETC36DXXS2N1+TXV | 9.25 | 17.25 | 10 |  |  |  | FALSE | FALSE | FALSE | 35000 | 24000 | 2.61 | 24000 | 2.61
208500520 | 07/11/22 | Live | Johnson Controls Inc. (York International Norman) | LUXAIRE | Singlezone Ducted, Centrally Ducted | 208500520 |  | HRCU-A-CB | HMH72B361 | Ducted Indoor Units | JHETC36DXXS2N1+TXV | 9.25 | 17.25 | 10 |  |  |  | FALSE | FALSE | FALSE | 35000 | 24000 | 2.61 | 24000 | 2.61
208500523 | 07/11/22 | Live | Johnson Controls Inc. (York International Norman) | FRASER-JOHNSTON | Singlezone Ducted, Centrally Ducted | 208500523 |  | HRCU-A-CB | HMH72B361 | Ducted Indoor Units | JHETC36DXXS2N1+TXV | 9.25 | 17.25 | 10 |  |  |  | FALSE | FALSE | FALSE | 35000 | 24000 | 2.61 | 24000 | 2.61
208500525 | 07/11/22 | Live | Johnson Controls Inc. (York International Norman) | CHAMPION HEATING AND COOLING | Singlezone Ducted, Centrally Ducted | 208500525 |  | HRCU-A-CB | HMH72B361 | Ducted Indoor Units | JHETC36DXXS2N1+TXV | 9.25 | 17.25 | 10 |  |  |  | FALSE | FALSE | FALSE | 35000 | 24000 | 2.61 | 24000 | 2.61
207430564 | 07/11/22 | Live | Johnson Controls Inc. (York International Norman) | YORK | Singlezone Ducted, Centrally Ducted | 207430564 |  | HRCU-A-CB | HMH72B361 | Ducted Indoor Units | XAFC36DXXN1+ME16CN21+TXV | 9.25 | 17 | 9.5 |  |  |  | FALSE | FALSE | FALSE | 36000 | 25000 | 2.66 | 25000 | 2.66
207434669 | 07/11/22 | Live | Johnson Controls Inc. (York International Norman) | COLEMAN | Singlezone Ducted, Centrally Ducted | 207434669 |  | HRCU-A-CB | HMH72B361 | Ducted Indoor Units | XAFC36DXXN1+ME16CN21+TXV | 9.25 | 17 | 9.5 |  |  |  | FALSE | FALSE | FALSE | 36000 | 25000 | 2.66 | 25000 | 2.66
10153694 | 10/28/22 | Live | Trane U.S. Inc. | TRANE | Singlezone Ducted, Centrally Ducted | 10153694 |  | HRCU-A-CB | 4TWV0024A1 |  | TEM8A0B30V31+TDR | 13 | 18.75 | 9.6 |  |  |  | FALSE | FALSE | FALSE | 24400 | 17000 | 2.03 | 17000 | 2.45
207434676 | 07/11/22 | Live | Johnson Controls Inc. (York International Norman) | LUXAIRE | Singlezone Ducted, Centrally Ducted | 207434676 |  | HRCU-A-CB | HMH72B361 | Ducted Indoor Units | XAFC36DXXN1+ME16CN21+TXV | 9.25 | 17 | 9.5 |  |  |  | FALSE | FALSE | FALSE | 36000 | 25000 | 2.66 | 25000 | 2.66
207434685 | 07/11/22 | Live | Johnson Controls Inc. (York International Norman) | FRASER-JOHNSTON | Singlezone Ducted, Centrally Ducted | 207434685 |  | HRCU-A-CB | HMH72B361 | Ducted Indoor Units | XAFC36DXXN1+ME16CN21+TXV | 9.25 | 17 | 9.5 |  |  |  | FALSE | FALSE | FALSE | 36000 | 25000 | 2.66 | 25000 | 2.66
207434692 | 07/11/22 | Live | Johnson Controls Inc. (York International Norman) | CHAMPION HEATING AND COOLING | Singlezone Ducted, Centrally Ducted | 207434692 |  | HRCU-A-CB | HMH72B361 | Ducted Indoor Units | XAFC36DXXN1+ME16CN21+TXV | 9.25 | 17 | 9.5 |  |  |  | FALSE | FALSE | FALSE | 36000 | 25000 | 2.66 | 25000 | 2.66
208500199 | 07/11/22 | Live | Johnson Controls Inc. (York International Norman) | YORK | Singlezone Ducted, Centrally Ducted | 208500199 |  | HRCU-A-CB | HMH72B361 | Ducted Indoor Units | JHETB36DXXS2N1+TXV | 9 | 17 | 10 |  |  |  | FALSE | FALSE | FALSE | 36000 | 25000 | 2.62 | 25000 | 2.62
208502180 | 07/11/22 | Live | Johnson Controls Inc. (York International Norman) | COLEMAN | Singlezone Ducted, Centrally Ducted | 208502180 |  | HRCU-A-CB | HMH72B361 | Ducted Indoor Units | JHETB36DXXS2N1+TXV | 9 | 17 | 10 |  |  |  | FALSE | FALSE | FALSE | 36000 | 25000 | 2.62 | 25000 | 2.62
208502182 | 07/11/22 | Live | Johnson Controls Inc. (York International Norman) | LUXAIRE | Singlezone Ducted, Centrally Ducted | 208502182 |  | HRCU-A-CB | HMH72B361 | Ducted Indoor Units | JHETB36DXXS2N1+TXV | 9 | 17 | 10 |  |  |  | FALSE | FALSE | FALSE | 36000 | 25000 | 2.62 | 25000 | 2.62
208502184 | 07/11/22 | Live | Johnson Controls Inc. (York International Norman) | FRASER-JOHNSTON | Singlezone Ducted, Centrally Ducted | 208502184 |  | HRCU-A-CB | HMH72B361 | Ducted Indoor Units | JHETB36DXXS2N1+TXV | 9 | 17 | 10 |  |  |  | FALSE | FALSE | FALSE | 36000 | 25000 | 2.62 | 25000 | 2.62
208502186 | 07/11/22 | Live | Johnson Controls Inc. (York International Norman) | CHAMPION HEATING AND COOLING | Singlezone Ducted, Centrally Ducted | 208502186 |  | HRCU-A-CB | HMH72B361 | Ducted Indoor Units | JHETB36DXXS2N1+TXV | 9 | 17 | 10 |  |  |  | FALSE | FALSE | FALSE | 36000 | 25000 | 2.62 | 25000 | 2.62
208206702 | 07/11/22 | Live | Johnson Controls Inc. (York International Norman) | YORK | Singlezone Ducted, Centrally Ducted | 208206702 |  | HRCU-A-CB | HMH72B361 | Ducted Indoor Units | XAHC36DXXN1+MVC16CN21+TXV | 9 | 17 | 9.5 |  |  |  | FALSE | FALSE | FALSE | 35400 | 24400 | 2.62 | 24400 | 2.62
208400375 | 07/11/22 | Live | Johnson Controls Inc. (York International Norman) | COLEMAN | Singlezone Ducted, Centrally Ducted | 208400375 |  | HRCU-A-CB | HMH72B361 | Ducted Indoor Units | XAHC36DXXN1+MVC16CN21+TXV | 9 | 17 | 9.5 |  |  |  | FALSE | FALSE | FALSE | 35400 | 24400 | 2.62 | 24400 | 2.62
208400376 | 07/11/22 | Live | Johnson Controls Inc. (York International Norman) | LUXAIRE | Singlezone Ducted, Centrally Ducted | 208400376 |  | HRCU-A-CB | HMH72B361 | Ducted Indoor Units | XAHC36DXXN1+MVC16CN21+TXV | 9 | 17 | 9.5 |  |  |  | FALSE | FALSE | FALSE | 35400 | 24400 | 2.62 | 24400 | 2.62
208400387 | 07/11/22 | Live | Johnson Controls Inc. (York International Norman) | FRASER-JOHNSTON | Singlezone Ducted, Centrally Ducted | 208400387 |  | HRCU-A-CB | HMH72B361 | Ducted Indoor Units | XAHC36DXXN1+MVC16CN21+TXV | 9 | 17 | 9.5 |  |  |  | FALSE | FALSE | FALSE | 35400 | 24400 | 2.62 | 24400 | 2.62
208400388 | 07/11/22 | Live | Johnson Controls Inc. (York International Norman) | CHAMPION HEATING AND COOLING | Singlezone Ducted, Centrally Ducted | 208400388 |  | HRCU-A-CB | HMH72B361 | Ducted Indoor Units | XAHC36DXXN1+MVC16CN21+TXV | 9 | 17 | 9.5 |  |  |  | FALSE | FALSE | FALSE | 35400 | 24400 | 2.62 | 24400 | 2.62
208206688 | 07/11/22 | Live | Johnson Controls Inc. (York International Norman) | YORK | Singlezone Ducted, Centrally Ducted | 208206688 |  | HRCU-A-CB | HMH72B361 | Ducted Indoor Units | XAHC36DXXN1+ME12CN21+TXV | 9 | 16.5 | 9.5 |  |  |  | FALSE | FALSE | FALSE | 35200 | 24400 | 2.6 | 24400 | 2.6
208400373 | 07/11/22 | Live | Johnson Controls Inc. (York International Norman) | COLEMAN | Singlezone Ducted, Centrally Ducted | 208400373 |  | HRCU-A-CB | HMH72B361 | Ducted Indoor Units | XAHC36DXXN1+ME12CN21+TXV | 9 | 16.5 | 9.5 |  |  |  | FALSE | FALSE | FALSE | 35200 | 24400 | 2.6 | 24400 | 2.6
208400378 | 07/11/22 | Live | Johnson Controls Inc. (York International Norman) | LUXAIRE | Singlezone Ducted, Centrally Ducted | 208400378 |  | HRCU-A-CB | HMH72B361 | Ducted Indoor Units | XAHC36DXXN1+ME12CN21+TXV | 9 | 16.5 | 9.5 |  |  |  | FALSE | FALSE | FALSE | 35200 | 24400 | 2.6 | 24400 | 2.6
208400385 | 07/11/22 | Live | Johnson Controls Inc. (York International Norman) | FRASER-JOHNSTON | Singlezone Ducted, Centrally Ducted | 208400385 |  | HRCU-A-CB | HMH72B361 | Ducted Indoor Units | XAHC36DXXN1+ME12CN21+TXV | 9 | 16.5 | 9.5 |  |  |  | FALSE | FALSE | FALSE | 35200 | 24400 | 2.6 | 24400 | 2.6
203258320 | 10/28/22 | Live | Daikin North America, LLC | LIBERTY HEATING & AIR CONDITIONING | Singlezone Ducted, Centrally Ducted | 203258320 |  | HRCU-A-CB | AVZC200361A* |  | CA*F3642*6D*+MBVC1200**-1A*+TXV | 13 | 20 | 10 |  |  |  | FALSE | FALSE | FALSE | 34600 | 18000 | 2.08 | 28800 | 2.27
203258313 | 10/28/22 | Live | Daikin North America, LLC | LIBERTY HEATING & AIR CONDITIONING | Singlezone Ducted, Centrally Ducted | 203258313 |  | HRCU-A-CB | AVZC200361A* |  | CA*F3137*6A*+MBVC1600**-1A*+TXV | 13.5 | 20 | 10 |  |  |  | FALSE | FALSE | FALSE | 34800 | 18200 | 2.14 | 28800 | 2.27
208400390 | 07/11/22 | Live | Johnson Controls Inc. (York International Norman) | CHAMPION HEATING AND COOLING | Singlezone Ducted, Centrally Ducted | 208400390 |  | HRCU-A-CB | HMH72B361 | Ducted Indoor Units | XAHC36DXXN1+ME12CN21+TXV | 9 | 16.5 | 9.5 |  |  |  | FALSE | FALSE | FALSE | 35200 | 24400 | 2.6 | 24400 | 2.6
203258225 | 10/28/22 | Live | Daikin North America, LLC | LIBERTY HEATING & AIR CONDITIONING | Singlezone Ducted, Centrally Ducted | 203258225 |  | HRCU-A-CB | AVZC200241A* |  | CA*F3137*6A*+MBVC1200**-1A*+TXV | 13 | 21 | 10 |  |  |  | FALSE | FALSE | FALSE | 23800 | 13000 | 2.4 | 15200 | 2.45
208500730 | 07/11/22 | Live | Johnson Controls Inc. (York International Norman) | YORK | Singlezone Ducted, Centrally Ducted | 208500730 |  | HRCU-A-CB | HMH72B361 | Ducted Indoor Units | XAHC36DXXN1+JMVT16CC2N1+TXV | 9 | 17 | 10 |  |  |  | FALSE | FALSE | FALSE | 35000 | 24000 | 2.61 | 24000 | 2.61
203258253 | 10/28/22 | Live | Daikin North America, LLC | LIBERTY HEATING & AIR CONDITIONING | Singlezone Ducted, Centrally Ducted | 203258253 |  | HRCU-A-CB | AVZC200241A* |  | CA*F3636*6D*+MBVC1200**-1A*+TXV | 13 | 20 | 10 |  |  |  | FALSE | FALSE | FALSE | 23200 | 13000 | 2.38 | 15200 | 2.45
203258303 | 10/28/22 | Live | Daikin North America, LLC | LIBERTY HEATING & AIR CONDITIONING | Singlezone Ducted, Centrally Ducted | 203258303 |  | HRCU-A-CB | AVZC200241A* |  | CHPF3636B6C*+MBVC1200**-1A*+TXV | 13 | 21 | 10 |  |  |  | FALSE | FALSE | FALSE | 23400 | 13000 | 2.4 | 15200 | 2.45
203258396 | 10/28/22 | Live | Daikin North America, LLC | LIBERTY HEATING & AIR CONDITIONING | Singlezone Ducted, Centrally Ducted | 203258396 |  | HRCU-A-CB | AVZC200481A* |  | CA*F4860*6D*+MBVC1600**-1A*+TXV | 12 | 19.5 | 10 |  |  |  | FALSE | FALSE | FALSE | 44500 | 33400 | 2.28 | 34000 | 2.4
203258294 | 10/28/22 | Live | Daikin North America, LLC | LIBERTY HEATING & AIR CONDITIONING | Singlezone Ducted, Centrally Ducted | 203258294 |  | HRCU-A-CB | AVZC200241A* |  | CA*F3743*6D*+MBVC1200**-1A*+TXV | 13 | 21 | 10 |  |  |  | FALSE | FALSE | FALSE | 23800 | 13000 | 2.4 | 15200 | 2.45
208501094 | 07/11/22 | Live | Johnson Controls Inc. (York International Norman) | COLEMAN | Singlezone Ducted, Centrally Ducted | 208501094 |  | HRCU-A-CB | HMH72B361 | Ducted Indoor Units | XAHC36DXXN1+JMVT16CC2N1+TXV | 9 | 17 | 10 |  |  |  | FALSE | FALSE | FALSE | 35000 | 24000 | 2.61 | 24000 | 2.61
203258312 | 10/28/22 | Live | Daikin North America, LLC | LIBERTY HEATING & AIR CONDITIONING | Singlezone Ducted, Centrally Ducted | 203258312 |  | HRCU-A-CB | AVZC200361A* |  | CA*F3137*6A*+MBVC1200**-1A*+TXV | 13.5 | 20 | 10 |  |  |  | FALSE | FALSE | FALSE | 34800 | 18000 | 2.12 | 28800 | 2.27
208501096 | 07/11/22 | Live | Johnson Controls Inc. (York International Norman) | LUXAIRE | Singlezone Ducted, Centrally Ducted | 208501096 |  | HRCU-A-CB | HMH72B361 | Ducted Indoor Units | XAHC36DXXN1+JMVT16CC2N1+TXV | 9 | 17 | 10 |  |  |  | FALSE | FALSE | FALSE | 35000 | 24000 | 2.61 | 24000 | 2.61
203258321 | 10/28/22 | Live | Daikin North America, LLC | LIBERTY HEATING & AIR CONDITIONING | Singlezone Ducted, Centrally Ducted | 203258321 |  | HRCU-A-CB | AVZC200361A* |  | CA*F3642*6D*+MBVC1600**-1A*+TXV | 13.5 | 20 | 10 |  |  |  | FALSE | FALSE | FALSE | 34600 | 18000 | 2.08 | 28800 | 2.27
203258336 | 10/28/22 | Live | Daikin North America, LLC | LIBERTY HEATING & AIR CONDITIONING | Singlezone Ducted, Centrally Ducted | 203258336 |  | HRCU-A-CB | AVZC200361A* |  | CA*F3743*6D*+MBVC1200**-1A*+TXV | 13.5 | 20 | 10 |  |  |  | FALSE | FALSE | FALSE | 35200 | 18200 | 2.12 | 28800 | 2.27
203258352 | 10/28/22 | Live | Daikin North America, LLC | LIBERTY HEATING & AIR CONDITIONING | Singlezone Ducted, Centrally Ducted | 203258352 |  | HRCU-A-CB | AVZC200361A* |  | CHPF3642C6C*+MBVC1600**-1A*+TXV | 13.5 | 20 | 10 |  |  |  | FALSE | FALSE | FALSE | 35000 | 18000 | 2.1 | 28800 | 2.27
203258351 | 10/28/22 | Live | Daikin North America, LLC | LIBERTY HEATING & AIR CONDITIONING | Singlezone Ducted, Centrally Ducted | 203258351 |  | HRCU-A-CB | AVZC200361A* |  | CHPF3642C6C*+MBVC1200**-1A*+TXV | 13 | 20 | 10 |  |  |  | FALSE | FALSE | FALSE | 34800 | 18000 | 2.08 | 28800 | 2.27
208501098 | 07/11/22 | Live | Johnson Controls Inc. (York International Norman) | FRASER-JOHNSTON | Singlezone Ducted, Centrally Ducted | 208501098 |  | HRCU-A-CB | HMH72B361 | Ducted Indoor Units | XAHC36DXXN1+JMVT16CC2N1+TXV | 9 | 17 | 10 |  |  |  | FALSE | FALSE | FALSE | 35000 | 24000 | 2.61 | 24000 | 2.61
203258366 | 10/28/22 | Live | Daikin North America, LLC | LIBERTY HEATING & AIR CONDITIONING | Singlezone Ducted, Centrally Ducted | 203258366 |  | HRCU-A-CB | AVZC200361A* |  | CHPF3743C6B*+MBVC1200**-1A*+TXV | 13.5 | 20 | 10 |  |  |  | FALSE | FALSE | FALSE | 35000 | 18200 | 2.12 | 28800 | 2.27
203258381 | 10/28/22 | Live | Daikin North America, LLC | LIBERTY HEATING & AIR CONDITIONING | Singlezone Ducted, Centrally Ducted | 203258381 |  | HRCU-A-CB | AVZC200361A* |  | CSCF3642N6D*+MBVC1600**-1A*+TXV | 13.5 | 20 | 10 |  |  |  | FALSE | FALSE | FALSE | 35000 | 18200 | 2.16 | 28800 | 2.27
208501100 | 07/11/22 | Live | Johnson Controls Inc. (York International Norman) | CHAMPION HEATING AND COOLING | Singlezone Ducted, Centrally Ducted | 208501100 |  | HRCU-A-CB | HMH72B361 | Ducted Indoor Units | XAHC36DXXN1+JMVT16CC2N1+TXV | 9 | 17 | 10 |  |  |  | FALSE | FALSE | FALSE | 35000 | 24000 | 2.61 | 24000 | 2.61
203258380 | 10/28/22 | Live | Daikin North America, LLC | LIBERTY HEATING & AIR CONDITIONING | Singlezone Ducted, Centrally Ducted | 203258380 |  | HRCU-A-CB | AVZC200361A* |  | CSCF3642N6D*+MBVC1200**-1A*+TXV | 13.5 | 20 | 10 |  |  |  | FALSE | FALSE | FALSE | 34800 | 18200 | 2.16 | 28800 | 2.27
203258397 | 10/28/22 | Live | Daikin North America, LLC | LIBERTY HEATING & AIR CONDITIONING | Singlezone Ducted, Centrally Ducted | 203258397 |  | HRCU-A-CB | AVZC200481A* |  | CA*F4860*6D*+MBVC2000**-1A*+TXV | 12.5 | 20 | 10 |  |  |  | FALSE | FALSE | FALSE | 45000 | 33400 | 2.3 | 34000 | 2.4
203258367 | 10/28/22 | Live | Daikin North America, LLC | LIBERTY HEATING & AIR CONDITIONING | Singlezone Ducted, Centrally Ducted | 203258367 |  | HRCU-A-CB | AVZC200361A* |  | CHPF3743C6B*+MBVC1600**-1A*+TXV | 13.5 | 20 | 10 |  |  |  | FALSE | FALSE | FALSE | 35200 | 18200 | 2.12 | 28800 | 2.27
203258407 | 10/28/22 | Live | Daikin North America, LLC | LIBERTY HEATING & AIR CONDITIONING | Singlezone Ducted, Centrally Ducted | 203258407 |  | HRCU-A-CB | AVZC200481A* |  | CA*F4961*6D*+MBVC1600**-1A*+TXV | 12.5 | 20 | 10 |  |  |  | FALSE | FALSE | FALSE | 46500 | 34000 | 2.34 | 34000 | 2.4
207430563 | 07/11/22 | Live | Johnson Controls Inc. (York International Norman) | YORK | Singlezone Ducted, Centrally Ducted | 207430563 |  | HRCU-A-CB | HMH72B361 | Ducted Indoor Units | XAFC36DXXN1+MVC12CN21+TXV | 9.5 | 17.5 | 9.5 |  |  |  | FALSE | FALSE | FALSE | 36000 | 24600 | 2.68 | 24600 | 2.68
203258417 | 10/28/22 | Live | Daikin North America, LLC | LIBERTY HEATING & AIR CONDITIONING | Singlezone Ducted, Centrally Ducted | 203258417 |  | HRCU-A-CB | AVZC200481A* |  | CHPF4860D6D*+MBVC1600**-1A*+TXV | 12 | 19.5 | 10 |  |  |  | FALSE | FALSE | FALSE | 45000 | 34000 | 2.3 | 34000 | 2.4
207434668 | 07/11/22 | Live | Johnson Controls Inc. (York International Norman) | COLEMAN | Singlezone Ducted, Centrally Ducted | 207434668 |  | HRCU-A-CB | HMH72B361 | Ducted Indoor Units | XAFC36DXXN1+MVC12CN21+TXV | 9.5 | 17.5 | 9.5 |  |  |  | FALSE | FALSE | FALSE | 36000 | 24600 | 2.68 | 24600 | 2.68
203258418 | 10/28/22 | Live | Daikin North America, LLC | LIBERTY HEATING & AIR CONDITIONING | Singlezone Ducted, Centrally Ducted | 203258418 |  | HRCU-A-CB | AVZC200481A* |  | CHPF4860D6D*+MBVC2000**-1A*+TXV | 12.5 | 20 | 10 |  |  |  | FALSE | FALSE | FALSE | 45000 | 34000 | 2.32 | 34000 | 2.4
203258427 | 10/28/22 | Live | Daikin North America, LLC | LIBERTY HEATING & AIR CONDITIONING | Singlezone Ducted, Centrally Ducted | 203258427 |  | HRCU-A-CB | AVZC200481A* |  | CSCF4860N6D*+MBVC1600**-1A*+TXV | 12 | 20 | 10 |  |  |  | FALSE | FALSE | FALSE | 45000 | 33400 | 2.34 | 34000 | 2.4
207434677 | 07/11/22 | Live | Johnson Controls Inc. (York International Norman) | LUXAIRE | Singlezone Ducted, Centrally Ducted | 207434677 |  | HRCU-A-CB | HMH72B361 | Ducted Indoor Units | XAFC36DXXN1+MVC12CN21+TXV | 9.5 | 17.5 | 9.5 |  |  |  | FALSE | FALSE | FALSE | 36000 | 24600 | 2.68 | 24600 | 2.68
203258607 | 10/28/22 | Live | Daikin North America, LLC | LIBERTY HEATING & AIR CONDITIONING | Singlezone Ducted, Centrally Ducted | 203258607 |  | HRCU-A-CB | AVZC200481A* |  | AVPEC61D14A* | 12.5 | 20 | 10 |  |  |  | FALSE | FALSE | FALSE | 45500 | 28600 | 2.68 | 34000 | 2.4
203258609 | 10/28/22 | Live | Daikin North America, LLC | LIBERTY HEATING & AIR CONDITIONING | Singlezone Ducted, Centrally Ducted | 203258609 |  | HRCU-A-CB | AVZC200241A* |  | CA*F3642*6D*+MBVC1200**-1A*+TXV | 13 | 21 | 10 |  |  |  | FALSE | FALSE | FALSE | 23400 | 13000 | 2.38 | 15200 | 2.45
203258428 | 10/28/22 | Live | Daikin North America, LLC | LIBERTY HEATING & AIR CONDITIONING | Singlezone Ducted, Centrally Ducted | 203258428 |  | HRCU-A-CB | AVZC200481A* |  | CSCF4860N6D*+MBVC2000**-1A*+TXV | 12.5 | 20 | 10 |  |  |  | FALSE | FALSE | FALSE | 45000 | 33400 | 2.36 | 34000 | 2.4
207434684 | 07/11/22 | Live | Johnson Controls Inc. (York International Norman) | FRASER-JOHNSTON | Singlezone Ducted, Centrally Ducted | 207434684 |  | HRCU-A-CB | HMH72B361 | Ducted Indoor Units | XAFC36DXXN1+MVC12CN21+TXV | 9.5 | 17.5 | 9.5 |  |  |  | FALSE | FALSE | FALSE | 36000 | 24600 | 2.68 | 24600 | 2.68
203258610 | 10/28/22 | Live | Daikin North America, LLC | LIBERTY HEATING & AIR CONDITIONING | Singlezone Ducted, Centrally Ducted | 203258610 |  | HRCU-A-CB | AVZC200361A* |  | CA*F3743*6D*+MBVC1600**-1A*+TXV | 14 | 21 | 10 |  |  |  | FALSE | FALSE | FALSE | 35400 | 18200 | 2.16 | 28800 | 2.27
205966142 | 10/28/22 | Live | Daikin North America, LLC | LIBERTY HEATING & AIR CONDITIONING | Singlezone Ducted, Centrally Ducted | 205966142 |  | HRCU-A-CB | GVZC200361A* |  | CA*F3743*6D*+MBVC1600**-1A*+TXV | 14 | 21 | 10 |  |  |  | FALSE | FALSE | FALSE | 35400 | 18200 | 2.46 | 28800 | 2.27
207434693 | 07/11/22 | Live | Johnson Controls Inc. (York International Norman) | CHAMPION HEATING AND COOLING | Singlezone Ducted, Centrally Ducted | 207434693 |  | HRCU-A-CB | HMH72B361 | Ducted Indoor Units | XAFC36DXXN1+MVC12CN21+TXV | 9.5 | 17.5 | 9.5 |  |  |  | FALSE | FALSE | FALSE | 36000 | 24600 | 2.68 | 24600 | 2.68
207430566 | 07/11/22 | Live | Johnson Controls Inc. (York International Norman) | YORK | Singlezone Ducted, Centrally Ducted | 207430566 |  | HRCU-A-CB | HMH72B361 | Ducted Indoor Units | XAFB36DXXN1+ME12BN21+TXV | 9.25 | 16.75 | 9.5 |  |  |  | FALSE | FALSE | FALSE | 35600 | 24800 | 2.62 | 24800 | 2.62
203258613 | 10/28/22 | Live | Daikin North America, LLC | LIBERTY HEATING & AIR CONDITIONING | Singlezone Ducted, Centrally Ducted | 203258613 |  | HRCU-A-CB | AVZC200241A* |  | CHPF3642C6C*+MBVC1200**-1A*+TXV | 13 | 21 | 10 |  |  |  | FALSE | FALSE | FALSE | 23400 | 13000 | 2.61 | 15200 | 2.45
205966143 | 10/28/22 | Live | Daikin North America, LLC | LIBERTY HEATING & AIR CONDITIONING | Singlezone Ducted, Centrally Ducted | 205966143 |  | HRCU-A-CB | GVZC200481A* |  | CA*F4961*6D*+MBVC2000**-1A*+TXV | 13 | 20 | 10 |  |  |  | FALSE | FALSE | FALSE | 46500 | 26600 | 2.85 | 34000 | 2.4
205966141 | 10/28/22 | Live | Daikin North America, LLC | LIBERTY HEATING & AIR CONDITIONING | Singlezone Ducted, Centrally Ducted | 205966141 |  | HRCU-A-CB | GVZC200241A* |  | CA*F3642*6D*+MBVC1200**-1A*+TXV | 13 | 21 | 10 |  |  |  | FALSE | FALSE | FALSE | 23400 | 13000 | 2.57 | 15200 | 2.45
207434665 | 07/11/22 | Live | Johnson Controls Inc. (York International Norman) | COLEMAN | Singlezone Ducted, Centrally Ducted | 207434665 |  | HRCU-A-CB | HMH72B361 | Ducted Indoor Units | XAFB36DXXN1+ME12BN21+TXV | 9.25 | 16.75 | 9.5 |  |  |  | FALSE | FALSE | FALSE | 35600 | 24800 | 2.62 | 24800 | 2.62
207434680 | 07/11/22 | Live | Johnson Controls Inc. (York International Norman) | LUXAIRE | Singlezone Ducted, Centrally Ducted | 207434680 |  | HRCU-A-CB | HMH72B361 | Ducted Indoor Units | XAFB36DXXN1+ME12BN21+TXV | 9.25 | 16.75 | 9.5 |  |  |  | FALSE | FALSE | FALSE | 35600 | 24800 | 2.62 | 24800 | 2.62
207434681 | 07/11/22 | Live | Johnson Controls Inc. (York International Norman) | FRASER-JOHNSTON | Singlezone Ducted, Centrally Ducted | 207434681 |  | HRCU-A-CB | HMH72B361 | Ducted Indoor Units | XAFB36DXXN1+ME12BN21+TXV | 9.25 | 16.75 | 9.5 |  |  |  | FALSE | FALSE | FALSE | 35600 | 24800 | 2.62 | 24800 | 2.62
205966146 | 10/28/22 | Live | Daikin North America, LLC | LIBERTY HEATING & AIR CONDITIONING | Singlezone Ducted, Centrally Ducted | 205966146 |  | HRCU-A-CB | GVZC200241A* |  | CA*F3137*6A*+MBVC1200**-1A*+TXV | 13 | 21 | 10 |  |  |  | FALSE | FALSE | FALSE | 23800 | 13000 | 2.61 | 15200 | 2.45
207434696 | 07/11/22 | Live | Johnson Controls Inc. (York International Norman) | CHAMPION HEATING AND COOLING | Singlezone Ducted, Centrally Ducted | 207434696 |  | HRCU-A-CB | HMH72B361 | Ducted Indoor Units | XAFB36DXXN1+ME12BN21+TXV | 9.25 | 16.75 | 9.5 |  |  |  | FALSE | FALSE | FALSE | 35600 | 24800 | 2.62 | 24800 | 2.62
10093507 | 10/28/22 | Live | Trane U.S. Inc. | TRANE | Singlezone Ducted, Centrally Ducted | 10093507 |  | HRCU-A-CB | 4TWV8037A1 |  | TAM9A0B30V31 | 13 | 18 | 10 |  |  |  | FALSE | FALSE | FALSE | 35400 | 26200 | 3.17 | 26600 | 2.42
207430567 | 07/11/22 | Live | Johnson Controls Inc. (York International Norman) | YORK | Singlezone Ducted, Centrally Ducted | 207430567 |  | HRCU-A-CB | HMH72B361 | Ducted Indoor Units | XAUB36DXXN1+ME12BN21+TXV | 9.25 | 16.75 | 9.5 |  |  |  | FALSE | FALSE | FALSE | 35600 | 24800 | 2.62 | 24800 | 2.62
205966152 | 10/28/22 | Live | Daikin North America, LLC | LIBERTY HEATING & AIR CONDITIONING | Singlezone Ducted, Centrally Ducted | 205966152 |  | HRCU-A-CB | GVZC200241A* |  | CA*F3636*6D*+MBVC1200**-1A*+TXV | 13 | 20 | 10 |  |  |  | FALSE | FALSE | FALSE | 23200 | 13000 | 2.57 | 15200 | 2.45
207434666 | 07/11/22 | Live | Johnson Controls Inc. (York International Norman) | COLEMAN | Singlezone Ducted, Centrally Ducted | 207434666 |  | HRCU-A-CB | HMH72B361 | Ducted Indoor Units | XAUB36DXXN1+ME12BN21+TXV | 9.25 | 16.75 | 9.5 |  |  |  | FALSE | FALSE | FALSE | 35600 | 24800 | 2.62 | 24800 | 2.62
207434679 | 07/11/22 | Live | Johnson Controls Inc. (York International Norman) | LUXAIRE | Singlezone Ducted, Centrally Ducted | 207434679 |  | HRCU-A-CB | HMH72B361 | Ducted Indoor Units | XAUB36DXXN1+ME12BN21+TXV | 9.25 | 16.75 | 9.5 |  |  |  | FALSE | FALSE | FALSE | 35600 | 24800 | 2.62 | 24800 | 2.62
10093495 | 10/28/22 | Live | Trane U.S. Inc. | TRANE | Singlezone Ducted, Centrally Ducted | 10093495 |  | HRCU-A-CB | 4TWV0036A1 |  | TAM9A0B30V31 | 13 | 20 | 10 |  |  |  | TRUE | FALSE | TRUE | 35400 | 26200 | 3.17 | 26600 | 2.42
207434682 | 07/11/22 | Live | Johnson Controls Inc. (York International Norman) | FRASER-JOHNSTON | Singlezone Ducted, Centrally Ducted | 207434682 |  | HRCU-A-CB | HMH72B361 | Ducted Indoor Units | XAUB36DXXN1+ME12BN21+TXV | 9.25 | 16.75 | 9.5 |  |  |  | FALSE | FALSE | FALSE | 35600 | 24800 | 2.62 | 24800 | 2.62
207434695 | 07/11/22 | Live | Johnson Controls Inc. (York International Norman) | CHAMPION HEATING AND COOLING | Singlezone Ducted, Centrally Ducted | 207434695 |  | HRCU-A-CB | HMH72B361 | Ducted Indoor Units | XAUB36DXXN1+ME12BN21+TXV | 9.25 | 16.75 | 9.5 |  |  |  | FALSE | FALSE | FALSE | 35600 | 24800 | 2.62 | 24800 | 2.62
205966161 | 10/28/22 | Live | Daikin North America, LLC | LIBERTY HEATING & AIR CONDITIONING | Singlezone Ducted, Centrally Ducted | 205966161 |  | HRCU-A-CB | GVZC200241A* |  | CA*F3743*6D*+MBVC1200**-1A*+TXV | 13 | 21 | 10 |  |  |  | FALSE | FALSE | FALSE | 23800 | 13000 | 2.63 | 15200 | 2.45
205966166 | 10/28/22 | Live | Daikin North America, LLC | LIBERTY HEATING & AIR CONDITIONING | Singlezone Ducted, Centrally Ducted | 205966166 |  | HRCU-A-CB | GVZC200241A* |  | CHPF3636B6C*+MBVC1200**-1A*+TXV | 13 | 21 | 10 |  |  |  | FALSE | FALSE | FALSE | 23400 | 13000 | 2.61 | 15200 | 2.45
205966169 | 10/28/22 | Live | Daikin North America, LLC | LIBERTY HEATING & AIR CONDITIONING | Singlezone Ducted, Centrally Ducted | 205966169 |  | HRCU-A-CB | GVZC200241A* |  | CHPF3642C6C*+MBVC1200**-1A*+TXV | 13 | 21 | 10 |  |  |  | FALSE | FALSE | FALSE | 23400 | 13000 | 2.61 | 15200 | 2.45
205966172 | 10/28/22 | Live | Daikin North America, LLC | LIBERTY HEATING & AIR CONDITIONING | Singlezone Ducted, Centrally Ducted | 205966172 |  | HRCU-A-CB | GVZC200241A* |  | AVPEC25B14A* | 13 | 21 | 10 |  |  |  | FALSE | FALSE | FALSE | 23000 | 13600 | 2.61 | 15200 | 2.45
205966177 | 10/28/22 | Live | Daikin North America, LLC | LIBERTY HEATING & AIR CONDITIONING | Singlezone Ducted, Centrally Ducted | 205966177 |  | HRCU-A-CB | GVZC200241A* |  | CHPF3636B6C*+MBVC1201**-1A*+TXV | 13 | 21 | 10 |  |  |  | FALSE | FALSE | FALSE | 23400 | 13000 | 2.61 | 15200 | 2.45
205966176 | 10/28/22 | Live | Daikin North America, LLC | LIBERTY HEATING & AIR CONDITIONING | Singlezone Ducted, Centrally Ducted | 205966176 |  | HRCU-A-CB | GVZC200241A* |  | CA*F3743*6D*+MBVC1201**-1A*+TXV | 13 | 21 | 10 |  |  |  | FALSE | FALSE | FALSE | 23800 | 13000 | 2.63 | 15200 | 2.45
205966174 | 10/28/22 | Live | Daikin North America, LLC | LIBERTY HEATING & AIR CONDITIONING | Singlezone Ducted, Centrally Ducted | 205966174 |  | HRCU-A-CB | GVZC200241A* |  | CA*F3636*6D*+MBVC1201**-1A*+TXV | 13 | 20 | 10 |  |  |  | FALSE | FALSE | FALSE | 23200 | 13000 | 2.57 | 15200 | 2.45
205966173 | 10/28/22 | Live | Daikin North America, LLC | LIBERTY HEATING & AIR CONDITIONING | Singlezone Ducted, Centrally Ducted | 205966173 |  | HRCU-A-CB | GVZC200241A* |  | CA*F3137*6A*+MBVC1201**-1A*+TXV | 13 | 21 | 10 |  |  |  | FALSE | FALSE | FALSE | 23800 | 13000 | 2.61 | 15200 | 2.45
205966175 | 10/28/22 | Live | Daikin North America, LLC | LIBERTY HEATING & AIR CONDITIONING | Singlezone Ducted, Centrally Ducted | 205966175 |  | HRCU-A-CB | GVZC200241A* |  | CA*F3642*6D*+MBVC1201**-1A*+TXV | 13 | 21 | 10 |  |  |  | FALSE | FALSE | FALSE | 23400 | 13000 | 2.57 | 15200 | 2.45
205966178 | 10/28/22 | Live | Daikin North America, LLC | LIBERTY HEATING & AIR CONDITIONING | Singlezone Ducted, Centrally Ducted | 205966178 |  | HRCU-A-CB | GVZC200241A* |  | CHPF3642C6C*+MBVC1201**-1A*+TXV | 13 | 21 | 10 |  |  |  | FALSE | FALSE | FALSE | 23400 | 13000 | 2.61 | 15200 | 2.45
205966181 | 10/28/22 | Live | Daikin North America, LLC | LIBERTY HEATING & AIR CONDITIONING | Singlezone Ducted, Centrally Ducted | 205966181 |  | HRCU-A-CB | GVZC200361A* |  | CA*F3137*6A*+MBVC1200**-1A*+TXV | 13.5 | 20 | 10 |  |  |  | FALSE | FALSE | FALSE | 34800 | 18000 | 2.42 | 28800 | 2.27
205966182 | 10/28/22 | Live | Daikin North America, LLC | LIBERTY HEATING & AIR CONDITIONING | Singlezone Ducted, Centrally Ducted | 205966182 |  | HRCU-A-CB | GVZC200361A* |  | CA*F3137*6A*+MBVC1600**-1A*+TXV | 13.5 | 20 | 10 |  |  |  | FALSE | FALSE | FALSE | 34800 | 18200 | 2.44 | 28800 | 2.27
205966190 | 10/28/22 | Live | Daikin North America, LLC | LIBERTY HEATING & AIR CONDITIONING | Singlezone Ducted, Centrally Ducted | 205966190 |  | HRCU-A-CB | GVZC200361A* |  | CA*F3642*6D*+MBVC1200**-1A*+TXV | 13 | 20 | 10 |  |  |  | FALSE | FALSE | FALSE | 34600 | 18000 | 2.4 | 28800 | 2.27
205966191 | 10/28/22 | Live | Daikin North America, LLC | LIBERTY HEATING & AIR CONDITIONING | Singlezone Ducted, Centrally Ducted | 205966191 |  | HRCU-A-CB | GVZC200361A* |  | CA*F3642*6D*+MBVC1600**-1A*+TXV | 13.5 | 20 | 10 |  |  |  | FALSE | FALSE | FALSE | 34600 | 18000 | 2.42 | 28800 | 2.27
205966199 | 10/28/22 | Live | Daikin North America, LLC | LIBERTY HEATING & AIR CONDITIONING | Singlezone Ducted, Centrally Ducted | 205966199 |  | HRCU-A-CB | GVZC200361A* |  | CA*F3743*6D*+MBVC1200**-1A*+TXV | 13.5 | 20 | 10 |  |  |  | FALSE | FALSE | FALSE | 35200 | 18200 | 2.42 | 28800 | 2.27
208206629 | 07/11/22 | Live | Johnson Controls Inc. (York International Norman) | YORK | Singlezone Ducted, Centrally Ducted | 208206629 |  | HRCU-A-CB | HMH72B361 | Ducted Indoor Units | XAHC36DXXN1+MVC12CN21+TXV | 9 | 17 | 9.5 |  |  |  | FALSE | FALSE | FALSE | 35200 | 24200 | 2.62 | 24200 | 2.62
208400370 | 07/11/22 | Live | Johnson Controls Inc. (York International Norman) | COLEMAN | Singlezone Ducted, Centrally Ducted | 208400370 |  | HRCU-A-CB | HMH72B361 | Ducted Indoor Units | XAHC36DXXN1+MVC12CN21+TXV | 9 | 17 | 9.5 |  |  |  | FALSE | FALSE | FALSE | 35200 | 24200 | 2.62 | 24200 | 2.62
208400381 | 07/11/22 | Live | Johnson Controls Inc. (York International Norman) | LUXAIRE | Singlezone Ducted, Centrally Ducted | 208400381 |  | HRCU-A-CB | HMH72B361 | Ducted Indoor Units | XAHC36DXXN1+MVC12CN21+TXV | 9 | 17 | 9.5 |  |  |  | FALSE | FALSE | FALSE | 35200 | 24200 | 2.62 | 24200 | 2.62
208400382 | 07/11/22 | Live | Johnson Controls Inc. (York International Norman) | FRASER-JOHNSTON | Singlezone Ducted, Centrally Ducted | 208400382 |  | HRCU-A-CB | HMH72B361 | Ducted Indoor Units | XAHC36DXXN1+MVC12CN21+TXV | 9 | 17 | 9.5 |  |  |  | FALSE | FALSE | FALSE | 35200 | 24200 | 2.62 | 24200 | 2.62
208400393 | 07/11/22 | Live | Johnson Controls Inc. (York International Norman) | CHAMPION HEATING AND COOLING | Singlezone Ducted, Centrally Ducted | 208400393 |  | HRCU-A-CB | HMH72B361 | Ducted Indoor Units | XAHC36DXXN1+MVC12CN21+TXV | 9 | 17 | 9.5 |  |  |  | FALSE | FALSE | FALSE | 35200 | 24200 | 2.62 | 24200 | 2.62
208206704 | 07/11/22 | Live | Johnson Controls Inc. (York International Norman) | YORK | Singlezone Ducted, Centrally Ducted | 208206704 |  | HRCU-A-CB | HMH72B361 | Ducted Indoor Units | XAHB36DXXN1+ME12BN21+TXV | 9 | 16.25 | 9.5 |  |  |  | FALSE | FALSE | FALSE | 34800 | 24400 | 2.54 | 24400 | 2.54
208400374 | 07/11/22 | Live | Johnson Controls Inc. (York International Norman) | COLEMAN | Singlezone Ducted, Centrally Ducted | 208400374 |  | HRCU-A-CB | HMH72B361 | Ducted Indoor Units | XAHB36DXXN1+ME12BN21+TXV | 9 | 16.25 | 9.5 |  |  |  | FALSE | FALSE | FALSE | 34800 | 24400 | 2.54 | 24400 | 2.54
208400377 | 07/11/22 | Live | Johnson Controls Inc. (York International Norman) | LUXAIRE | Singlezone Ducted, Centrally Ducted | 208400377 |  | HRCU-A-CB | HMH72B361 | Ducted Indoor Units | XAHB36DXXN1+ME12BN21+TXV | 9 | 16.25 | 9.5 |  |  |  | FALSE | FALSE | FALSE | 34800 | 24400 | 2.54 | 24400 | 2.54
205966209 | 10/28/22 | Live | Daikin North America, LLC | LIBERTY HEATING & AIR CONDITIONING | Singlezone Ducted, Centrally Ducted | 205966209 |  | HRCU-A-CB | GVZC200361A* |  | CHPF3642C6C*+MBVC1600**-1A*+TXV | 13.5 | 20 | 10 |  |  |  | FALSE | FALSE | FALSE | 35000 | 18000 | 2.42 | 28800 | 2.27
208400386 | 07/11/22 | Live | Johnson Controls Inc. (York International Norman) | FRASER-JOHNSTON | Singlezone Ducted, Centrally Ducted | 208400386 |  | HRCU-A-CB | HMH72B361 | Ducted Indoor Units | XAHB36DXXN1+ME12BN21+TXV | 9 | 16.25 | 9.5 |  |  |  | FALSE | FALSE | FALSE | 34800 | 24400 | 2.54 | 24400 | 2.54
205966208 | 10/28/22 | Live | Daikin North America, LLC | LIBERTY HEATING & AIR CONDITIONING | Singlezone Ducted, Centrally Ducted | 205966208 |  | HRCU-A-CB | GVZC200361A* |  | CHPF3642C6C*+MBVC1200**-1A*+TXV | 13 | 20 | 10 |  |  |  | FALSE | FALSE | FALSE | 34800 | 18000 | 2.4 | 28800 | 2.27
208400389 | 07/11/22 | Live | Johnson Controls Inc. (York International Norman) | CHAMPION HEATING AND COOLING | Singlezone Ducted, Centrally Ducted | 208400389 |  | HRCU-A-CB | HMH72B361 | Ducted Indoor Units | XAHB36DXXN1+ME12BN21+TXV | 9 | 16.25 | 9.5 |  |  |  | FALSE | FALSE | FALSE | 34800 | 24400 | 2.54 | 24400 | 2.54
208500338 | 07/11/22 | Live | Johnson Controls Inc. (York International Norman) | YORK | Singlezone Ducted, Centrally Ducted | 208500338 |  | HRCU-A-CB | HMH72B361 | Ducted Indoor Units | XAFC36DXXN1+JMET12CS2N1+TXV | 9.25 | 17.25 | 10 |  |  |  | FALSE | FALSE | FALSE | 36000 | 24800 | 2.66 | 24800 | 2.66
205966218 | 10/28/22 | Live | Daikin North America, LLC | LIBERTY HEATING & AIR CONDITIONING | Singlezone Ducted, Centrally Ducted | 205966218 |  | HRCU-A-CB | GVZC200361A* |  | CHPF3743C6B*+MBVC1200**-1A*+TXV | 13.5 | 20 | 10 |  |  |  | FALSE | FALSE | FALSE | 35000 | 18200 | 2.42 | 28800 | 2.27
208502630 | 07/11/22 | Live | Johnson Controls Inc. (York International Norman) | COLEMAN | Singlezone Ducted, Centrally Ducted | 208502630 |  | HRCU-A-CB | HMH72B361 | Ducted Indoor Units | XAFC36DXXN1+JMET12CS2N1+TXV | 9.25 | 17.25 | 10 |  |  |  | FALSE | FALSE | FALSE | 36000 | 24800 | 2.66 | 24800 | 2.66
205966219 | 10/28/22 | Live | Daikin North America, LLC | LIBERTY HEATING & AIR CONDITIONING | Singlezone Ducted, Centrally Ducted | 205966219 |  | HRCU-A-CB | GVZC200361A* |  | CHPF3743C6B*+MBVC1600**-1A*+TXV | 13.5 | 20 | 10 |  |  |  | FALSE | FALSE | FALSE | 35200 | 18200 | 2.44 | 28800 | 2.27
208502632 | 07/11/22 | Live | Johnson Controls Inc. (York International Norman) | LUXAIRE | Singlezone Ducted, Centrally Ducted | 208502632 |  | HRCU-A-CB | HMH72B361 | Ducted Indoor Units | XAFC36DXXN1+JMET12CS2N1+TXV | 9.25 | 17.25 | 10 |  |  |  | FALSE | FALSE | FALSE | 36000 | 24800 | 2.66 | 24800 | 2.66
208502633 | 07/11/22 | Live | Johnson Controls Inc. (York International Norman) | FRASER-JOHNSTON | Singlezone Ducted, Centrally Ducted | 208502633 |  | HRCU-A-CB | HMH72B361 | Ducted Indoor Units | XAFC36DXXN1+JMET12CS2N1+TXV | 9.25 | 17.25 | 10 |  |  |  | FALSE | FALSE | FALSE | 36000 | 24800 | 2.66 | 24800 | 2.66
208502635 | 07/11/22 | Live | Johnson Controls Inc. (York International Norman) | CHAMPION HEATING AND COOLING | Singlezone Ducted, Centrally Ducted | 208502635 |  | HRCU-A-CB | HMH72B361 | Ducted Indoor Units | XAFC36DXXN1+JMET12CS2N1+TXV | 9.25 | 17.25 | 10 |  |  |  | FALSE | FALSE | FALSE | 36000 | 24800 | 2.66 | 24800 | 2.66
205966230 | 10/28/22 | Live | Daikin North America, LLC | LIBERTY HEATING & AIR CONDITIONING | Singlezone Ducted, Centrally Ducted | 205966230 |  | HRCU-A-CB | GVZC200361A* |  | CSCF3642N6D*+MBVC1600**-1A*+TXV | 13.5 | 20 | 10 |  |  |  | FALSE | FALSE | FALSE | 35000 | 18200 | 2.44 | 28800 | 2.27
208613158 | 07/11/22 | Live | Johnson Controls Inc. (York International Norman) | YORK | Singlezone Ducted, Centrally Ducted | 208613158 |  | HRCU-A-CB | HMH72B361 | Ducted Indoor Units | XAFC36DBCN1+JMET12CS2N1 | 9.25 | 17.25 | 10 |  |  |  | FALSE | FALSE | FALSE | 36000 | 24800 | 2.66 | 24800 | 2.66
205966229 | 10/28/22 | Live | Daikin North America, LLC | LIBERTY HEATING & AIR CONDITIONING | Singlezone Ducted, Centrally Ducted | 205966229 |  | HRCU-A-CB | GVZC200361A* |  | CSCF3642N6D*+MBVC1200**-1A*+TXV | 13.5 | 20 | 10 |  |  |  | FALSE | FALSE | FALSE | 34800 | 18200 | 2.42 | 28800 | 2.27
10153721 | 10/28/22 | Live | Trane U.S. Inc. | TRANE | Singlezone Ducted, Centrally Ducted | 10153721 |  | HRCU-A-CB | 4TWV8037A1 |  | TEM8A0C36V31+TDR | 12.5 | 18 | 10 |  |  |  | FALSE | FALSE | FALSE | 35400 | 25600 | 3.1 | 25800 | 2.42
205966235 | 10/28/22 | Live | Daikin North America, LLC | LIBERTY HEATING & AIR CONDITIONING | Singlezone Ducted, Centrally Ducted | 205966235 |  | HRCU-A-CB | GVZC200361A* |  | AVPEC37C14A* | 13 | 19.5 | 9.8 |  |  |  | FALSE | FALSE | FALSE | 35200 | 18900 | 2.24 | 28800 | 2.27
208614045 | 07/11/22 | Live | Johnson Controls Inc. (York International Norman) | COLEMAN | Singlezone Ducted, Centrally Ducted | 208614045 |  | HRCU-A-CB | HMH72B361 | Ducted Indoor Units | XAFC36DBCN1+JMET12CS2N1 | 9.25 | 17.25 | 10 |  |  |  | FALSE | FALSE | FALSE | 36000 | 24800 | 2.66 | 24800 | 2.66
205966236 | 10/28/22 | Live | Daikin North America, LLC | LIBERTY HEATING & AIR CONDITIONING | Singlezone Ducted, Centrally Ducted | 205966236 |  | HRCU-A-CB | GVZC200361A* |  | AVPEC59D14A* | 14 | 20 | 10 |  |  |  | FALSE | FALSE | FALSE | 35800 | 18900 | 2.34 | 28800 | 2.27
208614050 | 07/11/22 | Live | Johnson Controls Inc. (York International Norman) | LUXAIRE | Singlezone Ducted, Centrally Ducted | 208614050 |  | HRCU-A-CB | HMH72B361 | Ducted Indoor Units | XAFC36DBCN1+JMET12CS2N1 | 9.25 | 17.25 | 10 |  |  |  | FALSE | FALSE | FALSE | 36000 | 24800 | 2.66 | 24800 | 2.66
205966237 | 10/28/22 | Live | Daikin North America, LLC | LIBERTY HEATING & AIR CONDITIONING | Singlezone Ducted, Centrally Ducted | 205966237 |  | HRCU-A-CB | GVZC200361A* |  | CA*F3137*6A*+MBVC1201**-1A*+TXV | 13.5 | 20 | 10 |  |  |  | FALSE | FALSE | FALSE | 34800 | 18000 | 2.42 | 28800 | 2.27
208614061 | 07/11/22 | Live | Johnson Controls Inc. (York International Norman) | FRASER-JOHNSTON | Singlezone Ducted, Centrally Ducted | 208614061 |  | HRCU-A-CB | HMH72B361 | Ducted Indoor Units | XAFC36DBCN1+JMET12CS2N1 | 9.25 | 17.25 | 10 |  |  |  | FALSE | FALSE | FALSE | 36000 | 24800 | 2.66 | 24800 | 2.66
205966239 | 10/28/22 | Live | Daikin North America, LLC | LIBERTY HEATING & AIR CONDITIONING | Singlezone Ducted, Centrally Ducted | 205966239 |  | HRCU-A-CB | GVZC200361A* |  | CA*F3642*6D*+MBVC1201**-1A*+TXV | 13 | 20 | 10 |  |  |  | FALSE | FALSE | FALSE | 34600 | 18000 | 2.4 | 28800 | 2.27
205966242 | 10/28/22 | Live | Daikin North America, LLC | LIBERTY HEATING & AIR CONDITIONING | Singlezone Ducted, Centrally Ducted | 205966242 |  | HRCU-A-CB | GVZC200481A* |  | CA*F4860*6D*+MBVC1600**-1A*+TXV | 12 | 19.5 | 10 |  |  |  | FALSE | FALSE | FALSE | 44500 | 26600 | 2.76 | 34000 | 2.4
208614066 | 07/11/22 | Live | Johnson Controls Inc. (York International Norman) | CHAMPION HEATING AND COOLING | Singlezone Ducted, Centrally Ducted | 208614066 |  | HRCU-A-CB | HMH72B361 | Ducted Indoor Units | XAFC36DBCN1+JMET12CS2N1 | 9.25 | 17.25 | 10 |  |  |  | FALSE | FALSE | FALSE | 36000 | 24800 | 2.66 | 24800 | 2.66
205966238 | 10/28/22 | Live | Daikin North America, LLC | LIBERTY HEATING & AIR CONDITIONING | Singlezone Ducted, Centrally Ducted | 205966238 |  | HRCU-A-CB | GVZC200361A* |  | CA*F3137*6A*+MBVC1601**-1A*+TXV | 13.5 | 20 | 10 |  |  |  | FALSE | FALSE | FALSE | 34800 | 18200 | 2.44 | 28800 | 2.27
205966240 | 10/28/22 | Live | Daikin North America, LLC | LIBERTY HEATING & AIR CONDITIONING | Singlezone Ducted, Centrally Ducted | 205966240 |  | HRCU-A-CB | GVZC200361A* |  | CA*F3642*6D*+MBVC1601**-1A*+TXV | 13.5 | 20 | 10 |  |  |  | FALSE | FALSE | FALSE | 34600 | 18000 | 2.42 | 28800 | 2.27
205966241 | 10/28/22 | Live | Daikin North America, LLC | LIBERTY HEATING & AIR CONDITIONING | Singlezone Ducted, Centrally Ducted | 205966241 |  | HRCU-A-CB | GVZC200361A* |  | CA*F3743*6D*+MBVC1201**-1A*+TXV | 13.5 | 20 | 10 |  |  |  | FALSE | FALSE | FALSE | 35200 | 18200 | 2.42 | 28800 | 2.27
208500440 | 07/11/22 | Live | Johnson Controls Inc. (York International Norman) | YORK | Singlezone Ducted, Centrally Ducted | 208500440 |  | HRCU-A-CB | HMH72B361 | Ducted Indoor Units | XAHC36DXXN1+JMET12CS2N1+TXV | 9 | 17 | 10 |  |  |  | FALSE | FALSE | FALSE | 35200 | 24200 | 2.6 | 24200 | 2.6
208503336 | 07/11/22 | Live | Johnson Controls Inc. (York International Norman) | COLEMAN | Singlezone Ducted, Centrally Ducted | 208503336 |  | HRCU-A-CB | HMH72B361 | Ducted Indoor Units | XAHC36DXXN1+JMET12CS2N1+TXV | 9 | 17 | 10 |  |  |  | FALSE | FALSE | FALSE | 35200 | 24200 | 2.6 | 24200 | 2.6
208503342 | 07/11/22 | Live | Johnson Controls Inc. (York International Norman) | LUXAIRE | Singlezone Ducted, Centrally Ducted | 208503342 |  | HRCU-A-CB | HMH72B361 | Ducted Indoor Units | XAHC36DXXN1+JMET12CS2N1+TXV | 9 | 17 | 10 |  |  |  | FALSE | FALSE | FALSE | 35200 | 24200 | 2.6 | 24200 | 2.6
205966247 | 10/28/22 | Live | Daikin North America, LLC | LIBERTY HEATING & AIR CONDITIONING | Singlezone Ducted, Centrally Ducted | 205966247 |  | HRCU-A-CB | GVZC200481A* |  | CHPF4860D6D*+MBVC1600**-1A*+TXV | 12 | 19.5 | 10 |  |  |  | FALSE | FALSE | FALSE | 45000 | 26600 | 2.76 | 34000 | 2.4
208503344 | 07/11/22 | Live | Johnson Controls Inc. (York International Norman) | FRASER-JOHNSTON | Singlezone Ducted, Centrally Ducted | 208503344 |  | HRCU-A-CB | HMH72B361 | Ducted Indoor Units | XAHC36DXXN1+JMET12CS2N1+TXV | 9 | 17 | 10 |  |  |  | FALSE | FALSE | FALSE | 35200 | 24200 | 2.6 | 24200 | 2.6
208503346 | 07/11/22 | Live | Johnson Controls Inc. (York International Norman) | CHAMPION HEATING AND COOLING | Singlezone Ducted, Centrally Ducted | 208503346 |  | HRCU-A-CB | HMH72B361 | Ducted Indoor Units | XAHC36DXXN1+JMET12CS2N1+TXV | 9 | 17 | 10 |  |  |  | FALSE | FALSE | FALSE | 35200 | 24200 | 2.6 | 24200 | 2.6
205966252 | 10/28/22 | Live | Daikin North America, LLC | LIBERTY HEATING & AIR CONDITIONING | Singlezone Ducted, Centrally Ducted | 205966252 |  | HRCU-A-CB | GVZC200481A* |  | CSCF4860N6D*+MBVC1600**-1A*+TXV | 12 | 20 | 10 |  |  |  | FALSE | FALSE | FALSE | 45000 | 26600 | 2.8 | 34000 | 2.4
208500566 | 07/11/22 | Live | Johnson Controls Inc. (York International Norman) | YORK | Singlezone Ducted, Centrally Ducted | 208500566 |  | HRCU-A-CB | HMH72B361 | Ducted Indoor Units | XAFC36DXXN1+JMET16CS2N1+TXV | 9.25 | 17.5 | 10 |  |  |  | FALSE | FALSE | FALSE | 35400 | 24200 | 2.62 | 24200 | 2.62
205966253 | 10/28/22 | Live | Daikin North America, LLC | LIBERTY HEATING & AIR CONDITIONING | Singlezone Ducted, Centrally Ducted | 205966253 |  | HRCU-A-CB | GVZC200481A* |  | CSCF4860N6D*+MBVC2000**-1A*+TXV | 12.5 | 20 | 10 |  |  |  | FALSE | FALSE | FALSE | 45000 | 26600 | 2.85 | 34000 | 2.4
208500505 | 07/11/22 | Live | Johnson Controls Inc. (York International Norman) | COLEMAN | Singlezone Ducted, Centrally Ducted | 208500505 |  | HRCU-A-CB | HMH72B361 | Ducted Indoor Units | XAFC36DXXN1+JMET16CS2N1+TXV | 9.25 | 17.5 | 10 |  |  |  | FALSE | FALSE | FALSE | 35400 | 24200 | 2.62 | 24200 | 2.62
205966259 | 10/28/22 | Live | Daikin North America, LLC | LIBERTY HEATING & AIR CONDITIONING | Singlezone Ducted, Centrally Ducted | 205966259 |  | HRCU-A-CB | GVZC200481A* |  | CA*F4860*6D*+MBVC2001**-1A*+TXV | 12.5 | 19.5 | 10 |  |  |  | FALSE | FALSE | FALSE | 45000 | 26600 | 2.8 | 34000 | 2.4
208500508 | 07/11/22 | Live | Johnson Controls Inc. (York International Norman) | LUXAIRE | Singlezone Ducted, Centrally Ducted | 208500508 |  | HRCU-A-CB | HMH72B361 | Ducted Indoor Units | XAFC36DXXN1+JMET16CS2N1+TXV | 9.25 | 17.5 | 10 |  |  |  | FALSE | FALSE | FALSE | 35400 | 24200 | 2.62 | 24200 | 2.62
205966258 | 10/28/22 | Live | Daikin North America, LLC | LIBERTY HEATING & AIR CONDITIONING | Singlezone Ducted, Centrally Ducted | 205966258 |  | HRCU-A-CB | GVZC200481A* |  | CA*F4860*6D*+MBVC1601**-1A*+TXV | 12 | 19.5 | 10 |  |  |  | FALSE | FALSE | FALSE | 44500 | 26600 | 2.76 | 34000 | 2.4
205966257 | 10/28/22 | Live | Daikin North America, LLC | LIBERTY HEATING & AIR CONDITIONING | Singlezone Ducted, Centrally Ducted | 205966257 |  | HRCU-A-CB | GVZC200481A* |  | AVPEC59D14A* | 11.7 | 19 | 9.5 |  |  |  | FALSE | FALSE | FALSE | 44500 | 27000 | 2.4 | 34000 | 2.4
208500511 | 07/11/22 | Live | Johnson Controls Inc. (York International Norman) | FRASER-JOHNSTON | Singlezone Ducted, Centrally Ducted | 208500511 |  | HRCU-A-CB | HMH72B361 | Ducted Indoor Units | XAFC36DXXN1+JMET16CS2N1+TXV | 9.25 | 17.5 | 10 |  |  |  | FALSE | FALSE | FALSE | 35400 | 24200 | 2.62 | 24200 | 2.62
205966260 | 10/28/22 | Live | Daikin North America, LLC | LIBERTY HEATING & AIR CONDITIONING | Singlezone Ducted, Centrally Ducted | 205966260 |  | HRCU-A-CB | GVZC200481A* |  | CHPF4860D6D*+MBVC1601**-1A*+TXV | 12 | 19.5 | 10 |  |  |  | FALSE | FALSE | FALSE | 45000 | 26600 | 2.76 | 34000 | 2.4
208500514 | 07/11/22 | Live | Johnson Controls Inc. (York International Norman) | CHAMPION HEATING AND COOLING | Singlezone Ducted, Centrally Ducted | 208500514 |  | HRCU-A-CB | HMH72B361 | Ducted Indoor Units | XAFC36DXXN1+JMET16CS2N1+TXV | 9.25 | 17.5 | 10 |  |  |  | FALSE | FALSE | FALSE | 35400 | 24200 | 2.62 | 24200 | 2.62
205966272 | 10/28/22 | Live | Daikin North America, LLC | LIBERTY HEATING & AIR CONDITIONING | Singlezone Ducted, Centrally Ducted | 205966272 |  | HRCU-A-CB | GVZC200481A* |  | CA*F4961*6D*+MBVC1601**-1A*+TXV | 12.5 | 20 | 10 |  |  |  | FALSE | FALSE | FALSE | 46500 | 26800 | 2.81 | 34000 | 2.4
205966262 | 10/28/22 | Live | Daikin North America, LLC | LIBERTY HEATING & AIR CONDITIONING | Singlezone Ducted, Centrally Ducted | 205966262 |  | HRCU-A-CB | GVZC200481A* |  | CSCF4860N6D*+MBVC1601**-1A*+TXV | 12 | 20 | 10 |  |  |  | FALSE | FALSE | FALSE | 45000 | 26600 | 2.8 | 34000 | 2.4
208613216 | 07/11/22 | Live | Johnson Controls Inc. (York International Norman) | YORK | Singlezone Ducted, Centrally Ducted | 208613216 |  | HRCU-A-CB | HMH72B361 | Ducted Indoor Units | XAFC36DBCN1+JMET16CS2N1 | 9.25 | 17.5 | 10 |  |  |  | FALSE | FALSE | FALSE | 35400 | 24200 | 2.62 | 24200 | 2.62
205966263 | 10/28/22 | Live | Daikin North America, LLC | LIBERTY HEATING & AIR CONDITIONING | Singlezone Ducted, Centrally Ducted | 205966263 |  | HRCU-A-CB | GVZC200481A* |  | CSCF4860N6D*+MBVC2001**-1A*+TXV | 12.5 | 20 | 10 |  |  |  | FALSE | FALSE | FALSE | 45000 | 26600 | 2.85 | 34000 | 2.4
205966261 | 10/28/22 | Live | Daikin North America, LLC | LIBERTY HEATING & AIR CONDITIONING | Singlezone Ducted, Centrally Ducted | 205966261 |  | HRCU-A-CB | GVZC200481A* |  | CHPF4860D6D*+MBVC2001**-1A*+TXV | 12.5 | 20 | 10 |  |  |  | FALSE | FALSE | FALSE | 45000 | 26600 | 2.8 | 34000 | 2.4
208614040 | 07/11/22 | Live | Johnson Controls Inc. (York International Norman) | COLEMAN | Singlezone Ducted, Centrally Ducted | 208614040 |  | HRCU-A-CB | HMH72B361 | Ducted Indoor Units | XAFC36DBCN1+JMET16CS2N1 | 9.25 | 17.5 | 10 |  |  |  | FALSE | FALSE | FALSE | 35400 | 24200 | 2.62 | 24200 | 2.62
208614055 | 07/11/22 | Live | Johnson Controls Inc. (York International Norman) | LUXAIRE | Singlezone Ducted, Centrally Ducted | 208614055 |  | HRCU-A-CB | HMH72B361 | Ducted Indoor Units | XAFC36DBCN1+JMET16CS2N1 | 9.25 | 17.5 | 10 |  |  |  | FALSE | FALSE | FALSE | 35400 | 24200 | 2.62 | 24200 | 2.62
205966267 | 10/28/22 | Live | Daikin North America, LLC | LIBERTY HEATING & AIR CONDITIONING | Singlezone Ducted, Centrally Ducted | 205966267 |  | HRCU-A-CB | GVZC200481A* |  | CA*F4961*6D*+MBVC1600**-1A*+TXV | 12.5 | 20 | 10 |  |  |  | FALSE | FALSE | FALSE | 46500 | 26800 | 2.81 | 34000 | 2.4
208614056 | 07/11/22 | Live | Johnson Controls Inc. (York International Norman) | FRASER-JOHNSTON | Singlezone Ducted, Centrally Ducted | 208614056 |  | HRCU-A-CB | HMH72B361 | Ducted Indoor Units | XAFC36DBCN1+JMET16CS2N1 | 9.25 | 17.5 | 10 |  |  |  | FALSE | FALSE | FALSE | 35400 | 24200 | 2.62 | 24200 | 2.62
208614071 | 07/11/22 | Live | Johnson Controls Inc. (York International Norman) | CHAMPION HEATING AND COOLING | Singlezone Ducted, Centrally Ducted | 208614071 |  | HRCU-A-CB | HMH72B361 | Ducted Indoor Units | XAFC36DBCN1+JMET16CS2N1 | 9.25 | 17.5 | 10 |  |  |  | FALSE | FALSE | FALSE | 35400 | 24200 | 2.62 | 24200 | 2.62
205966271 | 10/28/22 | Live | Daikin North America, LLC | LIBERTY HEATING & AIR CONDITIONING | Singlezone Ducted, Centrally Ducted | 205966271 |  | HRCU-A-CB | GVZC200481A* |  | CHPF4860D6D*+MBVC2000**-1A*+TXV | 12.5 | 20 | 10 |  |  |  | FALSE | FALSE | FALSE | 45000 | 26600 | 2.8 | 34000 | 2.4
205966273 | 10/28/22 | Live | Daikin North America, LLC | LIBERTY HEATING & AIR CONDITIONING | Singlezone Ducted, Centrally Ducted | 205966273 |  | HRCU-A-CB | GVZC200481A* |  | CA*F4961*6D*+MBVC2001**-1A*+TXV | 13 | 20 | 10 |  |  |  | FALSE | FALSE | FALSE | 46500 | 26600 | 2.85 | 34000 | 2.4
205966465 | 10/28/22 | Live | Daikin North America, LLC | LIBERTY HEATING & AIR CONDITIONING | Singlezone Ducted, Centrally Ducted | 205966465 |  | HRCU-A-CB | GVZC200361A* |  | CA*F3743*6D*+MBVC1601**-1A*+TXV | 14 | 21 | 10 |  |  |  | FALSE | FALSE | FALSE | 35400 | 18200 | 2.46 | 28800 | 2.27
205966466 | 10/28/22 | Live | Daikin North America, LLC | LIBERTY HEATING & AIR CONDITIONING | Singlezone Ducted, Centrally Ducted | 205966466 |  | HRCU-A-CB | GVZC200361A* |  | CHPF3642C6C*+MBVC1201**-1A*+TXV | 13 | 20 | 10 |  |  |  | FALSE | FALSE | FALSE | 34800 | 18000 | 2.4 | 28800 | 2.27
205966467 | 10/28/22 | Live | Daikin North America, LLC | LIBERTY HEATING & AIR CONDITIONING | Singlezone Ducted, Centrally Ducted | 205966467 |  | HRCU-A-CB | GVZC200361A* |  | CHPF3642C6C*+MBVC1601**-1A*+TXV | 13.5 | 20 | 10 |  |  |  | FALSE | FALSE | FALSE | 35000 | 18000 | 2.42 | 28800 | 2.27
205966468 | 10/28/22 | Live | Daikin North America, LLC | LIBERTY HEATING & AIR CONDITIONING | Singlezone Ducted, Centrally Ducted | 205966468 |  | HRCU-A-CB | GVZC200361A* |  | CHPF3743C6B*+MBVC1201**-1A*+TXV | 13.5 | 20 | 10 |  |  |  | FALSE | FALSE | FALSE | 35000 | 18200 | 2.42 | 28800 | 2.27
205966471 | 10/28/22 | Live | Daikin North America, LLC | LIBERTY HEATING & AIR CONDITIONING | Singlezone Ducted, Centrally Ducted | 205966471 |  | HRCU-A-CB | GVZC200361A* |  | CSCF3642N6D*+MBVC1601**-1A*+TXV | 13.5 | 20 | 10 |  |  |  | FALSE | FALSE | FALSE | 35000 | 18200 | 2.44 | 28800 | 2.27
205966469 | 10/28/22 | Live | Daikin North America, LLC | LIBERTY HEATING & AIR CONDITIONING | Singlezone Ducted, Centrally Ducted | 205966469 |  | HRCU-A-CB | GVZC200361A* |  | CHPF3743C6B*+MBVC1601**-1A*+TXV | 13.5 | 20 | 10 |  |  |  | FALSE | FALSE | FALSE | 35200 | 18200 | 2.44 | 28800 | 2.27
205966470 | 10/28/22 | Live | Daikin North America, LLC | LIBERTY HEATING & AIR CONDITIONING | Singlezone Ducted, Centrally Ducted | 205966470 |  | HRCU-A-CB | GVZC200361A* |  | CSCF3642N6D*+MBVC1201**-1A*+TXV | 13.5 | 20 | 10 |  |  |  | FALSE | FALSE | FALSE | 34800 | 18200 | 2.42 | 28800 | 2.27
205966475 | 10/28/22 | Live | Daikin North America, LLC | LIBERTY HEATING & AIR CONDITIONING | Singlezone Ducted, Centrally Ducted | 205966475 |  | HRCU-A-CB | GVZC200481A* |  | CA*F4860*6D*+MBVC2000**-1A*+TXV | 12.5 | 20 | 10 |  |  |  | FALSE | FALSE | FALSE | 45000 | 26600 | 2.8 | 34000 | 2.4
205966274 | 10/28/22 | Live | Daikin North America, LLC | ONE HOUR AIR CONDITIONING AND HEATING | Singlezone Ducted, Centrally Ducted | 205966274 |  | HRCU-A-CB | GVZC200241A* |  | CA*F3642*6D*+MBVC1200**-1A*+TXV | 13 | 21 | 10 |  |  |  | FALSE | FALSE | FALSE | 23400 | 13000 | 2.57 | 15200 | 2.45
205966275 | 10/28/22 | Live | Daikin North America, LLC | ONE HOUR AIR CONDITIONING AND HEATING | Singlezone Ducted, Centrally Ducted | 205966275 |  | HRCU-A-CB | GVZC200361A* |  | CA*F3743*6D*+MBVC1600**-1A*+TXV | 14 | 21 | 10 |  |  |  | FALSE | FALSE | FALSE | 35400 | 18200 | 2.46 | 28800 | 2.27
205966276 | 10/28/22 | Live | Daikin North America, LLC | ONE HOUR AIR CONDITIONING AND HEATING | Singlezone Ducted, Centrally Ducted | 205966276 |  | HRCU-A-CB | GVZC200481A* |  | CA*F4961*6D*+MBVC2000**-1A*+TXV | 13 | 20 | 10 |  |  |  | FALSE | FALSE | FALSE | 46500 | 26600 | 2.85 | 34000 | 2.4
205966279 | 10/28/22 | Live | Daikin North America, LLC | ONE HOUR AIR CONDITIONING AND HEATING | Singlezone Ducted, Centrally Ducted | 205966279 |  | HRCU-A-CB | GVZC200241A* |  | CA*F3137*6A*+MBVC1200**-1A*+TXV | 13 | 21 | 10 |  |  |  | FALSE | FALSE | FALSE | 23800 | 13000 | 2.61 | 15200 | 2.45
205966285 | 10/28/22 | Live | Daikin North America, LLC | ONE HOUR AIR CONDITIONING AND HEATING | Singlezone Ducted, Centrally Ducted | 205966285 |  | HRCU-A-CB | GVZC200241A* |  | CA*F3636*6D*+MBVC1200**-1A*+TXV | 13 | 20 | 10 |  |  |  | FALSE | FALSE | FALSE | 23200 | 13000 | 2.57 | 15200 | 2.45
205966294 | 10/28/22 | Live | Daikin North America, LLC | ONE HOUR AIR CONDITIONING AND HEATING | Singlezone Ducted, Centrally Ducted | 205966294 |  | HRCU-A-CB | GVZC200241A* |  | CA*F3743*6D*+MBVC1200**-1A*+TXV | 13 | 21 | 10 |  |  |  | FALSE | FALSE | FALSE | 23800 | 13000 | 2.63 | 15200 | 2.45
205966299 | 10/28/22 | Live | Daikin North America, LLC | ONE HOUR AIR CONDITIONING AND HEATING | Singlezone Ducted, Centrally Ducted | 205966299 |  | HRCU-A-CB | GVZC200241A* |  | CHPF3636B6C*+MBVC1200**-1A*+TXV | 13 | 21 | 10 |  |  |  | FALSE | FALSE | FALSE | 23400 | 13000 | 2.61 | 15200 | 2.45
205966302 | 10/28/22 | Live | Daikin North America, LLC | ONE HOUR AIR CONDITIONING AND HEATING | Singlezone Ducted, Centrally Ducted | 205966302 |  | HRCU-A-CB | GVZC200241A* |  | CHPF3642C6C*+MBVC1200**-1A*+TXV | 13 | 21 | 10 |  |  |  | FALSE | FALSE | FALSE | 23400 | 13000 | 2.61 | 15200 | 2.45
205966307 | 10/28/22 | Live | Daikin North America, LLC | ONE HOUR AIR CONDITIONING AND HEATING | Singlezone Ducted, Centrally Ducted | 205966307 |  | HRCU-A-CB | GVZC200241A* |  | CA*F3636*6D*+MBVC1201**-1A*+TXV | 13 | 20 | 10 |  |  |  | FALSE | FALSE | FALSE | 23200 | 13000 | 2.57 | 15200 | 2.45
205966306 | 10/28/22 | Live | Daikin North America, LLC | ONE HOUR AIR CONDITIONING AND HEATING | Singlezone Ducted, Centrally Ducted | 205966306 |  | HRCU-A-CB | GVZC200241A* |  | CA*F3137*6A*+MBVC1201**-1A*+TXV | 13 | 21 | 10 |  |  |  | FALSE | FALSE | FALSE | 23800 | 13000 | 2.61 | 15200 | 2.45
205966305 | 10/28/22 | Live | Daikin North America, LLC | ONE HOUR AIR CONDITIONING AND HEATING | Singlezone Ducted, Centrally Ducted | 205966305 |  | HRCU-A-CB | GVZC200241A* |  | AVPEC25B14A* | 13 | 21 | 10 |  |  |  | FALSE | FALSE | FALSE | 23000 | 13600 | 2.61 | 15200 | 2.45
205966315 | 10/28/22 | Live | Daikin North America, LLC | ONE HOUR AIR CONDITIONING AND HEATING | Singlezone Ducted, Centrally Ducted | 205966315 |  | HRCU-A-CB | GVZC200361A* |  | CA*F3137*6A*+MBVC1600**-1A*+TXV | 13.5 | 20 | 10 |  |  |  | FALSE | FALSE | FALSE | 34800 | 18200 | 2.44 | 28800 | 2.27
205966314 | 10/28/22 | Live | Daikin North America, LLC | ONE HOUR AIR CONDITIONING AND HEATING | Singlezone Ducted, Centrally Ducted | 205966314 |  | HRCU-A-CB | GVZC200361A* |  | CA*F3137*6A*+MBVC1200**-1A*+TXV | 13.5 | 20 | 10 |  |  |  | FALSE | FALSE | FALSE | 34800 | 18000 | 2.42 | 28800 | 2.27
205966311 | 10/28/22 | Live | Daikin North America, LLC | ONE HOUR AIR CONDITIONING AND HEATING | Singlezone Ducted, Centrally Ducted | 205966311 |  | HRCU-A-CB | GVZC200241A* |  | CHPF3642C6C*+MBVC1201**-1A*+TXV | 13 | 21 | 10 |  |  |  | FALSE | FALSE | FALSE | 23400 | 13000 | 2.61 | 15200 | 2.45
205966308 | 10/28/22 | Live | Daikin North America, LLC | ONE HOUR AIR CONDITIONING AND HEATING | Singlezone Ducted, Centrally Ducted | 205966308 |  | HRCU-A-CB | GVZC200241A* |  | CA*F3642*6D*+MBVC1201**-1A*+TXV | 13 | 21 | 10 |  |  |  | FALSE | FALSE | FALSE | 23400 | 13000 | 2.57 | 15200 | 2.45
205966309 | 10/28/22 | Live | Daikin North America, LLC | ONE HOUR AIR CONDITIONING AND HEATING | Singlezone Ducted, Centrally Ducted | 205966309 |  | HRCU-A-CB | GVZC200241A* |  | CA*F3743*6D*+MBVC1201**-1A*+TXV | 13 | 21 | 10 |  |  |  | FALSE | FALSE | FALSE | 23800 | 13000 | 2.63 | 15200 | 2.45
205966310 | 10/28/22 | Live | Daikin North America, LLC | ONE HOUR AIR CONDITIONING AND HEATING | Singlezone Ducted, Centrally Ducted | 205966310 |  | HRCU-A-CB | GVZC200241A* |  | CHPF3636B6C*+MBVC1201**-1A*+TXV | 13 | 21 | 10 |  |  |  | FALSE | FALSE | FALSE | 23400 | 13000 | 2.61 | 15200 | 2.45
205966323 | 10/28/22 | Live | Daikin North America, LLC | ONE HOUR AIR CONDITIONING AND HEATING | Singlezone Ducted, Centrally Ducted | 205966323 |  | HRCU-A-CB | GVZC200361A* |  | CA*F3642*6D*+MBVC1200**-1A*+TXV | 13 | 20 | 10 |  |  |  | FALSE | FALSE | FALSE | 34600 | 18000 | 2.4 | 28800 | 2.27
205966324 | 10/28/22 | Live | Daikin North America, LLC | ONE HOUR AIR CONDITIONING AND HEATING | Singlezone Ducted, Centrally Ducted | 205966324 |  | HRCU-A-CB | GVZC200361A* |  | CA*F3642*6D*+MBVC1600**-1A*+TXV | 13.5 | 20 | 10 |  |  |  | FALSE | FALSE | FALSE | 34600 | 18000 | 2.42 | 28800 | 2.27
205966332 | 10/28/22 | Live | Daikin North America, LLC | ONE HOUR AIR CONDITIONING AND HEATING | Singlezone Ducted, Centrally Ducted | 205966332 |  | HRCU-A-CB | GVZC200361A* |  | CA*F3743*6D*+MBVC1200**-1A*+TXV | 13.5 | 20 | 10 |  |  |  | FALSE | FALSE | FALSE | 35200 | 18200 | 2.42 | 28800 | 2.27
205966342 | 10/28/22 | Live | Daikin North America, LLC | ONE HOUR AIR CONDITIONING AND HEATING | Singlezone Ducted, Centrally Ducted | 205966342 |  | HRCU-A-CB | GVZC200361A* |  | CHPF3642C6C*+MBVC1600**-1A*+TXV | 13.5 | 20 | 10 |  |  |  | FALSE | FALSE | FALSE | 35000 | 18000 | 2.42 | 28800 | 2.27
205966341 | 10/28/22 | Live | Daikin North America, LLC | ONE HOUR AIR CONDITIONING AND HEATING | Singlezone Ducted, Centrally Ducted | 205966341 |  | HRCU-A-CB | GVZC200361A* |  | CHPF3642C6C*+MBVC1200**-1A*+TXV | 13 | 20 | 10 |  |  |  | FALSE | FALSE | FALSE | 34800 | 18000 | 2.4 | 28800 | 2.27
205966351 | 10/28/22 | Live | Daikin North America, LLC | ONE HOUR AIR CONDITIONING AND HEATING | Singlezone Ducted, Centrally Ducted | 205966351 |  | HRCU-A-CB | GVZC200361A* |  | CHPF3743C6B*+MBVC1200**-1A*+TXV | 13.5 | 20 | 10 |  |  |  | FALSE | FALSE | FALSE | 35000 | 18200 | 2.42 | 28800 | 2.27
205966352 | 10/28/22 | Live | Daikin North America, LLC | ONE HOUR AIR CONDITIONING AND HEATING | Singlezone Ducted, Centrally Ducted | 205966352 |  | HRCU-A-CB | GVZC200361A* |  | CHPF3743C6B*+MBVC1600**-1A*+TXV | 13.5 | 20 | 10 |  |  |  | FALSE | FALSE | FALSE | 35200 | 18200 | 2.44 | 28800 | 2.27
205966380 | 10/28/22 | Live | Daikin North America, LLC | ONE HOUR AIR CONDITIONING AND HEATING | Singlezone Ducted, Centrally Ducted | 205966380 |  | HRCU-A-CB | GVZC200361A* |  | CSCF3642N6D*+MBVC1201**-1A*+TXV | 13.5 | 20 | 10 |  |  |  | FALSE | FALSE | FALSE | 34800 | 18200 | 2.42 | 28800 | 2.27
205966362 | 10/28/22 | Live | Daikin North America, LLC | ONE HOUR AIR CONDITIONING AND HEATING | Singlezone Ducted, Centrally Ducted | 205966362 |  | HRCU-A-CB | GVZC200361A* |  | CSCF3642N6D*+MBVC1200**-1A*+TXV | 13.5 | 20 | 10 |  |  |  | FALSE | FALSE | FALSE | 34800 | 18200 | 2.42 | 28800 | 2.27
205966363 | 10/28/22 | Live | Daikin North America, LLC | ONE HOUR AIR CONDITIONING AND HEATING | Singlezone Ducted, Centrally Ducted | 205966363 |  | HRCU-A-CB | GVZC200361A* |  | CSCF3642N6D*+MBVC1600**-1A*+TXV | 13.5 | 20 | 10 |  |  |  | FALSE | FALSE | FALSE | 35000 | 18200 | 2.44 | 28800 | 2.27
205966368 | 10/28/22 | Live | Daikin North America, LLC | ONE HOUR AIR CONDITIONING AND HEATING | Singlezone Ducted, Centrally Ducted | 205966368 |  | HRCU-A-CB | GVZC200361A* |  | AVPEC37C14A* | 13 | 19.5 | 9.8 |  |  |  | FALSE | FALSE | FALSE | 35200 | 18900 | 2.24 | 28800 | 2.27
205966378 | 10/28/22 | Live | Daikin North America, LLC | ONE HOUR AIR CONDITIONING AND HEATING | Singlezone Ducted, Centrally Ducted | 205966378 |  | HRCU-A-CB | GVZC200361A* |  | CHPF3743C6B*+MBVC1201**-1A*+TXV | 13.5 | 20 | 10 |  |  |  | FALSE | FALSE | FALSE | 35000 | 18200 | 2.42 | 28800 | 2.27
205966369 | 10/28/22 | Live | Daikin North America, LLC | ONE HOUR AIR CONDITIONING AND HEATING | Singlezone Ducted, Centrally Ducted | 205966369 |  | HRCU-A-CB | GVZC200361A* |  | AVPEC59D14A* | 14 | 20 | 10 |  |  |  | FALSE | FALSE | FALSE | 35800 | 18900 | 2.34 | 28800 | 2.27
205966370 | 10/28/22 | Live | Daikin North America, LLC | ONE HOUR AIR CONDITIONING AND HEATING | Singlezone Ducted, Centrally Ducted | 205966370 |  | HRCU-A-CB | GVZC200361A* |  | CA*F3137*6A*+MBVC1201**-1A*+TXV | 13.5 | 20 | 10 |  |  |  | FALSE | FALSE | FALSE | 34800 | 18000 | 2.42 | 28800 | 2.27
205966372 | 10/28/22 | Live | Daikin North America, LLC | ONE HOUR AIR CONDITIONING AND HEATING | Singlezone Ducted, Centrally Ducted | 205966372 |  | HRCU-A-CB | GVZC200361A* |  | CA*F3642*6D*+MBVC1201**-1A*+TXV | 13 | 20 | 10 |  |  |  | FALSE | FALSE | FALSE | 34600 | 18000 | 2.4 | 28800 | 2.27
205966371 | 10/28/22 | Live | Daikin North America, LLC | ONE HOUR AIR CONDITIONING AND HEATING | Singlezone Ducted, Centrally Ducted | 205966371 |  | HRCU-A-CB | GVZC200361A* |  | CA*F3137*6A*+MBVC1601**-1A*+TXV | 13.5 | 20 | 10 |  |  |  | FALSE | FALSE | FALSE | 34800 | 18200 | 2.44 | 28800 | 2.27
205966373 | 10/28/22 | Live | Daikin North America, LLC | ONE HOUR AIR CONDITIONING AND HEATING | Singlezone Ducted, Centrally Ducted | 205966373 |  | HRCU-A-CB | GVZC200361A* |  | CA*F3642*6D*+MBVC1601**-1A*+TXV | 13.5 | 20 | 10 |  |  |  | FALSE | FALSE | FALSE | 34600 | 18000 | 2.42 | 28800 | 2.27
205966375 | 10/28/22 | Live | Daikin North America, LLC | ONE HOUR AIR CONDITIONING AND HEATING | Singlezone Ducted, Centrally Ducted | 205966375 |  | HRCU-A-CB | GVZC200361A* |  | CA*F3743*6D*+MBVC1601**-1A*+TXV | 14 | 21 | 10 |  |  |  | FALSE | FALSE | FALSE | 35400 | 18200 | 2.46 | 28800 | 2.27
205966374 | 10/28/22 | Live | Daikin North America, LLC | ONE HOUR AIR CONDITIONING AND HEATING | Singlezone Ducted, Centrally Ducted | 205966374 |  | HRCU-A-CB | GVZC200361A* |  | CA*F3743*6D*+MBVC1201**-1A*+TXV | 13.5 | 20 | 10 |  |  |  | FALSE | FALSE | FALSE | 35200 | 18200 | 2.42 | 28800 | 2.27
205966376 | 10/28/22 | Live | Daikin North America, LLC | ONE HOUR AIR CONDITIONING AND HEATING | Singlezone Ducted, Centrally Ducted | 205966376 |  | HRCU-A-CB | GVZC200361A* |  | CHPF3642C6C*+MBVC1201**-1A*+TXV | 13 | 20 | 10 |  |  |  | FALSE | FALSE | FALSE | 34800 | 18000 | 2.4 | 28800 | 2.27
205966379 | 10/28/22 | Live | Daikin North America, LLC | ONE HOUR AIR CONDITIONING AND HEATING | Singlezone Ducted, Centrally Ducted | 205966379 |  | HRCU-A-CB | GVZC200361A* |  | CHPF3743C6B*+MBVC1601**-1A*+TXV | 13.5 | 20 | 10 |  |  |  | FALSE | FALSE | FALSE | 35200 | 18200 | 2.44 | 28800 | 2.27
205966377 | 10/28/22 | Live | Daikin North America, LLC | ONE HOUR AIR CONDITIONING AND HEATING | Singlezone Ducted, Centrally Ducted | 205966377 |  | HRCU-A-CB | GVZC200361A* |  | CHPF3642C6C*+MBVC1601**-1A*+TXV | 13.5 | 20 | 10 |  |  |  | FALSE | FALSE | FALSE | 35000 | 18000 | 2.42 | 28800 | 2.27
205966381 | 10/28/22 | Live | Daikin North America, LLC | ONE HOUR AIR CONDITIONING AND HEATING | Singlezone Ducted, Centrally Ducted | 205966381 |  | HRCU-A-CB | GVZC200361A* |  | CSCF3642N6D*+MBVC1601**-1A*+TXV | 13.5 | 20 | 10 |  |  |  | FALSE | FALSE | FALSE | 35000 | 18200 | 2.44 | 28800 | 2.27
208206698 | 07/11/22 | Live | Johnson Controls Inc. (York International Norman) | YORK | Singlezone Ducted, Centrally Ducted | 208206698 |  | HRCU-A-CB | HMH72B241 | Ducted Indoor Units | XAHB36DXXN1+MVC12BN21+TXV | 10 | 17 | 9.3 |  |  |  | FALSE | FALSE | FALSE | 21800 | 14100 | 2.42 | 14100 | 2.42
205966385 | 10/28/22 | Live | Daikin North America, LLC | ONE HOUR AIR CONDITIONING AND HEATING | Singlezone Ducted, Centrally Ducted | 205966385 |  | HRCU-A-CB | GVZC200481A* |  | CA*F4860*6D*+MBVC1600**-1A*+TXV | 12 | 19.5 | 10 |  |  |  | FALSE | FALSE | FALSE | 44500 | 26600 | 2.76 | 34000 | 2.4
205966386 | 10/28/22 | Live | Daikin North America, LLC | ONE HOUR AIR CONDITIONING AND HEATING | Singlezone Ducted, Centrally Ducted | 205966386 |  | HRCU-A-CB | GVZC200481A* |  | CA*F4860*6D*+MBVC2000**-1A*+TXV | 12.5 | 20 | 10 |  |  |  | FALSE | FALSE | FALSE | 45000 | 26600 | 2.8 | 34000 | 2.4
208400359 | 07/11/22 | Live | Johnson Controls Inc. (York International Norman) | COLEMAN | Singlezone Ducted, Centrally Ducted | 208400359 |  | HRCU-A-CB | HMH72B241 | Ducted Indoor Units | XAHB36DXXN1+MVC12BN21+TXV | 10 | 17 | 9.3 |  |  |  | FALSE | FALSE | FALSE | 21800 | 14100 | 2.42 | 14100 | 2.42
208400362 | 07/11/22 | Live | Johnson Controls Inc. (York International Norman) | LUXAIRE | Singlezone Ducted, Centrally Ducted | 208400362 |  | HRCU-A-CB | HMH72B241 | Ducted Indoor Units | XAHB36DXXN1+MVC12BN21+TXV | 10 | 17 | 9.3 |  |  |  | FALSE | FALSE | FALSE | 21800 | 14100 | 2.42 | 14100 | 2.42
208400365 | 07/11/22 | Live | Johnson Controls Inc. (York International Norman) | FRASER-JOHNSTON | Singlezone Ducted, Centrally Ducted | 208400365 |  | HRCU-A-CB | HMH72B241 | Ducted Indoor Units | XAHB36DXXN1+MVC12BN21+TXV | 10 | 17 | 9.3 |  |  |  | FALSE | FALSE | FALSE | 21800 | 14100 | 2.42 | 14100 | 2.42
208400368 | 07/11/22 | Live | Johnson Controls Inc. (York International Norman) | CHAMPION HEATING AND COOLING | Singlezone Ducted, Centrally Ducted | 208400368 |  | HRCU-A-CB | HMH72B241 | Ducted Indoor Units | XAHB36DXXN1+MVC12BN21+TXV | 10 | 17 | 9.3 |  |  |  | FALSE | FALSE | FALSE | 21800 | 14100 | 2.42 | 14100 | 2.42
205966402 | 10/28/22 | Live | Daikin North America, LLC | ONE HOUR AIR CONDITIONING AND HEATING | Singlezone Ducted, Centrally Ducted | 205966402 |  | HRCU-A-CB | GVZC200481A* |  | AVPEC59D14A* | 11.7 | 19 | 9.5 |  |  |  | FALSE | FALSE | FALSE | 44500 | 27000 | 2.4 | 34000 | 2.4
205966392 | 10/28/22 | Live | Daikin North America, LLC | ONE HOUR AIR CONDITIONING AND HEATING | Singlezone Ducted, Centrally Ducted | 205966392 |  | HRCU-A-CB | GVZC200481A* |  | CHPF4860D6D*+MBVC1600**-1A*+TXV | 12 | 19.5 | 10 |  |  |  | FALSE | FALSE | FALSE | 45000 | 26600 | 2.76 | 34000 | 2.4
205966407 | 10/28/22 | Live | Daikin North America, LLC | ONE HOUR AIR CONDITIONING AND HEATING | Singlezone Ducted, Centrally Ducted | 205966407 |  | HRCU-A-CB | GVZC200481A* |  | CSCF4860N6D*+MBVC1601**-1A*+TXV | 12 | 20 | 10 |  |  |  | FALSE | FALSE | FALSE | 45000 | 26600 | 2.8 | 34000 | 2.4
205966397 | 10/28/22 | Live | Daikin North America, LLC | ONE HOUR AIR CONDITIONING AND HEATING | Singlezone Ducted, Centrally Ducted | 205966397 |  | HRCU-A-CB | GVZC200481A* |  | CSCF4860N6D*+MBVC1600**-1A*+TXV | 12 | 20 | 10 |  |  |  | FALSE | FALSE | FALSE | 45000 | 26600 | 2.8 | 34000 | 2.4
205966398 | 10/28/22 | Live | Daikin North America, LLC | ONE HOUR AIR CONDITIONING AND HEATING | Singlezone Ducted, Centrally Ducted | 205966398 |  | HRCU-A-CB | GVZC200481A* |  | CSCF4860N6D*+MBVC2000**-1A*+TXV | 12.5 | 20 | 10 |  |  |  | FALSE | FALSE | FALSE | 45000 | 26600 | 2.85 | 34000 | 2.4
205966403 | 10/28/22 | Live | Daikin North America, LLC | ONE HOUR AIR CONDITIONING AND HEATING | Singlezone Ducted, Centrally Ducted | 205966403 |  | HRCU-A-CB | GVZC200481A* |  | CA*F4860*6D*+MBVC1601**-1A*+TXV | 12 | 19.5 | 10 |  |  |  | FALSE | FALSE | FALSE | 44500 | 26600 | 2.76 | 34000 | 2.4
205966404 | 10/28/22 | Live | Daikin North America, LLC | ONE HOUR AIR CONDITIONING AND HEATING | Singlezone Ducted, Centrally Ducted | 205966404 |  | HRCU-A-CB | GVZC200481A* |  | CA*F4860*6D*+MBVC2001**-1A*+TXV | 12.5 | 19.5 | 10 |  |  |  | FALSE | FALSE | FALSE | 45000 | 26600 | 2.8 | 34000 | 2.4
205966416 | 10/28/22 | Live | Daikin North America, LLC | ONE HOUR AIR CONDITIONING AND HEATING | Singlezone Ducted, Centrally Ducted | 205966416 |  | HRCU-A-CB | GVZC200481A* |  | CHPF4860D6D*+MBVC2000**-1A*+TXV | 12.5 | 20 | 10 |  |  |  | FALSE | FALSE | FALSE | 45000 | 26600 | 2.8 | 34000 | 2.4
205966405 | 10/28/22 | Live | Daikin North America, LLC | ONE HOUR AIR CONDITIONING AND HEATING | Singlezone Ducted, Centrally Ducted | 205966405 |  | HRCU-A-CB | GVZC200481A* |  | CHPF4860D6D*+MBVC1601**-1A*+TXV | 12 | 19.5 | 10 |  |  |  | FALSE | FALSE | FALSE | 45000 | 26600 | 2.76 | 34000 | 2.4
205966408 | 10/28/22 | Live | Daikin North America, LLC | ONE HOUR AIR CONDITIONING AND HEATING | Singlezone Ducted, Centrally Ducted | 205966408 |  | HRCU-A-CB | GVZC200481A* |  | CSCF4860N6D*+MBVC2001**-1A*+TXV | 12.5 | 20 | 10 |  |  |  | FALSE | FALSE | FALSE | 45000 | 26600 | 2.85 | 34000 | 2.4
205966406 | 10/28/22 | Live | Daikin North America, LLC | ONE HOUR AIR CONDITIONING AND HEATING | Singlezone Ducted, Centrally Ducted | 205966406 |  | HRCU-A-CB | GVZC200481A* |  | CHPF4860D6D*+MBVC2001**-1A*+TXV | 12.5 | 20 | 10 |  |  |  | FALSE | FALSE | FALSE | 45000 | 26600 | 2.8 | 34000 | 2.4
205966412 | 10/28/22 | Live | Daikin North America, LLC | ONE HOUR AIR CONDITIONING AND HEATING | Singlezone Ducted, Centrally Ducted | 205966412 |  | HRCU-A-CB | GVZC200481A* |  | CA*F4961*6D*+MBVC1600**-1A*+TXV | 12.5 | 20 | 10 |  |  |  | FALSE | FALSE | FALSE | 46500 | 26800 | 2.81 | 34000 | 2.4
205966417 | 10/28/22 | Live | Daikin North America, LLC | ONE HOUR AIR CONDITIONING AND HEATING | Singlezone Ducted, Centrally Ducted | 205966417 |  | HRCU-A-CB | GVZC200481A* |  | CA*F4961*6D*+MBVC1601**-1A*+TXV | 12.5 | 20 | 10 |  |  |  | FALSE | FALSE | FALSE | 46500 | 26800 | 2.81 | 34000 | 2.4
205966418 | 10/28/22 | Live | Daikin North America, LLC | ONE HOUR AIR CONDITIONING AND HEATING | Singlezone Ducted, Centrally Ducted | 205966418 |  | HRCU-A-CB | GVZC200481A* |  | CA*F4961*6D*+MBVC2001**-1A*+TXV | 13 | 20 | 10 |  |  |  | FALSE | FALSE | FALSE | 46500 | 26600 | 2.85 | 34000 | 2.4
9116985 | 10/28/22 | Live | Daikin North America, LLC | DAIKIN | Singlezone Ducted, Centrally Ducted | 9116985 |  | HRCU-A-CB | DZ20VC0241B* |  | DV25PECB14A* | 13 | 21 | 10 |  |  |  | FALSE | FALSE | FALSE | 23000 | 13600 | 2.61 | 15200 | 2.45
9116987 | 10/28/22 | Live | Daikin North America, LLC | DAIKIN | Singlezone Ducted, Centrally Ducted | 9116987 |  | HRCU-A-CB | DZ20VC0241B* |  | CA*F3636*6D*+MBVC1200**-1A*+TXV | 13 | 20 | 10 |  |  |  | FALSE | FALSE | FALSE | 23200 | 13000 | 2.57 | 15200 | 2.45
9116989 | 10/28/22 | Live | Daikin North America, LLC | DAIKIN | Singlezone Ducted, Centrally Ducted | 9116989 |  | HRCU-A-CB | DZ20VC0241B* |  | CA*F3743*6D*+MBVC1200**-1A*+TXV | 13 | 21 | 10 |  |  |  | FALSE | FALSE | FALSE | 23800 | 13000 | 2.63 | 15200 | 2.45
9116986 | 10/28/22 | Live | Daikin North America, LLC | DAIKIN | Singlezone Ducted, Centrally Ducted | 9116986 |  | HRCU-A-CB | DZ20VC0241B* |  | CA*F3137*6A*+MBVC1200**-1A*+TXV | 13 | 21 | 10 |  |  |  | FALSE | FALSE | FALSE | 23800 | 13000 | 2.61 | 15200 | 2.45
9116990 | 10/28/22 | Live | Daikin North America, LLC | DAIKIN | Singlezone Ducted, Centrally Ducted | 9116990 |  | HRCU-A-CB | DZ20VC0241B* |  | CHPF3636B6C*+MBVC1200**-1A*+TXV | 13 | 21 | 10 |  |  |  | FALSE | FALSE | FALSE | 23400 | 13000 | 2.61 | 15200 | 2.45
9116991 | 10/28/22 | Live | Daikin North America, LLC | DAIKIN | Singlezone Ducted, Centrally Ducted | 9116991 |  | HRCU-A-CB | DZ20VC0241B* |  | CSCF3642N6D*+MBVC1200**-1A*+TXV | 13 | 21 | 10 |  |  |  | FALSE | FALSE | FALSE | 23600 | 13000 | 2.63 | 15200 | 2.45
10153716 | 10/28/22 | Live | Trane U.S. Inc. | TRANE | Singlezone Ducted, Centrally Ducted | 10153716 |  | HRCU-A-CB | 4TWV8036A1 |  | TEM8A0C42V41+TDR | 12.5 | 18 | 10 |  |  |  | FALSE | FALSE | FALSE | 35400 | 25600 | 3.23 | 25800 | 2.33
208500436 | 07/11/22 | Live | Johnson Controls Inc. (York International Norman) | YORK | Singlezone Ducted, Centrally Ducted | 208500436 |  | HRCU-A-CB | HMH72B241 | Ducted Indoor Units | JHVTC36DXXC2N1+TXV | 10.5 | 18 | 9.5 |  |  |  | FALSE | FALSE | FALSE | 22400 | 14100 | 2.47 | 14100 | 2.47
208503271 | 07/11/22 | Live | Johnson Controls Inc. (York International Norman) | COLEMAN | Singlezone Ducted, Centrally Ducted | 208503271 |  | HRCU-A-CB | HMH72B241 | Ducted Indoor Units | JHVTC36DXXC2N1+TXV | 10.5 | 18 | 9.5 |  |  |  | FALSE | FALSE | FALSE | 22400 | 14100 | 2.47 | 14100 | 2.47
208503281 | 07/11/22 | Live | Johnson Controls Inc. (York International Norman) | LUXAIRE | Singlezone Ducted, Centrally Ducted | 208503281 |  | HRCU-A-CB | HMH72B241 | Ducted Indoor Units | JHVTC36DXXC2N1+TXV | 10.5 | 18 | 9.5 |  |  |  | FALSE | FALSE | FALSE | 22400 | 14100 | 2.47 | 14100 | 2.47
208503286 | 07/11/22 | Live | Johnson Controls Inc. (York International Norman) | FRASER-JOHNSTON | Singlezone Ducted, Centrally Ducted | 208503286 |  | HRCU-A-CB | HMH72B241 | Ducted Indoor Units | JHVTC36DXXC2N1+TXV | 10.5 | 18 | 9.5 |  |  |  | FALSE | FALSE | FALSE | 22400 | 14100 | 2.47 | 14100 | 2.47
208503290 | 07/11/22 | Live | Johnson Controls Inc. (York International Norman) | CHAMPION HEATING AND COOLING | Singlezone Ducted, Centrally Ducted | 208503290 |  | HRCU-A-CB | HMH72B241 | Ducted Indoor Units | JHVTC36DXXC2N1+TXV | 10.5 | 18 | 9.5 |  |  |  | FALSE | FALSE | FALSE | 22400 | 14100 | 2.47 | 14100 | 2.47
208613190 | 07/11/22 | Live | Johnson Controls Inc. (York International Norman) | YORK | Singlezone Ducted, Centrally Ducted | 208613190 |  | HRCU-A-CB | HMH72B241 | Ducted Indoor Units | JHVTC36DBAC2N1 | 10.5 | 18 | 9.5 |  |  |  | FALSE | FALSE | FALSE | 22400 | 14100 | 2.47 | 14100 | 2.47
208614009 | 07/11/22 | Live | Johnson Controls Inc. (York International Norman) | COLEMAN | Singlezone Ducted, Centrally Ducted | 208614009 |  | HRCU-A-CB | HMH72B241 | Ducted Indoor Units | JHVTC36DBAC2N1 | 10.5 | 18 | 9.5 |  |  |  | FALSE | FALSE | FALSE | 22400 | 14100 | 2.47 | 14100 | 2.47
208614022 | 07/11/22 | Live | Johnson Controls Inc. (York International Norman) | LUXAIRE | Singlezone Ducted, Centrally Ducted | 208614022 |  | HRCU-A-CB | HMH72B241 | Ducted Indoor Units | JHVTC36DBAC2N1 | 10.5 | 18 | 9.5 |  |  |  | FALSE | FALSE | FALSE | 22400 | 14100 | 2.47 | 14100 | 2.47
208614025 | 07/11/22 | Live | Johnson Controls Inc. (York International Norman) | FRASER-JOHNSTON | Singlezone Ducted, Centrally Ducted | 208614025 |  | HRCU-A-CB | HMH72B241 | Ducted Indoor Units | JHVTC36DBAC2N1 | 10.5 | 18 | 9.5 |  |  |  | FALSE | FALSE | FALSE | 22400 | 14100 | 2.47 | 14100 | 2.47
9117041 | 10/28/22 | Live | Daikin North America, LLC | DAIKIN | Singlezone Ducted, Centrally Ducted | 9117041 |  | HRCU-A-CB | DZ20VC0361B* |  | DV59PECD14A* | 14 | 20 | 10 |  |  |  | FALSE | FALSE | FALSE | 35800 | 18900 | 2.34 | 28800 | 2.27
208614038 | 07/11/22 | Live | Johnson Controls Inc. (York International Norman) | CHAMPION HEATING AND COOLING | Singlezone Ducted, Centrally Ducted | 208614038 |  | HRCU-A-CB | HMH72B241 | Ducted Indoor Units | JHVTC36DBAC2N1 | 10.5 | 18 | 9.5 |  |  |  | FALSE | FALSE | FALSE | 22400 | 14100 | 2.47 | 14100 | 2.47
208500561 | 07/11/22 | Live | Johnson Controls Inc. (York International Norman) | YORK | Singlezone Ducted, Centrally Ducted | 208500561 |  | HRCU-A-CB | HMH72B241 | Ducted Indoor Units | JHVTB36DXXC2N1+TXV | 10.25 | 18 | 9.5 |  |  |  | FALSE | FALSE | FALSE | 22200 | 14000 | 2.44 | 14000 | 2.44
208504346 | 07/11/22 | Live | Johnson Controls Inc. (York International Norman) | COLEMAN | Singlezone Ducted, Centrally Ducted | 208504346 |  | HRCU-A-CB | HMH72B241 | Ducted Indoor Units | JHVTB36DXXC2N1+TXV | 10.25 | 18 | 9.5 |  |  |  | FALSE | FALSE | FALSE | 22200 | 14000 | 2.44 | 14000 | 2.44
208504348 | 07/11/22 | Live | Johnson Controls Inc. (York International Norman) | LUXAIRE | Singlezone Ducted, Centrally Ducted | 208504348 |  | HRCU-A-CB | HMH72B241 | Ducted Indoor Units | JHVTB36DXXC2N1+TXV | 10.25 | 18 | 9.5 |  |  |  | FALSE | FALSE | FALSE | 22200 | 14000 | 2.44 | 14000 | 2.44
208504350 | 07/11/22 | Live | Johnson Controls Inc. (York International Norman) | FRASER-JOHNSTON | Singlezone Ducted, Centrally Ducted | 208504350 |  | HRCU-A-CB | HMH72B241 | Ducted Indoor Units | JHVTB36DXXC2N1+TXV | 10.25 | 18 | 9.5 |  |  |  | FALSE | FALSE | FALSE | 22200 | 14000 | 2.44 | 14000 | 2.44
208504353 | 07/11/22 | Live | Johnson Controls Inc. (York International Norman) | CHAMPION HEATING AND COOLING | Singlezone Ducted, Centrally Ducted | 208504353 |  | HRCU-A-CB | HMH72B241 | Ducted Indoor Units | JHVTB36DXXC2N1+TXV | 10.25 | 18 | 9.5 |  |  |  | FALSE | FALSE | FALSE | 22200 | 14000 | 2.44 | 14000 | 2.44
208613214 | 07/11/22 | Live | Johnson Controls Inc. (York International Norman) | YORK | Singlezone Ducted, Centrally Ducted | 208613214 |  | HRCU-A-CB | HMH72B241 | Ducted Indoor Units | JHVTB36DBAC2N1 | 10.25 | 18 | 9.5 |  |  |  | FALSE | FALSE | FALSE | 22200 | 14000 | 2.44 | 14000 | 2.44
208614010 | 07/11/22 | Live | Johnson Controls Inc. (York International Norman) | COLEMAN | Singlezone Ducted, Centrally Ducted | 208614010 |  | HRCU-A-CB | HMH72B241 | Ducted Indoor Units | JHVTB36DBAC2N1 | 10.25 | 18 | 9.5 |  |  |  | FALSE | FALSE | FALSE | 22200 | 14000 | 2.44 | 14000 | 2.44
208614021 | 07/11/22 | Live | Johnson Controls Inc. (York International Norman) | LUXAIRE | Singlezone Ducted, Centrally Ducted | 208614021 |  | HRCU-A-CB | HMH72B241 | Ducted Indoor Units | JHVTB36DBAC2N1 | 10.25 | 18 | 9.5 |  |  |  | FALSE | FALSE | FALSE | 22200 | 14000 | 2.44 | 14000 | 2.44
9117040 | 10/28/22 | Live | Daikin North America, LLC | DAIKIN | Singlezone Ducted, Centrally Ducted | 9117040 |  | HRCU-A-CB | DZ20VC0361B* |  | DV37PECC14A* | 13 | 19.5 | 9.8 |  |  |  | FALSE | FALSE | FALSE | 35200 | 18900 | 2.24 | 28800 | 2.27
208614026 | 07/11/22 | Live | Johnson Controls Inc. (York International Norman) | FRASER-JOHNSTON | Singlezone Ducted, Centrally Ducted | 208614026 |  | HRCU-A-CB | HMH72B241 | Ducted Indoor Units | JHVTB36DBAC2N1 | 10.25 | 18 | 9.5 |  |  |  | FALSE | FALSE | FALSE | 22200 | 14000 | 2.44 | 14000 | 2.44
9117044 | 10/28/22 | Live | Daikin North America, LLC | DAIKIN | Singlezone Ducted, Centrally Ducted | 9117044 |  | HRCU-A-CB | DZ20VC0361B* |  | CA*F3743*6D*+MBVC1200**-1A*+TXV | 13.5 | 20 | 10 |  |  |  | FALSE | FALSE | FALSE | 35800 | 18200 | 2.42 | 28800 | 2.27
9117045 | 10/28/22 | Live | Daikin North America, LLC | DAIKIN | Singlezone Ducted, Centrally Ducted | 9117045 |  | HRCU-A-CB | DZ20VC0361B* |  | CHPF3642C6C*+MBVC1200**-1A*+TXV | 13 | 20 | 10 |  |  |  | FALSE | FALSE | FALSE | 35400 | 18000 | 2.4 | 28800 | 2.27
208614037 | 07/11/22 | Live | Johnson Controls Inc. (York International Norman) | CHAMPION HEATING AND COOLING | Singlezone Ducted, Centrally Ducted | 208614037 |  | HRCU-A-CB | HMH72B241 | Ducted Indoor Units | JHVTB36DBAC2N1 | 10.25 | 18 | 9.5 |  |  |  | FALSE | FALSE | FALSE | 22200 | 14000 | 2.44 | 14000 | 2.44
9117042 | 10/28/22 | Live | Daikin North America, LLC | DAIKIN | Singlezone Ducted, Centrally Ducted | 9117042 |  | HRCU-A-CB | DZ20VC0361B* |  | CA*F3137*6A*+MBVC1200**-1A*+TXV | 13.5 | 20 | 10 |  |  |  | FALSE | FALSE | FALSE | 35400 | 18200 | 2.42 | 28800 | 2.27
9117047 | 10/28/22 | Live | Daikin North America, LLC | DAIKIN | Singlezone Ducted, Centrally Ducted | 9117047 |  | HRCU-A-CB | DZ20VC0361B* |  | CSCF3642N6D*+MBVC1200**-1A*+TXV | 13.5 | 20 | 10 |  |  |  | FALSE | FALSE | FALSE | 35400 | 18200 | 2.42 | 28800 | 2.27
9117043 | 10/28/22 | Live | Daikin North America, LLC | DAIKIN | Singlezone Ducted, Centrally Ducted | 9117043 |  | HRCU-A-CB | DZ20VC0361B* |  | CA*F3642*6D*+MBVC1200**-1A*+TXV | 13 | 20 | 10 |  |  |  | FALSE | FALSE | FALSE | 35200 | 18000 | 2.4 | 28800 | 2.27
9117046 | 10/28/22 | Live | Daikin North America, LLC | DAIKIN | Singlezone Ducted, Centrally Ducted | 9117046 |  | HRCU-A-CB | DZ20VC0361B* |  | CHPF3743C6B*+MBVC1200**-1A*+TXV | 13.5 | 20 | 10 |  |  |  | FALSE | FALSE | FALSE | 35600 | 18200 | 2.42 | 28800 | 2.27
9117048 | 10/28/22 | Live | Daikin North America, LLC | DAIKIN | Singlezone Ducted, Centrally Ducted | 9117048 |  | HRCU-A-CB | DZ20VC0361B* |  | CA*F3137*6A*+MBVC1600**-1A*+TXV | 13.5 | 20 | 10 |  |  |  | FALSE | FALSE | FALSE | 35400 | 18200 | 2.44 | 28800 | 2.27
9117051 | 10/28/22 | Live | Daikin North America, LLC | DAIKIN | Singlezone Ducted, Centrally Ducted | 9117051 |  | HRCU-A-CB | DZ20VC0361B* |  | CHPF3642C6C*+MBVC1600**-1A*+TXV | 13.5 | 20 | 10 |  |  |  | FALSE | FALSE | FALSE | 35600 | 18000 | 2.42 | 28800 | 2.27
9117049 | 10/28/22 | Live | Daikin North America, LLC | DAIKIN | Singlezone Ducted, Centrally Ducted | 9117049 |  | HRCU-A-CB | DZ20VC0361B* |  | CA*F3642*6D*+MBVC1600**-1A*+TXV | 13.5 | 20 | 10 |  |  |  | FALSE | FALSE | FALSE | 35200 | 18000 | 2.42 | 28800 | 2.27
9117052 | 10/28/22 | Live | Daikin North America, LLC | DAIKIN | Singlezone Ducted, Centrally Ducted | 9117052 |  | HRCU-A-CB | DZ20VC0361B* |  | CHPF3743C6B*+MBVC1600**-1A*+TXV | 13.5 | 20 | 10 |  |  |  | FALSE | FALSE | FALSE | 35800 | 18200 | 2.44 | 28800 | 2.27
9117053 | 10/28/22 | Live | Daikin North America, LLC | DAIKIN | Singlezone Ducted, Centrally Ducted | 9117053 |  | HRCU-A-CB | DZ20VC0361B* |  | CSCF3642N6D*+MBVC1600**-1A*+TXV | 13.5 | 20 | 10 |  |  |  | FALSE | FALSE | FALSE | 35600 | 18200 | 2.44 | 28800 | 2.27
9117133 | 10/28/22 | Live | Daikin North America, LLC | DAIKIN | Singlezone Ducted, Centrally Ducted | 9117133 |  | HRCU-A-CB | DZ20VC0481B* |  | CA*F4961*6D*+MBVC1600**-1A*+TXV | 12.5 | 20 | 10 |  |  |  | FALSE | FALSE | FALSE | 46500 | 28000 | 2.8 | 34000 | 2.4
9117132 | 10/28/22 | Live | Daikin North America, LLC | DAIKIN | Singlezone Ducted, Centrally Ducted | 9117132 |  | HRCU-A-CB | DZ20VC0481B* |  | CA*F4860*6D*+MBVC1600**-1A*+TXV | 12 | 19.5 | 10 |  |  |  | FALSE | FALSE | FALSE | 44500 | 27400 | 2.76 | 34000 | 2.4
9117134 | 10/28/22 | Live | Daikin North America, LLC | DAIKIN | Singlezone Ducted, Centrally Ducted | 9117134 |  | HRCU-A-CB | DZ20VC0481B* |  | CHPF4860D6D*+MBVC1600**-1A*+TXV | 12 | 19.5 | 10 |  |  |  | FALSE | FALSE | FALSE | 45000 | 28000 | 2.76 | 34000 | 2.4
9117136 | 10/28/22 | Live | Daikin North America, LLC | DAIKIN | Singlezone Ducted, Centrally Ducted | 9117136 |  | HRCU-A-CB | DZ20VC0481B* |  | CA*F4860*6D*+MBVC2000**-1A*+TXV | 12.5 | 20 | 10 |  |  |  | FALSE | FALSE | FALSE | 45000 | 27400 | 2.8 | 34000 | 2.4
9117135 | 10/28/22 | Live | Daikin North America, LLC | DAIKIN | Singlezone Ducted, Centrally Ducted | 9117135 |  | HRCU-A-CB | DZ20VC0481B* |  | CSCF4860N6D*+MBVC1600**-1A*+TXV | 12 | 20 | 10 |  |  |  | FALSE | FALSE | FALSE | 45500 | 27400 | 2.8 | 34000 | 2.4
9117138 | 10/28/22 | Live | Daikin North America, LLC | DAIKIN | Singlezone Ducted, Centrally Ducted | 9117138 |  | HRCU-A-CB | DZ20VC0481B* |  | CHPF4860D6D*+MBVC2000**-1A*+TXV | 12.5 | 20 | 10 |  |  |  | FALSE | FALSE | FALSE | 45000 | 28000 | 2.8 | 34000 | 2.4
202327351 | 10/28/22 | Live | Daikin North America, LLC | DAIKIN | Singlezone Ducted, Centrally Ducted | 202327351 |  | HRCU-A-CB | DZ20VC0481B* |  | DV59PECD14A* | 11.7 | 19 | 9.5 |  |  |  | FALSE | FALSE | FALSE | 44500 | 27000 | 2.4 | 34000 | 2.4
205976137 | 10/28/22 | Live | Daikin North America, LLC | DAIKIN | Singlezone Ducted, Centrally Ducted | 205976137 |  | HRCU-A-CB | DZ20VC0601C* |  | CA*F4961*6D*+MBVC2000**-1A*+TXV | 11.5 | 20 | 10 |  |  |  | FALSE | FALSE | FALSE | 52500 | 32000 | 2.7 | 37300 | 2.44
205976207 | 10/28/22 | Live | Daikin North America, LLC | DAIKIN | Singlezone Ducted, Centrally Ducted | 205976207 |  | HRCU-A-CB | DZ20VC0601C* |  | CHPF4860D6D*+MBVC2000**-1A*+TXV | 11.5 | 19.5 | 10 |  |  |  | FALSE | FALSE | FALSE | 51500 | 32000 | 2.7 | 37300 | 2.44
207430571 | 07/11/22 | Live | Johnson Controls Inc. (York International Norman) | YORK | Singlezone Ducted, Centrally Ducted | 207430571 |  | HRCU-A-CB | HMH72B241 | Ducted Indoor Units | XAFC36DXXN1+ME12CN21+TXV | 10.25 | 17.5 | 9.5 |  |  |  | FALSE | FALSE | FALSE | 22200 | 14200 | 2.46 | 14200 | 2.46
207434643 | 07/11/22 | Live | Johnson Controls Inc. (York International Norman) | COLEMAN | Singlezone Ducted, Centrally Ducted | 207434643 |  | HRCU-A-CB | HMH72B241 | Ducted Indoor Units | XAFC36DXXN1+ME12CN21+TXV | 10.25 | 17.5 | 9.5 |  |  |  | FALSE | FALSE | FALSE | 22200 | 14200 | 2.46 | 14200 | 2.46
207434650 | 07/11/22 | Live | Johnson Controls Inc. (York International Norman) | LUXAIRE | Singlezone Ducted, Centrally Ducted | 207434650 |  | HRCU-A-CB | HMH72B241 | Ducted Indoor Units | XAFC36DXXN1+ME12CN21+TXV | 10.25 | 17.5 | 9.5 |  |  |  | FALSE | FALSE | FALSE | 22200 | 14200 | 2.46 | 14200 | 2.46
207434655 | 07/11/22 | Live | Johnson Controls Inc. (York International Norman) | FRASER-JOHNSTON | Singlezone Ducted, Centrally Ducted | 207434655 |  | HRCU-A-CB | HMH72B241 | Ducted Indoor Units | XAFC36DXXN1+ME12CN21+TXV | 10.25 | 17.5 | 9.5 |  |  |  | FALSE | FALSE | FALSE | 22200 | 14200 | 2.46 | 14200 | 2.46
207434662 | 07/11/22 | Live | Johnson Controls Inc. (York International Norman) | CHAMPION HEATING AND COOLING | Singlezone Ducted, Centrally Ducted | 207434662 |  | HRCU-A-CB | HMH72B241 | Ducted Indoor Units | XAFC36DXXN1+ME12CN21+TXV | 10.25 | 17.5 | 9.5 |  |  |  | FALSE | FALSE | FALSE | 22200 | 14200 | 2.46 | 14200 | 2.46
205976218 | 10/28/22 | Live | Daikin North America, LLC | DAIKIN | Singlezone Ducted, Centrally Ducted | 205976218 |  | HRCU-A-CB | DZ20VC0601C* |  | DV61PECD14A* | 11.5 | 20 | 10 |  |  |  | FALSE | FALSE | FALSE | 52500 | 32600 | 2.68 | 37300 | 2.44
10595346 | 10/28/22 | Live | Daikin North America, LLC | DAIKIN | Singlezone Ducted, Centrally Ducted | 10595346 |  | HRCU-A-CB | DZ20VC0241B* |  | CHPF3642C6C*+MBVC1200**-1A*+TXV | 13 | 21 | 10 |  |  |  | FALSE | FALSE | FALSE | 23400 | 13000 | 2.61 | 14990 | 2.57
10324715 | 10/28/22 | Live | Daikin North America, LLC | DAIKIN | Singlezone Ducted, Centrally Ducted | 10324715 |  | HRCU-A-CB | DZ20VC0601B |  | CA*F4961*6D*+MBVC2000**-1A*+TXV | 12.5 | 20 | 10 |  |  |  | FALSE | FALSE | FALSE | 52500 | 32000 | 2.7 | 34000 | 2.45
10324711 | 10/28/22 | Live | Daikin North America, LLC | DAIKIN | Singlezone Ducted, Centrally Ducted | 10324711 |  | HRCU-A-CB | DZ20VC0361B* |  | CA*F3743*6D*+MBVC1600**-1A*+TXV | 14 | 21 | 10 |  |  |  | FALSE | FALSE | FALSE | 35400 | 18200 | 2.55 | 28800 | 2.27
10324709 | 10/28/22 | Live | Daikin North America, LLC | DAIKIN | Singlezone Ducted, Centrally Ducted | 10324709 |  | HRCU-A-CB | DZ20VC0241B* |  | CA*F3642*6D*+MBVC1200**-1A*+TXV | 13 | 21 | 10 |  |  |  | FALSE | FALSE | FALSE | 23400 | 13000 | 2.56 | 15200 | 2.45
10324707 | 10/28/22 | Live | Daikin North America, LLC | AMANA | Singlezone Ducted, Centrally Ducted | 10324707 |  | HRCU-A-CB | AVZC200601A* |  | CA*F4961*6D*+MBVC2000**-1A*+TX | 12.5 | 20 | 10 |  |  |  | FALSE | FALSE | FALSE | 52500 | 34000 | 2.87 | 34000 | 2.45
10324704 | 10/28/22 | Live | Daikin North America, LLC | AMANA | Singlezone Ducted, Centrally Ducted | 10324704 |  | HRCU-A-CB | AVZC200241A* |  | CA*F3642*6D*+MBVC1200**-1A*+TX | 13 | 21 | 10 |  |  |  | FALSE | FALSE | FALSE | 23400 | 15200 | 2.99 | 15200 | 2.45
204875384 | 10/28/22 | Live | Daikin North America, LLC | DAIKIN | Singlezone Ducted, Centrally Ducted | 204875384 |  | HRCU-A-CB | DZ17VSA241A* |  | DV24FECB14A* | 11.3 | 18 | 10 |  |  |  | FALSE | FALSE | FALSE | 22800 | 14300 | 2.7 | 17300 | 2.88
204875639 | 10/28/22 | Live | Daikin North America, LLC | DAIKIN | Singlezone Ducted, Centrally Ducted | 204875639 |  | HRCU-A-CB | DZ17VSA181A* |  | CA*EA1818*4A*+MBVC1200**-1A* | 12.3 | 18 | 9.6 |  |  |  | FALSE | FALSE | FALSE | 17100 | 10500 | 2.8 | 16950 | 2.6
204875642 | 10/28/22 | Live | Daikin North America, LLC | DAIKIN | Singlezone Ducted, Centrally Ducted | 204875642 |  | HRCU-A-CB | DZ17VSA181A* |  | CA*EA1818*4A*+MBVC1600**-1A* | 12.3 | 18 | 10 |  |  |  | FALSE | FALSE | FALSE | 17100 | 10500 | 2.8 | 16950 | 2.6
204875381 | 10/28/22 | Live | Daikin North America, LLC | DAIKIN | Singlezone Ducted, Centrally Ducted | 204875381 |  | HRCU-A-CB | DZ17VSA181A* |  | DV24FECB14A* | 12.3 | 18 | 10 |  |  |  | FALSE | FALSE | FALSE | 17100 | 10500 | 2.8 | 17000 | 2.66
204875737 | 10/28/22 | Live | Daikin North America, LLC | DAIKIN | Singlezone Ducted, Centrally Ducted | 204875737 |  | HRCU-A-CB | DZ17VSA241A* |  | CA*EA1818*4A*+MBVC1600**-1A* | 11.3 | 18 | 10 |  |  |  | FALSE | FALSE | FALSE | 22800 | 14300 | 2.7 | 17000 | 2.8
204875734 | 10/28/22 | Live | Daikin North America, LLC | DAIKIN | Singlezone Ducted, Centrally Ducted | 204875734 |  | HRCU-A-CB | DZ17VSA241A* |  | CA*EA2422*4A*+MBVC1600**-1A* | 11.3 | 18 | 10 |  |  |  | FALSE | FALSE | FALSE | 22800 | 14300 | 2.7 | 17000 | 2.8
204875729 | 10/28/22 | Live | Daikin North America, LLC | DAIKIN | Singlezone Ducted, Centrally Ducted | 204875729 |  | HRCU-A-CB | DZ17VSA241A* |  | CA*EA2422*4A*+MBVC1200**-1A* | 11.3 | 18 | 10 |  |  |  | FALSE | FALSE | FALSE | 22800 | 14300 | 2.7 | 17000 | 2.8
204875732 | 10/28/22 | Live | Daikin North America, LLC | DAIKIN | Singlezone Ducted, Centrally Ducted | 204875732 |  | HRCU-A-CB | DZ17VSA241A* |  | CA*EA1818*4A*+MBVC1200**-1A* | 11.3 | 17 | 9.6 |  |  |  | FALSE | FALSE | FALSE | 22800 | 14300 | 2.7 | 17000 | 2.8
200059311 | 10/27/22 | Live | Midea Electric Trading | MDV | Singlezone Non-Ducted, Wall Placement | 200059311 |  | HRCU-A-CB-O | MOBA30-12HFN1-BP0W | Mini-Splits | MSAEB-12HRFN1-BQ0W | 10 | 19.8 | 10.6 |  |  |  | FALSE | FALSE | FALSE | 12000 | 7200 | 2.43 | 7339 | 2.42
200059317 | 10/27/22 | Live | Midea Electric Trading | MDV | Singlezone Non-Ducted, Wall Placement | 200059317 |  | HRCU-A-CB-O | MOB30-18HFN1-MP0W | Mini-Splits | MSAEC-18HRDN1-MP0W | 11.2 | 19 | 10.6 |  |  |  | FALSE | FALSE | FALSE | 18000 | 11400 | 2.63 | 12856 | 2.5
10028968 | 10/27/22 | Live | Midea Electric Trading | MDV | Singlezone Ducted, Compact Ducted | 10028968 |  | HRCU-A-CB | MOE30U-48HFN1-M* | Mini-Splits | MTI-48HWFN1-M | 9.2 | 17.4 | 10.3 |  |  |  | FALSE | FALSE | FALSE | 48000 | 33400 | 2.7 | 43500 | 2.43
8704431 | 10/27/22 | Live | Midea Electric Trading | MDV | Singlezone Non-Ducted, Wall Placement | 8704431 |  | HRCU-A-CB-O | MOB30-09HFN1-MX0W | Mini-Splits | CS11M-09HRFN1-MX0W(A) | 14.5 | 25 | 11.2 |  |  |  | TRUE | FALSE | FALSE | 9000 | 6900 | 2.73 | 13890 | 2.1
8740667 | 10/27/22 | Live | Midea Electric Trading | MDV | Singlezone Non-Ducted, Ceiling Placement | 8740667 |  | HRCU-A-CB-O | MOBA30-09HFN1-MT0W | Mini-Splits | CCA3U-09HRFN1-M(C) | 13 | 20 | 10.5 |  |  |  | FALSE | FALSE | FALSE | 9000 | 5800 | 2.66 | 8639 | 2.08
9101403 | 10/27/22 | Live | Midea Electric Trading | MDV | Singlezone Non-Ducted, Wall Placement | 9101403 |  | HRCU-A-CB-O | MOCA31-18HFN1-MT0W | Mini-Splits | CS11M-18HRFN1-MT0W | 13 | 21 | 10.4 |  |  |  | TRUE | FALSE | FALSE | 18000 | 11400 | 2.72 | 14016 | 2.49
8779030 | 10/27/22 | Live | Midea Electric Trading | MDV | Singlezone Non-Ducted, Wall Placement | 8779030 |  | HRCU-A-CB-O | MOB32-09HFN1-MX0W | Mini-Splits | CS11M-09HRFN1-MX0W(A) | 14.5 | 24 | 10.5 |  |  |  | TRUE | FALSE | FALSE | 9000 | 6900 | 2.73 | 13890 | 2.1
9101401 | 10/27/22 | Live | Midea Electric Trading | MDV | Singlezone Non-Ducted, Wall Placement | 9101401 |  | HRCU-A-CB-O | MOBA30-09HFN1-MT0W | Mini-Splits | CS11M-09HRFN1-MX0W(A) | 14.9 | 23.5 | 10.8 |  |  |  | TRUE | TRUE | FALSE | 9000 | 5800 | 2.74 | 10085 | 2.27
9101402 | 10/27/22 | Live | Midea Electric Trading | MDV | Singlezone Non-Ducted, Wall Placement | 9101402 |  | HRCU-A-CB-O | MOB30-12HFN1-MT0W | Mini-Splits | CS11M-12HRFN1-MU5W | 13.7 | 22.7 | 11 |  |  |  | TRUE | TRUE | FALSE | 12000 | 7700 | 2.75 | 11116 | 2.45
9101404 | 10/27/22 | Live | Midea Electric Trading | MDV | Singlezone Non-Ducted, Wall Placement | 9101404 |  | HRCU-A-CB-O | MOD31-24HFN1-MT0W | Mini-Splits | CS11M-23HRFN1-MT0W | 13.7 | 20.7 | 11.5 |  |  |  | TRUE | FALSE | FALSE | 24000 | 15300 | 2.7 | 19036 | 2.21
8779031 | 10/27/22 | Live | Midea Electric Trading | MDV | Singlezone Non-Ducted, Ceiling Placement | 8779031 |  | HRCU-A-CB-O | MOB32-12HFN1-MV0W | Mini-Splits | MCA3U-12HRFN1-M(C) | 12.5 | 19 | 10 |  |  |  | FALSE | FALSE | FALSE | 12000 | 8200 | 2.58 | 13136 | 1.97
8740664 | 10/27/22 | Live | Midea Electric Trading | MDV | Singlezone Non-Ducted, Ceiling Placement | 8740664 |  | HRCU-A-CB-O | MOB30-12HFN1-MV0W | Mini-Splits | CCA3U-12HRFN1-M(C) | 12.5 | 19.5 | 10.6 |  |  |  | TRUE | FALSE | FALSE | 12000 | 8700 | 2.68 | 13136 | 1.97
8740674 | 10/27/22 | Live | Midea Electric Trading | MDV | Singlezone Non-Ducted, Ceiling Placement | 8740674 |  | HRCU-A-CB-O | MOD31-24HFN1-MT0W | Mini-Splits | MCDU-24HRFN1-M(C) | 12.5 | 20 | 10.5 |  |  |  | FALSE | FALSE | FALSE | 24000 | 15800 | 2.56 | 17841 | 2.09
8738631 | 10/27/22 | Live | Midea Electric Trading | MDV | Singlezone Non-Ducted, Wall Placement | 8738631 |  | HRCU-A-CB-O | MOB30-12HFN1-BV0W | Mini-Splits | MS11M-12HRFN1-BV0W | 13 | 22 | 10.2 |  |  |  | TRUE | FALSE | FALSE | 12000 | 7600 | 2.59 | 8034 | 2.53
202415590 | 10/27/22 | Live | Midea Electric Trading | MDV | Singlezone Non-Ducted, Wall Placement | 202415590 |  | HRCU-A-CB-O | MOD30-22HFN1-MW5W | Mini-Splits | MSAB2F-22HRFN1-MW5W | 13.7 | 23.5 | 12 |  |  |  | TRUE | TRUE | TRUE | 22000 | 15400 | 3.01 | 22291 | 2.09
8688148 | 10/27/22 | Live | Midea Electric Trading | MDV | Singlezone Non-Ducted, Wall Placement | 8688148 |  | HRCU-A-CB-O | MOBA30-09HFN1-MT0W | Mini-Splits | MSABB-09HRFN1-MT0W | 14 | 22.8 | 10.5 |  |  |  | FALSE | FALSE | FALSE | 9000 | 6400 | 2.76 | 9229 | 2.15
8719215 | 10/27/22 | Live | Midea Electric Trading | MDV | Singlezone Non-Ducted, Wall Placement | 8719215 |  | HRCU-A-CB-O | MOCA31-18HFN1-MT0W | Mini-Splits | MSABE-18HRFN1-MT0W | 13 | 21 | 10 |  |  |  | TRUE | FALSE | FALSE | 18000 | 10400 | 2.72 | 13597 | 2.46
8779182 | 10/27/22 | Live | Midea Electric Trading | MDV | Singlezone Non-Ducted, Wall Placement | 8779182 |  | HRCU-A-CB-O | MOB01-12HFN1-BT0W | Mini-Splits | MSMBB-12HRFN1-BT0W | 12.5 | 20.4 | 11 |  |  |  | FALSE | FALSE | FALSE | 12000 | 7100 | 2.54 | 8065 | 2.41
200059281 | 10/27/22 | Live | Midea Electric Trading | MDV | Singlezone Non-Ducted, Wall Placement | 200059281 |  | HRCU-A-CB-O | MOCA30-09HFN1-MZA5W | Mini-Splits | MSOP1B-09HRFN1-MZA5W | 15 | 42 | 15 |  |  |  | TRUE | TRUE | TRUE | 9000 | 7200 | 2.78 | 14845 | 2.08
200059283 | 10/27/22 | Live | Midea Electric Trading | MDV | Singlezone Non-Ducted, Wall Placement | 200059283 |  | HRCU-A-CB-O | MOCA30-12HFN1-MZ50W | Mini-Splits | MSOP1B-12HRFN1-MZ50W | 13.5 | 32 | 14 |  |  |  | TRUE | TRUE | TRUE | 12000 | 6800 | 2.62 | 16012 | 2.16
200059293 | 10/27/22 | Live | Midea Electric Trading | MDV | Singlezone Ducted, Compact Ducted | 200059293 |  | HRCU-A-CB | MOB30-12HFN1-MV0W | Mini-Splits | MTIU-12HWFN1-M | 12.5 | 20.5 | 11 |  |  |  | TRUE | TRUE | TRUE | 12000 | 8500 | 2.57 | 12400 | 1.79
200059299 | 10/27/22 | Live | Midea Electric Trading | MDV | Singlezone Ducted, Compact Ducted | 200059299 |  | HRCU-A-CB | MOD31-24HFN1-MT0W | Mini-Splits | MTIU-24HWFN1-M | 12.5 | 21.5 | 11 |  |  |  | TRUE | TRUE | TRUE | 24000 | 16000 | 2.69 | 18900 | 2.22
10028966 | 10/27/22 | Live | Midea Electric Trading | MDV | Singlezone Ducted, Compact Ducted | 10028966 |  | HRCU-A-CB | MOD30-24HFN1-MT0W* | Mini-Splits | MTIU-24HWFN1-M | 12.5 | 20.5 | 12.5 |  |  |  | TRUE | TRUE | TRUE | 24000 | 17200 | 2.56 | 25200 | 1.81
8740675 | 10/27/22 | Live | Midea Electric Trading | MDV | Singlezone Non-Ducted, Floor Placement | 8740675 |  | HRCU-A-CB-O | MOD31-24HFN1-MT0W | Mini-Splits | MUEU-24HRFN1-M(C) | 12.5 | 20 | 11 |  |  |  | TRUE | FALSE | FALSE | 24000 | 15000 | 2.85 | 17858 | 2.02
200059291 | 10/27/22 | Live | Midea Electric Trading | MDV | Singlezone Ducted, Compact Ducted | 200059291 |  | HRCU-A-CB | MOBA30-09HFN1-MT0W | Mini-Splits | MTIU-09HWFN1-M | 13.5 | 20.5 | 11.5 |  |  |  | TRUE | TRUE | TRUE | 9000 | 6800 | 2.93 | 8900 | 2.09
8775829 | 10/27/22 | Live | Midea Electric Trading | DIRECT AIR | Singlezone Non-Ducted, Wall Placement | 8775829 |  | HRCU-A-CB-O | MOD30-24HFN1-MT0W | Mini-Splits | CS11M-23HRFN1-MT0W | 13 | 20.5 | 11.5 |  |  |  | TRUE | FALSE | FALSE | 24000 | 15400 | 2.75 | 26330 | 1.85
8775845 | 10/27/22 | Live | Midea Electric Trading | DIRECT AIR | Singlezone Non-Ducted, Wall Placement | 8775845 |  | HRCU-A-CB-O | MOB30-12HFN1-MT0W | Mini-Splits | CCA3U-12HRFN1-M(C) | 14 | 21.5 | 10.5 |  |  |  | FALSE | FALSE | FALSE | 12000 | 7500 | 2.68 | 9444 | 2.49
9104551 | 10/27/22 | Live | Midea Electric Trading | DIRECT AIR | Singlezone Non-Ducted, Wall Placement | 9104551 |  | HRCU-A-CB-O | MOCA31-18HFN1-MT0W | Mini-Splits | MSAED-18HRFN1-MT0W | 13 | 22 | 10 |  |  |  | FALSE | FALSE | FALSE | 18000 | 11100 | 2.76 | 13730 | 2.48
9104550 | 10/27/22 | Live | Midea Electric Trading | DIRECT AIR | Singlezone Non-Ducted, Wall Placement | 9104550 |  | HRCU-A-CB-O | MOD31-24HFN1-MT0W | Mini-Splits | MSAED-23HRFN1-MT0W | 12.5 | 20 | 10 |  |  |  | FALSE | FALSE | FALSE | 24000 | 16000 | 2.46 | 18650 | 2.2
9680947 | 10/27/22 | Live | Midea Electric Trading | DIRECT AIR | Singlezone Non-Ducted, Wall Placement | 9680947 |  | HRCU-A-CB-O | MOBA30-09HFN1-MT0W | Mini-Splits | CS11M-09HRFN1-MX0W(A) | 14.9 | 23.5 | 10.8 |  |  |  | TRUE | TRUE | FALSE | 9000 | 5800 | 2.74 | 10085 | 2.27
200059035 | 10/27/22 | Live | Midea Electric Trading | COMFORT-AIRE | Singlezone Non-Ducted, Wall Placement | 200059035 |  | HRCU-A-CB-O | A-VMH24SU-1 | Mini-Splits | B-VMH24SU-1 | 13 | 20.5 | 11.5 |  |  |  | TRUE | FALSE | FALSE | 24000 | 15400 | 2.75 | 25710 | 1.95
200059036 | 10/27/22 | Live | Midea Electric Trading | CENTURY | Singlezone Non-Ducted, Wall Placement | 200059036 |  | HRCU-A-CB-O | A-VMH24SU-1 | Mini-Splits | B-VMH24SU-1 | 13 | 20.5 | 11.5 |  |  |  | TRUE | FALSE | FALSE | 24000 | 15400 | 2.75 | 25710 | 1.95
200059041 | 10/27/22 | Live | Midea Electric Trading | COMFORT-AIRE | Singlezone Non-Ducted, Wall Placement | 200059041 |  | HRCU-A-CB-O | A-VMH09SU-1 | Mini-Splits | B-VMH09SU-1 | 14.5 | 25 | 11.2 |  |  |  | TRUE | FALSE | FALSE | 9000 | 6900 | 2.73 | 12575 | 1.99
208206694 | 07/11/22 | Live | Johnson Controls Inc. (York International Norman) | YORK | Singlezone Ducted, Centrally Ducted | 208206694 |  | HRCU-A-CB | HMH72B241 | Ducted Indoor Units | XAHC36DXXN1+MVC12CN21+TXV | 10 | 17.25 | 9.3 |  |  |  | FALSE | FALSE | FALSE | 22000 | 14000 | 2.44 | 14000 | 2.44
200059042 | 10/27/22 | Live | Midea Electric Trading | CENTURY | Singlezone Non-Ducted, Wall Placement | 200059042 |  | HRCU-A-CB-O | A-VMH09SU-1 | Mini-Splits | B-VMH09SU-1 | 14.5 | 25 | 11.2 |  |  |  | TRUE | FALSE | FALSE | 9000 | 6900 | 2.73 | 12575 | 1.99
201830345 | 10/27/22 | Live | Midea Electric Trading | KARDA | Singlezone Non-Ducted, Wall Placement | 201830345 |  | HRCU-A-CB-O | 1PAMSHH09-SZO-25 | Mini-Splits | 1PAMSHH09-SZW-25 | 14.5 | 25 | 11.2 |  |  |  | TRUE | FALSE | FALSE | 9000 | 6900 | 2.73 | 12575 | 1.99
201830346 | 10/27/22 | Live | Midea Electric Trading | KARDA | Singlezone Non-Ducted, Wall Placement | 201830346 |  | HRCU-A-CB-O | 1PAMSHH12-SZO-22.5 | Mini-Splits | 1PAMSHH12-SZW-22.5 | 13 | 22.5 | 12 |  |  |  | TRUE | FALSE | FALSE | 12000 | 7800 | 2.63 | 14140 | 2.2
208400360 | 07/11/22 | Live | Johnson Controls Inc. (York International Norman) | COLEMAN | Singlezone Ducted, Centrally Ducted | 208400360 |  | HRCU-A-CB | HMH72B241 | Ducted Indoor Units | XAHC36DXXN1+MVC12CN21+TXV | 10 | 17.25 | 9.3 |  |  |  | FALSE | FALSE | FALSE | 22000 | 14000 | 2.44 | 14000 | 2.44
9856845 | 10/27/22 | Live | Midea Electric Trading | PERFECTAIRE | Singlezone Non-Ducted, Wall Placement | 9856845 |  | HRCU-A-CB-O | 1PAMSHH12-SZO-22.5 | Mini-Splits | 1PAMSHH12-SZW-22.5 | 13 | 22.5 | 12 |  |  |  | TRUE | FALSE | FALSE | 12000 | 7800 | 2.63 | 14140 | 2.2
9856844 | 10/27/22 | Live | Midea Electric Trading | PERFECTAIRE | Singlezone Non-Ducted, Wall Placement | 9856844 |  | HRCU-A-CB-O | 1PAMSHH09-SZO-25 | Mini-Splits | 1PAMSHH09-SZW-25 | 14.5 | 25 | 11.2 |  |  |  | TRUE | FALSE | FALSE | 9000 | 6900 | 2.73 | 12575 | 1.99
208400361 | 07/11/22 | Live | Johnson Controls Inc. (York International Norman) | LUXAIRE | Singlezone Ducted, Centrally Ducted | 208400361 |  | HRCU-A-CB | HMH72B241 | Ducted Indoor Units | XAHC36DXXN1+MVC12CN21+TXV | 10 | 17.25 | 9.3 |  |  |  | FALSE | FALSE | FALSE | 22000 | 14000 | 2.44 | 14000 | 2.44
201830348 | 10/27/22 | Live | Midea Electric Trading | KARDA | Singlezone Non-Ducted, Wall Placement | 201830348 |  | HRCU-A-CB-O | 1PAMSHH24-SZO-20.5 | Mini-Splits | 1PAMSHH24-SZW-20.5 | 13 | 20.5 | 11.5 |  |  |  | TRUE | FALSE | FALSE | 24000 | 15400 | 2.75 | 25710 | 1.95
9856849 | 10/27/22 | Live | Midea Electric Trading | PERFECTAIRE | Singlezone Non-Ducted, Wall Placement | 9856849 |  | HRCU-A-CB-O | 1PAMSHH24-SZO-20.5 | Mini-Splits | 1PAMSHH24-SZW-20.5 | 13 | 20.5 | 11.5 |  |  |  | TRUE | FALSE | FALSE | 24000 | 15400 | 2.75 | 25710 | 1.95
9710790 | 10/27/22 | Live | Midea Electric Trading | KERR | Singlezone Non-Ducted, Wall Placement | 9710790 |  | HRCU-A-CB-O | A-KMH12SU-1 | Mini-Splits | B-KMH12SU-1 | 13 | 22.5 | 12 |  |  |  | TRUE | FALSE | FALSE | 12000 | 7800 | 2.63 | 12259 | 1.96
9710789 | 10/27/22 | Live | Midea Electric Trading | KERR | Singlezone Non-Ducted, Wall Placement | 9710789 |  | HRCU-A-CB-O | A-KMH09SU-1 | Mini-Splits | B-KMH09SU-1 | 14.5 | 25 | 11.2 |  |  |  | TRUE | FALSE | FALSE | 9000 | 6900 | 2.73 | 13890 | 2.1
208400366 | 07/11/22 | Live | Johnson Controls Inc. (York International Norman) | FRASER-JOHNSTON | Singlezone Ducted, Centrally Ducted | 208400366 |  | HRCU-A-CB | HMH72B241 | Ducted Indoor Units | XAHC36DXXN1+MVC12CN21+TXV | 10 | 17.25 | 9.3 |  |  |  | FALSE | FALSE | FALSE | 22000 | 14000 | 2.44 | 14000 | 2.44
204760839 | 10/27/22 | Live | Midea Electric Trading | KANIONCO | Singlezone Non-Ducted, Wall Placement | 204760839 |  | HRCU-A-CB-O | KWSM-09IR410AHS21 | Mini-Splits | KWSM-09IR410AHS21 | 14 | 22.8 | 10.5 |  |  |  | FALSE | FALSE | FALSE | 9000 | 6400 | 2.76 | 9229 | 2.15
8993368 | 10/27/22 | Live | Midea Electric Trading | EMI | Singlezone Non-Ducted, Ceiling Placement | 8993368 |  | HRCU-A-CB-O | SZ1H18DAA | Mini-Splits | CASH18DAA | 12.5 | 20 | 10.3 |  |  |  | TRUE | FALSE | FALSE | 18000 | 12000 | 2.53 | 12000 | 2.23
8993364 | 10/27/22 | Live | Midea Electric Trading | EMI | Singlezone Non-Ducted, Ceiling Placement | 8993364 |  | HRCU-A-CB-O | SZ1H09DAA | Mini-Splits | CASH09DAA | 13 | 20 | 10.5 |  |  |  | FALSE | FALSE | FALSE | 9000 | 5800 | 2.66 | 8639 | 2.08
208400367 | 07/11/22 | Live | Johnson Controls Inc. (York International Norman) | CHAMPION HEATING AND COOLING | Singlezone Ducted, Centrally Ducted | 208400367 |  | HRCU-A-CB | HMH72B241 | Ducted Indoor Units | XAHC36DXXN1+MVC12CN21+TXV | 10 | 17.25 | 9.3 |  |  |  | FALSE | FALSE | FALSE | 22000 | 14000 | 2.44 | 14000 | 2.44
8993367 | 10/27/22 | Live | Midea Electric Trading | EMI | Singlezone Non-Ducted, Wall Placement | 8993367 |  | HRCU-A-CB-O | SZ1H18DAA | Mini-Splits | WALH18DAA | 13 | 21 | 10 |  |  |  | TRUE | FALSE | FALSE | 18000 | 10400 | 2.72 | 13597 | 2.46
8993363 | 10/27/22 | Live | Midea Electric Trading | EMI | Singlezone Non-Ducted, Wall Placement | 8993363 |  | HRCU-A-CB-O | SZ1H09DAA | Mini-Splits | WALH09DAA | 14 | 22.8 | 10.5 |  |  |  | FALSE | FALSE | FALSE | 9000 | 6400 | 2.76 | 9229 | 2.15
205300181 | 10/27/22 | Live | Midea Electric Trading | ELIOS | Singlezone Non-Ducted, Ceiling Placement | 205300181 |  | HRCU-A-CB-O | DE36HOS18230E5 | Mini-Splits | DM36HICU230X5 | 9 | 17.5 | 10.5 |  |  |  | FALSE | FALSE | FALSE | 36000 | 25200 | 2.64 | 31769 | 2.16
208500563 | 07/11/22 | Live | Johnson Controls Inc. (York International Norman) | YORK | Singlezone Ducted, Centrally Ducted | 208500563 |  | HRCU-A-CB | HMH72B241 | Ducted Indoor Units | JHETC36DXXS2N1+TXV | 10.5 | 18 | 9.5 |  |  |  | FALSE | FALSE | FALSE | 22400 | 14200 | 2.48 | 14200 | 2.48
205300184 | 10/27/22 | Live | Midea Electric Trading | ELIOS | Singlezone Non-Ducted, Ceiling Placement | 205300184 |  | HRCU-A-CB-O | DE12HOS25230E3 | Mini-Splits | DM12HICU230X5 | 12.5 | 19.5 | 10.6 |  |  |  | TRUE | FALSE | FALSE | 12000 | 8700 | 2.68 | 13136 | 1.97
208504355 | 07/11/22 | Live | Johnson Controls Inc. (York International Norman) | COLEMAN | Singlezone Ducted, Centrally Ducted | 208504355 |  | HRCU-A-CB | HMH72B241 | Ducted Indoor Units | JHETC36DXXS2N1+TXV | 10.5 | 18 | 9.5 |  |  |  | FALSE | FALSE | FALSE | 22400 | 14200 | 2.48 | 14200 | 2.48
205300182 | 10/27/22 | Live | Midea Electric Trading | ELIOS | Singlezone Non-Ducted, Ceiling Placement | 205300182 |  | HRCU-A-CB-O | DE48HOS18230E5 | Mini-Splits | DM48HICU230X5 | 9.5 | 16.8 | 11 |  |  |  | FALSE | FALSE | FALSE | 48000 | 35000 | 2.36 | 40862 | 2.32
205300180 | 10/27/22 | Live | Midea Electric Trading | ELIOS | Singlezone Non-Ducted, Ceiling Placement | 205300180 |  | HRCU-A-CB-O | DE24HOS23230E2 | Mini-Splits | DM24HICU230X5 | 12.5 | 20 | 10.5 |  |  |  | FALSE | FALSE | FALSE | 24000 | 15800 | 2.56 | 17841 | 2.09
208504358 | 07/11/22 | Live | Johnson Controls Inc. (York International Norman) | LUXAIRE | Singlezone Ducted, Centrally Ducted | 208504358 |  | HRCU-A-CB | HMH72B241 | Ducted Indoor Units | JHETC36DXXS2N1+TXV | 10.5 | 18 | 9.5 |  |  |  | FALSE | FALSE | FALSE | 22400 | 14200 | 2.48 | 14200 | 2.48
205300178 | 10/27/22 | Live | Midea Electric Trading | ELIOS | Singlezone Non-Ducted, Ceiling Placement | 205300178 |  | HRCU-A-CB-O | DE12HOS23230E2 | Mini-Splits | DM12HICU230X5 | 14 | 21.5 | 10.5 |  |  |  | FALSE | FALSE | FALSE | 12000 | 7500 | 2.68 | 9444 | 2.49
205300179 | 10/27/22 | Live | Midea Electric Trading | ELIOS | Singlezone Non-Ducted, Ceiling Placement | 205300179 |  | HRCU-A-CB-O | DE18HOS23230E2 | Mini-Splits | DM18HICU230X5 | 12.5 | 20 | 10.3 |  |  |  | TRUE | FALSE | FALSE | 18000 | 12000 | 2.53 | 12000 | 2.23
208504361 | 07/11/22 | Live | Johnson Controls Inc. (York International Norman) | FRASER-JOHNSTON | Singlezone Ducted, Centrally Ducted | 208504361 |  | HRCU-A-CB | HMH72B241 | Ducted Indoor Units | JHETC36DXXS2N1+TXV | 10.5 | 18 | 9.5 |  |  |  | FALSE | FALSE | FALSE | 22400 | 14200 | 2.48 | 14200 | 2.48
205300176 | 10/27/22 | Live | Midea Electric Trading | ELIOS | Singlezone Ducted, Compact Ducted | 205300176 |  | HRCU-A-CB | DE24HOS25230E3 | Mini-Splits | DM24HIDU230X5 | 12.5 | 20.5 | 12.5 |  |  |  | TRUE | TRUE | TRUE | 24000 | 17200 | 2.56 | 25200 | 1.81
208500502 | 07/11/22 | Live | Johnson Controls Inc. (York International Norman) | CHAMPION HEATING AND COOLING | Singlezone Ducted, Centrally Ducted | 208500502 |  | HRCU-A-CB | HMH72B241 | Ducted Indoor Units | JHETC36DXXS2N1+TXV | 10.5 | 18 | 9.5 |  |  |  | FALSE | FALSE | FALSE | 22400 | 14200 | 2.48 | 14200 | 2.48
205300177 | 10/27/22 | Live | Midea Electric Trading | ELIOS | Singlezone Non-Ducted, Ceiling Placement | 205300177 |  | HRCU-A-CB-O | DE09HOS23230E2 | Mini-Splits | DM09HICU230X5 | 13 | 20 | 10.5 |  |  |  | FALSE | FALSE | FALSE | 9000 | 5800 | 2.66 | 8639 | 2.08
205300174 | 10/27/22 | Live | Midea Electric Trading | ELIOS | Singlezone Ducted, Compact Ducted | 205300174 |  | HRCU-A-CB | DE12HOS25230E3 | Mini-Splits | DM12HIDU230X5 | 12.5 | 20.5 | 11 |  |  |  | TRUE | TRUE | TRUE | 12000 | 8500 | 2.57 | 12400 | 1.79
208613215 | 07/11/22 | Live | Johnson Controls Inc. (York International Norman) | YORK | Singlezone Ducted, Centrally Ducted | 208613215 |  | HRCU-A-CB | HMH72B241 | Ducted Indoor Units | JHETC36DBAS2N1 | 10.5 | 18 | 9.5 |  |  |  | FALSE | FALSE | FALSE | 22400 | 14200 | 2.48 | 14200 | 2.48
205300173 | 10/27/22 | Live | Midea Electric Trading | ELIOS | Singlezone Ducted, Compact Ducted | 205300173 |  | HRCU-A-CB | DE09HOS25230E3 | Mini-Splits | DM09HIDU230X5 | 13.5 | 23 | 12 |  |  |  | TRUE | TRUE | TRUE | 9000 | 7200 | 2.74 | 11300 | 1.55
205300171 | 10/27/22 | Live | Midea Electric Trading | ELIOS | Singlezone Ducted, Compact Ducted | 205300171 |  | HRCU-A-CB | DE48HOS18230E5 | Mini-Splits | DM48HIDU230X5 | 9.2 | 17.4 | 10.3 |  |  |  | FALSE | FALSE | FALSE | 48000 | 33400 | 2.7 | 43500 | 2.43
208614011 | 07/11/22 | Live | Johnson Controls Inc. (York International Norman) | COLEMAN | Singlezone Ducted, Centrally Ducted | 208614011 |  | HRCU-A-CB | HMH72B241 | Ducted Indoor Units | JHETC36DBAS2N1 | 10.5 | 18 | 9.5 |  |  |  | FALSE | FALSE | FALSE | 22400 | 14200 | 2.48 | 14200 | 2.48
205300170 | 10/27/22 | Live | Midea Electric Trading | ELIOS | Singlezone Ducted, Compact Ducted | 205300170 |  | HRCU-A-CB | DE36HOS18230E5 | Mini-Splits | DM36HIDU230X5 | 9 | 16.5 | 11.5 |  |  |  | FALSE | FALSE | FALSE | 36000 | 27600 | 2.74 | 33100 | 2.3
205300169 | 10/27/22 | Live | Midea Electric Trading | ELIOS | Singlezone Ducted, Compact Ducted | 205300169 |  | HRCU-A-CB | DE24HOS23230E2 | Mini-Splits | DM24HIDU230X5 | 12.5 | 21.5 | 11 |  |  |  | TRUE | TRUE | TRUE | 24000 | 16000 | 2.69 | 18900 | 2.22
208614020 | 07/11/22 | Live | Johnson Controls Inc. (York International Norman) | LUXAIRE | Singlezone Ducted, Centrally Ducted | 208614020 |  | HRCU-A-CB | HMH72B241 | Ducted Indoor Units | JHETC36DBAS2N1 | 10.5 | 18 | 9.5 |  |  |  | FALSE | FALSE | FALSE | 22400 | 14200 | 2.48 | 14200 | 2.48
205300168 | 10/27/22 | Live | Midea Electric Trading | ELIOS | Singlezone Ducted, Compact Ducted | 205300168 |  | HRCU-A-CB | DE18HOS23230E2 | Mini-Splits | DM18HIDU230X5 | 12.5 | 19 | 10.5 |  |  |  | TRUE | FALSE | FALSE | 18000 | 12000 | 2.61 | 12500 | 2.39
205300166 | 10/27/22 | Live | Midea Electric Trading | ELIOS | Singlezone Ducted, Compact Ducted | 205300166 |  | HRCU-A-CB | DE09HOS23230E2 | Mini-Splits | DM09HIDU230X5 | 13.5 | 20.5 | 11.5 |  |  |  | TRUE | TRUE | TRUE | 9000 | 6800 | 2.93 | 8900 | 2.09
203269787 | 10/27/22 | Live | Midea Electric Trading | DIRECT AIR | Multizone All Ducted | 203269787 |  | HMSV-A-CB | M4OH-36HFN1-M | Ducted Indoor Units |  | 11.3 | 19 | 11 |  |  |  | FALSE | FALSE | FALSE | 36000 | 24600 | 2.7 | 39296 | 2.19
208614027 | 07/11/22 | Live | Johnson Controls Inc. (York International Norman) | FRASER-JOHNSTON | Singlezone Ducted, Centrally Ducted | 208614027 |  | HRCU-A-CB | HMH72B241 | Ducted Indoor Units | JHETC36DBAS2N1 | 10.5 | 18 | 9.5 |  |  |  | FALSE | FALSE | FALSE | 22400 | 14200 | 2.48 | 14200 | 2.48
202606685 | 10/27/22 | Live | Midea Electric Trading | SENVILLE | Singlezone Non-Ducted, Wall Placement | 202606685 |  | HRCU-A-CB-O | SENL/18CD/OX | Mini-Splits | SENL/18CD/IX | 11 | 19 | 10 |  |  |  | FALSE | FALSE | FALSE | 18000 | 11000 | 2.58 | 11041 | 2.2
202606683 | 10/27/22 | Live | Midea Electric Trading | SENVILLE | Singlezone Non-Ducted, Wall Placement | 202606683 |  | HRCU-A-CB-O | SENL/09CD/OX | Mini-Splits | SENL/09CD/IX | 11.5 | 19 | 10 |  |  |  | FALSE | FALSE | FALSE | 9000 | 6000 | 2.55 | 7599 | 2.16
208614036 | 07/11/22 | Live | Johnson Controls Inc. (York International Norman) | CHAMPION HEATING AND COOLING | Singlezone Ducted, Centrally Ducted | 208614036 |  | HRCU-A-CB | HMH72B241 | Ducted Indoor Units | JHETC36DBAS2N1 | 10.5 | 18 | 9.5 |  |  |  | FALSE | FALSE | FALSE | 22400 | 14200 | 2.48 | 14200 | 2.48
8797150 | 10/27/22 | Live | Midea Electric Trading | SENVILLE | Singlezone Non-Ducted, Wall Placement | 8797150 |  | HRCU-A-CB-O | SENA/12HF/OZ | Mini-Splits | SENA/12HF/IZ | 13 | 22.5 | 12 |  |  |  | TRUE | FALSE | FALSE | 12000 | 7800 | 2.63 | 12259 | 1.96
8797149 | 10/27/22 | Live | Midea Electric Trading | SENVILLE | Singlezone Non-Ducted, Wall Placement | 8797149 |  | HRCU-A-CB-O | SENA/09HF/OZ | Mini-Splits | SENA/09HF/IZ | 14.5 | 25 | 11.2 |  |  |  | TRUE | FALSE | FALSE | 9000 | 6900 | 2.73 | 13890 | 2.1
203913326 | 10/27/22 | Live | Midea Electric Trading | CANAIR | Singlezone Non-Ducted, Wall Placement | 203913326 |  | HRCU-A-CB-O | C19SCH09H11 | Mini-Splits | C19SEH09H11 | 11.5 | 19 | 10 |  |  |  | FALSE | FALSE | FALSE | 9000 | 6000 | 2.55 | 7599 | 2.16
203913330 | 10/27/22 | Live | Midea Electric Trading | CANAIR | Singlezone Non-Ducted, Wall Placement | 203913330 |  | HRCU-A-CB-O | C19SCH18H21 | Mini-Splits | C19SEH18H21 | 11 | 19 | 10 |  |  |  | FALSE | FALSE | FALSE | 18000 | 11000 | 2.58 | 11041 | 2.2
205306861 | 10/27/22 | Live | Midea Electric Trading | CANAIR | Singlezone Non-Ducted, Wall Placement | 205306861 |  | HRCU-A-CB-O | C23SCH09H21 | Mini-Splits | C23SEH09H21 | 14.5 | 25 | 11.2 |  |  |  | TRUE | FALSE | FALSE | 9000 | 6900 | 2.73 | 13890 | 2.1
205767337 | 10/27/22 | Live | Midea Electric Trading | MDV | Singlezone Ducted, Compact Ducted | 205767337 |  | HRCU-A-CB | MOE30U-36HFN1-M-[X] | Mini-Splits | MTI-36HWFN1-M | 9 | 17.5 | 11.5 |  |  |  | TRUE | TRUE | FALSE | 36000 | 28000 | 2.75 | 47500 | 2.22
205306855 | 10/27/22 | Live | Midea Electric Trading | MDV | Multizone All Ducted | 205306855 |  | HMSV-A-CB | M5OG-48HFN1-M-[X] | Ducted Indoor Units | MTIU-09HWFN1-M | 11.9 | 20.2 | 10.5 |  |  |  | FALSE | FALSE | FALSE | 48000 | 28000 | 2.41 | 49000 | 2.24
204829821 | 10/27/22 | Live | Midea Electric Trading | MDV | Singlezone Ducted, Compact Ducted | 204829821 |  | HRCU-A-CB | MOE30U-48HFN1-M-[X] | Mini-Splits | MTI-48HWFN1-M | 8.7 | 16 | 11.1 |  |  |  | FALSE | FALSE | FALSE | 48000 | 33000 | 2.74 | 54000 | 2.35
204829817 | 10/27/22 | Live | Midea Electric Trading | MDV | Singlezone Non-Ducted, Ceiling Placement | 204829817 |  | HRCU-A-CB-O | MOE30U-48HFN1-M-[X] | Mini-Splits | MCD-48HRFN1-M(D) | 8.3 | 16.5 | 10.7 |  |  |  | FALSE | FALSE | FALSE | 48000 | 35000 | 2.6 | 53974 | 2.18
205767334 | 10/27/22 | Live | Midea Electric Trading | MDV | Singlezone Non-Ducted, Floor Placement | 205767334 |  | HRCU-A-CB-O | MOE30U-36HFN1-M-[X] | Mini-Splits | MUE-36HRFN1-M(C) | 8.6 | 17.5 | 10 |  |  |  | FALSE | FALSE | FALSE | 36000 | 25000 | 2.34 | 44147 | 1.95
205306862 | 10/27/22 | Live | Midea Electric Trading | CANAIR | Singlezone Non-Ducted, Wall Placement | 205306862 |  | HRCU-A-CB-O | C23SCH12H21 | Mini-Splits | C23SEH12H21 | 13 | 22.5 | 12 |  |  |  | TRUE | FALSE | FALSE | 12000 | 7800 | 2.63 | 12259 | 1.96
205782168 | 10/27/22 | Live | Midea Electric Trading | MOOVAIR | Singlezone Non-Ducted, Floor Placement | 205782168 |  | HRCU-A-CB-O | DM12HOS23230E2 | Mini-Splits | DM12HIFU230E5 | 13 | 20.5 | 10 |  |  |  | TRUE | FALSE | FALSE | 12000 | 7200 | 2.67 | 11225 | 2.28
205782170 | 10/27/22 | Live | Midea Electric Trading | ELIOS | Singlezone Non-Ducted, Floor Placement | 205782170 |  | HRCU-A-CB-O | DE12HOS23230E2 | Mini-Splits | DM12HIFU230E5 | 13 | 20.5 | 10 |  |  |  | TRUE | FALSE | FALSE | 12000 | 7200 | 2.67 | 11225 | 2.28
205782860 | 10/27/22 | Live | Midea Electric Trading | MDV | Singlezone Ducted, Compact Ducted | 205782860 |  | HRCU-A-CB | MOD01-23HFN1-MT0W | Mini-Splits | MVB-24HWFN1-M | 12.5 | 20 | 10 |  |  |  | FALSE | FALSE | FALSE | 20800 | 17500 | 2.26 | 28872 | 2.01
205782859 | 10/27/22 | Live | Midea Electric Trading | MDV | Singlezone Ducted, Compact Ducted | 205782859 |  | HRCU-A-CB | MOD30-24HFN1-MT0W | Mini-Splits | MVB-24HWFN1-M | 12.5 | 20 | 10 |  |  |  | FALSE | FALSE | FALSE | 20800 | 17500 | 2.56 | 23388 | 1.83
205645142 | 10/27/22 | Live | Midea Electric Trading | PERFECTAIRE | Multizone All Ducted | 205645142 |  | HMSV-A-CB | 2PAMS48-HH-MZO5 | Ducted Indoor Units |  | 11.9 | 20.2 | 10.5 |  |  |  | FALSE | FALSE | FALSE | 48000 | 28000 | 2.41 | 49000 | 2.24
205756426 | 10/27/22 | Live | Midea Electric Trading | KARDA | Singlezone Non-Ducted, Wall Placement | 205756426 |  | HRCU-A-CB-O | 1KARDA09SZO25 | Mini-Splits | 1KARDA09UVW | 14.5 | 25 | 11.2 |  |  |  | TRUE | FALSE | FALSE | 9000 | 6900 | 2.73 | 13890 | 2.1
205756427 | 10/27/22 | Live | Midea Electric Trading | KARDA | Singlezone Non-Ducted, Wall Placement | 205756427 |  | HRCU-A-CB-O | 1KARDA12SZO22.5 | Mini-Splits | 1KARDA12UVW | 13 | 22.5 | 12 |  |  |  | TRUE | FALSE | FALSE | 12000 | 7800 | 2.63 | 12259 | 1.96
205645139 | 10/27/22 | Live | Midea Electric Trading | PERFECTAIRE | Multizone All Ducted | 205645139 |  | HMSV-A-CB | 2PAMS36-HH-MZO4 | Ducted Indoor Units |  | 11.3 | 19 | 11 |  |  |  | FALSE | FALSE | FALSE | 36000 | 24600 | 2.7 | 39296 | 2.19
205309414 | 10/27/22 | Live | Midea Electric Trading | MOOVAIR | Multizone All Ducted | 205309414 |  | HMSV-A-CB | DM48HOM25230X3 | Ducted Indoor Units |  | 11.9 | 20.2 | 10.5 |  |  |  | FALSE | FALSE | FALSE | 48000 | 28000 | 2.41 | 49000 | 2.24
205920170 | 10/27/22 | Live | Midea Electric Trading | DIRECT AIR | Multizone All Ducted | 205920170 |  | HMSV-A-CB | M5OG-48HFN1-M-[X] | Ducted Indoor Units |  | 11.9 | 20.2 | 10.5 |  |  |  | FALSE | FALSE | FALSE | 48000 | 28000 | 2.41 | 49000 | 2.24
8952870 | 10/27/22 | Live | Midea Electric Trading | DIRECT AIR | Singlezone Non-Ducted, Wall Placement | 8952870 |  | HRCU-A-CB-O | MOB30-12HFN1-MV0W | Mini-Splits | CS11M-12HRFN1-MU5W | 13 | 22.5 | 12 |  |  |  | TRUE | FALSE | FALSE | 12000 | 7800 | 2.63 | 12448 | 1.86
208500020 | 07/11/22 | Live | Johnson Controls Inc. (York International Norman) | YORK | Singlezone Ducted, Centrally Ducted | 208500020 |  | HRCU-A-CB | HMH72B241 | Ducted Indoor Units | XAFB36DXXN1+JMVT12BC2N1+TXV | 10.25 | 17.75 | 9.5 |  |  |  | FALSE | FALSE | FALSE | 22000 | 14000 | 2.41 | 14000 | 2.41
205823026 | 10/27/22 | Live | Midea Electric Trading | MDV | Singlezone Ducted, Compact Ducted | 205823026 |  | HRCU-A-CB | MOE30U-32HFN1-M-[X] | Mini-Splits | MTI-32HWFN1-M | 12.5 | 17 | 11 |  |  |  | FALSE | FALSE | FALSE | 32000 | 25000 | 2.88 | 54000 | 2.35
205823024 | 10/27/22 | Live | Midea Electric Trading | MDV | Singlezone Non-Ducted, Ceiling Placement | 205823024 |  | HRCU-A-CB-O | MOE30U-32HFN1-M-[X] | Mini-Splits | MCD-32HRFN1-M(D) | 12.5 | 18 | 11.5 |  |  |  | FALSE | FALSE | FALSE | 32000 | 23000 | 2.41 | 53974 | 2.18
205823025 | 10/27/22 | Live | Midea Electric Trading | MDV | Singlezone Non-Ducted, Floor Placement | 205823025 |  | HRCU-A-CB-O | MOE30U-32HFN1-M-[X] | Mini-Splits | MUE-32HRFN1-M(C) | 12.5 | 19 | 11 |  |  |  | FALSE | FALSE | FALSE | 32000 | 23000 | 2.32 | 52012 | 2.12
208501680 | 07/11/22 | Live | Johnson Controls Inc. (York International Norman) | COLEMAN | Singlezone Ducted, Centrally Ducted | 208501680 |  | HRCU-A-CB | HMH72B241 | Ducted Indoor Units | XAFB36DXXN1+JMVT12BC2N1+TXV | 10.25 | 17.75 | 9.5 |  |  |  | FALSE | FALSE | FALSE | 22000 | 14000 | 2.41 | 14000 | 2.41
205572568 | 10/27/22 | Live | Midea Electric Trading | KANIONCO | Singlezone Non-Ducted, Wall Placement | 205572568 |  | HRCU-A-CB-O | KWSM-12IR410AHS25 | Mini-Splits | KWSM-12IR410AHS25 | 13 | 22.5 | 12 |  |  |  | TRUE | FALSE | FALSE | 12000 | 7800 | 2.63 | 12259 | 1.96
205746736 | 10/27/22 | Live | Midea Electric Trading | KANIONCO | Singlezone Non-Ducted, Wall Placement | 205746736 |  | HRCU-A-CB-O | KWSM-09IR410AHS25 | Mini-Splits | KWSM-09IR410AHS25 | 14.5 | 25 | 11.2 |  |  |  | TRUE | FALSE | FALSE | 9000 | 6900 | 2.73 | 13890 | 2.1
205497614 | 10/27/22 | Live | Midea Electric Trading | VALIEV | Singlezone Non-Ducted, Wall Placement | 205497614 |  | HRCU-A-CB-O | VWSM-18IR410AHS21 | Mini-Splits | VWSM-18IR410AHS21 | 13 | 21 | 10 |  |  |  | FALSE | FALSE | FALSE | 18000 | 10400 | 2.72 | 13597 | 2.46
208501682 | 07/11/22 | Live | Johnson Controls Inc. (York International Norman) | LUXAIRE | Singlezone Ducted, Centrally Ducted | 208501682 |  | HRCU-A-CB | HMH72B241 | Ducted Indoor Units | XAFB36DXXN1+JMVT12BC2N1+TXV | 10.25 | 17.75 | 9.5 |  |  |  | FALSE | FALSE | FALSE | 22000 | 14000 | 2.41 | 14000 | 2.41
206347314 | 10/27/22 | Live | Midea Electric Trading | VALIEV | Singlezone Non-Ducted, Wall Placement | 206347314 |  | HRCU-A-CB-O | VWSM-12IR410AHS21L | Mini-Splits | VWSM-12IR410AHS21L | 12.5 | 21.5 | 11.2 |  |  |  | FALSE | FALSE | FALSE | 12000 | 7100 | 2.6 | 8005 | 2.23
206143051 | 10/27/22 | Live | Midea Electric Trading | MDV | Singlezone Ducted, Centrally Ducted | 206143051 |  | HRCU-A-CB | MOD30-24HFN1-MU0W | Mini-Splits | MVB-24HWFN1-M | 12.5 | 20 | 11.6 |  |  |  | FALSE | FALSE | FALSE | 22000 | 16500 | 2.6 | 26548 | 2.26
208501684 | 07/11/22 | Live | Johnson Controls Inc. (York International Norman) | FRASER-JOHNSTON | Singlezone Ducted, Centrally Ducted | 208501684 |  | HRCU-A-CB | HMH72B241 | Ducted Indoor Units | XAFB36DXXN1+JMVT12BC2N1+TXV | 10.25 | 17.75 | 9.5 |  |  |  | FALSE | FALSE | FALSE | 22000 | 14000 | 2.41 | 14000 | 2.41
206143045 | 10/27/22 | Live | Midea Electric Trading | MDV | Singlezone Non-Ducted, Floor Placement | 206143045 |  | HRCU-A-CB-O | MOD30U-36HFN1-MP0 | Mini-Splits | MUE-36HRFN1-M(C) | 8 | 17 | 10 |  |  |  | FALSE | FALSE | FALSE | 36000 | 22000 | 2.23 | 25972 | 2.16
205287684 | 10/27/22 | Live | Midea Electric Trading | COMFORT-AIRE | Singlezone Non-Ducted, Wall Placement | 205287684 |  | HRCU-A-CB-O | A-DVH09SG-0 | Mini-Splits | B-DVH09SG-0 | 11.5 | 19 | 10 |  |  |  | FALSE | FALSE | FALSE | 9000 | 6000 | 2.55 | 7599 | 2.16
208501686 | 07/11/22 | Live | Johnson Controls Inc. (York International Norman) | CHAMPION HEATING AND COOLING | Singlezone Ducted, Centrally Ducted | 208501686 |  | HRCU-A-CB | HMH72B241 | Ducted Indoor Units | XAFB36DXXN1+JMVT12BC2N1+TXV | 10.25 | 17.75 | 9.5 |  |  |  | FALSE | FALSE | FALSE | 22000 | 14000 | 2.41 | 14000 | 2.41
201810033 | 10/27/22 | Live | Midea Electric Trading | COMFORT-AIRE | Multizone All Ducted | 201810033 |  | HMSV-A-CB | A-VMH36QU-1 | Ducted Indoor Units |  | 11.3 | 19 | 11 |  |  |  | FALSE | FALSE | FALSE | 36000 | 24600 | 2.7 | 39296 | 2.19
205047889 | 10/27/22 | Live | Midea Electric Trading | COMFORT-AIRE | Singlezone Non-Ducted, Wall Placement | 205047889 |  | HRCU-A-CB-O | A-DVH18SG-1 | Mini-Splits | B-DVH18SG-1 | 11 | 19 | 10 |  |  |  | FALSE | FALSE | FALSE | 18000 | 11000 | 2.58 | 11041 | 2.2
208613097 | 07/11/22 | Live | Johnson Controls Inc. (York International Norman) | YORK | Singlezone Ducted, Centrally Ducted | 208613097 |  | HRCU-A-CB | HMH72B241 | Ducted Indoor Units | XAFB36DBAN1+JMVT12BC2N1 | 10.25 | 17.75 | 9.5 |  |  |  | FALSE | FALSE | FALSE | 22000 | 14000 | 2.41 | 14000 | 2.41
205263867 | 10/27/22 | Live | Midea Electric Trading | C&H | Singlezone Non-Ducted, Wall Placement | 205263867 |  | HRCU-A-CB-O | CH-12SPH-115VO | Mini-Splits | CH-12SPHWM-115VI | 12.5 | 21.5 | 11.2 |  |  |  | TRUE | FALSE | FALSE | 12000 | 7100 | 2.6 | 8005 | 2.23
205263866 | 10/27/22 | Live | Midea Electric Trading | C&H | Singlezone Non-Ducted, Wall Placement | 205263866 |  | HRCU-A-CB-O | CH-SR09SPH-115VO | Mini-Splits | CH-SR09SPHWM-115VI | 12.5 | 21.5 | 11.2 |  |  |  | TRUE | FALSE | FALSE | 12000 | 7100 | 2.6 | 8005 | 2.23
208614015 | 07/11/22 | Live | Johnson Controls Inc. (York International Norman) | COLEMAN | Singlezone Ducted, Centrally Ducted | 208614015 |  | HRCU-A-CB | HMH72B241 | Ducted Indoor Units | XAFB36DBAN1+JMVT12BC2N1 | 10.25 | 17.75 | 9.5 |  |  |  | FALSE | FALSE | FALSE | 22000 | 14000 | 2.41 | 14000 | 2.41
205263873 | 10/27/22 | Live | Midea Electric Trading | C&H | Singlezone Non-Ducted, Wall Placement | 205263873 |  | HRCU-A-CB-O | CH-HYP09SPH230VO | Mini-Splits | CH-D09MSPHWM-230VI | 14.5 | 25 | 11.2 |  |  |  | TRUE | FALSE | FALSE | 9000 | 6900 | 2.73 | 13890 | 2.1
205263869 | 10/27/22 | Live | Midea Electric Trading | C&H | Singlezone Non-Ducted, Wall Placement | 205263869 |  | HRCU-A-CB-O | CH-18SPH-230VO | Mini-Splits | CH-18MSPHWM-230VI | 13 | 21 | 10 |  |  |  | TRUE | FALSE | FALSE | 18000 | 10400 | 2.72 | 13597 | 2.46
208614016 | 07/11/22 | Live | Johnson Controls Inc. (York International Norman) | LUXAIRE | Singlezone Ducted, Centrally Ducted | 208614016 |  | HRCU-A-CB | HMH72B241 | Ducted Indoor Units | XAFB36DBAN1+JMVT12BC2N1 | 10.25 | 17.75 | 9.5 |  |  |  | FALSE | FALSE | FALSE | 22000 | 14000 | 2.41 | 14000 | 2.41
205263874 | 10/27/22 | Live | Midea Electric Trading | C&H | Singlezone Non-Ducted, Wall Placement | 205263874 |  | HRCU-A-CB-O | CH-HYP12SPH230VO | Mini-Splits | CH-D12MSPHWM-230VI | 13 | 22.5 | 12 |  |  |  | TRUE | FALSE | FALSE | 12000 | 7800 | 2.63 | 12259 | 1.96
205263862 | 10/27/22 | Live | Midea Electric Trading | C&H | Singlezone Non-Ducted, Ceiling Placement | 205263862 |  | HRCU-A-CB-O | CH-36LCU/O | Mini-Splits | CH-36LCCT-230VI | 9 | 17.5 | 10.5 |  |  |  | FALSE | FALSE | FALSE | 36000 | 25200 | 2.64 | 31769 | 2.16
208614031 | 07/11/22 | Live | Johnson Controls Inc. (York International Norman) | FRASER-JOHNSTON | Singlezone Ducted, Centrally Ducted | 208614031 |  | HRCU-A-CB | HMH72B241 | Ducted Indoor Units | XAFB36DBAN1+JMVT12BC2N1 | 10.25 | 17.75 | 9.5 |  |  |  | FALSE | FALSE | FALSE | 22000 | 14000 | 2.41 | 14000 | 2.41
205263861 | 10/27/22 | Live | Midea Electric Trading | C&H | Singlezone Non-Ducted, Ceiling Placement | 205263861 |  | HRCU-A-CB-O | CH-48LCU/O | Mini-Splits | CH-48LCCT-230VI | 9.5 | 16.8 | 11 |  |  |  | FALSE | FALSE | FALSE | 48000 | 35000 | 2.36 | 40862 | 2.32
205282616 | 10/27/22 | Live | Midea Electric Trading | C&H | Singlezone Non-Ducted, Floor Placement | 205282616 |  | HRCU-A-CB-O | CH-48LCU/O | Mini-Splits | CH-48LCFCI | 9.3 | 17.8 | 11 |  |  |  | FALSE | FALSE | FALSE | 48000 | 35000 | 2.36 | 40834 | 2.33
208614032 | 07/11/22 | Live | Johnson Controls Inc. (York International Norman) | CHAMPION HEATING AND COOLING | Singlezone Ducted, Centrally Ducted | 208614032 |  | HRCU-A-CB | HMH72B241 | Ducted Indoor Units | XAFB36DBAN1+JMVT12BC2N1 | 10.25 | 17.75 | 9.5 |  |  |  | FALSE | FALSE | FALSE | 22000 | 14000 | 2.41 | 14000 | 2.41
205263877 | 10/27/22 | Live | Midea Electric Trading | C&H | Singlezone Non-Ducted, Wall Placement | 205263877 |  | HRCU-A-CB-O | CH-09SPH-230VO | Mini-Splits | CH-D09MSPHWM-230VI | 14.9 | 23.5 | 10.8 |  |  |  | TRUE | TRUE | FALSE | 9000 | 5800 | 2.74 | 10085 | 2.27
205263878 | 10/27/22 | Live | Midea Electric Trading | C&H | Singlezone Non-Ducted, Wall Placement | 205263878 |  | HRCU-A-CB-O | CH-12SPH-230VO | Mini-Splits | CH-D12MSPHWM-230VI | 13.7 | 22.7 | 11 |  |  |  | TRUE | TRUE | FALSE | 12000 | 7700 | 2.75 | 11116 | 2.45
208500023 | 07/11/22 | Live | Johnson Controls Inc. (York International Norman) | YORK | Singlezone Ducted, Centrally Ducted | 208500023 |  | HRCU-A-CB | HMH72B241 | Ducted Indoor Units | XAUB36DXXN1+JMVT12BC2N1+TXV | 10.25 | 17.75 | 9.5 |  |  |  | FALSE | FALSE | FALSE | 22000 | 14000 | 2.41 | 14000 | 2.41
205263880 | 10/27/22 | Live | Midea Electric Trading | C&H | Singlezone Non-Ducted, Wall Placement | 205263880 |  | HRCU-A-CB-O | CH-24SPH-230VO | Mini-Splits | CH-D24MSPHWM-230VI | 13.7 | 20.7 | 11.5 |  |  |  | TRUE | FALSE | FALSE | 24000 | 15300 | 2.7 | 19036 | 2.21
205263879 | 10/27/22 | Live | Midea Electric Trading | C&H | Singlezone Non-Ducted, Wall Placement | 205263879 |  | HRCU-A-CB-O | CH-18SPH-230VO | Mini-Splits | CH-D18MSPHWM-230VI | 13 | 21 | 10.4 |  |  |  | TRUE | FALSE | FALSE | 18000 | 11400 | 2.72 | 14016 | 2.49
205263858 | 10/27/22 | Live | Midea Electric Trading | C&H | Singlezone Ducted, Compact Ducted | 205263858 |  | HRCU-A-CB | CH-HYP24SPH230VO | Mini-Splits | CH-M24DTUI | 12.5 | 20.5 | 12.5 |  |  |  | TRUE | TRUE | TRUE | 24000 | 17200 | 2.56 | 25200 | 1.81
208501687 | 07/11/22 | Live | Johnson Controls Inc. (York International Norman) | COLEMAN | Singlezone Ducted, Centrally Ducted | 208501687 |  | HRCU-A-CB | HMH72B241 | Ducted Indoor Units | XAUB36DXXN1+JMVT12BC2N1+TXV | 10.25 | 17.75 | 9.5 |  |  |  | FALSE | FALSE | FALSE | 22000 | 14000 | 2.41 | 14000 | 2.41
205263857 | 10/27/22 | Live | Midea Electric Trading | C&H | Singlezone Ducted, Compact Ducted | 205263857 |  | HRCU-A-CB | CH-24LCU/O | Mini-Splits | CH-M24DTUI | 12.5 | 20.5 | 12.5 |  |  |  | TRUE | TRUE | TRUE | 24000 | 17200 | 2.56 | 25200 | 1.81
205287344 | 10/27/22 | Live | Midea Electric Trading | C&H | Singlezone Non-Ducted, Floor Placement | 205287344 |  | HRCU-A-CB-O | CH-60LCU/O | Mini-Splits | CH-60LCFC/I | 9.8 | 18 | 10.5 |  |  |  | FALSE | FALSE | FALSE | 54000 | 39000 | 2.6 | 39128 | 2.25
205282614 | 10/27/22 | Live | Midea Electric Trading | C&H | Singlezone Non-Ducted, Floor Placement | 205282614 |  | HRCU-A-CB-O | CH-60LCU/O | Mini-Splits | CH-60LCFCI | 9.8 | 18 | 10.5 |  |  |  | FALSE | FALSE | FALSE | 54000 | 39000 | 2.6 | 39128 | 2.25
208501689 | 07/11/22 | Live | Johnson Controls Inc. (York International Norman) | LUXAIRE | Singlezone Ducted, Centrally Ducted | 208501689 |  | HRCU-A-CB | HMH72B241 | Ducted Indoor Units | XAUB36DXXN1+JMVT12BC2N1+TXV | 10.25 | 17.75 | 9.5 |  |  |  | FALSE | FALSE | FALSE | 22000 | 14000 | 2.41 | 14000 | 2.41
205263851 | 10/27/22 | Live | Midea Electric Trading | C&H | Singlezone Ducted, Compact Ducted | 205263851 |  | HRCU-A-CB | CH-HYP09SPH230VO | Mini-Splits | CH-M09DTUI | 13.5 | 23 | 12 |  |  |  | TRUE | TRUE | TRUE | 9000 | 7200 | 2.74 | 11300 | 1.55
205263852 | 10/27/22 | Live | Midea Electric Trading | C&H | Singlezone Ducted, Compact Ducted | 205263852 |  | HRCU-A-CB | CH-09SPH-230VO | Mini-Splits | CH-M09DTUI | 13.5 | 20.5 | 11.5 |  |  |  | TRUE | TRUE | TRUE | 9000 | 6800 | 2.93 | 8900 | 2.09
205263853 | 10/27/22 | Live | Midea Electric Trading | C&H | Singlezone Ducted, Compact Ducted | 205263853 |  | HRCU-A-CB | CH-HYP12SPH230VO | Mini-Splits | CH-M12DTUI | 12.5 | 20.5 | 11 |  |  |  | TRUE | TRUE | TRUE | 12000 | 8500 | 2.57 | 12400 | 1.79
208501691 | 07/11/22 | Live | Johnson Controls Inc. (York International Norman) | FRASER-JOHNSTON | Singlezone Ducted, Centrally Ducted | 208501691 |  | HRCU-A-CB | HMH72B241 | Ducted Indoor Units | XAUB36DXXN1+JMVT12BC2N1+TXV | 10.25 | 17.75 | 9.5 |  |  |  | FALSE | FALSE | FALSE | 22000 | 14000 | 2.41 | 14000 | 2.41
205263859 | 10/27/22 | Live | Midea Electric Trading | C&H | Singlezone Ducted, Compact Ducted | 205263859 |  | HRCU-A-CB | CH-24SPH-230VO | Mini-Splits | CH-M24DTUI | 12.5 | 21.5 | 11 |  |  |  | TRUE | TRUE | TRUE | 24000 | 16000 | 2.69 | 18900 | 2.22
205263856 | 10/27/22 | Live | Midea Electric Trading | C&H | Singlezone Ducted, Compact Ducted | 205263856 |  | HRCU-A-CB | CH-18SPH-230VO | Mini-Splits | CH-M18DTUI | 12.5 | 19 | 10.5 |  |  |  | TRUE | FALSE | FALSE | 18000 | 12000 | 2.61 | 12500 | 2.39
208501693 | 07/11/22 | Live | Johnson Controls Inc. (York International Norman) | CHAMPION HEATING AND COOLING | Singlezone Ducted, Centrally Ducted | 208501693 |  | HRCU-A-CB | HMH72B241 | Ducted Indoor Units | XAUB36DXXN1+JMVT12BC2N1+TXV | 10.25 | 17.75 | 9.5 |  |  |  | FALSE | FALSE | FALSE | 22000 | 14000 | 2.41 | 14000 | 2.41
8952855 | 10/27/22 | Live | Midea Electric Trading | NAPOLEON | Singlezone Non-Ducted, Wall Placement | 8952855 |  | HRCU-A-CB-O | NH25-09F-O | Mini-Splits | NH25-09F-I | 14.5 | 25 | 11.2 |  |  |  | TRUE | FALSE | FALSE | 9000 | 6900 | 2.73 | 13890 | 2.1
205309938 | 10/27/22 | Live | Midea Electric Trading | NAPOLEON | Singlezone Non-Ducted, Wall Placement | 205309938 |  | HRCU-A-CB-O | NH21-24F-O | Mini-Splits | NH25-24F-I | 13.7 | 20.7 | 11.5 |  |  |  | TRUE | FALSE | FALSE | 24000 | 15300 | 2.7 | 19036 | 2.21
8952856 | 10/27/22 | Live | Midea Electric Trading | NAPOLEON | Singlezone Non-Ducted, Wall Placement | 8952856 |  | HRCU-A-CB-O | NH25-12F-O | Mini-Splits | NH25-12F-I | 13 | 22.5 | 12 |  |  |  | TRUE | FALSE | FALSE | 12000 | 7800 | 2.63 | 12259 | 1.96
205309935 | 10/27/22 | Live | Midea Electric Trading | NAPOLEON | Singlezone Non-Ducted, Wall Placement | 205309935 |  | HRCU-A-CB-O | NH21-09F-O | Mini-Splits | NH25-09F-I | 14.9 | 23.5 | 10.8 |  |  |  | TRUE | TRUE | FALSE | 9000 | 5800 | 2.74 | 10085 | 2.27
208500187 | 07/11/22 | Live | Johnson Controls Inc. (York International Norman) | YORK | Singlezone Ducted, Centrally Ducted | 208500187 |  | HRCU-A-CB | HMH72B241 | Ducted Indoor Units | JHETB36DXXS2N1+TXV | 10.25 | 17.5 | 9.3 |  |  |  | FALSE | FALSE | FALSE | 22200 | 14300 | 2.47 | 14300 | 2.47
205309936 | 10/27/22 | Live | Midea Electric Trading | NAPOLEON | Singlezone Non-Ducted, Wall Placement | 205309936 |  | HRCU-A-CB-O | NH21-12F-O | Mini-Splits | NH25-12F-I | 13.7 | 22.7 | 11 |  |  |  | TRUE | TRUE | FALSE | 12000 | 7700 | 2.75 | 11116 | 2.45
205309937 | 10/27/22 | Live | Midea Electric Trading | NAPOLEON | Singlezone Non-Ducted, Wall Placement | 205309937 |  | HRCU-A-CB-O | NH21-18F-O | Mini-Splits | NH25-18F-I | 13 | 21 | 10.4 |  |  |  | TRUE | FALSE | FALSE | 18000 | 11400 | 2.72 | 14016 | 2.49
8952863 | 10/27/22 | Live | Midea Electric Trading | NAPOLEON | Singlezone Non-Ducted, Wall Placement | 8952863 |  | HRCU-A-CB-O | NH21-18F-O | Mini-Splits | NH21-18F-I | 13 | 21 | 10 |  |  |  | TRUE | FALSE | FALSE | 18000 | 10400 | 2.72 | 13597 | 2.46
208502151 | 07/11/22 | Live | Johnson Controls Inc. (York International Norman) | COLEMAN | Singlezone Ducted, Centrally Ducted | 208502151 |  | HRCU-A-CB | HMH72B241 | Ducted Indoor Units | JHETB36DXXS2N1+TXV | 10.25 | 17.5 | 9.3 |  |  |  | FALSE | FALSE | FALSE | 22200 | 14300 | 2.47 | 14300 | 2.47
8952861 | 10/27/22 | Live | Midea Electric Trading | NAPOLEON | Singlezone Non-Ducted, Wall Placement | 8952861 |  | HRCU-A-CB-O | NH21-09F-O | Mini-Splits | NH21-09F-I | 14 | 22.8 | 10.5 |  |  |  | FALSE | FALSE | FALSE | 9000 | 6400 | 2.76 | 9229 | 2.15
208502153 | 07/11/22 | Live | Johnson Controls Inc. (York International Norman) | LUXAIRE | Singlezone Ducted, Centrally Ducted | 208502153 |  | HRCU-A-CB | HMH72B241 | Ducted Indoor Units | JHETB36DXXS2N1+TXV | 10.25 | 17.5 | 9.3 |  |  |  | FALSE | FALSE | FALSE | 22200 | 14300 | 2.47 | 14300 | 2.47
203363533 | 10/27/22 | Live | Midea Electric Trading | NAPOLEON | Singlezone Non-Ducted, Wall Placement | 203363533 |  | HRCU-A-CB-O | NHAS-18-O | Mini-Splits | NHAS-18-I | 11 | 19 | 10 |  |  |  | FALSE | FALSE | FALSE | 18000 | 11000 | 2.58 | 11041 | 2.2
203363519 | 10/27/22 | Live | Midea Electric Trading | CONTINENTAL | Singlezone Non-Ducted, Wall Placement | 203363519 |  | HRCU-A-CB-O | CH25-09-O | Mini-Splits | CH25-09-I | 14.5 | 25 | 11.2 |  |  |  | FALSE | FALSE | FALSE | 9000 | 6900 | 2.73 | 13890 | 2.1
208502155 | 07/11/22 | Live | Johnson Controls Inc. (York International Norman) | FRASER-JOHNSTON | Singlezone Ducted, Centrally Ducted | 208502155 |  | HRCU-A-CB | HMH72B241 | Ducted Indoor Units | JHETB36DXXS2N1+TXV | 10.25 | 17.5 | 9.3 |  |  |  | FALSE | FALSE | FALSE | 22200 | 14300 | 2.47 | 14300 | 2.47
203363520 | 10/27/22 | Live | Midea Electric Trading | CONTINENTAL | Singlezone Non-Ducted, Wall Placement | 203363520 |  | HRCU-A-CB-O | CH25-12-O | Mini-Splits | CH25-12-I | 13 | 22.5 | 12 |  |  |  | FALSE | FALSE | FALSE | 12000 | 7800 | 2.63 | 12259 | 1.96
205309940 | 10/27/22 | Live | Midea Electric Trading | CONTINENTAL | Singlezone Non-Ducted, Wall Placement | 205309940 |  | HRCU-A-CB-O | CH21-18-O | Mini-Splits | CH25-18-I | 13 | 21 | 10.4 |  |  |  | FALSE | FALSE | FALSE | 18000 | 11400 | 2.72 | 14016 | 2.49
205309939 | 10/27/22 | Live | Midea Electric Trading | CONTINENTAL | Singlezone Non-Ducted, Wall Placement | 205309939 |  | HRCU-A-CB-O | CH21-12-O | Mini-Splits | CH25-12-I | 13.7 | 22.7 | 11 |  |  |  | FALSE | FALSE | FALSE | 12000 | 7700 | 2.75 | 11116 | 2.45
208502157 | 07/11/22 | Live | Johnson Controls Inc. (York International Norman) | CHAMPION HEATING AND COOLING | Singlezone Ducted, Centrally Ducted | 208502157 |  | HRCU-A-CB | HMH72B241 | Ducted Indoor Units | JHETB36DXXS2N1+TXV | 10.25 | 17.5 | 9.3 |  |  |  | FALSE | FALSE | FALSE | 22200 | 14300 | 2.47 | 14300 | 2.47
203363526 | 10/27/22 | Live | Midea Electric Trading | CONTINENTAL | Singlezone Non-Ducted, Wall Placement | 203363526 |  | HRCU-A-CB-O | CH21-18-O | Mini-Splits | CH21-18-I | 13 | 21 | 10 |  |  |  | FALSE | FALSE | FALSE | 18000 | 10400 | 2.72 | 13597 | 2.46
205309941 | 10/27/22 | Live | Midea Electric Trading | CONTINENTAL | Singlezone Non-Ducted, Wall Placement | 205309941 |  | HRCU-A-CB-O | CH21-24-O | Mini-Splits | CH25-24-I | 13.7 | 20.7 | 11.5 |  |  |  | FALSE | FALSE | FALSE | 24000 | 15300 | 2.7 | 19036 | 2.21
204783911 | 10/27/22 | Live | Midea Electric Trading | MRCOOL | Singlezone Non-Ducted, Wall Placement | 204783911 |  | HRCU-A-CB-O | O-ES-09-HP-C-230 | Mini-Splits | O-09-HP-WMAH-230A | 14.9 | 23.5 | 10.8 |  |  |  | TRUE | TRUE | FALSE | 9000 | 5800 | 2.74 | 10085 | 2.27
208613132 | 07/11/22 | Live | Johnson Controls Inc. (York International Norman) | YORK | Singlezone Ducted, Centrally Ducted | 208613132 |  | HRCU-A-CB | HMH72B241 | Ducted Indoor Units | JHETB36DBAS2N1 | 10.25 | 17.5 | 9.3 |  |  |  | FALSE | FALSE | FALSE | 22200 | 14300 | 2.47 | 14300 | 2.47
204783915 | 10/27/22 | Live | Midea Electric Trading | MRCOOL | Singlezone Non-Ducted, Wall Placement | 204783915 |  | HRCU-A-CB-O | O-HH-09-HP-C-230 | Mini-Splits | O-09-HP-WMAH-230A | 14.5 | 25 | 11.2 |  |  |  | TRUE | FALSE | FALSE | 9000 | 6900 | 2.73 | 13890 | 2.1
204783912 | 10/27/22 | Live | Midea Electric Trading | MRCOOL | Singlezone Non-Ducted, Wall Placement | 204783912 |  | HRCU-A-CB-O | O-ES-12-HP-C-230 | Mini-Splits | O-12-HP-WMAH-230A | 13.7 | 22.7 | 11 |  |  |  | TRUE | TRUE | FALSE | 12000 | 7700 | 2.75 | 11116 | 2.45
204783916 | 10/27/22 | Live | Midea Electric Trading | MRCOOL | Singlezone Non-Ducted, Wall Placement | 204783916 |  | HRCU-A-CB-O | O-HH-12-HP-C-230 | Mini-Splits | O-12-HP-WMAH-230A | 13 | 22.5 | 12 |  |  |  | TRUE | FALSE | FALSE | 12000 | 7800 | 2.63 | 12259 | 1.96
208614012 | 07/11/22 | Live | Johnson Controls Inc. (York International Norman) | COLEMAN | Singlezone Ducted, Centrally Ducted | 208614012 |  | HRCU-A-CB | HMH72B241 | Ducted Indoor Units | JHETB36DBAS2N1 | 10.25 | 17.5 | 9.3 |  |  |  | FALSE | FALSE | FALSE | 22200 | 14300 | 2.47 | 14300 | 2.47
204469768 | 10/27/22 | Live | Midea Electric Trading | MRCOOL | Singlezone Ducted, Compact Ducted | 204469768 |  | HRCU-A-CB | O-HH-09-HP-C-230 | Mini-Splits | DUCT-09HP-230 | 13.5 | 23 | 12 |  |  |  | TRUE | TRUE | TRUE | 9000 | 7200 | 2.74 | 11300 | 1.55
204783913 | 10/27/22 | Live | Midea Electric Trading | MRCOOL | Singlezone Non-Ducted, Wall Placement | 204783913 |  | HRCU-A-CB-O | O-ES-18-HP-C-230 | Mini-Splits | O-18-HP-WMAH-230A | 13 | 21 | 10.4 |  |  |  | TRUE | FALSE | FALSE | 18000 | 11400 | 2.72 | 14016 | 2.49
204783914 | 10/27/22 | Live | Midea Electric Trading | MRCOOL | Singlezone Non-Ducted, Wall Placement | 204783914 |  | HRCU-A-CB-O | O-ES-24-HP-C-230 | Mini-Splits | O-24-HP-WMAH-230A | 13.7 | 20.7 | 11.5 |  |  |  | TRUE | FALSE | FALSE | 24000 | 15300 | 2.7 | 19036 | 2.21
208614019 | 07/11/22 | Live | Johnson Controls Inc. (York International Norman) | LUXAIRE | Singlezone Ducted, Centrally Ducted | 208614019 |  | HRCU-A-CB | HMH72B241 | Ducted Indoor Units | JHETB36DBAS2N1 | 10.25 | 17.5 | 9.3 |  |  |  | FALSE | FALSE | FALSE | 22200 | 14300 | 2.47 | 14300 | 2.47
202918800 | 10/27/22 | Live | Midea Electric Trading | MRCOOL | Singlezone Non-Ducted, Wall Placement | 202918800 |  | HRCU-A-CB-O | A-18-HP-C-230B | Mini-Splits | A-18-HP-WMAH-230B | 11 | 19 | 10 |  |  |  | FALSE | FALSE | FALSE | 18000 | 11000 | 2.58 | 11041 | 2.2
204469761 | 10/27/22 | Live | Midea Electric Trading | MRCOOL | Singlezone Ducted, Compact Ducted | 204469761 |  | HRCU-A-CB | O-ES-09-HP-C-230 | Mini-Splits | DUCT-09HP-230 | 13.5 | 20.5 | 11.5 |  |  |  | TRUE | TRUE | TRUE | 9000 | 6800 | 2.93 | 8900 | 2.09
204469771 | 10/27/22 | Live | Midea Electric Trading | MRCOOL | Singlezone Ducted, Compact Ducted | 204469771 |  | HRCU-A-CB | O-HH-24-HP-C-230 | Mini-Splits | DUCT-24HP-230 | 12.5 | 20.5 | 12.5 |  |  |  | TRUE | TRUE | TRUE | 24000 | 17200 | 2.56 | 25200 | 1.81
204469763 | 10/27/22 | Live | Midea Electric Trading | MRCOOL | Singlezone Ducted, Compact Ducted | 204469763 |  | HRCU-A-CB | O-ES-18-HP-C-230 | Mini-Splits | DUCT-18HP-230 | 12.5 | 19 | 10.5 |  |  |  | TRUE | FALSE | FALSE | 18000 | 12000 | 2.61 | 12500 | 2.39
208614028 | 07/11/22 | Live | Johnson Controls Inc. (York International Norman) | FRASER-JOHNSTON | Singlezone Ducted, Centrally Ducted | 208614028 |  | HRCU-A-CB | HMH72B241 | Ducted Indoor Units | JHETB36DBAS2N1 | 10.25 | 17.5 | 9.3 |  |  |  | FALSE | FALSE | FALSE | 22200 | 14300 | 2.47 | 14300 | 2.47
204469769 | 10/27/22 | Live | Midea Electric Trading | MRCOOL | Singlezone Ducted, Compact Ducted | 204469769 |  | HRCU-A-CB | O-HH-12-HP-C-230 | Mini-Splits | DUCT-12HP-230 | 12.5 | 20.5 | 11 |  |  |  | TRUE | TRUE | TRUE | 12000 | 8500 | 2.57 | 12400 | 1.79
204469764 | 10/27/22 | Live | Midea Electric Trading | MRCOOL | Singlezone Ducted, Compact Ducted | 204469764 |  | HRCU-A-CB | O-ES-24-HP-C-230 | Mini-Splits | DUCT-24HP-230 | 12.5 | 21.5 | 11 |  |  |  | TRUE | TRUE | TRUE | 24000 | 16000 | 2.69 | 18900 | 2.22
204340473 | 10/27/22 | Live | Midea Electric Trading | MRCOOL | Singlezone Non-Ducted, Ceiling Placement | 204340473 |  | HRCU-A-CB-O | O-HH-12-HP-C-230 | Mini-Splits | CASSETTE12HP-230 | 12.5 | 19.5 | 10.6 |  |  |  | TRUE | FALSE | FALSE | 12000 | 8700 | 2.68 | 13136 | 1.97
208614035 | 07/11/22 | Live | Johnson Controls Inc. (York International Norman) | CHAMPION HEATING AND COOLING | Singlezone Ducted, Centrally Ducted | 208614035 |  | HRCU-A-CB | HMH72B241 | Ducted Indoor Units | JHETB36DBAS2N1 | 10.25 | 17.5 | 9.3 |  |  |  | FALSE | FALSE | FALSE | 22200 | 14300 | 2.47 | 14300 | 2.47
204469759 | 10/27/22 | Live | Midea Electric Trading | MRCOOL | Singlezone Non-Ducted, Ceiling Placement | 204469759 |  | HRCU-A-CB-O | O-ES-18-HP-C-230 | Mini-Splits | CASSETTE18HP-230 | 12.5 | 20 | 10.3 |  |  |  | TRUE | FALSE | FALSE | 18000 | 12000 | 2.53 | 12000 | 2.23
204469760 | 10/27/22 | Live | Midea Electric Trading | MRCOOL | Singlezone Non-Ducted, Ceiling Placement | 204469760 |  | HRCU-A-CB-O | O-ES-24-HP-C-230 | Mini-Splits | CASSETTE24HP-230 | 12.5 | 20 | 10.5 |  |  |  | FALSE | FALSE | FALSE | 24000 | 15800 | 2.56 | 17841 | 2.09
204469758 | 10/27/22 | Live | Midea Electric Trading | MRCOOL | Singlezone Non-Ducted, Ceiling Placement | 204469758 |  | HRCU-A-CB-O | O-ES-12-HP-C-230 | Mini-Splits | CASSETTE12HP-230 | 14 | 21.5 | 10.5 |  |  |  | FALSE | FALSE | FALSE | 12000 | 7500 | 2.68 | 9444 | 2.49
204711122 | 10/27/22 | Live | Midea Electric Trading | MRCOOL | Singlezone Non-Ducted, Wall Placement | 204711122 |  | HRCU-A-CB-O | DIY-12-HP-C-115B | Mini-Splits | DIY-12-HP-WMAH-115B | 12.7 | 22 | 10 |  |  |  | FALSE | FALSE | FALSE | 12000 | 7200 | 2.64 | 7646 | 2.41
204711124 | 10/27/22 | Live | Midea Electric Trading | MRCOOL | Singlezone Non-Ducted, Wall Placement | 204711124 |  | HRCU-A-CB-O | DIY-24-HP-C-230B | Mini-Splits | DIY-24-HP-WMAH-230B | 12.5 | 20 | 10 |  |  |  | TRUE | FALSE | FALSE | 23000 | 14800 | 2.49 | 19790 | 2.16
204711123 | 10/27/22 | Live | Midea Electric Trading | MRCOOL | Singlezone Non-Ducted, Wall Placement | 204711123 |  | HRCU-A-CB-O | DIY-18-HP-C-230B | Mini-Splits | DIY-18-HP-WMAH-230B | 12.5 | 20 | 10 |  |  |  | TRUE | FALSE | FALSE | 18000 | 11300 | 2.81 | 15163 | 2.55
202081019 | 10/27/22 | Live | Midea Electric Trading | C&H | Singlezone Non-Ducted, Wall Placement | 202081019 |  | HRCU-A-CB-O | CH-09DKT230VO | Mini-Splits | CH-09DKT230VI | 14.5 | 25 | 11.2 |  |  |  | TRUE | FALSE | FALSE | 9000 | 6900 | 2.73 | 13890 | 2.1
204098412 | 10/27/22 | Live | Midea Electric Trading | C&H | Singlezone Non-Ducted, Ceiling Placement | 204098412 |  | HRCU-A-CB-O | CH-09SPH-230VO | Mini-Splits | CH-09MSPHCT-230VI | 13 | 20 | 10.5 |  |  |  | FALSE | FALSE | FALSE | 9000 | 5800 | 2.66 | 8639 | 2.08
205047857 | 10/27/22 | Live | Midea Electric Trading | C&H | Singlezone Non-Ducted, Wall Placement | 205047857 |  | HRCU-A-CB-O | CH-09SPH-230VO | Mini-Splits | CH-09DKT230VI | 14.9 | 23.5 | 10.8 |  |  |  | TRUE | TRUE | FALSE | 9000 | 5800 | 2.74 | 10085 | 2.27
205047866 | 10/27/22 | Live | Midea Electric Trading | C&H | Multizone All Ducted | 205047866 |  | HMSV-A-CB | CH-HYP36MSPH-230VO | Ducted Indoor Units |  | 11.3 | 19 | 11 |  |  |  | FALSE | FALSE | FALSE | 36000 | 24600 | 2.7 | 39296 | 2.19
204098417 | 10/27/22 | Live | Midea Electric Trading | C&H | Singlezone Non-Ducted, Ceiling Placement | 204098417 |  | HRCU-A-CB-O | CH-12DKT230VO | Mini-Splits | CH-12MSPHCT-230VI | 12.5 | 19.5 | 10.6 |  |  |  | TRUE | FALSE | FALSE | 12000 | 8700 | 2.68 | 13136 | 1.97
204098415 | 10/27/22 | Live | Midea Electric Trading | C&H | Singlezone Non-Ducted, Ceiling Placement | 204098415 |  | HRCU-A-CB-O | CH-24SPH-230VO | Mini-Splits | CH-24MSPHCT-230VI | 12.5 | 20 | 10.5 |  |  |  | FALSE | FALSE | FALSE | 24000 | 15800 | 2.56 | 17841 | 2.09
203748693 | 10/27/22 | Live | Midea Electric Trading | C&H | Singlezone Non-Ducted, Wall Placement | 203748693 |  | HRCU-A-CB-O | CH-09MIA115VO | Mini-Splits | CH-09MIA115VI | 11.5 | 19 | 10 |  |  |  | FALSE | FALSE | FALSE | 9000 | 6000 | 2.55 | 7599 | 2.16
204098433 | 10/27/22 | Live | Midea Electric Trading | C&H | Singlezone Non-Ducted, Floor Placement | 204098433 |  | HRCU-A-CB-O | CH-24SPH-230VO | Mini-Splits | CH-24MSPHFC-230VI | 12.5 | 20 | 11 |  |  |  | TRUE | FALSE | FALSE | 24000 | 15000 | 2.85 | 17858 | 2.02
9119324 | 10/27/22 | Live | Midea Electric Trading | C&H | Singlezone Non-Ducted, Wall Placement | 9119324 |  | HRCU-A-CB-O | CH-09SPH-230VO | Mini-Splits | CH-09SPH-230VI | 14 | 22.8 | 10.5 |  |  |  | FALSE | FALSE | FALSE | 9000 | 6400 | 2.76 | 9229 | 2.15
9119326 | 10/27/22 | Live | Midea Electric Trading | C&H | Singlezone Non-Ducted, Wall Placement | 9119326 |  | HRCU-A-CB-O | CH-18SPH-230VO | Mini-Splits | CH-18SPH-230VI | 13 | 21 | 10 |  |  |  | TRUE | FALSE | FALSE | 18000 | 10400 | 2.72 | 13597 | 2.46
204098423 | 10/27/22 | Live | Midea Electric Trading | C&H | Singlezone Ducted, Compact Ducted | 204098423 |  | HRCU-A-CB | CH-24SPH-230VO | Mini-Splits | CH-24LCDTU/I | 12.5 | 21.5 | 11 |  |  |  | TRUE | TRUE | TRUE | 24000 | 16000 | 2.69 | 18900 | 2.22
201755335 | 10/27/22 | Live | Midea Electric Trading | C&H | Singlezone Ducted, Compact Ducted | 201755335 |  | HRCU-A-CB | CH-24LCU/O | Mini-Splits | CH-24LCDTU/I | 12.5 | 20.5 | 12.5 |  |  |  | TRUE | TRUE | TRUE | 24000 | 17200 | 2.56 | 25200 | 1.81
202534925 | 10/27/22 | Live | Midea Electric Trading | C&H | Singlezone Non-Ducted, Ceiling Placement | 202534925 |  | HRCU-A-CB-O | CH-48LCU/O | Mini-Splits | CH-48MSPHCT-230VI | 9.5 | 16.8 | 11 |  |  |  | FALSE | FALSE | FALSE | 48000 | 35000 | 2.36 | 40862 | 2.32
9119323 | 10/27/22 | Live | Midea Electric Trading | C&H | Singlezone Non-Ducted, Wall Placement | 9119323 |  | HRCU-A-CB-O | CH-12SPH-115VO | Mini-Splits | CH-12SPH-115VI | 12.5 | 21.5 | 11.2 |  |  |  | TRUE | FALSE | FALSE | 12000 | 7100 | 2.6 | 8005 | 2.23
203456306 | 10/27/22 | Live | Midea Electric Trading | C&H | Singlezone Non-Ducted, Wall Placement | 203456306 |  | HRCU-A-CB-O | CH-SR09SPH-115VO | Mini-Splits | CH-SR09SPH-115VI | 15 | 25 | 10.5 |  |  |  | TRUE | FALSE | FALSE | 9000 | 5800 | 2.79 | 8005 | 2.23
202081220 | 10/27/22 | Live | Midea Electric Trading | C&H | Singlezone Non-Ducted, Wall Placement | 202081220 |  | HRCU-A-CB-O | CH-12DKT230VO | Mini-Splits | CH-12DKT230VI | 13 | 22.5 | 12 |  |  |  | TRUE | FALSE | FALSE | 12000 | 7800 | 2.63 | 12259 | 1.96
204098413 | 10/27/22 | Live | Midea Electric Trading | C&H | Singlezone Non-Ducted, Ceiling Placement | 204098413 |  | HRCU-A-CB-O | CH-12SPH-230VO | Mini-Splits | CH-12MSPHCT-230VI | 14 | 21.5 | 10.5 |  |  |  | FALSE | FALSE | FALSE | 12000 | 7500 | 2.68 | 9444 | 2.49
204098429 | 10/27/22 | Live | Midea Electric Trading | C&H | Singlezone Non-Ducted, Floor Placement | 204098429 |  | HRCU-A-CB-O | CH-12SPH-230VO | Mini-Splits | CH-12MSPHMC-230VI | 13 | 20.5 | 10 |  |  |  | TRUE | FALSE | FALSE | 12000 | 7200 | 2.67 | 11225 | 2.28
202534924 | 10/27/22 | Live | Midea Electric Trading | C&H | Singlezone Non-Ducted, Ceiling Placement | 202534924 |  | HRCU-A-CB-O | CH-36LCU/O | Mini-Splits | CH-36MSPHCT-230VI | 9 | 17.5 | 10.5 |  |  |  | FALSE | FALSE | FALSE | 36000 | 25200 | 2.64 | 31769 | 2.16
204098414 | 10/27/22 | Live | Midea Electric Trading | C&H | Singlezone Non-Ducted, Ceiling Placement | 204098414 |  | HRCU-A-CB-O | CH-18SPH-230VO | Mini-Splits | CH-18MSPHCT-230VI | 12.5 | 20 | 10.3 |  |  |  | TRUE | FALSE | FALSE | 18000 | 12000 | 2.53 | 12000 | 2.23
204098432 | 10/27/22 | Live | Midea Electric Trading | C&H | Singlezone Non-Ducted, Floor Placement | 204098432 |  | HRCU-A-CB-O | CH-18SPH-230VO | Mini-Splits | CH-18MSPHFC-230VI | 12.5 | 20 | 10.5 |  |  |  | TRUE | FALSE | FALSE | 18000 | 12000 | 2.43 | 12709 | 2.24
205047859 | 10/27/22 | Live | Midea Electric Trading | C&H | Singlezone Non-Ducted, Floor Placement | 205047859 |  | HRCU-A-CB-O | CH-48LCU/O | Mini-Splits | CH-48LCFC/I | 9.3 | 17.8 | 11 |  |  |  | FALSE | FALSE | FALSE | 48000 | 35000 | 2.36 | 40834 | 2.33
205047858 | 10/27/22 | Live | Midea Electric Trading | C&H | Singlezone Non-Ducted, Floor Placement | 205047858 |  | HRCU-A-CB-O | CH-60LCU/O | Mini-Splits | CH-60LCFC/I | 9.8 | 18 | 10.5 |  |  |  | FALSE | FALSE | FALSE | 54000 | 39000 | 2.6 | 39128 | 2.25
10443490 | 10/27/22 | Live | Midea Electric Trading | C&H | Singlezone Ducted, Compact Ducted | 10443490 |  | HRCU-A-CB | CH-24LCDTU/O | Mini-Splits | CH-24LCDTU/I | 12.5 | 20.5 | 12.5 |  |  |  | TRUE | TRUE | TRUE | 24000 | 17200 | 2.56 | 25200 | 1.81
204098427 | 10/27/22 | Live | Midea Electric Trading | C&H | Singlezone Ducted, Compact Ducted | 204098427 |  | HRCU-A-CB | CH-24DKT230VO | Mini-Splits | CH-24LCDTU/I | 12.5 | 20.5 | 12.5 |  |  |  | TRUE | TRUE | TRUE | 24000 | 17200 | 2.56 | 25200 | 1.81
10443492 | 10/27/22 | Live | Midea Electric Trading | C&H | Singlezone Ducted, Compact Ducted | 10443492 |  | HRCU-A-CB | CH-48LCDTU/O | Mini-Splits | CH-48LCDTU/I | 9.2 | 17.4 | 10.3 |  |  |  | FALSE | FALSE | FALSE | 48000 | 33400 | 2.7 | 43500 | 2.43
201755337 | 10/27/22 | Live | Midea Electric Trading | C&H | Singlezone Ducted, Compact Ducted | 201755337 |  | HRCU-A-CB | CH-48LCU/O | Mini-Splits | CH-48LCDTU/I | 9.2 | 17.4 | 10.3 |  |  |  | FALSE | FALSE | FALSE | 48000 | 33400 | 2.7 | 43500 | 2.43
205104725 | 10/27/22 | Live | Midea Electric Trading | C&H | Singlezone Non-Ducted, Wall Placement | 205104725 |  | HRCU-A-CB-O | CH-12SPH-230VO | Mini-Splits | CH-12DKT230VI | 13.7 | 22.7 | 11 |  |  |  | TRUE | TRUE | FALSE | 12000 | 7700 | 2.75 | 11116 | 2.45
205104726 | 10/27/22 | Live | Midea Electric Trading | C&H | Singlezone Non-Ducted, Wall Placement | 205104726 |  | HRCU-A-CB-O | CH-18SPH-230VO | Mini-Splits | CH-18DKT230VI | 13 | 21 | 10.4 |  |  |  | TRUE | FALSE | FALSE | 18000 | 11400 | 2.72 | 14016 | 2.49
205104727 | 10/27/22 | Live | Midea Electric Trading | C&H | Singlezone Non-Ducted, Wall Placement | 205104727 |  | HRCU-A-CB-O | CH-24SPH-230VO | Mini-Splits | CH-24DKT230VI | 13.7 | 20.7 | 11.5 |  |  |  | TRUE | FALSE | FALSE | 24000 | 15300 | 2.7 | 19036 | 2.21
204098425 | 10/27/22 | Live | Midea Electric Trading | C&H | Singlezone Ducted, Compact Ducted | 204098425 |  | HRCU-A-CB | CH-12DKT230VO | Mini-Splits | CH-12LCDTU/I | 12.5 | 20.5 | 11 |  |  |  | TRUE | TRUE | TRUE | 12000 | 8500 | 2.57 | 12400 | 1.79
204098420 | 10/27/22 | Live | Midea Electric Trading | C&H | Singlezone Ducted, Compact Ducted | 204098420 |  | HRCU-A-CB | CH-09SPH-230VO | Mini-Splits | CH-09LCDTU/I | 13.5 | 20.5 | 11.5 |  |  |  | TRUE | TRUE | TRUE | 9000 | 6800 | 2.93 | 8900 | 2.09
204098424 | 10/27/22 | Live | Midea Electric Trading | C&H | Singlezone Ducted, Compact Ducted | 204098424 |  | HRCU-A-CB | CH-09DKT230VO | Mini-Splits | CH-09LCDTU/I | 13.5 | 23 | 12 |  |  |  | TRUE | TRUE | TRUE | 9000 | 7200 | 2.74 | 11300 | 1.55
201755336 | 10/27/22 | Live | Midea Electric Trading | C&H | Singlezone Ducted, Compact Ducted | 201755336 |  | HRCU-A-CB | CH-36LCU/O | Mini-Splits | CH-36LCDTU/I | 9 | 16.5 | 11.5 |  |  |  | FALSE | FALSE | FALSE | 36000 | 27600 | 2.74 | 33100 | 2.3
204098422 | 10/27/22 | Live | Midea Electric Trading | C&H | Singlezone Ducted, Compact Ducted | 204098422 |  | HRCU-A-CB | CH-18SPH-230VO | Mini-Splits | CH-18LCDTU/I | 12.5 | 19 | 10.5 |  |  |  | TRUE | FALSE | FALSE | 18000 | 12000 | 2.61 | 12500 | 2.39
204005744 | 10/27/22 | Live | Midea Electric Trading | MOOVAIR | Singlezone Non-Ducted, Ceiling Placement | 204005744 |  | HRCU-A-CB-O | DM09HOS23230E2 | Mini-Splits | DM09HICU230X5 | 13 | 20 | 10.5 |  |  |  | FALSE | FALSE | FALSE | 9000 | 5800 | 2.66 | 8639 | 2.08
204005732 | 10/27/22 | Live | Midea Electric Trading | MOOVAIR | Singlezone Non-Ducted, Wall Placement | 204005732 |  | HRCU-A-CB-O | DM09HOS25230E3 | Mini-Splits | DM09HIW23230E3 | 14.5 | 25 | 11.2 |  |  |  | TRUE | FALSE | FALSE | 9000 | 6900 | 2.73 | 13890 | 2.1
203238509 | 10/27/22 | Live | Midea Electric Trading | MOOVAIR | Singlezone Non-Ducted, Wall Placement | 203238509 |  | HRCU-A-CB-O | DM09HOS23230E2 | Mini-Splits | DM09HIW23230E3 | 14.9 | 23.5 | 10.8 |  |  |  | TRUE | TRUE | FALSE | 9000 | 5800 | 2.74 | 10085 | 2.27
203238512 | 10/27/22 | Live | Midea Electric Trading | MOOVAIR | Singlezone Non-Ducted, Wall Placement | 203238512 |  | HRCU-A-CB-O | DM18HOS23230E2 | Mini-Splits | DM18HIW23230E3 | 13 | 21 | 10.4 |  |  |  | TRUE | FALSE | FALSE | 18000 | 11400 | 2.72 | 14016 | 2.49
203238510 | 10/27/22 | Live | Midea Electric Trading | MOOVAIR | Singlezone Non-Ducted, Wall Placement | 203238510 |  | HRCU-A-CB-O | DM12HOS23230E2 | Mini-Splits | DM12HIW23230E3 | 13.7 | 22.7 | 11 |  |  |  | TRUE | TRUE | FALSE | 12000 | 7700 | 2.75 | 11116 | 2.45
204005761 | 10/27/22 | Live | Midea Electric Trading | MOOVAIR | Multizone All Ducted | 204005761 |  | HMSV-A-CB | DM36HOM25230X3 | Ducted Indoor Units |  | 11.3 | 19 | 11 |  |  |  | FALSE | FALSE | FALSE | 36000 | 24600 | 2.7 | 39296 | 2.19
203238514 | 10/27/22 | Live | Midea Electric Trading | MOOVAIR | Singlezone Non-Ducted, Wall Placement | 203238514 |  | HRCU-A-CB-O | DM24HOS23230E2 | Mini-Splits | DM24HIW23230E3 | 13.7 | 20.7 | 11.5 |  |  |  | TRUE | FALSE | FALSE | 24000 | 15300 | 2.7 | 19036 | 2.21
204005749 | 10/27/22 | Live | Midea Electric Trading | MOOVAIR | Singlezone Non-Ducted, Ceiling Placement | 204005749 |  | HRCU-A-CB-O | DM12HOS25230E3 | Mini-Splits | DM12HICU230X5 | 12.5 | 19.5 | 10.6 |  |  |  | TRUE | FALSE | FALSE | 12000 | 8700 | 2.68 | 13136 | 1.97
204005747 | 10/27/22 | Live | Midea Electric Trading | MOOVAIR | Singlezone Non-Ducted, Ceiling Placement | 204005747 |  | HRCU-A-CB-O | DM24HOS23230E2 | Mini-Splits | DM24HICU230X5 | 12.5 | 20 | 10.5 |  |  |  | FALSE | FALSE | FALSE | 24000 | 15800 | 2.56 | 17841 | 2.09
202635799 | 10/27/22 | Live | Midea Electric Trading | MOOVAIR | Singlezone Non-Ducted, Wall Placement | 202635799 |  | HRCU-A-CB-O | DM09HOS19115S1 | Mini-Splits | DM09HIW19115S1 | 11.5 | 19 | 10 |  |  |  | FALSE | FALSE | FALSE | 9000 | 6000 | 2.55 | 7599 | 2.16
204005739 | 10/27/22 | Live | Midea Electric Trading | MOOVAIR | Singlezone Ducted, Compact Ducted | 204005739 |  | HRCU-A-CB | DM24HOS23230E2 | Mini-Splits | DM24HIDU230X5 | 12.5 | 21.5 | 11 |  |  |  | TRUE | TRUE | TRUE | 24000 | 16000 | 2.69 | 18900 | 2.22
202635801 | 10/27/22 | Live | Midea Electric Trading | MOOVAIR | Singlezone Non-Ducted, Wall Placement | 202635801 |  | HRCU-A-CB-O | DM18HOS19230S1 | Mini-Splits | DM18HIW19230S1 | 11 | 19 | 10 |  |  |  | FALSE | FALSE | FALSE | 18000 | 11000 | 2.58 | 11041 | 2.2
204005754 | 10/27/22 | Live | Midea Electric Trading | MOOVAIR | Singlezone Ducted, Compact Ducted | 204005754 |  | HRCU-A-CB | DM48HOS18230E5 | Mini-Splits | DM48HIDU230X5 | 9.2 | 17.4 | 10.3 |  |  |  | FALSE | FALSE | FALSE | 48000 | 33400 | 2.7 | 43500 | 2.43
204005743 | 10/27/22 | Live | Midea Electric Trading | MOOVAIR | Singlezone Ducted, Compact Ducted | 204005743 |  | HRCU-A-CB | DM24HOS25230E3 | Mini-Splits | DM24HIDU230X5 | 12.5 | 20.5 | 12.5 |  |  |  | TRUE | TRUE | TRUE | 24000 | 17200 | 2.56 | 25200 | 1.81
204005741 | 10/27/22 | Live | Midea Electric Trading | MOOVAIR | Singlezone Ducted, Compact Ducted | 204005741 |  | HRCU-A-CB | DM12HOS25230E3 | Mini-Splits | DM12HIDU230X5 | 12.5 | 20.5 | 11 |  |  |  | TRUE | TRUE | TRUE | 12000 | 8500 | 2.57 | 12400 | 1.79
204005736 | 10/27/22 | Live | Midea Electric Trading | MOOVAIR | Singlezone Ducted, Compact Ducted | 204005736 |  | HRCU-A-CB | DM09HOS23230E2 | Mini-Splits | DM09HIDU230X5 | 13.5 | 20.5 | 11.5 |  |  |  | TRUE | TRUE | TRUE | 9000 | 6800 | 2.93 | 8900 | 2.09
204005733 | 10/27/22 | Live | Midea Electric Trading | MOOVAIR | Singlezone Non-Ducted, Wall Placement | 204005733 |  | HRCU-A-CB-O | DM12HOS25230E3 | Mini-Splits | DM12HIW23230E3 | 13 | 22.5 | 12 |  |  |  | TRUE | FALSE | FALSE | 12000 | 7800 | 2.63 | 12259 | 1.96
204005740 | 10/27/22 | Live | Midea Electric Trading | MOOVAIR | Singlezone Ducted, Compact Ducted | 204005740 |  | HRCU-A-CB | DM09HOS25230E3 | Mini-Splits | DM09HIDU230X5 | 13.5 | 23 | 12 |  |  |  | TRUE | TRUE | TRUE | 9000 | 7200 | 2.74 | 11300 | 1.55
204005745 | 10/27/22 | Live | Midea Electric Trading | MOOVAIR | Singlezone Non-Ducted, Ceiling Placement | 204005745 |  | HRCU-A-CB-O | DM12HOS23230E2 | Mini-Splits | DM12HICU230X5 | 14 | 21.5 | 10.5 |  |  |  | FALSE | FALSE | FALSE | 12000 | 7500 | 2.68 | 9444 | 2.49
204005738 | 10/27/22 | Live | Midea Electric Trading | MOOVAIR | Singlezone Ducted, Compact Ducted | 204005738 |  | HRCU-A-CB | DM18HOS23230E2 | Mini-Splits | DM18HIDU230X5 | 12.5 | 19 | 10.5 |  |  |  | TRUE | FALSE | FALSE | 18000 | 12000 | 2.61 | 12500 | 2.39
204005746 | 10/27/22 | Live | Midea Electric Trading | MOOVAIR | Singlezone Non-Ducted, Ceiling Placement | 204005746 |  | HRCU-A-CB-O | DM18HOS23230E2 | Mini-Splits | DM18HICU230X5 | 12.5 | 20 | 10.3 |  |  |  | TRUE | FALSE | FALSE | 18000 | 12000 | 2.53 | 12000 | 2.23
204005753 | 10/27/22 | Live | Midea Electric Trading | MOOVAIR | Singlezone Ducted, Compact Ducted | 204005753 |  | HRCU-A-CB | DM36HOS18230E5 | Mini-Splits | DM36HIDU230X5 | 9 | 16.5 | 11.5 |  |  |  | FALSE | FALSE | FALSE | 36000 | 27600 | 2.74 | 33100 | 2.3
204005757 | 10/27/22 | Live | Midea Electric Trading | MOOVAIR | Singlezone Non-Ducted, Ceiling Placement | 204005757 |  | HRCU-A-CB-O | DM36HOS18230E5 | Mini-Splits | DM36HICU230X5 | 9 | 17.5 | 10.5 |  |  |  | FALSE | FALSE | FALSE | 36000 | 25200 | 2.64 | 31769 | 2.16
203238486 | 10/27/22 | Live | Midea Electric Trading | ELIOS | Singlezone Non-Ducted, Wall Placement | 203238486 |  | HRCU-A-CB-O | DE09HOS23230E2 | Mini-Splits | DE09HIW23230E3 | 14.9 | 23.5 | 10.8 |  |  |  | TRUE | TRUE | FALSE | 9000 | 5800 | 2.74 | 10085 | 2.27
204005758 | 10/27/22 | Live | Midea Electric Trading | MOOVAIR | Singlezone Non-Ducted, Ceiling Placement | 204005758 |  | HRCU-A-CB-O | DM48HOS18230E5 | Mini-Splits | DM48HICU230X5 | 9.5 | 16.8 | 11 |  |  |  | FALSE | FALSE | FALSE | 48000 | 35000 | 2.36 | 40862 | 2.32
204005774 | 10/27/22 | Live | Midea Electric Trading | ELIOS | Singlezone Non-Ducted, Wall Placement | 204005774 |  | HRCU-A-CB-O | DE09HOS25230E3 | Mini-Splits | DE09HIW23230E3 | 14.5 | 25 | 11.2 |  |  |  | TRUE | FALSE | FALSE | 9000 | 6900 | 2.73 | 13890 | 2.1
203238487 | 10/27/22 | Live | Midea Electric Trading | ELIOS | Singlezone Non-Ducted, Wall Placement | 203238487 |  | HRCU-A-CB-O | DE12HOS23230E2 | Mini-Splits | DE12HIW23230E3 | 13.7 | 22.7 | 11 |  |  |  | TRUE | TRUE | FALSE | 12000 | 7700 | 2.75 | 11116 | 2.45
204005775 | 10/27/22 | Live | Midea Electric Trading | ELIOS | Singlezone Non-Ducted, Wall Placement | 204005775 |  | HRCU-A-CB-O | DE12HOS25230E3 | Mini-Splits | DE12HIW23230E3 | 13 | 22.5 | 12 |  |  |  | TRUE | FALSE | FALSE | 12000 | 7800 | 2.63 | 12259 | 1.96
203238490 | 10/27/22 | Live | Midea Electric Trading | ELIOS | Singlezone Non-Ducted, Wall Placement | 203238490 |  | HRCU-A-CB-O | DE24HOS23230E2 | Mini-Splits | DE24HIW23230E3 | 13.7 | 20.7 | 11.5 |  |  |  | TRUE | FALSE | FALSE | 24000 | 15300 | 2.7 | 19036 | 2.21
203238488 | 10/27/22 | Live | Midea Electric Trading | ELIOS | Singlezone Non-Ducted, Wall Placement | 203238488 |  | HRCU-A-CB-O | DE18HOS23230E2 | Mini-Splits | DE18HIW23230E3 | 13 | 21 | 10.4 |  |  |  | TRUE | FALSE | FALSE | 18000 | 11400 | 2.72 | 14016 | 2.49
202635790 | 10/27/22 | Live | Midea Electric Trading | ELIOS | Singlezone Non-Ducted, Wall Placement | 202635790 |  | HRCU-A-CB-O | DE18HOS19230S1 | Mini-Splits | DE18HIW19230S1 | 11 | 19 | 10 |  |  |  | FALSE | FALSE | FALSE | 18000 | 11000 | 2.58 | 11041 | 2.2
202635787 | 10/27/22 | Live | Midea Electric Trading | ELIOS | Singlezone Non-Ducted, Wall Placement | 202635787 |  | HRCU-A-CB-O | DE09HOS19115S1 | Mini-Splits | DE09HIW19115S1 | 11.5 | 19 | 10 |  |  |  | FALSE | FALSE | FALSE | 9000 | 6000 | 2.55 | 7599 | 2.16
203238492 | 10/27/22 | Live | Midea Electric Trading | ELIOS | Singlezone Ducted, Compact Ducted | 203238492 |  | HRCU-A-CB | DE09HOS23230E2 | Mini-Splits | DE09HIDU230X5 | 13.5 | 20.5 | 11.5 |  |  |  | TRUE | TRUE | TRUE | 9000 | 6800 | 2.93 | 8900 | 2.09
204005778 | 10/27/22 | Live | Midea Electric Trading | ELIOS | Singlezone Ducted, Compact Ducted | 204005778 |  | HRCU-A-CB | DE09HOS25230E3 | Mini-Splits | DE09HIDU230X5 | 13.5 | 23 | 12 |  |  |  | TRUE | TRUE | TRUE | 9000 | 7200 | 2.74 | 11300 | 1.55
204005779 | 10/27/22 | Live | Midea Electric Trading | ELIOS | Singlezone Ducted, Compact Ducted | 204005779 |  | HRCU-A-CB | DE12HOS25230E3 | Mini-Splits | DE12HIDU230X5 | 12.5 | 20.5 | 11 |  |  |  | TRUE | TRUE | TRUE | 12000 | 8500 | 2.57 | 12400 | 1.79
203238495 | 10/27/22 | Live | Midea Electric Trading | ELIOS | Singlezone Ducted, Compact Ducted | 203238495 |  | HRCU-A-CB | DE18HOS23230E2 | Mini-Splits | DE18HIDU230X5 | 12.5 | 19 | 10.5 |  |  |  | TRUE | FALSE | FALSE | 18000 | 12000 | 2.61 | 12500 | 2.39
204005781 | 10/27/22 | Live | Midea Electric Trading | ELIOS | Singlezone Ducted, Compact Ducted | 204005781 |  | HRCU-A-CB | DE24HOS25230E3 | Mini-Splits | DE24HIDU230X5 | 12.5 | 20.5 | 12.5 |  |  |  | TRUE | TRUE | TRUE | 24000 | 17200 | 2.56 | 25200 | 1.81
203238496 | 10/27/22 | Live | Midea Electric Trading | ELIOS | Singlezone Ducted, Compact Ducted | 203238496 |  | HRCU-A-CB | DE24HOS23230E2 | Mini-Splits | DE24HIDU230X5 | 12.5 | 21.5 | 11 |  |  |  | TRUE | TRUE | TRUE | 24000 | 16000 | 2.69 | 18900 | 2.22
202635809 | 10/27/22 | Live | Midea Electric Trading | ELIOS | Singlezone Ducted, Compact Ducted | 202635809 |  | HRCU-A-CB | DE36HOS18230E5 | Mini-Splits | DE36HIDU230X5 | 9 | 16.5 | 11.5 |  |  |  | FALSE | FALSE | FALSE | 36000 | 27600 | 2.74 | 33100 | 2.3
202635791 | 10/27/22 | Live | Midea Electric Trading | ELIOS | Singlezone Ducted, Compact Ducted | 202635791 |  | HRCU-A-CB | DE48HOS18230E5 | Mini-Splits | DE48HIDU230X5 | 9.2 | 17.4 | 10.3 |  |  |  | FALSE | FALSE | FALSE | 48000 | 33400 | 2.7 | 43500 | 2.43
203238498 | 10/27/22 | Live | Midea Electric Trading | ELIOS | Singlezone Non-Ducted, Ceiling Placement | 203238498 |  | HRCU-A-CB-O | DE09HOS23230E2 | Mini-Splits | DE09HICU230X5 | 13 | 20 | 10.5 |  |  |  | FALSE | FALSE | FALSE | 9000 | 5800 | 2.66 | 8639 | 2.08
204005783 | 10/27/22 | Live | Midea Electric Trading | ELIOS | Singlezone Non-Ducted, Ceiling Placement | 204005783 |  | HRCU-A-CB-O | DE12HOS25230E3 | Mini-Splits | DE12HICU230X5 | 12.5 | 19.5 | 10.6 |  |  |  | TRUE | FALSE | FALSE | 12000 | 8700 | 2.68 | 13136 | 1.97
203238499 | 10/27/22 | Live | Midea Electric Trading | ELIOS | Singlezone Non-Ducted, Ceiling Placement | 203238499 |  | HRCU-A-CB-O | DE12HOS23230E2 | Mini-Splits | DE12HICU230X5 | 14 | 21.5 | 10.5 |  |  |  | FALSE | FALSE | FALSE | 12000 | 7500 | 2.68 | 9444 | 2.49
203238501 | 10/27/22 | Live | Midea Electric Trading | ELIOS | Singlezone Non-Ducted, Ceiling Placement | 203238501 |  | HRCU-A-CB-O | DE18HOS23230E2 | Mini-Splits | DE18HICU230X5 | 12.5 | 20 | 10.3 |  |  |  | TRUE | FALSE | FALSE | 18000 | 12000 | 2.53 | 12000 | 2.23
203238503 | 10/27/22 | Live | Midea Electric Trading | ELIOS | Singlezone Non-Ducted, Ceiling Placement | 203238503 |  | HRCU-A-CB-O | DE24HOS23230E2 | Mini-Splits | DE24HICU230X5 | 12.5 | 20 | 10.5 |  |  |  | FALSE | FALSE | FALSE | 24000 | 15800 | 2.56 | 17841 | 2.09
202635793 | 10/27/22 | Live | Midea Electric Trading | ELIOS | Singlezone Non-Ducted, Ceiling Placement | 202635793 |  | HRCU-A-CB-O | DE36HOS18230E5 | Mini-Splits | DE36HICU230X5 | 9 | 17.5 | 10.5 |  |  |  | FALSE | FALSE | FALSE | 36000 | 25200 | 2.64 | 31769 | 2.16
202635794 | 10/27/22 | Live | Midea Electric Trading | ELIOS | Singlezone Non-Ducted, Ceiling Placement | 202635794 |  | HRCU-A-CB-O | DE48HOS18230E5 | Mini-Splits | DE48HICU230X5 | 9.5 | 16.8 | 11 |  |  |  | FALSE | FALSE | FALSE | 48000 | 35000 | 2.36 | 40862 | 2.32
204005791 | 10/27/22 | Live | Midea Electric Trading | ELIOS | Multizone All Ducted | 204005791 |  | HMSV-A-CB | DE36HOM25230X3 | Ducted Indoor Units |  | 11.3 | 19 | 11 |  |  |  | FALSE | FALSE | FALSE | 36000 | 24600 | 2.7 | 39296 | 2.19
205123795 | 10/27/22 | Live | Midea Electric Trading | COMFORT-AIRE | Singlezone Non-Ducted, Wall Placement | 205123795 |  | HRCU-A-CB-O | A-VMH12SU-1 | Mini-Splits | B-VMH12SU-1C | 13 | 22.5 | 12 |  |  |  | TRUE | FALSE | FALSE | 12000 | 7800 | 2.63 | 12259 | 1.96
205123794 | 10/27/22 | Live | Midea Electric Trading | COMFORT-AIRE | Singlezone Non-Ducted, Wall Placement | 205123794 |  | HRCU-A-CB-O | A-VMH09SU-1 | Mini-Splits | B-VMH09SU-1C | 14.5 | 25 | 11.2 |  |  |  | TRUE | FALSE | FALSE | 9000 | 6900 | 2.73 | 13890 | 2.1
205123797 | 10/27/22 | Live | Midea Electric Trading | COMFORT-AIRE | Singlezone Non-Ducted, Ceiling Placement | 205123797 |  | HRCU-A-CB-O | A-VMH12SU-1 | Mini-Splits | B-VMH12CU-1 | 12.5 | 19.5 | 10.6 |  |  |  | TRUE | FALSE | FALSE | 12000 | 8700 | 2.68 | 13136 | 1.97
9119308 | 10/27/22 | Live | Midea Electric Trading | COMFORTSTAR | Singlezone Non-Ducted, Ceiling Placement | 9119308 |  | HRCU-A-CB-O | CPP009CD(O) | Mini-Splits | TPA-09 | 13 | 20 | 10.5 |  |  |  | FALSE | FALSE | FALSE | 9000 | 5800 | 2.66 | 8639 | 2.08
202575859 | 10/27/22 | Live | Midea Electric Trading | COMFORTSTAR | Singlezone Non-Ducted, Wall Placement | 202575859 |  | HRCU-A-CB-O | CPP009CD(O) | Mini-Splits | CXH009CD(I) | 14.9 | 23.5 | 10.8 |  |  |  | TRUE | TRUE | FALSE | 9000 | 5800 | 2.74 | 10085 | 2.27
10595495 | 10/27/22 | Live | Midea Electric Trading | COMFORTSTAR | Singlezone Non-Ducted, Wall Placement | 10595495 |  | HRCU-A-CB-O | CXH009CD(O) | Mini-Splits | CXH009CD(I) | 14.5 | 25 | 11.2 |  |  |  | TRUE | FALSE | FALSE | 9000 | 6900 | 2.73 | 13890 | 2.1
202575861 | 10/27/22 | Live | Midea Electric Trading | COMFORTSTAR | Singlezone Non-Ducted, Wall Placement | 202575861 |  | HRCU-A-CB-O | CPP018CD(O) | Mini-Splits | CXH018CD(I) | 13 | 21 | 10.4 |  |  |  | TRUE | FALSE | FALSE | 18000 | 11400 | 2.72 | 14016 | 2.49
202575860 | 10/27/22 | Live | Midea Electric Trading | COMFORTSTAR | Singlezone Non-Ducted, Wall Placement | 202575860 |  | HRCU-A-CB-O | CPP012CD(O) | Mini-Splits | CXH012CD(I) | 13.7 | 22.7 | 11 |  |  |  | TRUE | TRUE | FALSE | 12000 | 7700 | 2.75 | 11116 | 2.45
202575878 | 10/27/22 | Live | Midea Electric Trading | COMFORTSTAR | Multizone All Ducted | 202575878 |  | HMSV-A-CB | CM4-36-4ZX | Ducted Indoor Units |  | 11.3 | 19 | 11 |  |  |  | FALSE | FALSE | FALSE | 36000 | 24600 | 2.7 | 39296 | 2.19
202575862 | 10/27/22 | Live | Midea Electric Trading | COMFORTSTAR | Singlezone Non-Ducted, Wall Placement | 202575862 |  | HRCU-A-CB-O | CPP024CD(O) | Mini-Splits | CXH024CD(I) | 13.7 | 20.7 | 11.5 |  |  |  | TRUE | FALSE | FALSE | 24000 | 15300 | 2.7 | 19036 | 2.21
9119316 | 10/27/22 | Live | Midea Electric Trading | COMFORTSTAR | Singlezone Non-Ducted, Ceiling Placement | 9119316 |  | HRCU-A-CB-O | CPP024CD(O) | Mini-Splits | TPA-24 | 12.5 | 20 | 10.5 |  |  |  | FALSE | FALSE | FALSE | 24000 | 15800 | 2.56 | 17841 | 2.09
202575864 | 10/27/22 | Live | Midea Electric Trading | COMFORTSTAR | Singlezone Non-Ducted, Ceiling Placement | 202575864 |  | HRCU-A-CB-O | CXH012CD(O) | Mini-Splits | TPA-12 | 12.5 | 19.5 | 10.6 |  |  |  | TRUE | FALSE | FALSE | 12000 | 8700 | 2.68 | 13136 | 1.97
208206690 | 07/11/22 | Live | Johnson Controls Inc. (York International Norman) | YORK | Singlezone Ducted, Centrally Ducted | 208206690 |  | HRCU-A-CB | HMH72B241 | Ducted Indoor Units | XAHB36DXXN1+ME08BN21+TXV | 10 | 16.75 | 9 |  |  |  | FALSE | FALSE | FALSE | 21800 | 14200 | 2.41 | 14200 | 2.41
202575858 | 10/27/22 | Live | Midea Electric Trading | COMFORTSTAR | Singlezone Non-Ducted, Wall Placement | 202575858 |  | HRCU-A-CB-O | CPP12CA(O)-B | Mini-Splits | CXH012CA(I) | 13 | 22 | 10.2 |  |  |  | TRUE | FALSE | FALSE | 12000 | 7600 | 2.59 | 8034 | 2.53
202575867 | 10/27/22 | Live | Midea Electric Trading | COMFORTSTAR | Singlezone Ducted, Compact Ducted | 202575867 |  | HRCU-A-CB | CXH012CD(O) | Mini-Splits | CPA-12B | 12.5 | 20.5 | 11 |  |  |  | TRUE | TRUE | TRUE | 12000 | 8500 | 2.57 | 12400 | 1.79
8854585 | 10/27/22 | Live | Midea Electric Trading | COMFORTSTAR | Singlezone Non-Ducted, Wall Placement | 8854585 |  | HRCU-A-CB-O | CPP018CD(O) | Mini-Splits | CPP018CD(I) | 13 | 21 | 10 |  |  |  | TRUE | FALSE | FALSE | 18000 | 10400 | 2.72 | 13597 | 2.46
202576840 | 10/27/22 | Live | Midea Electric Trading | COMFORTSTAR | Singlezone Non-Ducted, Wall Placement | 202576840 |  | HRCU-A-CB-O | CPG009CA(O)-B | Mini-Splits | CPG009CA(I)-B | 11.5 | 19 | 10 |  |  |  | FALSE | FALSE | FALSE | 9000 | 6000 | 2.55 | 7599 | 2.16
208400358 | 07/11/22 | Live | Johnson Controls Inc. (York International Norman) | COLEMAN | Singlezone Ducted, Centrally Ducted | 208400358 |  | HRCU-A-CB | HMH72B241 | Ducted Indoor Units | XAHB36DXXN1+ME08BN21+TXV | 10 | 16.75 | 9 |  |  |  | FALSE | FALSE | FALSE | 21800 | 14200 | 2.41 | 14200 | 2.41
202576844 | 10/27/22 | Live | Midea Electric Trading | COMFORTSTAR | Singlezone Non-Ducted, Wall Placement | 202576844 |  | HRCU-A-CB-O | CPG018CD(O)-B | Mini-Splits | CPG018CD(I)-B | 11 | 19 | 10 |  |  |  | FALSE | FALSE | FALSE | 18000 | 11000 | 2.58 | 11041 | 2.2
10595500 | 10/27/22 | Live | Midea Electric Trading | COMFORTSTAR | Singlezone Ducted, Compact Ducted | 10595500 |  | HRCU-A-CB | CPP048CD(O)-DU | Mini-Splits | CPA-48DUB | 9.2 | 17.4 | 10.3 |  |  |  | FALSE | FALSE | FALSE | 48000 | 33400 | 2.7 | 43500 | 2.43
208400363 | 07/11/22 | Live | Johnson Controls Inc. (York International Norman) | LUXAIRE | Singlezone Ducted, Centrally Ducted | 208400363 |  | HRCU-A-CB | HMH72B241 | Ducted Indoor Units | XAHB36DXXN1+ME08BN21+TXV | 10 | 16.75 | 9 |  |  |  | FALSE | FALSE | FALSE | 21800 | 14200 | 2.41 | 14200 | 2.41
8854582 | 10/27/22 | Live | Midea Electric Trading | COMFORTSTAR | Singlezone Non-Ducted, Wall Placement | 8854582 |  | HRCU-A-CB-O | CPP009CD(O) | Mini-Splits | CPP009CD(I) | 14 | 22.8 | 10.5 |  |  |  | FALSE | FALSE | FALSE | 9000 | 6400 | 2.76 | 9229 | 2.15
202575869 | 10/27/22 | Live | Midea Electric Trading | COMFORTSTAR | Singlezone Ducted, Compact Ducted | 202575869 |  | HRCU-A-CB | CXH024CD(O) | Mini-Splits | CPA-24B | 12.5 | 20.5 | 12.5 |  |  |  | TRUE | TRUE | TRUE | 24000 | 17200 | 2.56 | 25200 | 1.81
9119315 | 10/27/22 | Live | Midea Electric Trading | COMFORTSTAR | Singlezone Non-Ducted, Floor Placement | 9119315 |  | HRCU-A-CB-O | CPP024CD(O) | Mini-Splits | FPA-24 | 12.5 | 20 | 11 |  |  |  | TRUE | FALSE | FALSE | 24000 | 15000 | 2.85 | 17858 | 2.02
208400364 | 07/11/22 | Live | Johnson Controls Inc. (York International Norman) | FRASER-JOHNSTON | Singlezone Ducted, Centrally Ducted | 208400364 |  | HRCU-A-CB | HMH72B241 | Ducted Indoor Units | XAHB36DXXN1+ME08BN21+TXV | 10 | 16.75 | 9 |  |  |  | FALSE | FALSE | FALSE | 21800 | 14200 | 2.41 | 14200 | 2.41
10595506 | 10/27/22 | Live | Midea Electric Trading | COMFORTSTAR | Singlezone Ducted, Compact Ducted | 10595506 |  | HRCU-A-CB | CPP024CD(O) | Mini-Splits | CPA-24B | 12.5 | 21.5 | 11 |  |  |  | TRUE | TRUE | TRUE | 24000 | 16000 | 2.69 | 18900 | 2.22
8854583 | 10/27/22 | Live | Midea Electric Trading | COMFORTSTAR | Singlezone Non-Ducted, Wall Placement | 8854583 |  | HRCU-A-CB-O | CPP012CA(O) | Mini-Splits | CPP012CA(I) | 12.5 | 21.5 | 11.2 |  |  |  | TRUE | FALSE | FALSE | 12000 | 7100 | 2.6 | 8005 | 2.23
10595503 | 10/27/22 | Live | Midea Electric Trading | COMFORTSTAR | Singlezone Ducted, Compact Ducted | 10595503 |  | HRCU-A-CB | CPP009CD(O) | Mini-Splits | CPA-09B | 13.5 | 20.5 | 11.5 |  |  |  | TRUE | TRUE | TRUE | 9000 | 6800 | 2.93 | 8900 | 2.09
202575857 | 10/27/22 | Live | Midea Electric Trading | COMFORTSTAR | Singlezone Non-Ducted, Wall Placement | 202575857 |  | HRCU-A-CB-O | CPP09CA(O)-B | Mini-Splits | CXH009CA(I) | 15.5 | 25.5 | 11.5 |  |  |  | TRUE | FALSE | FALSE | 9500 | 6000 | 2.84 | 8034 | 2.53
208400369 | 07/11/22 | Live | Johnson Controls Inc. (York International Norman) | CHAMPION HEATING AND COOLING | Singlezone Ducted, Centrally Ducted | 208400369 |  | HRCU-A-CB | HMH72B241 | Ducted Indoor Units | XAHB36DXXN1+ME08BN21+TXV | 10 | 16.75 | 9 |  |  |  | FALSE | FALSE | FALSE | 21800 | 14200 | 2.41 | 14200 | 2.41
202575866 | 10/27/22 | Live | Midea Electric Trading | COMFORTSTAR | Singlezone Ducted, Compact Ducted | 202575866 |  | HRCU-A-CB | CXH009CD(O) | Mini-Splits | CPA-09B | 13.5 | 23 | 12 |  |  |  | TRUE | TRUE | TRUE | 9000 | 7200 | 2.74 | 11300 | 1.55
10595496 | 10/27/22 | Live | Midea Electric Trading | COMFORTSTAR | Singlezone Non-Ducted, Wall Placement | 10595496 |  | HRCU-A-CB-O | CXH012CD(O) | Mini-Splits | CXH012CD(I) | 13 | 22.5 | 12 |  |  |  | TRUE | FALSE | FALSE | 12000 | 7800 | 2.63 | 12259 | 1.96
208500182 | 07/11/22 | Live | Johnson Controls Inc. (York International Norman) | YORK | Singlezone Ducted, Centrally Ducted | 208500182 |  | HRCU-A-CB | HMH72B241 | Ducted Indoor Units | XAHB36DXXN1+JMET12BS2N1+TXV | 10 | 17 | 9 |  |  |  | FALSE | FALSE | FALSE | 21600 | 13900 | 2.35 | 13900 | 2.35
9119310 | 10/27/22 | Live | Midea Electric Trading | COMFORTSTAR | Singlezone Non-Ducted, Ceiling Placement | 9119310 |  | HRCU-A-CB-O | CPP012CD(O) | Mini-Splits | TPA-12 | 14 | 21.5 | 10.5 |  |  |  | FALSE | FALSE | FALSE | 12000 | 7500 | 2.68 | 9444 | 2.49
9119312 | 10/27/22 | Live | Midea Electric Trading | COMFORTSTAR | Singlezone Non-Ducted, Floor Placement | 9119312 |  | HRCU-A-CB-O | CPP018CD(O) | Mini-Splits | FPA-18 | 12.5 | 20 | 10.5 |  |  |  | TRUE | FALSE | FALSE | 18000 | 12000 | 2.43 | 12709 | 2.24
9119313 | 10/27/22 | Live | Midea Electric Trading | COMFORTSTAR | Singlezone Non-Ducted, Ceiling Placement | 9119313 |  | HRCU-A-CB-O | CPP018CD(O) | Mini-Splits | TPA-18 | 12.5 | 20 | 10.3 |  |  |  | TRUE | FALSE | FALSE | 18000 | 12000 | 2.53 | 12000 | 2.23
10595505 | 10/27/22 | Live | Midea Electric Trading | COMFORTSTAR | Singlezone Ducted, Compact Ducted | 10595505 |  | HRCU-A-CB | CPP018CD(O) | Mini-Splits | CPA-18B | 12.5 | 19 | 10.5 |  |  |  | TRUE | FALSE | FALSE | 18000 | 12000 | 2.61 | 12500 | 2.39
208502138 | 07/11/22 | Live | Johnson Controls Inc. (York International Norman) | COLEMAN | Singlezone Ducted, Centrally Ducted | 208502138 |  | HRCU-A-CB | HMH72B241 | Ducted Indoor Units | XAHB36DXXN1+JMET12BS2N1+TXV | 10 | 17 | 9 |  |  |  | FALSE | FALSE | FALSE | 21600 | 13900 | 2.35 | 13900 | 2.35
9119319 | 10/27/22 | Live | Midea Electric Trading | COMFORTSTAR | Singlezone Non-Ducted, Ceiling Placement | 9119319 |  | HRCU-A-CB-O | CPP036CD(O)-DU | Mini-Splits | TPA-36DU | 9 | 17.5 | 10.5 |  |  |  | FALSE | FALSE | FALSE | 36000 | 25200 | 2.64 | 31769 | 2.16
10595499 | 10/27/22 | Live | Midea Electric Trading | COMFORTSTAR | Singlezone Ducted, Compact Ducted | 10595499 |  | HRCU-A-CB | CPP036CD(O)-DU | Mini-Splits | CPA-36DUB | 9 | 16.5 | 11.5 |  |  |  | FALSE | FALSE | FALSE | 36000 | 27600 | 2.74 | 33100 | 2.3
208502139 | 07/11/22 | Live | Johnson Controls Inc. (York International Norman) | LUXAIRE | Singlezone Ducted, Centrally Ducted | 208502139 |  | HRCU-A-CB | HMH72B241 | Ducted Indoor Units | XAHB36DXXN1+JMET12BS2N1+TXV | 10 | 17 | 9 |  |  |  | FALSE | FALSE | FALSE | 21600 | 13900 | 2.35 | 13900 | 2.35
9119321 | 10/27/22 | Live | Midea Electric Trading | COMFORTSTAR | Singlezone Non-Ducted, Floor Placement | 9119321 |  | HRCU-A-CB-O | CPP048CD(O)-DU | Mini-Splits | FPA-48DU | 9.3 | 17.8 | 11 |  |  |  | FALSE | FALSE | FALSE | 48000 | 35000 | 2.36 | 40834 | 2.33
10595502 | 10/27/22 | Live | Midea Electric Trading | COMFORTSTAR | Singlezone Non-Ducted, Floor Placement | 10595502 |  | HRCU-A-CB-O | CPP060CD(O)-DU | Mini-Splits | FPA-60DU | 9.8 | 18 | 10.5 |  |  |  | FALSE | FALSE | FALSE | 54000 | 39000 | 2.6 | 39128 | 2.25
208502141 | 07/11/22 | Live | Johnson Controls Inc. (York International Norman) | FRASER-JOHNSTON | Singlezone Ducted, Centrally Ducted | 208502141 |  | HRCU-A-CB | HMH72B241 | Ducted Indoor Units | XAHB36DXXN1+JMET12BS2N1+TXV | 10 | 17 | 9 |  |  |  | FALSE | FALSE | FALSE | 21600 | 13900 | 2.35 | 13900 | 2.35
9119322 | 10/27/22 | Live | Midea Electric Trading | COMFORTSTAR | Singlezone Non-Ducted, Ceiling Placement | 9119322 |  | HRCU-A-CB-O | CPP048CD(O)-DU | Mini-Splits | TPA-48DU | 9.5 | 16.8 | 11 |  |  |  | FALSE | FALSE | FALSE | 48000 | 35000 | 2.36 | 40862 | 2.32
202575853 | 10/27/22 | Live | Midea Electric Trading | COMFORTSTAR | Singlezone Non-Ducted, Wall Placement | 202575853 |  | HRCU-A-CB-O | CPP009CD(O) | Mini-Splits | CXH009CD(I)-WIFI | 14.9 | 23.5 | 10.8 |  |  |  | TRUE | TRUE | FALSE | 9000 | 5800 | 2.74 | 10085 | 2.27
208502143 | 07/11/22 | Live | Johnson Controls Inc. (York International Norman) | CHAMPION HEATING AND COOLING | Singlezone Ducted, Centrally Ducted | 208502143 |  | HRCU-A-CB | HMH72B241 | Ducted Indoor Units | XAHB36DXXN1+JMET12BS2N1+TXV | 10 | 17 | 9 |  |  |  | FALSE | FALSE | FALSE | 21600 | 13900 | 2.35 | 13900 | 2.35
202575855 | 10/27/22 | Live | Midea Electric Trading | COMFORTSTAR | Singlezone Non-Ducted, Wall Placement | 202575855 |  | HRCU-A-CB-O | CPP018CD(O) | Mini-Splits | CXH018CD(I)-WIFI | 13 | 21 | 10.4 |  |  |  | TRUE | FALSE | FALSE | 18000 | 11400 | 2.72 | 14016 | 2.49
202575854 | 10/27/22 | Live | Midea Electric Trading | COMFORTSTAR | Singlezone Non-Ducted, Wall Placement | 202575854 |  | HRCU-A-CB-O | CPP012CD(O) | Mini-Splits | CXH012CD(I)-WIFI | 13.7 | 22.7 | 11 |  |  |  | TRUE | TRUE | FALSE | 12000 | 7700 | 2.75 | 11116 | 2.45
202575856 | 10/27/22 | Live | Midea Electric Trading | COMFORTSTAR | Singlezone Non-Ducted, Wall Placement | 202575856 |  | HRCU-A-CB-O | CPP024CD(O) | Mini-Splits | CXH024CD(I)-WIFI | 13.7 | 20.7 | 11.5 |  |  |  | TRUE | FALSE | FALSE | 24000 | 15300 | 2.7 | 19036 | 2.21
208500025 | 07/11/22 | Live | Johnson Controls Inc. (York International Norman) | YORK | Singlezone Ducted, Centrally Ducted | 208500025 |  | HRCU-A-CB | HMH72B241 | Ducted Indoor Units | JHETB30DXXS2N1+TXV | 10.25 | 17.5 | 9.5 |  |  |  | FALSE | FALSE | FALSE | 22600 | 14600 | 2.5 | 14600 | 2.5
202575851 | 10/27/22 | Live | Midea Electric Trading | COMFORTSTAR | Singlezone Non-Ducted, Wall Placement | 202575851 |  | HRCU-A-CB-O | CPP09CA(O)-B | Mini-Splits | CXH009CA(I)-WIFI | 15.5 | 25.5 | 11.5 |  |  |  | TRUE | FALSE | FALSE | 9500 | 6000 | 2.84 | 8034 | 2.53
202575852 | 10/27/22 | Live | Midea Electric Trading | COMFORTSTAR | Singlezone Non-Ducted, Wall Placement | 202575852 |  | HRCU-A-CB-O | CPP12CA(O)-B | Mini-Splits | CXH012CA(I)-WIFI | 13 | 22 | 10.2 |  |  |  | TRUE | FALSE | FALSE | 12000 | 7600 | 2.59 | 8034 | 2.53
203514056 | 10/27/22 | Live | Midea Electric Trading | EMI | Singlezone Non-Ducted, Wall Placement | 203514056 |  | HRCU-A-CB-O | DHSZ109DA | Mini-Splits | DHWAL09DA | 14.5 | 25 | 11.2 |  |  |  | TRUE | FALSE | FALSE | 9000 | 6900 | 2.73 | 13890 | 2.1
208501694 | 07/11/22 | Live | Johnson Controls Inc. (York International Norman) | COLEMAN | Singlezone Ducted, Centrally Ducted | 208501694 |  | HRCU-A-CB | HMH72B241 | Ducted Indoor Units | JHETB30DXXS2N1+TXV | 10.25 | 17.5 | 9.5 |  |  |  | FALSE | FALSE | FALSE | 22600 | 14600 | 2.5 | 14600 | 2.5
204745048 | 10/27/22 | Live | Midea Electric Trading | EMI | Singlezone Non-Ducted, Wall Placement | 204745048 |  | HRCU-A-CB-O | SZ1H12AAA | Mini-Splits | WALH12AAA | 12.5 | 21.5 | 11.2 |  |  |  | TRUE | FALSE | FALSE | 12000 | 7100 | 2.6 | 8005 | 2.23
203514057 | 10/27/22 | Live | Midea Electric Trading | EMI | Singlezone Non-Ducted, Wall Placement | 203514057 |  | HRCU-A-CB-O | DHSZ112DA | Mini-Splits | DHWAL12DA | 13 | 22.5 | 12 |  |  |  | TRUE | FALSE | FALSE | 12000 | 7800 | 2.63 | 12259 | 1.96
202147804 | 10/27/22 | Live | Midea Electric Trading | MDV | Singlezone Non-Ducted, Wall Placement | 202147804 |  | HRCU-A-CB-O | MOB30-09HFN1-BX0W | Mini-Splits | MSABB-09HRFN1-BX0W | 15 | 25 | 10.5 |  |  |  | TRUE | FALSE | FALSE | 9000 | 5800 | 2.79 | 8005 | 2.23
8687736 | 10/27/22 | Live | Midea Electric Trading | MDV | Singlezone Non-Ducted, Wall Placement | 8687736 |  | HRCU-A-CB-O | MOB30-12HFN1-BT0W | Mini-Splits | MSABB-12HRFN1-BT0W | 12.5 | 21.5 | 11.2 |  |  |  | TRUE | FALSE | FALSE | 12000 | 7100 | 2.6 | 8005 | 2.23
208501697 | 07/11/22 | Live | Johnson Controls Inc. (York International Norman) | LUXAIRE | Singlezone Ducted, Centrally Ducted | 208501697 |  | HRCU-A-CB | HMH72B241 | Ducted Indoor Units | JHETB30DXXS2N1+TXV | 10.25 | 17.5 | 9.5 |  |  |  | FALSE | FALSE | FALSE | 22600 | 14600 | 2.5 | 14600 | 2.5
8704432 | 10/27/22 | Live | Midea Electric Trading | MDV | Singlezone Non-Ducted, Wall Placement | 8704432 |  | HRCU-A-CB-O | MOB30-12HFN1-MV0W | Mini-Splits | CS11M-12HRFN1-MU5W | 13 | 22.5 | 12 |  |  |  | TRUE | FALSE | FALSE | 12000 | 7800 | 2.63 | 12259 | 1.96
8779033 | 10/27/22 | Live | Midea Electric Trading | MDV | Singlezone Non-Ducted, Wall Placement | 8779033 |  | HRCU-A-CB-O | MOB32-12HFN1-MV0W | Mini-Splits | CS11M-12HRFN1-MU5W | 12.5 | 22 | 10 |  |  |  | TRUE | FALSE | FALSE | 12000 | 7800 | 2.63 | 12259 | 1.96
208501698 | 07/11/22 | Live | Johnson Controls Inc. (York International Norman) | FRASER-JOHNSTON | Singlezone Ducted, Centrally Ducted | 208501698 |  | HRCU-A-CB | HMH72B241 | Ducted Indoor Units | JHETB30DXXS2N1+TXV | 10.25 | 17.5 | 9.5 |  |  |  | FALSE | FALSE | FALSE | 22600 | 14600 | 2.5 | 14600 | 2.5
10028967 | 10/27/22 | Live | Midea Electric Trading | MDV | Singlezone Ducted, Compact Ducted | 10028967 |  | HRCU-A-CB | MOD30U-36HFN1-M* | Mini-Splits | MTI-36HWFN1-M | 9 | 16.5 | 11.5 |  |  |  | FALSE | FALSE | FALSE | 36000 | 27600 | 2.74 | 33100 | 2.3
200059289 | 10/27/22 | Live | Midea Electric Trading | MDV | Singlezone Ducted, Compact Ducted | 200059289 |  | HRCU-A-CB | MOB30-09HFN1-MX0W | Mini-Splits | MTIU-09HWFN1-M | 13.5 | 23 | 12 |  |  |  | TRUE | TRUE | TRUE | 9000 | 7200 | 2.74 | 11300 | 1.55
8739928 | 10/27/22 | Live | Midea Electric Trading | MDV | Singlezone Non-Ducted, Ceiling Placement | 8739928 |  | HRCU-A-CB-O | MOB30-12HFN1-MT0W | Mini-Splits | CCA3U-12HRFN1-M(C) | 14 | 21.5 | 10.5 |  |  |  | FALSE | FALSE | FALSE | 12000 | 7500 | 2.68 | 9444 | 2.49
208501700 | 07/11/22 | Live | Johnson Controls Inc. (York International Norman) | CHAMPION HEATING AND COOLING | Singlezone Ducted, Centrally Ducted | 208501700 |  | HRCU-A-CB | HMH72B241 | Ducted Indoor Units | JHETB30DXXS2N1+TXV | 10.25 | 17.5 | 9.5 |  |  |  | FALSE | FALSE | FALSE | 22600 | 14600 | 2.5 | 14600 | 2.5
8739929 | 10/27/22 | Live | Midea Electric Trading | MDV | Singlezone Non-Ducted, Floor Placement | 8739929 |  | HRCU-A-CB-O | MOB30-12HFN1-MT0W | Mini-Splits | CFAU-12HRFN1-M(C) | 13 | 20.5 | 10 |  |  |  | TRUE | FALSE | FALSE | 12000 | 7200 | 2.67 | 11225 | 2.28
8740671 | 10/27/22 | Live | Midea Electric Trading | MDV | Singlezone Non-Ducted, Ceiling Placement | 8740671 |  | HRCU-A-CB-O | MOCA31-18HFN1-MT0W | Mini-Splits | CCA3U-18HRFN1-M(C) | 12.5 | 20 | 10.3 |  |  |  | TRUE | FALSE | FALSE | 18000 | 12000 | 2.53 | 12000 | 2.23
200059297 | 10/27/22 | Live | Midea Electric Trading | MDV | Singlezone Ducted, Compact Ducted | 200059297 |  | HRCU-A-CB | MOCA31-18HFN1-MT0W | Mini-Splits | MTIU-18HWFN1-M | 12.5 | 19 | 10.5 |  |  |  | TRUE | FALSE | FALSE | 18000 | 12000 | 2.61 | 12500 | 2.39
8740676 | 10/27/22 | Live | Midea Electric Trading | MDV | Singlezone Non-Ducted, Ceiling Placement | 8740676 |  | HRCU-A-CB-O | MOD30U-36HFN1-M | Mini-Splits | MCD-36HRFN1-M(C) | 9 | 17.5 | 10.5 |  |  |  | FALSE | FALSE | FALSE | 36000 | 25200 | 2.64 | 31769 | 2.16
208613098 | 07/11/22 | Live | Johnson Controls Inc. (York International Norman) | YORK | Singlezone Ducted, Centrally Ducted | 208613098 |  | HRCU-A-CB | HMH72B241 | Ducted Indoor Units | JHETB30DBAS2N1 | 10.25 | 17.5 | 9.5 |  |  |  | FALSE | FALSE | FALSE | 22600 | 14600 | 2.5 | 14600 | 2.5
8740672 | 10/27/22 | Live | Midea Electric Trading | MDV | Singlezone Non-Ducted, Floor Placement | 8740672 |  | HRCU-A-CB-O | MOCA31-18HFN1-MT0W | Mini-Splits | MUEU-18HRFN1-M(C) | 12.5 | 20 | 10.5 |  |  |  | TRUE | FALSE | FALSE | 18000 | 12000 | 2.43 | 12709 | 2.24
8819860 | 10/27/22 | Live | Midea Electric Trading | MDV | Singlezone Non-Ducted, Floor Placement | 8819860 |  | HRCU-A-CB-O | MOE30U-48HFN1-M | Mini-Splits | MUE-48HRFN1-M(C) | 9.3 | 17.8 | 11 |  |  |  | FALSE | FALSE | FALSE | 48000 | 35000 | 2.36 | 40834 | 2.33
208614014 | 07/11/22 | Live | Johnson Controls Inc. (York International Norman) | COLEMAN | Singlezone Ducted, Centrally Ducted | 208614014 |  | HRCU-A-CB | HMH72B241 | Ducted Indoor Units | JHETB30DBAS2N1 | 10.25 | 17.5 | 9.5 |  |  |  | FALSE | FALSE | FALSE | 22600 | 14600 | 2.5 | 14600 | 2.5
8819859 | 10/27/22 | Live | Midea Electric Trading | MDV | Singlezone Non-Ducted, Ceiling Placement | 8819859 |  | HRCU-A-CB-O | MOE30U-48HFN1-M | Mini-Splits | MCD-48HRFN1-M(D) | 9.5 | 16.8 | 11 |  |  |  | FALSE | FALSE | FALSE | 48000 | 35000 | 2.36 | 40862 | 2.32
208614017 | 07/11/22 | Live | Johnson Controls Inc. (York International Norman) | LUXAIRE | Singlezone Ducted, Centrally Ducted | 208614017 |  | HRCU-A-CB | HMH72B241 | Ducted Indoor Units | JHETB30DBAS2N1 | 10.25 | 17.5 | 9.5 |  |  |  | FALSE | FALSE | FALSE | 22600 | 14600 | 2.5 | 14600 | 2.5
200059287 | 10/27/22 | Live | Midea Electric Trading | MDV | Singlezone Non-Ducted, Floor Placement | 200059287 |  | HRCU-A-CB-O | MOE30U-60HFN1-M | Mini-Splits | MUE-60HRFN1-MW | 9.8 | 18 | 10.5 |  |  |  | FALSE | FALSE | FALSE | 54000 | 39000 | 2.6 | 39128 | 2.25
201810029 | 10/27/22 | Live | Midea Electric Trading | MDV | Multizone All Ducted | 201810029 |  | HMSV-A-CB | M4OH-36HFN1-M | Ducted Indoor Units | MTIU-09HWFN1-M | 11.3 | 19 | 11 |  |  |  | TRUE | FALSE | FALSE | 36000 | 24600 | 2.7 | 39296 | 2.19
202576816 | 10/27/22 | Live | Midea Electric Trading | MDV | Singlezone Non-Ducted, Wall Placement | 202576816 |  | HRCU-A-CB-O | MOBA30-09HFN1-BS0W | Mini-Splits | MSABA-09HRFN1-BS0W | 11.5 | 19 | 10 |  |  |  | FALSE | FALSE | FALSE | 9000 | 6000 | 2.55 | 7599 | 2.16
208614030 | 07/11/22 | Live | Johnson Controls Inc. (York International Norman) | FRASER-JOHNSTON | Singlezone Ducted, Centrally Ducted | 208614030 |  | HRCU-A-CB | HMH72B241 | Ducted Indoor Units | JHETB30DBAS2N1 | 10.25 | 17.5 | 9.5 |  |  |  | FALSE | FALSE | FALSE | 22600 | 14600 | 2.5 | 14600 | 2.5
202576820 | 10/27/22 | Live | Midea Electric Trading | MDV | Singlezone Non-Ducted, Wall Placement | 202576820 |  | HRCU-A-CB-O | MOB30-18HFN1-MS0W | Mini-Splits | MSABD-18HRFN1-MS0W | 11 | 19 | 10 |  |  |  | FALSE | FALSE | FALSE | 18000 | 11000 | 2.58 | 11041 | 2.2
206369507 | 10/27/22 | Live | Midea Electric Trading | MDV | Singlezone Non-Ducted, Wall Placement | 206369507 |  | HRCU-A-CB-O | MOX330-18HFN1-MS0W | Mini-Splits | MSAEC-18HRDN1-MP0W | 11.2 | 19 | 11 |  |  |  | FALSE | FALSE | FALSE | 18000 | 11900 | 2.72 | 12500 | 2.49
208614033 | 07/11/22 | Live | Johnson Controls Inc. (York International Norman) | CHAMPION HEATING AND COOLING | Singlezone Ducted, Centrally Ducted | 208614033 |  | HRCU-A-CB | HMH72B241 | Ducted Indoor Units | JHETB30DBAS2N1 | 10.25 | 17.5 | 9.5 |  |  |  | FALSE | FALSE | FALSE | 22600 | 14600 | 2.5 | 14600 | 2.5
206361865 | 10/27/22 | Live | Midea Electric Trading | MDV | Singlezone Non-Ducted, Wall Placement | 206361865 |  | HRCU-A-CB-O | MOX230-09HFN1-MW5W | Mini-Splits | MSAG11B-09HRFN1-MV8W(GA) | 14.7 | 24 | 12.7 |  |  |  | FALSE | FALSE | FALSE | 9000 | 6100 | 2.98 | 9543 | 2.48
206369506 | 10/27/22 | Live | Midea Electric Trading | MDV | Singlezone Non-Ducted, Wall Placement | 206369506 |  | HRCU-A-CB-O | MOX230-12HFN1-MS8W | Mini-Splits | MSAEB-12HRFN1-MQ0W | 10.2 | 20.2 | 10 |  |  |  | FALSE | FALSE | FALSE | 12000 | 7000 | 2.5 | 9170 | 1.93
206369560 | 10/27/22 | Live | Midea Electric Trading | MDV | Singlezone Non-Ducted, Wall Placement | 206369560 |  | HRCU-A-CB-O | MOX430-18HFN1-MT8W | Mini-Splits | MSEPC-18HRFN1-MU0W | 12.5 | 22.6 | 12 |  |  |  | FALSE | FALSE | FALSE | 18000 | 12700 | 2.55 | 15934 | 2.37
206330135 | 10/27/22 | Live | Midea Electric Trading | MDV | Singlezone Non-Ducted, Ceiling Placement | 206330135 |  | HRCU-A-CB-O | MOD30-24HFN1-MU0W | Mini-Splits | MCDU-24HRFN1-M(C) | 11 | 20 | 11.6 |  |  |  | FALSE | FALSE | FALSE | 24000 | 14500 | 2.27 | 25545 | 2.2
201866484 | 10/27/22 | Live | Midea Electric Trading | KERR | Multizone All Ducted | 201866484 |  | HMSV-A-CB | A-KMH36QU-1 | Ducted Indoor Units |  | 11.3 | 19 | 11 |  |  |  | FALSE | FALSE | FALSE | 36000 | 24600 | 2.7 | 39296 | 2.19
202110997 | 10/27/22 | Live | Midea Electric Trading | KERR | Singlezone Ducted, Compact Ducted | 202110997 |  | HRCU-A-CB | A-KMH09SU-1 | Mini-Splits | B-KMH09DU-1 | 13.5 | 23 | 12 |  |  |  | TRUE | TRUE | TRUE | 9000 | 7200 | 2.74 | 11300 | 1.55
202110998 | 10/27/22 | Live | Midea Electric Trading | KERR | Singlezone Ducted, Compact Ducted | 202110998 |  | HRCU-A-CB | A-KMH12SU-1 | Mini-Splits | B-KMH12DU-1 | 12.5 | 20.5 | 11 |  |  |  | TRUE | TRUE | TRUE | 12000 | 8500 | 2.57 | 12400 | 1.79
206347316 | 10/27/22 | Live | Midea Electric Trading | KERR | Singlezone Non-Ducted, Ceiling Placement | 206347316 |  | HRCU-A-CB-O | A-KMH12SU-1 | Mini-Splits | B-KMH12CU-1 | 12.5 | 19.5 | 10.6 |  |  |  | TRUE | FALSE | FALSE | 12000 | 8700 | 2.68 | 13136 | 1.97
206377754 | 10/27/22 | Live | Midea Electric Trading | MOOVAIR | Singlezone Non-Ducted, Wall Placement | 206377754 |  | HRCU-A-CB-O | DM09HOS42230E4 | Mini-Splits | DM09HIW42230E4 | 15 | 42 | 15 |  |  |  | TRUE | TRUE | TRUE | 9000 | 7200 | 2.78 | 14845 | 2.08
206377757 | 10/27/22 | Live | Midea Electric Trading | ELIOS | Singlezone Non-Ducted, Wall Placement | 206377757 |  | HRCU-A-CB-O | DE12HOS42230E4 | Mini-Splits | DE12HIW42230E4 | 13.5 | 32 | 14 |  |  |  | TRUE | TRUE | TRUE | 12000 | 6800 | 2.62 | 16012 | 2.16
206377756 | 10/27/22 | Live | Midea Electric Trading | MOOVAIR | Singlezone Non-Ducted, Wall Placement | 206377756 |  | HRCU-A-CB-O | DM12HOS42230E4 | Mini-Splits | DM12HIW42230E4 | 13.5 | 32 | 14 |  |  |  | TRUE | TRUE | TRUE | 12000 | 6800 | 2.62 | 16012 | 2.16
206377755 | 10/27/22 | Live | Midea Electric Trading | ELIOS | Singlezone Non-Ducted, Wall Placement | 206377755 |  | HRCU-A-CB-O | DE09HOS42230E4 | Mini-Splits | DE09HIW42230E4 | 15 | 42 | 15 |  |  |  | TRUE | TRUE | TRUE | 9000 | 7200 | 2.78 | 14845 | 2.08
203238005 | 10/27/22 | Live | Midea Electric Trading | SUPREME | Singlezone Non-Ducted, Wall Placement | 203238005 |  | HRCU-A-CB-O | YS25M-12HRDN1 | Mini-Splits | YS25M-12HRDN1 | 13 | 22.5 | 12 |  |  |  | FALSE | FALSE | FALSE | 12000 | 7800 | 2.63 | 12259 | 1.96
204760849 | 10/27/22 | Live | Midea Electric Trading | KANIONCO | Singlezone Ducted, Compact Ducted | 204760849 |  | HRCU-A-CB | KD-48R410AH | Mini-Splits | KD-48R410AH | 9.2 | 17.4 | 10.3 |  |  |  | FALSE | FALSE | FALSE | 48000 | 33400 | 2.7 | 43500 | 2.43
204760848 | 10/27/22 | Live | Midea Electric Trading | KANIONCO | Singlezone Ducted, Compact Ducted | 204760848 |  | HRCU-A-CB | KD-36R410AH | Mini-Splits | KD-36R410AH | 9 | 16.5 | 11.5 |  |  |  | FALSE | FALSE | FALSE | 36000 | 27600 | 2.74 | 33100 | 2.3
204760846 | 10/27/22 | Live | Midea Electric Trading | KANIONCO | Singlezone Ducted, Compact Ducted | 204760846 |  | HRCU-A-CB | KD-18R410AH | Mini-Splits | KD-18R410AH | 12.5 | 19 | 10.5 |  |  |  | TRUE | FALSE | FALSE | 18000 | 12000 | 2.61 | 12500 | 2.39
204760844 | 10/27/22 | Live | Midea Electric Trading | KANIONCO | Singlezone Non-Ducted, Ceiling Placement | 204760844 |  | HRCU-A-CB-O | KD-09R410AH | Mini-Splits | KD-09R410AH | 13 | 20 | 10.5 |  |  |  | FALSE | FALSE | FALSE | 9000 | 5800 | 2.66 | 8639 | 2.08
204760835 | 10/27/22 | Live | Midea Electric Trading | KANIONCO | Singlezone Non-Ducted, Wall Placement | 204760835 |  | HRCU-A-CB-O | KWSM-18IR410AHS19 | Mini-Splits | KWSM-18IR410AHS19 | 11 | 19 | 10 |  |  |  | FALSE | FALSE | FALSE | 18000 | 11000 | 2.58 | 11041 | 2.2
204760838 | 10/27/22 | Live | Midea Electric Trading | KANIONCO | Singlezone Non-Ducted, Wall Placement | 204760838 |  | HRCU-A-CB-O | KWSM-12IR410AHS21L | Mini-Splits | KWSM-12IR410AHS21L | 12.5 | 21.5 | 11.2 |  |  |  | TRUE | FALSE | FALSE | 12000 | 7100 | 2.6 | 8005 | 2.23
204760847 | 10/27/22 | Live | Midea Electric Trading | KANIONCO | Singlezone Ducted, Compact Ducted | 204760847 |  | HRCU-A-CB | KD-24R410AH | Mini-Splits | KD-24R410AH | 12.5 | 21.5 | 11 |  |  |  | TRUE | TRUE | TRUE | 24000 | 16000 | 2.69 | 18900 | 2.22
204760841 | 10/27/22 | Live | Midea Electric Trading | KANIONCO | Singlezone Non-Ducted, Wall Placement | 204760841 |  | HRCU-A-CB-O | KWSM-18IR410AHS21 | Mini-Splits | KWSM-18IR410AHS21 | 13 | 21 | 10 |  |  |  | TRUE | FALSE | FALSE | 18000 | 10400 | 2.72 | 13597 | 2.46
206401450 | 10/27/22 | Live | Midea Electric Trading | ELIOS | Singlezone Non-Ducted, Ceiling Placement | 206401450 |  | HRCU-A-CB-O | DE24HOS25230E3A | Mini-Splits | DM24HICU230X5 | 11 | 20 | 11.6 |  |  |  | FALSE | FALSE | FALSE | 24000 | 14500 | 2.27 | 25545 | 2.2
204760831 | 10/27/22 | Live | Midea Electric Trading | KANIONCO | Singlezone Non-Ducted, Wall Placement | 204760831 |  | HRCU-A-CB-O | KWSM-09IR410AHS19L | Mini-Splits | KWSM-09IR410AHS19L | 11.5 | 19 | 10 |  |  |  | FALSE | FALSE | FALSE | 9000 | 6000 | 2.55 | 7599 | 2.16
206401444 | 10/27/22 | Live | Midea Electric Trading | MOOVAIR | Singlezone Non-Ducted, Ceiling Placement | 206401444 |  | HRCU-A-CB-O | DM24HOS25230E3A | Mini-Splits | DM24HICU230X5 | 11 | 20 | 11.6 |  |  |  | FALSE | FALSE | FALSE | 24000 | 14500 | 2.27 | 25545 | 2.2
202111000 | 10/27/22 | Live | Midea Electric Trading | KERR | Singlezone Ducted, Compact Ducted | 202111000 |  | HRCU-A-CB | A-KMH24SU-1 | Mini-Splits | B-KMH24DU-1 | 12.5 | 20.5 | 12.5 |  |  |  | TRUE | TRUE | TRUE | 24000 | 17200 | 2.56 | 25200 | 1.81
206347318 | 10/27/22 | Live | Midea Electric Trading | KERR | Singlezone Non-Ducted, Ceiling Placement | 206347318 |  | HRCU-A-CB-O | A-KMH24SU-1A | Mini-Splits | B-KMH24CU-1 | 11 | 20 | 11.6 |  |  |  | FALSE | FALSE | FALSE | 24000 | 14500 | 2.27 | 25545 | 2.2
205993851 | 10/27/22 | Live | Midea Electric Trading | MDV | Singlezone Non-Ducted, Wall Placement | 205993851 |  | HRCU-A-CB-O | MOX230-12HFN1-BW0W | Mini-Splits | MS11M-12HRFN1-BV0W | 13 | 22 | 10 |  |  |  | TRUE | FALSE | FALSE | 12000 | 6800 | 2.55 | 8910 | 2.84
202576838 | 10/27/22 | Live | Midea Electric Trading | PIONEER | Singlezone Non-Ducted, Wall Placement | 202576838 |  | HRCU-A-CB-O | YN018GMFI19RPD | Mini-Splits | WS018GMFI19HLD | 11 | 19 | 10 |  |  |  | FALSE | FALSE | FALSE | 18000 | 11000 | 2.58 | 11041 | 2.2
8819849 | 10/27/22 | Live | Midea Electric Trading | PIONEER | Singlezone Non-Ducted, Wall Placement | 8819849 |  | HRCU-A-CB-O | YN009GMFI22RPD | Mini-Splits | WS009GMFI22HLD | 14 | 22.8 | 10.5 |  |  |  | FALSE | FALSE | FALSE | 9000 | 6400 | 2.76 | 9229 | 2.15
202576834 | 10/27/22 | Live | Midea Electric Trading | PIONEER | Singlezone Non-Ducted, Wall Placement | 202576834 |  | HRCU-A-CB-O | YN009AMFI19RPD | Mini-Splits | WS009AMFI19HLD | 11.5 | 19 | 10 |  |  |  | FALSE | FALSE | FALSE | 9000 | 6000 | 2.55 | 7599 | 2.16
8819851 | 10/27/22 | Live | Midea Electric Trading | PIONEER | Singlezone Non-Ducted, Wall Placement | 8819851 |  | HRCU-A-CB-O | YN018GMFI22RPD | Mini-Splits | WS018GMFI22HLD | 13 | 21 | 10 |  |  |  | TRUE | FALSE | FALSE | 18000 | 10400 | 2.72 | 13597 | 2.46
8819848 | 10/27/22 | Live | Midea Electric Trading | PIONEER | Singlezone Non-Ducted, Wall Placement | 8819848 |  | HRCU-A-CB-O | YN012AMFI22RPD | Mini-Splits | WS012AMFI22HLD | 12.5 | 21.5 | 11.2 |  |  |  | TRUE | FALSE | FALSE | 12000 | 7100 | 2.6 | 8005 | 2.23
207252578 | 10/27/22 | Live | Midea Electric Trading | MITS AIR | Singlezone Ducted, Centrally Ducted | 207252578 |  | HRCU-A-CB | MOE30U-60HFN1-MR0 | Mini-Splits | MVC-60HWFN1-M | 10.3 | 18 | 9.2 |  |  |  | FALSE | FALSE | FALSE | 57000 | 33800 | 2.46 | 37000 | 1.97
207252577 | 10/27/22 | Live | Midea Electric Trading | MITS AIR | Singlezone Ducted, Centrally Ducted | 207252577 |  | HRCU-A-CB | MOE30U-48HFN1-MR0 | Mini-Splits | MVC-48HWFN1-M | 9.3 | 17.3 | 10 |  |  |  | FALSE | FALSE | FALSE | 47000 | 33000 | 2 | 36800 | 2
207252576 | 10/27/22 | Live | Midea Electric Trading | MITS AIR | Singlezone Ducted, Centrally Ducted | 207252576 |  | HRCU-A-CB | MOD30U-36HFN1-MR0 | Mini-Splits | MVC-36HWFN1-M | 10.4 | 18 | 9.1 |  |  |  | FALSE | FALSE | FALSE | 36000 | 18400 | 2.29 | 22000 | 2.05
207252574 | 10/27/22 | Live | Midea Electric Trading | MITS AIR | Singlezone Ducted, Centrally Ducted | 207252574 |  | HRCU-A-CB | MOX430U-24HFN1-MR0 | Mini-Splits | MVC-24HWFN1-M | 11.3 | 19.4 | 11.3 |  |  |  | FALSE | FALSE | FALSE | 24000 | 17000 | 2.75 | 21500 | 2.35
207252573 | 10/27/22 | Live | Midea Electric Trading | MITS AIR | Singlezone Ducted, Centrally Ducted | 207252573 |  | HRCU-A-CB | MOX330U-18HFN1-MR0 | Mini-Splits | MVC-18HWFN1-M | 11.1 | 19 | 10.8 |  |  |  | FALSE | FALSE | FALSE | 18000 | 11500 | 2.7 | 11900 | 2.13
207252575 | 10/27/22 | Live | Midea Electric Trading | MITS AIR | Singlezone Ducted, Centrally Ducted | 207252575 |  | HRCU-A-CB | MOD30U-30HFN1-MR0 | Mini-Splits | MVC-30HWFN1-M | 10.9 | 19.5 | 10.3 |  |  |  | FALSE | FALSE | FALSE | 30000 | 19000 | 2.34 | 22030 | 2.21
206401439 | 10/27/22 | Live | Midea Electric Trading | MOOVAIR | Singlezone Non-Ducted, Wall Placement | 206401439 |  | HRCU-A-CB-O | DM18HOS25230E3A | Mini-Splits | DM18HIW23230E3 | 12.5 | 20.5 | 11 |  |  |  | TRUE | FALSE | FALSE | 17000 | 10900 | 2.58 | 14016 | 2.49
206422438 | 10/27/22 | Live | Midea Electric Trading | CONVECTAIR | Singlezone Non-Ducted, Wall Placement | 206422438 |  | HRCU-A-CB-O | 8180-O | Mini-Splits | 8180-I | 12.5 | 20.5 | 11 |  |  |  | FALSE | FALSE | FALSE | 17000 | 10900 | 2.58 | 14016 | 2.49
206764064 | 10/27/22 | Live | Midea Electric Trading | FRANKLIN | Singlezone Non-Ducted, Wall Placement | 206764064 |  | HRCU-A-CB-O | MSH183E23MCAA | Mini-Splits | MSH183E23AXAA | 12.5 | 20.5 | 11 |  |  |  | FALSE | FALSE | FALSE | 17000 | 10900 | 2.58 | 14016 | 2.49
206401445 | 10/27/22 | Live | Midea Electric Trading | ELIOS | Singlezone Non-Ducted, Wall Placement | 206401445 |  | HRCU-A-CB-O | DE18HOS25230E3A | Mini-Splits | DE18HIW23230E3 | 12.5 | 20.5 | 11 |  |  |  | TRUE | FALSE | FALSE | 17000 | 10900 | 2.58 | 14016 | 2.49
205816491 | 10/27/22 | Live | Midea Electric Trading | DIRECT AIR | Singlezone Non-Ducted, Wall Placement | 205816491 |  | HRCU-A-CB-O | MOX430-17HFN1-MT0W | Mini-Splits | CS11M-18HRFN1-MT0W | 12.5 | 20.5 | 11 |  |  |  | TRUE | FALSE | FALSE | 17000 | 10900 | 2.58 | 14016 | 2.49
205816493 | 10/27/22 | Live | Midea Electric Trading | CANAIR | Singlezone Non-Ducted, Wall Placement | 205816493 |  | HRCU-A-CB-O | C23SCH18H22 | Mini-Splits | C23SEH18H21 | 12.5 | 20.5 | 11 |  |  |  | TRUE | FALSE | FALSE | 17000 | 10900 | 2.58 | 14016 | 2.49
205747696 | 10/27/22 | Live | Midea Electric Trading | COMFORT-AIRE | Singlezone Non-Ducted, Wall Placement | 205747696 |  | HRCU-A-CB-O | A-VMH18SU-1B | Mini-Splits | B-VMH18SU-1B | 12.5 | 20.5 | 11 |  |  |  | TRUE | FALSE | FALSE | 17000 | 10900 | 2.58 | 14016 | 2.49
205746254 | 10/27/22 | Live | Midea Electric Trading | MDV | Singlezone Non-Ducted, Wall Placement | 205746254 |  | HRCU-A-CB-O | MOX430-17HFN1-MT0W | Mini-Splits | CS11M-18HRFN1-MT0W | 12.5 | 20.5 | 11 |  |  |  | TRUE | FALSE | FALSE | 17000 | 10900 | 2.58 | 14016 | 2.49
207641328 | 10/27/22 | Live | Midea Electric Trading | LBG PRODUCTS | Singlezone Ducted, Centrally Ducted | 207641328 |  | HRCU-A-CB | LCHB60DO | Mini-Splits | LCHB60DHNI | 10.3 | 18 | 9.2 |  |  |  | FALSE | FALSE | FALSE | 57000 | 33800 | 2.46 | 37000 | 1.97
201992972 | 10/27/22 | Live | Midea Electric Trading | C&H | Singlezone Ducted, Compact Ducted | 201992972 |  | HRCU-A-CB | CH-09LCU/O | Mini-Splits | CH-09LCDTU/I | 13.5 | 20.5 | 11.5 |  |  |  | TRUE | TRUE | TRUE | 9000 | 6800 | 2.93 | 8900 | 2.09
205741612 | 10/27/22 | Live | Midea Electric Trading | C&H | Singlezone Non-Ducted, Wall Placement | 205741612 |  | HRCU-A-CB-O | CH-09SPH-230VO | Mini-Splits | CH-09MSPHWM-230VI | 14 | 22.8 | 10.5 |  |  |  | FALSE | FALSE | FALSE | 9000 | 6400 | 2.76 | 9229 | 2.15
207526880 | 10/28/22 | Live | Trane U.S. Inc. | TRANE | Singlezone Ducted, Centrally Ducted | 207526880 |  | HRCU-A-CB | 4TWV0X36A1 |  | TEM6A0C36H31+TDR+RP | 13 | 20 | 9.6 |  |  |  | TRUE | FALSE | FALSE | 34800 | 25000 | 3.08 | 25300 | 2.38
206597270 | 10/27/22 | Live | Midea Electric Trading | C&H | Singlezone Ducted, Centrally Ducted | 206597270 |  | HRCU-A-CB | CH-24LCU/O | Mini-Splits | CH-24AHU | 12.5 | 20 | 10 |  |  |  | FALSE | FALSE | FALSE | 20800 | 17500 | 2.56 | 23388 | 1.83
206597269 | 10/27/22 | Live | Midea Electric Trading | C&H | Singlezone Ducted, Centrally Ducted | 206597269 |  | HRCU-A-CB | CH-HYP24SPH230VO | Mini-Splits | CH-24AHU | 12.5 | 20 | 10 |  |  |  | FALSE | FALSE | FALSE | 20800 | 17500 | 2.56 | 23388 | 1.83
205756420 | 10/27/22 | Live | Midea Electric Trading | C&H | Singlezone Non-Ducted, Wall Placement | 205756420 |  | HRCU-A-CB-O | CH-NG09MIA115VO | Mini-Splits | CH-NG09MIA115VI | 11.5 | 19 | 10 |  |  |  | FALSE | FALSE | FALSE | 9000 | 6000 | 2.55 | 7599 | 2.16
201992974 | 10/27/22 | Live | Midea Electric Trading | C&H | Singlezone Ducted, Compact Ducted | 201992974 |  | HRCU-A-CB | CH-18LCU/O | Mini-Splits | CH-18LCDTU/I | 12.5 | 19 | 10.5 |  |  |  | TRUE | FALSE | FALSE | 18000 | 12000 | 2.61 | 12500 | 2.39
205756424 | 10/27/22 | Live | Midea Electric Trading | C&H | Singlezone Non-Ducted, Wall Placement | 205756424 |  | HRCU-A-CB-O | CH-NG18MIA230VO | Mini-Splits | CH-NG18MIA230VI | 11 | 19 | 10 |  |  |  | FALSE | FALSE | FALSE | 18000 | 11000 | 2.58 | 11041 | 2.2
10443491 | 10/27/22 | Live | Midea Electric Trading | C&H | Singlezone Ducted, Compact Ducted | 10443491 |  | HRCU-A-CB | CH-36LCDTU/O | Mini-Splits | CH-36LCDTU/I | 9 | 16.5 | 11.5 |  |  |  | FALSE | FALSE | FALSE | 36000 | 27600 | 2.74 | 33100 | 2.3
205263864 | 10/27/22 | Live | Midea Electric Trading | C&H | Singlezone Ducted, Compact Ducted | 205263864 |  | HRCU-A-CB | CH-HYP48LCUO | Mini-Splits | CH-48LCDTU/I | 8.7 | 16 | 11.1 |  |  |  | FALSE | FALSE | FALSE | 48000 | 33000 | 2.74 | 54000 | 2.35
205263863 | 10/27/22 | Live | Midea Electric Trading | C&H | Singlezone Non-Ducted, Ceiling Placement | 205263863 |  | HRCU-A-CB-O | CH-HYP48LCUO | Mini-Splits | CH-48MSPHCT-230VI | 8.3 | 16.5 | 10.7 |  |  |  | FALSE | FALSE | FALSE | 48000 | 35000 | 2.6 | 53974 | 2.18
205263860 | 10/27/22 | Live | Midea Electric Trading | C&H | Singlezone Non-Ducted, Ceiling Placement | 205263860 |  | HRCU-A-CB-O | CH-HYP48LCUO | Mini-Splits | CH-48LCCT-230VI | 8.3 | 16.5 | 10.7 |  |  |  | FALSE | FALSE | FALSE | 48000 | 35000 | 2.6 | 53974 | 2.18
205901586 | 10/27/22 | Live | Midea Electric Trading | C&H | Singlezone Ducted, Compact Ducted | 205901586 |  | HRCU-A-CB | CH-HYP36LCUO | Mini-Splits | CH-36LCDTU/I | 9 | 17.5 | 11.5 |  |  |  | TRUE | TRUE | FALSE | 36000 | 28000 | 2.75 | 47500 | 2.22
207691816 | 10/27/22 | Live | Midea Electric Trading | KERR | Singlezone Ducted, Centrally Ducted | 207691816 |  | HRCU-A-CB | A-KCD36SA-1 | Mini-Splits | B-KCD36SA-1 | 10.5 | 18 | 10.5 |  |  |  | FALSE | FALSE | FALSE | 36000 | 24000 | 2.68 | 46000 | 2.01
207691814 | 10/27/22 | Live | Midea Electric Trading | KERR | Singlezone Ducted, Centrally Ducted | 207691814 |  | HRCU-A-CB | A-KCD24SA-1 | Mini-Splits | B-KCD24SA-1 | 12.5 | 20 | 12 |  |  |  | FALSE | FALSE | FALSE | 24000 | 16700 | 2.73 | 25000 | 2
207657605 | 10/27/22 | Live | Midea Electric Trading | KERR | Multizone All Ducted | 207657605 |  | HMSV-A-CB | A-KMH36QV-1 | Ducted Indoor Units |  | 11.3 | 19 | 11 |  |  |  | TRUE | FALSE | FALSE | 36000 | 23000 | 2.6 | 33500 | 1.98
207742582 | 10/27/22 | Live | Midea Electric Trading | MOOVAIR | Singlezone Ducted, Centrally Ducted | 207742582 |  | HRCU-A-CB | DM24HOS25230E3A | Ducted Indoor Units | FM24HIAHUU230X6 | 12.5 | 20 | 11.6 |  |  |  | FALSE | FALSE | FALSE | 22000 | 16500 | 2.6 | 26548 | 2.26
207742581 | 10/27/22 | Live | Midea Electric Trading | MOOVAIR | Singlezone Ducted, Centrally Ducted | 207742581 |  | HRCU-A-CB | DM24HOS25230E3 | Ducted Indoor Units | FM24HIAHUU230X6 | 12.5 | 20 | 10 |  |  |  | FALSE | FALSE | FALSE | 20800 | 17500 | 2.56 | 23388 | 1.83
206918569 | 10/28/22 | Live | Trane U.S. Inc. | TRANE | Singlezone Ducted, Centrally Ducted | 206918569 |  | HRCU-A-CB | 4TWV8037A1 |  | TEM6A0C36H31+TDR+RP | 13 | 18 | 9.6 |  |  |  | FALSE | FALSE | FALSE | 34800 | 25000 | 3.08 | 25300 | 2.38
207742580 | 10/27/22 | Live | Midea Electric Trading | MDV | Singlezone Ducted, Centrally Ducted | 207742580 |  | HRCU-A-CB | MOD30-24HFN1-MU0W | Ducted Indoor Units | MVB-24HWFN1-M | 12.5 | 20 | 11.6 |  |  |  | FALSE | FALSE | FALSE | 22000 | 16500 | 2.6 | 26548 | 2.26
207742579 | 10/27/22 | Live | Midea Electric Trading | MDV | Singlezone Ducted, Centrally Ducted | 207742579 |  | HRCU-A-CB | MOD30-24HFN1-MT0W | Ducted Indoor Units | MVB-24HWFN1-M | 12.5 | 20 | 10 |  |  |  | FALSE | FALSE | FALSE | 20800 | 17500 | 2.56 | 23388 | 1.83
207690464 | 10/27/22 | Live | Midea Electric Trading | MDV | Singlezone Ducted, Centrally Ducted | 207690464 |  | HRCU-A-CB | MOE31U-36HFN1-M | Mini-Splits | MVC-36HWFN1-M | 10.5 | 18 | 10.5 |  |  |  | FALSE | FALSE | FALSE | 36000 | 24000 | 2.68 | 46000 | 2.01
207690461 | 10/27/22 | Live | Midea Electric Trading | MDV | Singlezone Ducted, Centrally Ducted | 207690461 |  | HRCU-A-CB | MOX430U-18HFN1-M | Mini-Splits | MVC-18HWFN1-M | 12.5 | 20 | 11 |  |  |  | FALSE | FALSE | FALSE | 18000 | 13000 | 2.76 | 21400 | 2.27
207690462 | 10/27/22 | Live | Midea Electric Trading | MDV | Singlezone Ducted, Centrally Ducted | 207690462 |  | HRCU-A-CB | MOD30-24HFN1-MW | Mini-Splits | MVC-24HWFN1-M | 12.5 | 20 | 12 |  |  |  | FALSE | FALSE | FALSE | 24000 | 16700 | 2.73 | 25000 | 2
207657623 | 10/27/22 | Live | Midea Electric Trading | CONVECTAIR | Multizone All Ducted | 207657623 |  | HMSV-A-CB | 8422-C36-O | Ducted Indoor Units |  | 11.3 | 19 | 11 |  |  |  | FALSE | FALSE | FALSE | 36000 | 23000 | 2.6 | 33500 | 1.98
207743792 | 10/27/22 | Live | Midea Electric Trading | DIRECT AIR | Multizone All Ducted | 207743792 |  | HMSV-A-CB | DIRM-36HXPRO28-4Z | Ducted Indoor Units |  | 11.3 | 19 | 11 |  |  |  | TRUE | FALSE | FALSE | 36000 | 23000 | 2.6 | 33500 | 1.98
207743783 | 10/27/22 | Live | Midea Electric Trading | DIRECT AIR | Multizone All Ducted | 207743783 |  | HMSV-A-CB | DIRM-48DA25-5Z | Ducted Indoor Units |  | 10.1 | 20.5 | 11.5 |  |  |  | FALSE | FALSE | FALSE | 49000 | 30400 | 2.69 | 37000 | 2.1
207742482 | 10/27/22 | Live | Midea Electric Trading | ELIOS | Multizone All Ducted | 207742482 |  | HMSV-A-CB | DEA48HOM23230X2 | Ducted Indoor Units |  | 10.1 | 20.5 | 11.5 |  |  |  | FALSE | FALSE | FALSE | 49000 | 30400 | 2.69 | 37000 | 2.1
206918561 | 10/28/22 | Live | Trane U.S. Inc. | TRANE | Singlezone Ducted, Centrally Ducted | 206918561 |  | HRCU-A-CB | 4TWV0036A1 |  | TEM6A0C36H31+TDR+RP | 13 | 20 | 9.6 |  |  |  | FALSE | FALSE | FALSE | 34800 | 25000 | 3.08 | 25300 | 2.38
207742467 | 10/27/22 | Live | Midea Electric Trading | ELIOS | Multizone All Ducted | 207742467 |  | HMSV-A-CB | DEA36HOM25230X3 | Ducted Indoor Units |  | 11.3 | 19 | 11 |  |  |  | TRUE | FALSE | FALSE | 36000 | 23000 | 2.6 | 33500 | 1.98
207742548 | 10/27/22 | Live | Midea Electric Trading | MOOVAIR | Multizone All Ducted | 207742548 |  | HMSV-A-CB | DMA36HOM25230X3 | Ducted Indoor Units |  | 11.3 | 19 | 11 |  |  |  | TRUE | FALSE | FALSE | 36000 | 23000 | 2.6 | 33500 | 1.98
207742539 | 10/27/22 | Live | Midea Electric Trading | MOOVAIR | Multizone All Ducted | 207742539 |  | HMSV-A-CB | DMA48HOM23230X2 | Ducted Indoor Units |  | 10.1 | 20.5 | 11.5 |  |  |  | FALSE | FALSE | FALSE | 49000 | 30400 | 2.69 | 37000 | 2.1
207690472 | 10/27/22 | Live | Midea Electric Trading | CANAIR | Singlezone Ducted, Centrally Ducted | 207690472 |  | HRCU-A-CB | CDH2018C21 | Mini-Splits | CDH2018F21 | 12.5 | 20 | 11 |  |  |  | FALSE | FALSE | FALSE | 18000 | 13000 | 2.76 | 21400 | 2.27
207690477 | 10/27/22 | Live | Midea Electric Trading | CANAIR | Singlezone Ducted, Centrally Ducted | 207690477 |  | HRCU-A-CB | CDH2060C21 | Mini-Splits | CDH2060F21 | 10.3 | 18 | 9.2 |  |  |  | FALSE | FALSE | FALSE | 57000 | 33800 | 2.46 | 37000 | 1.97
207690473 | 10/27/22 | Live | Midea Electric Trading | CANAIR | Singlezone Ducted, Centrally Ducted | 207690473 |  | HRCU-A-CB | CDH2024C21 | Mini-Splits | CDH2024F21 | 12.5 | 20 | 12 |  |  |  | FALSE | FALSE | FALSE | 24000 | 16700 | 2.73 | 25000 | 2
207690475 | 10/27/22 | Live | Midea Electric Trading | CANAIR | Singlezone Ducted, Centrally Ducted | 207690475 |  | HRCU-A-CB | CDH2036C21 | Mini-Splits | CDH2036F21 | 10.5 | 18 | 10.5 |  |  |  | FALSE | FALSE | FALSE | 36000 | 24000 | 2.68 | 46000 | 2.01
207641339 | 10/27/22 | Live | Midea Electric Trading | SENVILLE | Multizone All Ducted | 207641339 |  | HMSV-A-CB | SENA/48HF/MOQ | Ducted Indoor Units |  | 10.1 | 20.5 | 11.5 |  |  |  | FALSE | FALSE | FALSE | 49000 | 30400 | 2.69 | 37000 | 2.1
205747697 | 10/27/22 | Live | Midea Electric Trading | KERR | Singlezone Non-Ducted, Wall Placement | 205747697 |  | HRCU-A-CB-O | A-KMH18SU-1A | Mini-Splits | B-KMH18SU-1A | 12.5 | 20.5 | 11 |  |  |  | TRUE | FALSE | FALSE | 17000 | 10900 | 2.58 | 20400 | 1.84
207641289 | 10/27/22 | Live | Midea Electric Trading | BLUERIDGE | Multizone All Ducted | 207641289 |  | HMSV-A-CB | BMM48C | Ducted Indoor Units |  | 10.1 | 20.5 | 11.5 |  |  |  | FALSE | FALSE | FALSE | 49000 | 30400 | 2.69 | 37000 | 2.1
207641298 | 10/27/22 | Live | Midea Electric Trading | BLUERIDGE | Multizone All Ducted | 207641298 |  | HMSV-A-CB | BMM36HHC | Ducted Indoor Units |  | 11.3 | 19 | 11 |  |  |  | TRUE | FALSE | FALSE | 36000 | 23000 | 2.6 | 33500 | 1.98
207339182 | 10/27/22 | Live | Midea Electric Trading | BLUERIDGE | Singlezone Non-Ducted, Wall Placement | 207339182 |  | HRCU-A-CB-O | BMY36DIY18C | Mini-Splits | BMY36DIY18WM | 8.7 | 18 | 12 |  |  |  | FALSE | FALSE | FALSE | 36000 | 21000 | 2.25 | 24000 | 1.91
207339178 | 10/27/22 | Live | Midea Electric Trading | BLUERIDGE | Singlezone Non-Ducted, Wall Placement | 207339178 |  | HRCU-A-CB-O | BMY3618C | Mini-Splits | BMY3618WM | 9.5 | 18 | 12 |  |  |  | FALSE | FALSE | FALSE | 36000 | 20000 | 2.31 | 26800 | 2.07
206905357 | 10/27/22 | Live | Midea Electric Trading | BLUERIDGE | Multizone All Ducted | 206905357 |  | HMSV-A-CB | BMHH48M22C | Ducted Indoor Units |  | 11.9 | 20.2 | 10.5 |  |  |  | FALSE | FALSE | FALSE | 48000 | 28000 | 2.41 | 49000 | 2.24
202897338 | 10/27/22 | Live | Midea Electric Trading | BLUERIDGE | Singlezone Non-Ducted, Wall Placement | 202897338 |  | HRCU-A-CB-O | BM18Y19C | Mini-Splits | BM18Y19WM | 11 | 19 | 10 |  |  |  | FALSE | FALSE | FALSE | 18000 | 11000 | 2.58 | 11041 | 2.2
202918812 | 10/27/22 | Live | Midea Electric Trading | BLUERIDGE | Multizone All Ducted | 202918812 |  | HMSV-A-CB | BMHH36M17C | Ducted Indoor Units |  | 11.3 | 19 | 11 |  |  |  | FALSE | FALSE | FALSE | 36000 | 24600 | 2.7 | 39296 | 2.19
207825583 | 10/27/22 | Live | Midea Electric Trading | ACIQ | Multizone All Ducted | 207825583 |  | HMSV-A-CB | ACIQ-36Z-HH-M4B | Ducted Indoor Units |  | 11.3 | 19 | 11 |  |  |  | TRUE | FALSE | FALSE | 36000 | 23000 | 2.6 | 33500 | 1.98
206315637 | 10/27/22 | Live | Midea Electric Trading | ACIQ | Singlezone Ducted, Centrally Ducted | 206315637 |  | HRCU-A-CB | ACIQ-24-HP | Mini-Splits | ACIQ-24-AH | 12.5 | 20 | 11.6 |  |  |  | FALSE | FALSE | FALSE | 22000 | 16500 | 2.6 | 26548 | 2.26
206315633 | 10/27/22 | Live | Midea Electric Trading | ACIQ | Singlezone Non-Ducted, Wall Placement | 206315633 |  | HRCU-A-CB-O | ACIQ-18Z-HP230 | Mini-Splits | ACIQ-18W-HP230 | 11 | 19 | 10 |  |  |  | FALSE | FALSE | FALSE | 18000 | 11000 | 2.58 | 11041 | 2.2
206315631 | 10/27/22 | Live | Midea Electric Trading | ACIQ | Singlezone Non-Ducted, Wall Placement | 206315631 |  | HRCU-A-CB-O | ACIQ-09Z-HP115 | Mini-Splits | ACIQ-09W-HP115 | 11.5 | 19 | 10 |  |  |  | FALSE | FALSE | FALSE | 9000 | 6000 | 2.55 | 7599 | 2.16
207825571 | 10/27/22 | Live | Midea Electric Trading | 1HVAC | Multizone All Ducted | 207825571 |  | HMSV-A-CB | ACIQ-36Z-HH-M4B | Ducted Indoor Units |  | 11.3 | 19 | 11 |  |  |  | TRUE | FALSE | FALSE | 36000 | 23000 | 2.6 | 33500 | 1.98
206315646 | 10/27/22 | Live | Midea Electric Trading | 1HVAC | Singlezone Ducted, Centrally Ducted | 206315646 |  | HRCU-A-CB | ACIQ-24-HP | Mini-Splits | ACIQ-24-AH | 12.5 | 20 | 11.6 |  |  |  | FALSE | FALSE | FALSE | 22000 | 16500 | 2.6 | 26548 | 2.26
207657342 | 10/27/22 | Live | Midea Electric Trading | PERFECTAIRE | Multizone All Ducted | 207657342 |  | HMSV-A-CB | 3PAMS36-HH-MZO4 | Ducted Indoor Units |  | 11.3 | 19 | 11 |  |  |  | TRUE | FALSE | FALSE | 36000 | 23000 | 2.6 | 33500 | 1.98
207657357 | 10/27/22 | Live | Midea Electric Trading | PERFECTAIRE | Multizone All Ducted | 207657357 |  | HMSV-A-CB | 3PAMSH48-MZO5 | Ducted Indoor Units |  | 10.1 | 20.5 | 11.5 |  |  |  | FALSE | FALSE | FALSE | 49000 | 30400 | 2.69 | 37000 | 2.1
207192280 | 10/27/22 | Live | Midea Electric Trading | PERFECTAIRE | Singlezone Non-Ducted, Ceiling Placement | 207192280 |  | HRCU-A-CB-O | 1PAMSHH24-SZW-20.5 | Mini-Splits | 2PAMSCH24 | 11 | 20 | 11.6 |  |  |  | FALSE | FALSE | FALSE | 24000 | 14500 | 2.27 | 25545 | 2.2
207338159 | 10/27/22 | Live | Midea Electric Trading | PERFECTAIRE | Singlezone Non-Ducted, Wall Placement | 207338159 |  | HRCU-A-CB-O | 3PAMSHH18-SZO-20.5 | Mini-Splits | 2PAMSHH18-SZW-20 | 12.5 | 20.5 | 11 |  |  |  | TRUE | FALSE | FALSE | 17000 | 10900 | 2.58 | 20400 | 1.84
207192285 | 10/27/22 | Live | Midea Electric Trading | PERFECTAIRE | Singlezone Non-Ducted, Ceiling Placement | 207192285 |  | HRCU-A-CB-O | 1PAMSHH12-SZO-22.5 | Mini-Splits | 2PAMSCH12 | 12.5 | 19.5 | 10.6 |  |  |  | TRUE | FALSE | FALSE | 12000 | 8700 | 2.68 | 13136 | 1.97
207192289 | 10/27/22 | Live | Midea Electric Trading | PERFECTAIRE | Singlezone Ducted, Compact Ducted | 207192289 |  | HRCU-A-CB | 1PAMSHH12-SZO-22.5 | Mini-Splits | 2PAMSDH12 | 12.5 | 20.5 | 11 |  |  |  | TRUE | TRUE | TRUE | 12000 | 8500 | 2.57 | 12400 | 1.79
207192288 | 10/27/22 | Live | Midea Electric Trading | PERFECTAIRE | Singlezone Ducted, Compact Ducted | 207192288 |  | HRCU-A-CB | 1PAMSHH09-SZO-25 | Mini-Splits | 2PAMSDH09 | 13.5 | 23 | 12 |  |  |  | TRUE | TRUE | TRUE | 9000 | 7200 | 2.74 | 11300 | 1.55
207192283 | 10/27/22 | Live | Midea Electric Trading | PERFECTAIRE | Singlezone Non-Ducted, Wall Placement | 207192283 |  | HRCU-A-CB-O | 2PAMSH18-MZO | Mini-Splits | 2PAMSH18-MZW | 13 | 21 | 10 |  |  |  | TRUE | FALSE | FALSE | 18000 | 10400 | 2.72 | 13597 | 2.46
207657369 | 10/27/22 | Live | Midea Electric Trading | KARDA | Multizone All Ducted | 207657369 |  | HMSV-A-CB | 3KARDA48MZ5 | Ducted Indoor Units |  | 10.1 | 20.5 | 11.5 |  |  |  | FALSE | FALSE | FALSE | 49000 | 30400 | 2.69 | 37000 | 2.1
207614052 | 10/27/22 | Live | Midea Electric Trading | KARDA | Singlezone Non-Ducted, Wall Placement | 207614052 |  | HRCU-A-CB-O | 3KARDA12SZO | Mini-Splits | 1KARDA12UVW | 13.5 | 24.5 | 12.5 |  |  |  | TRUE | TRUE | TRUE | 12000 | 7600 | 2.89 | 12737 | 2.26
205921403 | 10/27/22 | Live | Midea Electric Trading | KARDA | Singlezone Non-Ducted, Ceiling Placement | 205921403 |  | HRCU-A-CB-O | 1PAMSHH12-SZO-22.5 | Mini-Splits | 2KARDA12UVCS | 12.5 | 19.5 | 10.6 |  |  |  | TRUE | FALSE | FALSE | 12000 | 8700 | 2.68 | 13136 | 1.97
206348120 | 10/27/22 | Live | Midea Electric Trading | KARDA | Singlezone Ducted, Compact Ducted | 206348120 |  | HRCU-A-CB | 1KARDA09SZO25 | Mini-Splits | 2PAMSDH09 | 13.5 | 23 | 12 |  |  |  | TRUE | TRUE | TRUE | 9000 | 7200 | 2.74 | 11300 | 1.55
205921401 | 10/27/22 | Live | Midea Electric Trading | KARDA | Singlezone Ducted, Compact Ducted | 205921401 |  | HRCU-A-CB | 1PAMSHH24-SZO-20.5 | Mini-Splits | 2KARDA24UVD | 12.5 | 20.5 | 12.5 |  |  |  | TRUE | TRUE | TRUE | 24000 | 17200 | 2.56 | 25200 | 1.81
205921404 | 10/27/22 | Live | Midea Electric Trading | KARDA | Singlezone Ducted, Compact Ducted | 205921404 |  | HRCU-A-CB | 1PAMSHH12-SZO-22.5 | Mini-Splits | 2KARDA12UVD | 12.5 | 20.5 | 11 |  |  |  | TRUE | TRUE | TRUE | 12000 | 8500 | 2.57 | 12400 | 1.79
208073221 | 10/27/22 | Live | Midea Electric Trading | AC BEST LA | Singlezone Ducted, Centrally Ducted | 208073221 |  | HRCU-A-CB | MOE30U-60HFN1-MR0 | Mini-Splits | MVC-60HWFN1-M | 10.3 | 18 | 9.2 |  |  |  | FALSE | FALSE | FALSE | 57000 | 33800 | 2.46 | 37000 | 1.97
206315642 | 10/27/22 | Live | Midea Electric Trading | 1HVAC | Singlezone Non-Ducted, Wall Placement | 206315642 |  | HRCU-A-CB-O | ACIQ-18Z-HP230 | Mini-Splits | ACIQ-18W-HP230 | 11 | 19 | 10 |  |  |  | FALSE | FALSE | FALSE | 18000 | 11000 | 2.58 | 11041 | 2.2
206315640 | 10/27/22 | Live | Midea Electric Trading | 1HVAC | Singlezone Non-Ducted, Wall Placement | 206315640 |  | HRCU-A-CB-O | ACIQ-09Z-HP115 | Mini-Splits | ACIQ-09W-HP115 | 11.5 | 19 | 10 |  |  |  | FALSE | FALSE | FALSE | 9000 | 6000 | 2.55 | 7599 | 2.16
207825595 | 10/27/22 | Live | Midea Electric Trading | DIYCOOL | Multizone All Ducted | 207825595 |  | HMSV-A-CB | ACIQ-36Z-HH-M4B | Ducted Indoor Units |  | 11.3 | 19 | 11 |  |  |  | TRUE | FALSE | FALSE | 36000 | 23000 | 2.6 | 33500 | 1.98
206315628 | 10/27/22 | Live | Midea Electric Trading | DIYCOOL | Singlezone Ducted, Centrally Ducted | 206315628 |  | HRCU-A-CB | ACIQ-24-HP | Mini-Splits | ACIQ-24-AH | 12.5 | 20 | 11.6 |  |  |  | FALSE | FALSE | FALSE | 22000 | 16500 | 2.6 | 26548 | 2.26
206315624 | 10/27/22 | Live | Midea Electric Trading | DIYCOOL | Singlezone Non-Ducted, Wall Placement | 206315624 |  | HRCU-A-CB-O | ACIQ-18Z-HP230 | Mini-Splits | ACIQ-18W-HP230 | 11 | 19 | 10 |  |  |  | FALSE | FALSE | FALSE | 18000 | 11000 | 2.58 | 11041 | 2.2
206315622 | 10/27/22 | Live | Midea Electric Trading | DIYCOOL | Singlezone Non-Ducted, Wall Placement | 206315622 |  | HRCU-A-CB-O | ACIQ-09Z-HP115 | Mini-Splits | ACIQ-09W-HP115 | 11.5 | 19 | 10 |  |  |  | FALSE | FALSE | FALSE | 9000 | 6000 | 2.55 | 7599 | 2.16
205921395 | 10/27/22 | Live | Midea Electric Trading | AC PRO.COM | Singlezone Non-Ducted, Wall Placement | 205921395 |  | HRCU-A-CB-O | AOBA30-09HFN1-MT0W | Mini-Splits | AS11M-09HRFN1-MXOW(A) | 14.9 | 23.5 | 10.8 |  |  |  | TRUE | TRUE | FALSE | 9000 | 5800 | 2.74 | 10085 | 2.27
205921396 | 10/27/22 | Live | Midea Electric Trading | AC PRO.COM | Singlezone Non-Ducted, Wall Placement | 205921396 |  | HRCU-A-CB-O | AOB30-12HFN1-MT0W | Mini-Splits | AS11M-12HRFN1-MU5W | 13.7 | 22.7 | 11 |  |  |  | TRUE | TRUE | FALSE | 12000 | 7700 | 2.75 | 11116 | 2.45
205355555 | 10/27/22 | Live | Midea Electric Trading | AC PRO.COM | Singlezone Ducted, Compact Ducted | 205355555 |  | HRCU-A-CB | AOCA31-18HFN1-MT0W | Mini-Splits | ATIU-18HWFN1-M | 12.5 | 19 | 10.5 |  |  |  | TRUE | FALSE | FALSE | 18000 | 12000 | 2.61 | 12500 | 2.39
205355570 | 10/27/22 | Live | Midea Electric Trading | AC PRO.COM | Singlezone Non-Ducted, Wall Placement | 205355570 |  | HRCU-A-CB-O | AOBA30-09HFN1-BS0W | Mini-Splits | ASABA-09HRFN1-BS0W | 11.5 | 19 | 10 |  |  |  | FALSE | FALSE | FALSE | 9000 | 6000 | 2.55 | 7599 | 2.16
205355574 | 10/27/22 | Live | Midea Electric Trading | AC PRO.COM | Singlezone Non-Ducted, Wall Placement | 205355574 |  | HRCU-A-CB-O | AOB30-18HFN1-MS0W | Mini-Splits | ASABD-18HRFN1-MS0W | 11 | 19 | 10 |  |  |  | FALSE | FALSE | FALSE | 18000 | 11000 | 2.58 | 11041 | 2.2
205921398 | 10/27/22 | Live | Midea Electric Trading | AC PRO.COM | Singlezone Non-Ducted, Wall Placement | 205921398 |  | HRCU-A-CB-O | AOD31-24HFN1-MT0W | Mini-Splits | AS11M-23HRFN1-MTOW | 13.7 | 20.7 | 11.5 |  |  |  | TRUE | FALSE | FALSE | 24000 | 15300 | 2.7 | 19036 | 2.21
205355553 | 10/27/22 | Live | Midea Electric Trading | AC PRO.COM | Singlezone Ducted, Compact Ducted | 205355553 |  | HRCU-A-CB | AOBA30-09HFN1-MT0W | Mini-Splits | ATIU-09HWFN1-M | 13.5 | 20.5 | 11.5 |  |  |  | TRUE | TRUE | TRUE | 9000 | 6800 | 2.93 | 8900 | 2.09
205921397 | 10/27/22 | Live | Midea Electric Trading | AC PRO.COM | Singlezone Non-Ducted, Wall Placement | 205921397 |  | HRCU-A-CB-O | AOCA31-18HFN1-MT0W | Mini-Splits | AS11M-18HRFN1-MTOW | 13 | 21 | 10.4 |  |  |  | TRUE | FALSE | FALSE | 18000 | 11400 | 2.72 | 14016 | 2.49
205355559 | 10/27/22 | Live | Midea Electric Trading | AC PRO.COM | Singlezone Non-Ducted, Ceiling Placement | 205355559 |  | HRCU-A-CB-O | AOBA30-09HFN1-MT0W | Mini-Splits | ACCA3U-09HRFN1-M | 13 | 20 | 10.5 |  |  |  | FALSE | FALSE | FALSE | 9000 | 5800 | 2.66 | 8639 | 2.08
205355561 | 10/27/22 | Live | Midea Electric Trading | AC PRO.COM | Singlezone Non-Ducted, Ceiling Placement | 205355561 |  | HRCU-A-CB-O | AOCA31-18HFN1-MT0W | Mini-Splits | ACCA3U-18HRFN1-M | 12.5 | 20 | 10.3 |  |  |  | TRUE | FALSE | FALSE | 18000 | 12000 | 2.53 | 12000 | 2.23
205355556 | 10/27/22 | Live | Midea Electric Trading | AC PRO.COM | Singlezone Ducted, Compact Ducted | 205355556 |  | HRCU-A-CB | AOD31-24HFN1-MT0W | Mini-Splits | ATIU-24HWFN1-M | 12.5 | 21.5 | 11 |  |  |  | TRUE | TRUE | TRUE | 24000 | 16000 | 2.69 | 18900 | 2.22
205355558 | 10/27/22 | Live | Midea Electric Trading | AC PRO.COM | Singlezone Ducted, Compact Ducted | 205355558 |  | HRCU-A-CB | AOE30U-48HFN1-M | Mini-Splits | ATI-48HWFN1-M | 9.2 | 17.4 | 10.3 |  |  |  | FALSE | FALSE | FALSE | 48000 | 33400 | 2.7 | 43500 | 2.43
207430569 | 07/11/22 | Live | Johnson Controls Inc. (York International Norman) | YORK | Singlezone Ducted, Centrally Ducted | 207430569 |  | HRCU-A-CB | HMH72B241 | Ducted Indoor Units | XAFB36DXXN1+MVC12BN21+TXV | 10.25 | 17.75 | 9.5 |  |  |  | FALSE | FALSE | FALSE | 22400 | 14300 | 2.48 | 14300 | 2.48
205355557 | 10/27/22 | Live | Midea Electric Trading | AC PRO.COM | Singlezone Ducted, Compact Ducted | 205355557 |  | HRCU-A-CB | AOD30U-36HFN1-M | Mini-Splits | ATI-36HWFN1-M | 9 | 16.5 | 11.5 |  |  |  | FALSE | FALSE | FALSE | 36000 | 27600 | 2.74 | 33100 | 2.3
205355562 | 10/27/22 | Live | Midea Electric Trading | AC PRO.COM | Singlezone Non-Ducted, Ceiling Placement | 205355562 |  | HRCU-A-CB-O | AOD31-24HFN1-MT0W | Mini-Splits | ACDU-24HRFN1-M | 12.5 | 20 | 10.5 |  |  |  | FALSE | FALSE | FALSE | 24000 | 15800 | 2.56 | 17841 | 2.09
205355564 | 10/27/22 | Live | Midea Electric Trading | AC PRO.COM | Singlezone Non-Ducted, Ceiling Placement | 205355564 |  | HRCU-A-CB-O | AOE30U-48HFN1-M | Mini-Splits | ACDU-48HRFN1-M | 9.5 | 16.8 | 11 |  |  |  | FALSE | FALSE | FALSE | 48000 | 35000 | 2.36 | 40862 | 2.32
207434642 | 07/11/22 | Live | Johnson Controls Inc. (York International Norman) | COLEMAN | Singlezone Ducted, Centrally Ducted | 207434642 |  | HRCU-A-CB | HMH72B241 | Ducted Indoor Units | XAFB36DXXN1+MVC12BN21+TXV | 10.25 | 17.75 | 9.5 |  |  |  | FALSE | FALSE | FALSE | 22400 | 14300 | 2.48 | 14300 | 2.48
205355563 | 10/27/22 | Live | Midea Electric Trading | AC PRO.COM | Singlezone Non-Ducted, Ceiling Placement | 205355563 |  | HRCU-A-CB-O | AOD30U-36HFN1-M | Mini-Splits | ACDU-36HRFN1-M | 9 | 17.5 | 10.5 |  |  |  | FALSE | FALSE | FALSE | 36000 | 25200 | 2.64 | 31769 | 2.16
205355566 | 10/27/22 | Live | Midea Electric Trading | AC PRO.COM | Singlezone Non-Ducted, Floor Placement | 205355566 |  | HRCU-A-CB-O | AOCA31-18HFN1-MT0W | Mini-Splits | AUEU-18HRFN1-M(C) | 12.5 | 20 | 10.5 |  |  |  | TRUE | FALSE | FALSE | 18000 | 12000 | 2.43 | 12709 | 2.24
205355567 | 10/27/22 | Live | Midea Electric Trading | AC PRO.COM | Singlezone Non-Ducted, Floor Placement | 205355567 |  | HRCU-A-CB-O | AOD31-24HFN1-MT0W | Mini-Splits | AUEU-24HRFN1-M(C) | 12.5 | 20 | 11 |  |  |  | TRUE | FALSE | FALSE | 24000 | 15000 | 2.85 | 17858 | 2.02
207434651 | 07/11/22 | Live | Johnson Controls Inc. (York International Norman) | LUXAIRE | Singlezone Ducted, Centrally Ducted | 207434651 |  | HRCU-A-CB | HMH72B241 | Ducted Indoor Units | XAFB36DXXN1+MVC12BN21+TXV | 10.25 | 17.75 | 9.5 |  |  |  | FALSE | FALSE | FALSE | 22400 | 14300 | 2.48 | 14300 | 2.48
205355565 | 10/27/22 | Live | Midea Electric Trading | AC PRO.COM | Singlezone Non-Ducted, Floor Placement | 205355565 |  | HRCU-A-CB-O | AOB30-12HFN1-MT0W | Mini-Splits | AFAU-12HRFN1-M(C) | 13 | 20.5 | 10 |  |  |  | TRUE | FALSE | FALSE | 12000 | 7200 | 2.67 | 11225 | 2.28
205355560 | 10/27/22 | Live | Midea Electric Trading | AC PRO.COM | Singlezone Non-Ducted, Ceiling Placement | 205355560 |  | HRCU-A-CB-O | AOB30-12HFN1-MT0W | Mini-Splits | ACCA3U-12HRFN1-M | 14 | 21.5 | 10.5 |  |  |  | FALSE | FALSE | FALSE | 12000 | 7500 | 2.68 | 9444 | 2.49
205355569 | 10/27/22 | Live | Midea Electric Trading | AC PRO.COM | Singlezone Non-Ducted, Floor Placement | 205355569 |  | HRCU-A-CB-O | AOE30U-48HFN1-M | Mini-Splits | AUE-48HRFN1-M(C) | 9.3 | 17.8 | 11 |  |  |  | FALSE | FALSE | FALSE | 48000 | 35000 | 2.36 | 40834 | 2.33
207434654 | 07/11/22 | Live | Johnson Controls Inc. (York International Norman) | FRASER-JOHNSTON | Singlezone Ducted, Centrally Ducted | 207434654 |  | HRCU-A-CB | HMH72B241 | Ducted Indoor Units | XAFB36DXXN1+MVC12BN21+TXV | 10.25 | 17.75 | 9.5 |  |  |  | FALSE | FALSE | FALSE | 22400 | 14300 | 2.48 | 14300 | 2.48
207691810 | 10/27/22 | Live | Midea Electric Trading | AC PRO.COM | Singlezone Ducted, Centrally Ducted | 207691810 |  | HRCU-A-CB | AOX430-24HFN1-MR0 | Mini-Splits | AVC-24HWFN1-M | 11.3 | 19.4 | 11.3 |  |  |  | FALSE | FALSE | FALSE | 24000 | 17000 | 2.75 | 21500 | 2.35
207691812 | 10/27/22 | Live | Midea Electric Trading | AC PRO.COM | Singlezone Ducted, Centrally Ducted | 207691812 |  | HRCU-A-CB | AOE30U-48HFN1-MR0 | Mini-Splits | AVC-48HWFN1-M | 9.3 | 17.3 | 10 |  |  |  | FALSE | FALSE | FALSE | 47000 | 33000 | 2 | 36800 | 2
207434663 | 07/11/22 | Live | Johnson Controls Inc. (York International Norman) | CHAMPION HEATING AND COOLING | Singlezone Ducted, Centrally Ducted | 207434663 |  | HRCU-A-CB | HMH72B241 | Ducted Indoor Units | XAFB36DXXN1+MVC12BN21+TXV | 10.25 | 17.75 | 9.5 |  |  |  | FALSE | FALSE | FALSE | 22400 | 14300 | 2.48 | 14300 | 2.48
207691811 | 10/27/22 | Live | Midea Electric Trading | AC PRO.COM | Singlezone Ducted, Centrally Ducted | 207691811 |  | HRCU-A-CB | AOD30U-36HFN1-MR0 | Mini-Splits | AVC-36HWFN1-M | 10.4 | 18 | 9.1 |  |  |  | FALSE | FALSE | FALSE | 36000 | 18400 | 2.29 | 22000 | 2.05
207691813 | 10/27/22 | Live | Midea Electric Trading | AC PRO.COM | Singlezone Ducted, Centrally Ducted | 207691813 |  | HRCU-A-CB | AOE30U-60HFN1-MR0 | Mini-Splits | AVC-60HWFN1-M | 10.3 | 18 | 9.2 |  |  |  | FALSE | FALSE | FALSE | 57000 | 33800 | 2.46 | 37000 | 1.97
207430570 | 07/11/22 | Live | Johnson Controls Inc. (York International Norman) | YORK | Singlezone Ducted, Centrally Ducted | 207430570 |  | HRCU-A-CB | HMH72B241 | Ducted Indoor Units | XAUB36DXXN1+MVC12BN21+TXV | 10.25 | 17.75 | 9.5 |  |  |  | FALSE | FALSE | FALSE | 22400 | 14300 | 2.48 | 14300 | 2.48
207827131 | 10/27/22 | Live | Midea Electric Trading | AC PRO.COM | Multizone All Ducted | 207827131 |  | HMSV-A-CB | A5OG-48HFN1-M | Ducted Indoor Units |  | 10.1 | 20.5 | 11.5 |  |  |  | FALSE | FALSE | FALSE | 49000 | 30400 | 2.69 | 37000 | 2.1
205129432 | 10/27/22 | Live | Midea Electric Trading | INNOVAIR | Singlezone Non-Ducted, Wall Placement | 205129432 |  | HRCU-A-CB-O | VIN520H2V51(O) | Mini-Splits | VIN520H2V51(I) | 11 | 19 | 10 |  |  |  | FALSE | FALSE | FALSE | 18000 | 11000 | 2.58 | 11041 | 2.2
205129429 | 10/27/22 | Live | Midea Electric Trading | INNOVAIR | Singlezone Non-Ducted, Wall Placement | 205129429 |  | HRCU-A-CB-O | VIN310H1V51(O) | Mini-Splits | VIN310H1V51(I) | 11.5 | 19 | 10 |  |  |  | FALSE | FALSE | FALSE | 9000 | 6000 | 2.55 | 7599 | 2.16
207434644 | 07/11/22 | Live | Johnson Controls Inc. (York International Norman) | COLEMAN | Singlezone Ducted, Centrally Ducted | 207434644 |  | HRCU-A-CB | HMH72B241 | Ducted Indoor Units | XAUB36DXXN1+MVC12BN21+TXV | 10.25 | 17.75 | 9.5 |  |  |  | FALSE | FALSE | FALSE | 22400 | 14300 | 2.48 | 14300 | 2.48
207743717 | 10/27/22 | Live | Midea Electric Trading | AURORA | Multizone All Ducted | 207743717 |  | HMSV-A-CB | AU-MU48-2A-U | Ducted Indoor Units | AU-LCF09-2A-I | 10.1 | 20.5 | 11.5 |  |  |  | FALSE | FALSE | FALSE | 49000 | 30400 | 2.69 | 37000 | 2.1
207339168 | 10/27/22 | Live | Midea Electric Trading | AURORA | Singlezone Non-Ducted, Wall Placement | 207339168 |  | HRCU-A-CB-O | AU-A12HR-2B-O | Mini-Splits | AU-A12HR-2B-I | 10.8 | 20.5 | 10.7 |  |  |  | FALSE | FALSE | FALSE | 12000 | 7000 | 2.5 | 9300 | 2
207434649 | 07/11/22 | Live | Johnson Controls Inc. (York International Norman) | LUXAIRE | Singlezone Ducted, Centrally Ducted | 207434649 |  | HRCU-A-CB | HMH72B241 | Ducted Indoor Units | XAUB36DXXN1+MVC12BN21+TXV | 10.25 | 17.75 | 9.5 |  |  |  | FALSE | FALSE | FALSE | 22400 | 14300 | 2.48 | 14300 | 2.48
207434656 | 07/11/22 | Live | Johnson Controls Inc. (York International Norman) | FRASER-JOHNSTON | Singlezone Ducted, Centrally Ducted | 207434656 |  | HRCU-A-CB | HMH72B241 | Ducted Indoor Units | XAUB36DXXN1+MVC12BN21+TXV | 10.25 | 17.75 | 9.5 |  |  |  | FALSE | FALSE | FALSE | 22400 | 14300 | 2.48 | 14300 | 2.48
205788778 | 10/27/22 | Live | Midea Electric Trading | AURORA | Singlezone Non-Ducted, Wall Placement | 205788778 |  | HRCU-A-CB-O | AU-A09HR-1A-O | Mini-Splits | AU-A09HR-1A-I | 11.5 | 19 | 10 |  |  |  | FALSE | FALSE | FALSE | 9000 | 6000 | 2.55 | 7599 | 2.16
205788782 | 10/27/22 | Live | Midea Electric Trading | AURORA | Singlezone Non-Ducted, Wall Placement | 205788782 |  | HRCU-A-CB-O | AU-A18HR-2A-O | Mini-Splits | AU-A18HR-2A-I | 11 | 19 | 10 |  |  |  | FALSE | FALSE | FALSE | 18000 | 11000 | 2.58 | 11041 | 2.2
208121939 | 10/27/22 | Live | Midea Electric Trading | EMI | Multizone All Ducted | 208121939 |  | HMSV-A-CB | MHMZ436DA | Ducted Indoor Units |  | 11.3 | 19 | 11 |  |  |  | TRUE | FALSE | FALSE | 36000 | 23000 | 2.6 | 33500 | 1.98
207434661 | 07/11/22 | Live | Johnson Controls Inc. (York International Norman) | CHAMPION HEATING AND COOLING | Singlezone Ducted, Centrally Ducted | 207434661 |  | HRCU-A-CB | HMH72B241 | Ducted Indoor Units | XAUB36DXXN1+MVC12BN21+TXV | 10.25 | 17.75 | 9.5 |  |  |  | FALSE | FALSE | FALSE | 22400 | 14300 | 2.48 | 14300 | 2.48
206902026 | 10/27/22 | Live | Midea Electric Trading | ECO AC | Singlezone Ducted, Compact Ducted | 206902026 |  | HRCU-A-CB | EHH-O18BA | Mini-Splits | EHH-D18BA | 12.5 | 19 | 10.5 |  |  |  | TRUE | FALSE | FALSE | 18000 | 12000 | 2.61 | 12500 | 2.39
206902023 | 10/27/22 | Live | Midea Electric Trading | ECO AC | Singlezone Non-Ducted, Wall Placement | 206902023 |  | HRCU-A-CB-O | EHH-O18BA | Mini-Splits | EHH-W18BA | 13 | 21 | 10 |  |  |  | TRUE | FALSE | FALSE | 18000 | 10400 | 2.72 | 13597 | 2.46
206223111 | 10/28/22 | Live | Trane U.S. Inc. | TRANE | Singlezone Ducted, Centrally Ducted | 206223111 |  | HRCU-A-CB | 4TWV8X36A1 |  | TAMXA0B30V3PA | 12.5 | 18 | 10 |  |  |  | FALSE | FALSE | FALSE | 34400 | 26000 | 3.23 | 26200 | 2.36
206902024 | 10/27/22 | Live | Midea Electric Trading | ECO AC | Singlezone Ducted, Compact Ducted | 206902024 |  | HRCU-A-CB | EHH-O09BA | Mini-Splits | EHH-D09BA | 13.5 | 20.5 | 11.5 |  |  |  | TRUE | TRUE | TRUE | 9000 | 6800 | 2.93 | 8900 | 2.09
206902020 | 10/27/22 | Live | Midea Electric Trading | ECO AC | Singlezone Non-Ducted, Wall Placement | 206902020 |  | HRCU-A-CB-O | EHS-O18BA | Mini-Splits | EHS-W18BA | 11 | 19 | 10 |  |  |  | FALSE | FALSE | FALSE | 18000 | 11000 | 2.58 | 11041 | 2.2
207641323 | 10/27/22 | Live | Midea Electric Trading | LBG PRODUCTS | Multizone All Ducted | 207641323 |  | HMSV-A-CB | LMUHB36DO | Ducted Indoor Units |  | 11.3 | 19 | 11 |  |  |  | TRUE | FALSE | FALSE | 36000 | 23000 | 2.6 | 33500 | 1.98
207641314 | 10/27/22 | Live | Midea Electric Trading | LBG PRODUCTS | Multizone All Ducted | 207641314 |  | HMSV-A-CB | LMHB48DO | Ducted Indoor Units |  | 10.1 | 20.5 | 11.5 |  |  |  | FALSE | FALSE | FALSE | 49000 | 30400 | 2.69 | 37000 | 2.1
205921399 | 10/27/22 | Live | Midea Electric Trading | MOOVAIR | Singlezone Ducted, Centrally Ducted | 205921399 |  | HRCU-A-CB | DM24HOS25230E3 | Mini-Splits | FM24HIAHUU230X6 | 12.5 | 20 | 10 |  |  |  | FALSE | FALSE | FALSE | 20800 | 17500 | 2.56 | 23388 | 1.83
208119825 | 10/27/22 | Live | Midea Electric Trading | MOOVAIR | Singlezone Non-Ducted, Wall Placement | 208119825 |  | HRCU-A-CB-O | DMA12HOS28230E8 | Mini-Splits | DM12HIW23230E3 | 13.5 | 24.5 | 12.5 |  |  |  | TRUE | TRUE | TRUE | 12000 | 7600 | 2.89 | 12737 | 2.26
208119824 | 10/27/22 | Live | Midea Electric Trading | MOOVAIR | Singlezone Non-Ducted, Wall Placement | 208119824 |  | HRCU-A-CB-O | DMA09HOS28230E8 | Mini-Splits | DM09HIW23230E3 | 15.6 | 26.3 | 12.5 |  |  |  | TRUE | FALSE | FALSE | 9000 | 7100 | 2.85 | 12436 | 2.22
207131748 | 10/27/22 | Live | Midea Electric Trading | MOOVAIR | Singlezone Ducted, Centrally Ducted | 207131748 |  | HRCU-A-CB | DM24HOS25230E3A | Mini-Splits | FM24HIAHUU230X6 | 12.5 | 20 | 11.6 |  |  |  | FALSE | FALSE | FALSE | 22000 | 16500 | 2.6 | 26548 | 2.26
208119826 | 10/27/22 | Live | Midea Electric Trading | MOOVAIR | Singlezone Non-Ducted, Wall Placement | 208119826 |  | HRCU-A-CB-O | DMA18HOS28230E8 | Mini-Splits | DM18HIW23230E3 | 12.5 | 20.5 | 11 |  |  |  | TRUE | FALSE | FALSE | 17000 | 10900 | 2.58 | 20400 | 1.84
208128298 | 10/27/22 | Live | Midea Electric Trading | SEA BREEZE+ | Multizone All Ducted | 208128298 |  | HMSV-A-CB | HMZ36H424ZMO | Ducted Indoor Units |  | 11.3 | 19 | 11 |  |  |  | FALSE | FALSE | FALSE | 36000 | 23000 | 2.6 | 33500 | 1.98
208128292 | 10/27/22 | Live | Midea Electric Trading | SEA BREEZE+ | Multizone All Ducted | 208128292 |  | HMSV-A-CB | MZ48H424ZMO | Ducted Indoor Units |  | 10.1 | 20.5 | 11.5 |  |  |  | FALSE | FALSE | FALSE | 49000 | 30400 | 2.69 | 37000 | 2.1
208128287 | 10/27/22 | Live | Midea Electric Trading | SEA BREEZE+ | Multizone Mix of Ducted and Non-Ducted | 208128287 |  | HMSV-A-CB | MZ27H424ZMO | Mixed Ducted and Non-Ducted Indoor Units |  | 12.5 | 22.05 | 10.35 |  |  |  | FALSE | FALSE | FALSE | 24000 | 15900 | 2.81 | 20076 | 2.16
208128286 | 10/27/22 | Live | Midea Electric Trading | SEA BREEZE+ | Multizone All Ducted | 208128286 |  | HMSV-A-CB | MZ27H424ZMO | Ducted Indoor Units |  | 12.5 | 21.1 | 10.5 |  |  |  | FALSE | FALSE | TRUE | 24000 | 18500 | 2.79 | 21608 | 2.25
207862105 | 10/27/22 | Live | Midea Electric Trading | BREEZE33 | Multizone All Ducted | 207862105 |  | HMSV-A-CB | BZ33-HYP364Z2-G2-P | Ducted Indoor Units |  | 11.3 | 19 | 11 |  |  |  | TRUE | FALSE | FALSE | 36000 | 23000 | 2.6 | 33500 | 1.98
207862096 | 10/27/22 | Live | Midea Electric Trading | BREEZE33 | Multizone All Ducted | 207862096 |  | HMSV-A-CB | BZ33-HP485Z2-G2-P | Ducted Indoor Units |  | 10.1 | 20.5 | 11.5 |  |  |  | FALSE | FALSE | FALSE | 49000 | 30400 | 2.69 | 37000 | 2.1
207742380 | 10/27/22 | Live | Midea Electric Trading | C&H | Multizone All Ducted | 207742380 |  | HMSV-A-CB | CH-HPR36M-230VO | Ducted Indoor Units |  | 11.3 | 19 | 11 |  |  |  | TRUE | FALSE | FALSE | 36000 | 23000 | 2.6 | 33500 | 1.98
207742371 | 10/27/22 | Live | Midea Electric Trading | C&H | Multizone All Ducted | 207742371 |  | HMSV-A-CB | CH-48MES-230VO | Ducted Indoor Units |  | 10.1 | 20.5 | 11.5 |  |  |  | FALSE | FALSE | FALSE | 49000 | 30400 | 2.69 | 37000 | 2.1
207740517 | 10/27/22 | Live | Midea Electric Trading | C&H | Singlezone Non-Ducted, Wall Placement | 207740517 |  | HRCU-A-CB-O | CH-EL36-230VO | Mini-Splits | CH-36ELVWM-230VI | 9.5 | 18 | 12 |  |  |  | FALSE | FALSE | FALSE | 36000 | 20000 | 2.31 | 26800 | 2.07
207252580 | 10/27/22 | Live | Midea Electric Trading | DUOHOME | Singlezone Ducted, Centrally Ducted | 207252580 |  | HRCU-A-CB | DOE30U-48HFN1-MR0 | Mini-Splits | DVC-48HWFN1-M | 9.3 | 17.3 | 10 |  |  |  | FALSE | FALSE | FALSE | 47000 | 33000 | 2 | 36800 | 2
207252581 | 10/27/22 | Live | Midea Electric Trading | DUOHOME | Singlezone Ducted, Centrally Ducted | 207252581 |  | HRCU-A-CB | DOE30U-60HFN1-MR0 | Mini-Splits | DVC-60HWFN1-M | 10.3 | 18 | 9.2 |  |  |  | FALSE | FALSE | FALSE | 57000 | 33800 | 2.46 | 37000 | 1.97
207252579 | 10/27/22 | Live | Midea Electric Trading | DUOHOME | Singlezone Ducted, Centrally Ducted | 207252579 |  | HRCU-A-CB | DOD30U-36HFN1-MR0 | Mini-Splits | DVC-36HWFN1-M | 10.4 | 18 | 9.1 |  |  |  | FALSE | FALSE | FALSE | 36000 | 18400 | 2.29 | 22000 | 2.05
206314612 | 10/27/22 | Live | Midea Electric Trading | DUOHOME | Singlezone Ducted, Compact Ducted | 206314612 |  | HRCU-A-CB | DOE30U-48HFN1-M | Mini-Splits | DTI-48HWFN1-M | 9.2 | 17.4 | 10.3 |  |  |  | FALSE | FALSE | FALSE | 48000 | 33400 | 2.7 | 43500 | 2.43
206314610 | 10/27/22 | Live | Midea Electric Trading | DUOHOME | Singlezone Ducted, Compact Ducted | 206314610 |  | HRCU-A-CB | DOD31-24HFN1-MT0W | Mini-Splits | DTIU-24HWFN1-M | 12.5 | 21.5 | 11 |  |  |  | FALSE | FALSE | TRUE | 24000 | 16000 | 2.69 | 18900 | 2.22
206314611 | 10/27/22 | Live | Midea Electric Trading | DUOHOME | Singlezone Ducted, Compact Ducted | 206314611 |  | HRCU-A-CB | DOD30U-36HFN1-M | Mini-Splits | DTI-36HWFN1-M | 9 | 16.5 | 11.5 |  |  |  | FALSE | FALSE | FALSE | 36000 | 27600 | 2.74 | 33100 | 2.3
205355547 | 10/27/22 | Live | Midea Electric Trading | DUOHOME | Singlezone Non-Ducted, Wall Placement | 205355547 |  | HRCU-A-CB-O | DOBA30-09HFN1-BS0W | Mini-Splits | DSABA-09HRFN1-BS0W | 11.5 | 19 | 10 |  |  |  | FALSE | FALSE | FALSE | 9000 | 6000 | 2.55 | 7599 | 2.16
205355550 | 10/27/22 | Live | Midea Electric Trading | DUOHOME | Singlezone Non-Ducted, Wall Placement | 205355550 |  | HRCU-A-CB-O | DOB30-18HFN1-MS0W | Mini-Splits | DSABD-18HRFN1-MS0W | 11 | 19 | 10 |  |  |  | FALSE | FALSE | FALSE | 18000 | 11000 | 2.58 | 11041 | 2.2
9038619 | 10/27/22 | Live | Midea Electric Trading | WILLIS | Singlezone Non-Ducted, Wall Placement | 9038619 |  | HRCU-A-CB-O | WUHO12KW22S | Mini-Splits | WUHI12KHW | 12.5 | 22.5 | 12 |  |  |  | FALSE | FALSE | FALSE | 12000 | 7800 | 2.63 | 14140 | 2.2
9038618 | 10/27/22 | Live | Midea Electric Trading | WILLIS | Singlezone Non-Ducted, Wall Placement | 9038618 |  | HRCU-A-CB-O | WUHO09KW25S | Mini-Splits | WUHI09KHW | 14.5 | 25 | 11.2 |  |  |  | FALSE | FALSE | FALSE | 9000 | 6900 | 2.73 | 12575 | 1.99
9038626 | 10/27/22 | Live | Midea Electric Trading | WILLIS | Singlezone Non-Ducted, Wall Placement | 9038626 |  | HRCU-A-CB-O | WSM09MH20S/O | Mini-Splits | WSM09MH20S/I | 14 | 20.5 | 10 |  |  |  | FALSE | FALSE | FALSE | 9800 | 6300 | 2.68 | 7979 | 2.15
9038621 | 10/27/22 | Live | Midea Electric Trading | WILLIS | Singlezone Non-Ducted, Wall Placement | 9038621 |  | HRCU-A-CB-O | WUHO24KW20S | Mini-Splits | WUHI24KHW | 13 | 20.5 | 11.5 |  |  |  | FALSE | FALSE | FALSE | 24000 | 15400 | 2.75 | 25710 | 1.95
202415591 | 10/27/22 | Live | Midea Electric Trading | MDV | Singlezone Non-Ducted, Wall Placement | 202415591 |  | HRCU-A-CB-O | MOD30-18HFN1-MZ22W | Mini-Splits | MSAB2F-18HRFN1-MZ22W | 14.5 | 28 | 14 |  |  |  | TRUE | TRUE | TRUE | 18000 | 12300 | 3.19 | 22843 | 2.47
202160451 | 10/27/22 | Live | Midea Electric Trading | MDV | Singlezone Non-Ducted, Wall Placement | 202160451 |  | HRCU-A-CB-O | MOB30-09HFN1-BV0W | Mini-Splits | MS11M-09HRFN1-BV0W | 15.5 | 25.5 | 11.5 |  |  |  | TRUE | FALSE | FALSE | 9500 | 6000 | 2.84 | 8034 | 2.53
9038629 | 10/27/22 | Live | Midea Electric Trading | WILLIS | Singlezone Non-Ducted, Wall Placement | 9038629 |  | HRCU-A-CB-O | WSM24MH20S/O | Mini-Splits | WSM24MH20S/I | 12.5 | 20 | 10 |  |  |  | FALSE | FALSE | FALSE | 24000 | 16000 | 2.46 | 18330 | 1.92
206853242 | 10/27/22 | Live | Midea Electric Trading | ELIOS | Singlezone Ducted, Compact Ducted | 206853242 |  | HRCU-A-CB | DE36HOS25230E3 | Mini-Splits | DM36HIDU230X5 | 9 | 17.5 | 11.5 |  |  |  | TRUE | TRUE | FALSE | 36000 | 28000 | 2.75 | 47500 | 2.22
206853243 | 10/27/22 | Live | Midea Electric Trading | ELIOS | Singlezone Ducted, Compact Ducted | 206853243 |  | HRCU-A-CB | DE48HOS25230E3 | Mini-Splits | DM48HIDU230X5 | 8.7 | 16 | 11.1 |  |  |  | FALSE | FALSE | FALSE | 48000 | 33000 | 2.74 | 54000 | 2.35
206853240 | 10/27/22 | Live | Midea Electric Trading | MOOVAIR | Singlezone Ducted, Compact Ducted | 206853240 |  | HRCU-A-CB | DM36HOS25230E3 | Mini-Splits | DM36HIDU230X5 | 9 | 17.5 | 11.5 |  |  |  | TRUE | TRUE | FALSE | 36000 | 28000 | 2.75 | 47500 | 2.22
206853241 | 10/27/22 | Live | Midea Electric Trading | MOOVAIR | Singlezone Ducted, Compact Ducted | 206853241 |  | HRCU-A-CB | DM48HOS25230E3 | Mini-Splits | DM48HIDU230X5 | 8.7 | 16 | 11.1 |  |  |  | FALSE | FALSE | FALSE | 48000 | 33000 | 2.74 | 54000 | 2.35
206764063 | 10/27/22 | Live | Midea Electric Trading | FRANKLIN | Singlezone Non-Ducted, Wall Placement | 206764063 |  | HRCU-A-CB-O | MSH123E23MCAA | Mini-Splits | MSH123E23AXAA | 13.5 | 24.5 | 12.5 |  |  |  | FALSE | FALSE | TRUE | 12000 | 7500 | 2.85 | 12737 | 2.26
206422437 | 10/27/22 | Live | Midea Electric Trading | CONVECTAIR | Singlezone Non-Ducted, Wall Placement | 206422437 |  | HRCU-A-CB-O | 8120-O | Mini-Splits | 8120-I | 13.5 | 24.5 | 12.5 |  |  |  | FALSE | FALSE | TRUE | 12000 | 7500 | 2.85 | 12737 | 2.26
206764062 | 10/27/22 | Live | Midea Electric Trading | FRANKLIN | Singlezone Non-Ducted, Wall Placement | 206764062 |  | HRCU-A-CB-O | MSH093E23MCAA | Mini-Splits | MSH093E23AXAA | 15.6 | 26.3 | 12.5 |  |  |  | FALSE | FALSE | FALSE | 9000 | 7100 | 2.85 | 12436 | 2.22
205993853 | 10/27/22 | Live | Midea Electric Trading | MDV | Singlezone Non-Ducted, Wall Placement | 205993853 |  | HRCU-A-CB-O | MOX330-12HFN1-MW5W | Mini-Splits | CS11M-12HRFN1-MU5W | 13.5 | 24.5 | 12.5 |  |  |  | TRUE | TRUE | TRUE | 12000 | 7500 | 2.85 | 12737 | 2.26
205993852 | 10/27/22 | Live | Midea Electric Trading | MDV | Singlezone Non-Ducted, Wall Placement | 205993852 |  | HRCU-A-CB-O | MOX330-09HFN1-MY5W | Mini-Splits | CS11M-09HRFN1-MX0W(A) | 15.6 | 26.3 | 12.5 |  |  |  | TRUE | FALSE | FALSE | 9000 | 7100 | 2.85 | 12436 | 2.22
206422436 | 10/27/22 | Live | Midea Electric Trading | CONVECTAIR | Singlezone Non-Ducted, Wall Placement | 206422436 |  | HRCU-A-CB-O | 8090-O | Mini-Splits | 8090-I | 15.6 | 26.3 | 12.5 |  |  |  | FALSE | FALSE | FALSE | 9000 | 7100 | 2.85 | 12436 | 2.22
205313424 | 10/27/22 | Live | Midea Electric Trading | C&H | Multizone All Ducted | 205313424 |  | HMSV-A-CB | CH-HYP48MSPH-230VO | Ducted Indoor Units |  | 11.9 | 20.2 | 10.5 |  |  |  | FALSE | FALSE | FALSE | 48000 | 28000 | 2.41 | 49000 | 2.24
207657616 | 10/27/22 | Live | Midea Electric Trading | COMFORT-AIRE | Multizone All Ducted | 207657616 |  | HMSV-A-CB | A-VMH36QV-1 | Ducted Indoor Units |  | 11.3 | 19 | 11 |  |  |  | TRUE | FALSE | FALSE | 36000 | 23000 | 2.6 | 33500 | 1.98
204012243 | 10/27/22 | Live | Midea Electric Trading | MAX-R | Singlezone Non-Ducted, Wall Placement | 204012243 |  | HRCU-A-CB-O | MAX-R/9K30-OUT | Mini-Splits | MAX-R/9K30-INT | 14.5 | 25 | 11.2 |  |  |  | FALSE | FALSE | FALSE | 9000 | 6900 | 2.73 | 13890 | 2.1
204012248 | 10/27/22 | Live | Midea Electric Trading | MAX-R | Singlezone Non-Ducted, Wall Placement | 204012248 |  | HRCU-A-CB-O | MAX-R/18K20-OUT | Mini-Splits | MAX-R/18K20-INT | 11 | 19 | 10 |  |  |  | FALSE | FALSE | FALSE | 18000 | 11000 | 2.58 | 11041 | 2.2
204012244 | 10/27/22 | Live | Midea Electric Trading | MAX-R | Singlezone Non-Ducted, Wall Placement | 204012244 |  | HRCU-A-CB-O | MAX-R/12K30-OUT | Mini-Splits | MAX-R/12K30-INT | 13 | 22.5 | 12 |  |  |  | FALSE | FALSE | FALSE | 12000 | 7800 | 2.63 | 12259 | 1.96
207645903 | 10/27/22 | Live | Midea Electric Trading | ELIOS | Singlezone Non-Ducted, Ceiling Placement | 207645903 |  | HRCU-A-CB-O | DE48HOS25230E3 | Mini-Splits | DM48HICU230X5 | 8.3 | 16.5 | 10.7 |  |  |  | FALSE | FALSE | FALSE | 48000 | 35000 | 2.6 | 53974 | 2.18
207645901 | 10/27/22 | Live | Midea Electric Trading | MOOVAIR | Singlezone Non-Ducted, Ceiling Placement | 207645901 |  | HRCU-A-CB-O | DM48HOS25230E3 | Mini-Splits | DM48HICU230X5 | 8.3 | 16.5 | 10.7 |  |  |  | FALSE | FALSE | FALSE | 48000 | 35000 | 2.6 | 53974 | 2.18
9150139 | 10/27/22 | Live | Midea Electric Trading | DUCTLESSAIRE | Singlezone Non-Ducted, Wall Placement | 9150139 |  | HRCU-A-CB-O | DA1821-H2-O | Mini-Splits | DA1821-H2-I | 13 | 21 | 10 |  |  |  | TRUE | FALSE | FALSE | 18000 | 10400 | 2.72 | 13597 | 2.46
207430577 | 07/11/22 | Live | Johnson Controls Inc. (York International Norman) | YORK | Singlezone Ducted, Centrally Ducted | 207430577 |  | HRCU-A-CB | HMH72B241 | Ducted Indoor Units | XAFB36DXXN1+ME08BN21+TXV | 10.25 | 17.25 | 9.3 |  |  |  | FALSE | FALSE | FALSE | 22000 | 14100 | 2.4 | 14100 | 2.4
208119830 | 10/27/22 | Live | Midea Electric Trading | ELIOS | Singlezone Non-Ducted, Wall Placement | 208119830 |  | HRCU-A-CB-O | DEA18HOS28230E8 | Mini-Splits | DE18HIW23230E3 | 12.5 | 20.5 | 11 |  |  |  | TRUE | FALSE | FALSE | 17000 | 10900 | 2.58 | 20400 | 1.84
208119828 | 10/27/22 | Live | Midea Electric Trading | ELIOS | Singlezone Non-Ducted, Wall Placement | 208119828 |  | HRCU-A-CB-O | DEA09HOS28230E8 | Mini-Splits | DE09HIW23230E3 | 15.6 | 26.3 | 12.5 |  |  |  | TRUE | FALSE | FALSE | 9000 | 7100 | 2.85 | 12436 | 2.22
208119829 | 10/27/22 | Live | Midea Electric Trading | ELIOS | Singlezone Non-Ducted, Wall Placement | 208119829 |  | HRCU-A-CB-O | DEA12HOS28230E8 | Mini-Splits | DE12HIW23230E3 | 13.5 | 24.5 | 12.5 |  |  |  | TRUE | TRUE | TRUE | 12000 | 7500 | 2.85 | 12737 | 2.26
207434646 | 07/11/22 | Live | Johnson Controls Inc. (York International Norman) | COLEMAN | Singlezone Ducted, Centrally Ducted | 207434646 |  | HRCU-A-CB | HMH72B241 | Ducted Indoor Units | XAFB36DXXN1+ME08BN21+TXV | 10.25 | 17.25 | 9.3 |  |  |  | FALSE | FALSE | FALSE | 22000 | 14100 | 2.4 | 14100 | 2.4
207339190 | 10/27/22 | Live | Midea Electric Trading | MRCOOL | Singlezone Non-Ducted, Wall Placement | 207339190 |  | HRCU-A-CB-O | DIY-36-HP-C-230C | Mini-Splits | DIY-36-HP-WMAH-230C25 | 8.7 | 18 | 12 |  |  |  | FALSE | FALSE | FALSE | 36000 | 21000 | 2.25 | 24000 | 1.91
205415980 | 10/27/22 | Live | Midea Electric Trading | MRCOOL | Singlezone Non-Ducted, Wall Placement | 205415980 |  | HRCU-A-CB-O | A-09-HP-C-115B | Mini-Splits | A-09-HP-WMAH-115B | 11.5 | 19 | 10 |  |  |  | FALSE | FALSE | FALSE | 9000 | 6000 | 2.55 | 7599 | 2.16
207434647 | 07/11/22 | Live | Johnson Controls Inc. (York International Norman) | LUXAIRE | Singlezone Ducted, Centrally Ducted | 207434647 |  | HRCU-A-CB | HMH72B241 | Ducted Indoor Units | XAFB36DXXN1+ME08BN21+TXV | 10.25 | 17.25 | 9.3 |  |  |  | FALSE | FALSE | FALSE | 22000 | 14100 | 2.4 | 14100 | 2.4
203401044 | 10/27/22 | Live | Midea Electric Trading | AIRLUX | Singlezone Ducted, Compact Ducted | 203401044 |  | HRCU-A-CB | ASZ18O | Mini-Splits | AMD18I | 12.5 | 19 | 10.5 |  |  |  | FALSE | FALSE | FALSE | 18000 | 12000 | 2.61 | 12500 | 2.39
207526886 | 10/28/22 | Live | Trane U.S. Inc. | TRANE | Singlezone Ducted, Centrally Ducted | 207526886 |  | HRCU-A-CB | 4TWV8X36A1 |  | TEM6A0C36H31+TDR+RP | 12.4 | 18 | 9.6 |  |  |  | FALSE | FALSE | FALSE | 34400 | 24800 | 3.11 | 25100 | 2.34
203401050 | 10/27/22 | Live | Midea Electric Trading | AIRLUX | Singlezone Ducted, Compact Ducted | 203401050 |  | HRCU-A-CB | ASZ36O | Mini-Splits | AMD36I | 9 | 16.5 | 11.5 |  |  |  | FALSE | FALSE | FALSE | 36000 | 27600 | 2.74 | 33100 | 2.3
207434658 | 07/11/22 | Live | Johnson Controls Inc. (York International Norman) | FRASER-JOHNSTON | Singlezone Ducted, Centrally Ducted | 207434658 |  | HRCU-A-CB | HMH72B241 | Ducted Indoor Units | XAFB36DXXN1+ME08BN21+TXV | 10.25 | 17.25 | 9.3 |  |  |  | FALSE | FALSE | FALSE | 22000 | 14100 | 2.4 | 14100 | 2.4
203401043 | 10/27/22 | Live | Midea Electric Trading | AIRLUX | Singlezone Ducted, Compact Ducted | 203401043 |  | HRCU-A-CB | ASZ24O | Mini-Splits | AMD24I | 12.5 | 21.5 | 11 |  |  |  | FALSE | FALSE | TRUE | 24000 | 16000 | 2.69 | 18900 | 2.22
203401047 | 10/27/22 | Live | Midea Electric Trading | AIRLUX | Singlezone Non-Ducted, Wall Placement | 203401047 |  | HRCU-A-CB-O | ASZ18O | Mini-Splits | AMM18I | 13 | 21 | 10 |  |  |  | FALSE | FALSE | FALSE | 18000 | 10400 | 2.72 | 13597 | 2.46
207434659 | 07/11/22 | Live | Johnson Controls Inc. (York International Norman) | CHAMPION HEATING AND COOLING | Singlezone Ducted, Centrally Ducted | 207434659 |  | HRCU-A-CB | HMH72B241 | Ducted Indoor Units | XAFB36DXXN1+ME08BN21+TXV | 10.25 | 17.25 | 9.3 |  |  |  | FALSE | FALSE | FALSE | 22000 | 14100 | 2.4 | 14100 | 2.4
203401048 | 10/27/22 | Live | Midea Electric Trading | AIRLUX | Singlezone Non-Ducted, Wall Placement | 203401048 |  | HRCU-A-CB-O | ASZ09O | Mini-Splits | AMM09I | 14 | 22.8 | 10.5 |  |  |  | FALSE | FALSE | FALSE | 9000 | 6400 | 2.76 | 9229 | 2.15
207430578 | 07/11/22 | Live | Johnson Controls Inc. (York International Norman) | YORK | Singlezone Ducted, Centrally Ducted | 207430578 |  | HRCU-A-CB | HMH72B241 | Ducted Indoor Units | XAUB36DXXN1+ME08BN21+TXV | 10.25 | 17.25 | 9.3 |  |  |  | FALSE | FALSE | FALSE | 22000 | 14100 | 2.4 | 14100 | 2.4
207698038 | 10/27/22 | Live | Midea Electric Trading | COMFORTSTAR | Singlezone Ducted, Centrally Ducted | 207698038 |  | HRCU-A-CB | CPR36CD(O) | Mini-Splits | AHU36-SG2 | 10.4 | 18 | 9.1 |  |  |  | FALSE | FALSE | FALSE | 36000 | 18400 | 2.29 | 22000 | 2.05
207804188 | 10/27/22 | Live | Midea Electric Trading | COMFORTSTAR | Singlezone Non-Ducted, Wall Placement | 207804188 |  | HRCU-A-CB-O | CHI36CD(O) | Mini-Splits | CHI36CD(I) | 9.5 | 18 | 12 |  |  |  | FALSE | FALSE | FALSE | 36000 | 20000 | 2.31 | 26800 | 2.07
207658983 | 10/27/22 | Live | Midea Electric Trading | COMFORTSTAR | Multizone All Ducted | 207658983 |  | HMSV-A-CB | CVH-36-4SH | Ducted Indoor Units |  | 11.3 | 19 | 11 |  |  |  | TRUE | FALSE | FALSE | 36000 | 23000 | 2.6 | 33500 | 1.98
207434645 | 07/11/22 | Live | Johnson Controls Inc. (York International Norman) | COLEMAN | Singlezone Ducted, Centrally Ducted | 207434645 |  | HRCU-A-CB | HMH72B241 | Ducted Indoor Units | XAUB36DXXN1+ME08BN21+TXV | 10.25 | 17.25 | 9.3 |  |  |  | FALSE | FALSE | FALSE | 22000 | 14100 | 2.4 | 14100 | 2.4
207658974 | 10/27/22 | Live | Midea Electric Trading | COMFORTSTAR | Multizone All Ducted | 207658974 |  | HMSV-A-CB | CMZ-54-5Z | Ducted Indoor Units |  | 10.1 | 20.5 | 11.5 |  |  |  | FALSE | FALSE | FALSE | 49000 | 30400 | 2.69 | 37000 | 2.1
207434648 | 07/11/22 | Live | Johnson Controls Inc. (York International Norman) | LUXAIRE | Singlezone Ducted, Centrally Ducted | 207434648 |  | HRCU-A-CB | HMH72B241 | Ducted Indoor Units | XAUB36DXXN1+ME08BN21+TXV | 10.25 | 17.25 | 9.3 |  |  |  | FALSE | FALSE | FALSE | 22000 | 14100 | 2.4 | 14100 | 2.4
207658920 | 10/27/22 | Live | Midea Electric Trading | COMFORTSTAR | Singlezone Non-Ducted, Wall Placement | 207658920 |  | HRCU-A-CB-O | CGS36CD(O) | Mini-Splits | CGS36CD(I) | 9.5 | 18 | 12 |  |  |  | FALSE | FALSE | FALSE | 36000 | 20000 | 2.31 | 26800 | 2.07
207690471 | 10/27/22 | Live | Midea Electric Trading | COMFORTSTAR | Singlezone Ducted, Centrally Ducted | 207690471 |  | HRCU-A-CB | CPR60CD(O) | Mini-Splits | AHU60-SG2 | 10.3 | 18 | 9.2 |  |  |  | FALSE | FALSE | FALSE | 57000 | 33800 | 2.46 | 37000 | 1.97
207434657 | 07/11/22 | Live | Johnson Controls Inc. (York International Norman) | FRASER-JOHNSTON | Singlezone Ducted, Centrally Ducted | 207434657 |  | HRCU-A-CB | HMH72B241 | Ducted Indoor Units | XAUB36DXXN1+ME08BN21+TXV | 10.25 | 17.25 | 9.3 |  |  |  | FALSE | FALSE | FALSE | 22000 | 14100 | 2.4 | 14100 | 2.4
207690468 | 10/27/22 | Live | Midea Electric Trading | COMFORTSTAR | Singlezone Ducted, Centrally Ducted | 207690468 |  | HRCU-A-CB | CPR30CD(O) | Mini-Splits | AHU30-SG2 | 10.9 | 19.5 | 10.3 |  |  |  | FALSE | FALSE | FALSE | 30000 | 19000 | 2.34 | 22030 | 2.21
207434660 | 07/11/22 | Live | Johnson Controls Inc. (York International Norman) | CHAMPION HEATING AND COOLING | Singlezone Ducted, Centrally Ducted | 207434660 |  | HRCU-A-CB | HMH72B241 | Ducted Indoor Units | XAUB36DXXN1+ME08BN21+TXV | 10.25 | 17.25 | 9.3 |  |  |  | FALSE | FALSE | FALSE | 22000 | 14100 | 2.4 | 14100 | 2.4
207690469 | 10/27/22 | Live | Midea Electric Trading | COMFORTSTAR | Singlezone Ducted, Centrally Ducted | 207690469 |  | HRCU-A-CB | CPR36CD(0) | Mini-Splits | AHU36-SG2 | 10.4 | 18 | 9.1 |  |  |  | FALSE | FALSE | FALSE | 36000 | 18400 | 2.29 | 22000 | 2.05
207690470 | 10/27/22 | Live | Midea Electric Trading | COMFORTSTAR | Singlezone Ducted, Centrally Ducted | 207690470 |  | HRCU-A-CB | CPR48CD(O) | Mini-Splits | AHU48-SG2 | 9.3 | 17.3 | 10 |  |  |  | FALSE | FALSE | FALSE | 47000 | 33000 | 2 | 36800 | 2
208500017 | 07/11/22 | Live | Johnson Controls Inc. (York International Norman) | YORK | Singlezone Ducted, Centrally Ducted | 208500017 |  | HRCU-A-CB | HMH72B241 | Ducted Indoor Units | XAHB36DXXN1+JMVT12BC2N1+TXV | 10 | 17 | 9 |  |  |  | FALSE | FALSE | FALSE | 21800 | 13900 | 2.4 | 13900 | 2.4
207690466 | 10/27/22 | Live | Midea Electric Trading | COMFORTSTAR | Singlezone Ducted, Centrally Ducted | 207690466 |  | HRCU-A-CB | CPR18CD(O) | Mini-Splits | AHU18-SG2 | 11.1 | 19 | 10.8 |  |  |  | FALSE | FALSE | FALSE | 18000 | 11500 | 2.7 | 11900 | 2.13
207690467 | 10/27/22 | Live | Midea Electric Trading | COMFORTSTAR | Singlezone Ducted, Centrally Ducted | 207690467 |  | HRCU-A-CB | CPR24CD(O) | Mini-Splits | AHU24-SG2 | 11.3 | 19.4 | 11.3 |  |  |  | FALSE | FALSE | FALSE | 24000 | 17000 | 2.75 | 21500 | 2.35
208501673 | 07/11/22 | Live | Johnson Controls Inc. (York International Norman) | COLEMAN | Singlezone Ducted, Centrally Ducted | 208501673 |  | HRCU-A-CB | HMH72B241 | Ducted Indoor Units | XAHB36DXXN1+JMVT12BC2N1+TXV | 10 | 17 | 9 |  |  |  | FALSE | FALSE | FALSE | 21800 | 13900 | 2.4 | 13900 | 2.4
207658924 | 10/27/22 | Live | Midea Electric Trading | COMFORTSTAR | Singlezone Non-Ducted, Wall Placement | 207658924 |  | HRCU-A-CB-O | CZP18CD(O) | Mini-Splits | CHF18CD(I) | 12.5 | 22.6 | 12 |  |  |  | FALSE | FALSE | FALSE | 18000 | 12700 | 2.55 | 15934 | 2.37
208501674 | 07/11/22 | Live | Johnson Controls Inc. (York International Norman) | LUXAIRE | Singlezone Ducted, Centrally Ducted | 208501674 |  | HRCU-A-CB | HMH72B241 | Ducted Indoor Units | XAHB36DXXN1+JMVT12BC2N1+TXV | 10 | 17 | 9 |  |  |  | FALSE | FALSE | FALSE | 21800 | 13900 | 2.4 | 13900 | 2.4
207683242 | 10/27/22 | Live | Midea Electric Trading | NAPOLEON | Multizone All Ducted | 207683242 |  | HMSV-A-CB | NDHAM-36-O | Ducted Indoor Units |  | 11.3 | 19 | 11 |  |  |  | TRUE | FALSE | FALSE | 36000 | 23000 | 2.6 | 33500 | 1.98
208501676 | 07/11/22 | Live | Johnson Controls Inc. (York International Norman) | FRASER-JOHNSTON | Singlezone Ducted, Centrally Ducted | 208501676 |  | HRCU-A-CB | HMH72B241 | Ducted Indoor Units | XAHB36DXXN1+JMVT12BC2N1+TXV | 10 | 17 | 9 |  |  |  | FALSE | FALSE | FALSE | 21800 | 13900 | 2.4 | 13900 | 2.4
206597271 | 10/27/22 | Live | Midea Electric Trading | NAPOLEON | Singlezone Non-Ducted, Wall Placement | 206597271 |  | HRCU-A-CB-O | NH25-18H-O | Mini-Splits | NH25-18F-I | 12.5 | 20.5 | 11 |  |  |  | TRUE | FALSE | FALSE | 17000 | 10900 | 2.58 | 20400 | 1.84
208501678 | 07/11/22 | Live | Johnson Controls Inc. (York International Norman) | CHAMPION HEATING AND COOLING | Singlezone Ducted, Centrally Ducted | 208501678 |  | HRCU-A-CB | HMH72B241 | Ducted Indoor Units | XAHB36DXXN1+JMVT12BC2N1+TXV | 10 | 17 | 9 |  |  |  | FALSE | FALSE | FALSE | 21800 | 13900 | 2.4 | 13900 | 2.4
208073247 | 10/27/22 | Live | Midea Electric Trading | AC BEST LA | Multizone Mix of Ducted and Non-Ducted | 208073247 |  | HMSV-A-CB | M3OJ-27HFN1-M | Mixed Ducted and Non-Ducted Indoor Units |  | 11.6 | 21.75 | 10.2 |  |  |  | FALSE | FALSE | FALSE | 27400 | 16100 | 2.67 | 20570 | 2.2
208073239 | 10/27/22 | Live | Midea Electric Trading | AC BEST LA | Multizone Mix of Ducted and Non-Ducted | 208073239 |  | HMSV-A-CB | M2OA-18HFN1-M | Mixed Ducted and Non-Ducted Indoor Units |  | 12.25 | 20.25 | 10.7 |  |  |  | FALSE | FALSE | FALSE | 18000 | 11800 | 2.77 | 16100 | 2.47
205921390 | 10/27/22 | Live | Midea Electric Trading | SENVILLE | Singlezone Ducted, Compact Ducted | 205921390 |  | HRCU-A-CB | SENA/09HF/OZ | Mini-Splits | SENA/09HF/ID | 13.5 | 23 | 12 |  |  |  | TRUE | TRUE | TRUE | 9000 | 7200 | 2.74 | 11300 | 1.55
205921393 | 10/27/22 | Live | Midea Electric Trading | SENVILLE | Singlezone Ducted, Compact Ducted | 205921393 |  | HRCU-A-CB | SENA/24HF/OZ | Mini-Splits | SENA/24HF/ID | 12.5 | 20.5 | 12.5 |  |  |  | TRUE | TRUE | TRUE | 24000 | 17200 | 2.56 | 25200 | 1.81
205921391 | 10/27/22 | Live | Midea Electric Trading | SENVILLE | Singlezone Ducted, Compact Ducted | 205921391 |  | HRCU-A-CB | SENA/12HF/OZ | Mini-Splits | SENA/12HF/ID | 12.5 | 20.5 | 11 |  |  |  | TRUE | TRUE | TRUE | 12000 | 8500 | 2.57 | 12400 | 1.79
206918567 | 10/28/22 | Live | Trane U.S. Inc. | TRANE | Singlezone Ducted, Centrally Ducted | 206918567 |  | HRCU-A-CB | 4TWV8036A1 |  | TEM6A0C36H31+TDR+RP | 12.4 | 18 | 9.6 |  |  |  | FALSE | FALSE | FALSE | 34400 | 24800 | 3.11 | 25100 | 2.34
208136302 | 10/27/22 | Live | Midea Electric Trading | LBG PRODUCTS | Singlezone Ducted, Centrally Ducted | 208136302 |  | HRCU-A-CB | LCHB30DO |  | LCHB30DHNI | 10.9 | 19.5 | 10.3 |  |  |  | FALSE | FALSE | FALSE | 30000 | 19000 | 2.34 | 22030 | 2.21
208136317 | 10/27/22 | Live | Midea Electric Trading | MOOVAIR | Multizone All Ducted | 208136317 |  | HMSV-A-CB | DMA55HOM23230X2 | Ducted Indoor Units |  | 10.5 | 19 | 10.8 |  |  |  | FALSE | FALSE | FALSE | 55000 | 35000 | 2.6 | 38000 | 2.22
208142954 | 10/27/22 | Live | Midea Electric Trading | COMFORTSTAR | Singlezone Ducted, Centrally Ducted | 208142954 |  | HRCU-A-CB | CPR30CD(O) |  | AHU30-SG2 | 10.9 | 19.5 | 10.3 |  |  |  | FALSE | FALSE | FALSE | 30000 | 19000 | 2.34 | 22030 | 2.21
208121915 | 10/27/22 | Live | Midea Electric Trading | ALSETRIA | Multizone All Ducted | 208121915 |  | HMSV-A-CB | M5OG-48HFN1-M | Ducted Indoor Units |  | 10.1 | 20.5 | 11.5 |  |  |  | FALSE | FALSE | FALSE | 49000 | 30400 | 2.69 | 37000 | 2.1
208130387 | 10/27/22 | Live | Midea Electric Trading | ALSETRIA | Singlezone Ducted, Centrally Ducted | 208130387 |  | HRCU-A-CB | MOD30U-30HFN1-MR0 |  | MVC-30HWFN1-M | 10.9 | 19.5 | 10.3 |  |  |  | FALSE | FALSE | FALSE | 30000 | 19000 | 2.34 | 22030 | 2.21
208121895 | 10/27/22 | Live | Midea Electric Trading | ALSETRIA | Singlezone Non-Ducted, Wall Placement | 208121895 |  | HRCU-A-CB-O | MOD30-36HFN1-MR0Q1W | Mini-Splits | MSABF-36HRFN1-MR0Q1W | 8.7 | 18 | 12 |  |  |  | FALSE | FALSE | FALSE | 36000 | 21000 | 2.25 | 24000 | 1.91
208121887 | 10/27/22 | Live | Midea Electric Trading | ALSETRIA | Singlezone Non-Ducted, Wall Placement | 208121887 |  | HRCU-A-CB-O | MOD31-36HFN1-MP0W | Mini-Splits | MSAGF-36HRFNX-MR0W | 9.5 | 18 | 12 |  |  |  | FALSE | FALSE | FALSE | 36000 | 20000 | 2.31 | 26800 | 2.07
208121898 | 10/27/22 | Live | Midea Electric Trading | ALSETRIA | Singlezone Non-Ducted, Wall Placement | 208121898 |  | HRCU-A-CB-O | MOX430-18HFN1-MT8W | Mini-Splits | MSEPC-18HRFN1-MU0W | 12.5 | 22.6 | 12 |  |  |  | FALSE | FALSE | FALSE | 18000 | 12700 | 2.55 | 15934 | 2.37
208121878 | 10/27/22 | Live | Midea Electric Trading | ECO-AIR | Multizone All Ducted | 208121878 |  | HMSV-A-CB | M5OG-48HFN1-M | Ducted Indoor Units |  | 10.1 | 20.5 | 11.5 |  |  |  | FALSE | FALSE | FALSE | 49000 | 30400 | 2.69 | 37000 | 2.1
208121858 | 10/27/22 | Live | Midea Electric Trading | ECO-AIR | Singlezone Non-Ducted, Wall Placement | 208121858 |  | HRCU-A-CB-O | MOD30-36HFN1-MR0Q1W | Mini-Splits | MSABF-36HRFN1-MR0Q1W | 8.7 | 18 | 12 |  |  |  | FALSE | FALSE | FALSE | 36000 | 21000 | 2.25 | 24000 | 1.91
208121861 | 10/27/22 | Live | Midea Electric Trading | ECO-AIR | Singlezone Non-Ducted, Wall Placement | 208121861 |  | HRCU-A-CB-O | MOX430-18HFN1-MT8W | Mini-Splits | MSEPC-18HRFN1-MU0W | 12.5 | 22.6 | 12 |  |  |  | FALSE | FALSE | FALSE | 18000 | 12700 | 2.55 | 15934 | 2.37
205281385 | 10/27/22 | Live | Midea Electric Trading | NOVAIR PLUS | Singlezone Non-Ducted, Ceiling Placement | 205281385 |  | HRCU-A-CB-O | 24EVANVO | Mini-Splits | 24EVCNVI | 12.5 | 20 | 10.5 |  |  |  | FALSE | FALSE | FALSE | 24000 | 15800 | 2.56 | 17841 | 2.09
205281383 | 10/27/22 | Live | Midea Electric Trading | NOVAIR PLUS | Singlezone Non-Ducted, Ceiling Placement | 205281383 |  | HRCU-A-CB-O | 18EVANVO | Mini-Splits | 18EVCNVI | 12.5 | 20 | 10.3 |  |  |  | FALSE | FALSE | FALSE | 18000 | 12000 | 2.53 | 12000 | 2.23
205281380 | 10/27/22 | Live | Midea Electric Trading | NOVAIR PLUS | Singlezone Non-Ducted, Ceiling Placement | 205281380 |  | HRCU-A-CB-O | 12EVONVO | Mini-Splits | 12EVCNVI | 12.5 | 19.5 | 10.6 |  |  |  | FALSE | FALSE | FALSE | 12000 | 8700 | 2.68 | 13136 | 1.97
207526895 | 10/28/22 | Live | Trane U.S. Inc. | TRANE | Singlezone Ducted, Centrally Ducted | 207526895 |  | HRCU-A-CB | 4TWV8X24A1 |  | TEM6A0B30H21+TDR+RP | 13 | 18 | 9.6 |  |  |  | FALSE | FALSE | FALSE | 23600 | 16600 | 2.04 | 16800 | 2.39
205281392 | 10/27/22 | Live | Midea Electric Trading | NOVAIR PLUS | Singlezone Ducted, Compact Ducted | 205281392 |  | HRCU-A-CB | 24EVONVO | Mini-Splits | 24EVDNVI | 12.5 | 20.5 | 12.5 |  |  |  | FALSE | FALSE | TRUE | 24000 | 17200 | 2.56 | 25200 | 1.81
205281386 | 10/27/22 | Live | Midea Electric Trading | NOVAIR PLUS | Singlezone Ducted, Compact Ducted | 205281386 |  | HRCU-A-CB | 09EVONVO | Mini-Splits | 09EVDNVI | 13.5 | 23 | 12 |  |  |  | FALSE | FALSE | TRUE | 9000 | 7200 | 2.74 | 11300 | 1.55
205281393 | 10/27/22 | Live | Midea Electric Trading | NOVAIR PLUS | Singlezone Ducted, Compact Ducted | 205281393 |  | HRCU-A-CB | 24EVANVO | Mini-Splits | 24EVDNVI | 12.5 | 21.5 | 11 |  |  |  | FALSE | FALSE | TRUE | 24000 | 16000 | 2.69 | 18900 | 2.22
205281391 | 10/27/22 | Live | Midea Electric Trading | NOVAIR PLUS | Singlezone Ducted, Compact Ducted | 205281391 |  | HRCU-A-CB | 18EVANVO | Mini-Splits | 18EVDNVI | 12.5 | 19 | 10.5 |  |  |  | FALSE | FALSE | FALSE | 18000 | 12000 | 2.61 | 12500 | 2.39
205281388 | 10/27/22 | Live | Midea Electric Trading | NOVAIR PLUS | Singlezone Ducted, Compact Ducted | 205281388 |  | HRCU-A-CB | 12EVONVO | Mini-Splits | 12EVDNVI | 12.5 | 20.5 | 11 |  |  |  | FALSE | FALSE | TRUE | 12000 | 8500 | 2.57 | 12400 | 1.79
205281379 | 10/27/22 | Live | Midea Electric Trading | NOVAIR PLUS | Singlezone Non-Ducted, Ceiling Placement | 205281379 |  | HRCU-A-CB-O | 09EVANVO | Mini-Splits | 09EVCNVI | 13 | 20 | 10.5 |  |  |  | FALSE | FALSE | FALSE | 9000 | 5800 | 2.66 | 8639 | 2.08
206918615 | 10/28/22 | Live | Trane U.S. Inc. | TRANE | Singlezone Ducted, Centrally Ducted | 206918615 |  | HRCU-A-CB | 4TWV8024A1 |  | TEM6A0B30H21+TDR+RP | 13 | 18 | 9.6 |  |  |  | FALSE | FALSE | FALSE | 23600 | 16600 | 2.04 | 16800 | 2.39
205281387 | 10/27/22 | Live | Midea Electric Trading | NOVAIR PLUS | Singlezone Ducted, Compact Ducted | 205281387 |  | HRCU-A-CB | 09EVANVO | Mini-Splits | 09EVDNVI | 13.5 | 20.5 | 11.5 |  |  |  | FALSE | FALSE | TRUE | 9000 | 6800 | 2.93 | 8900 | 2.09
208121850 | 10/27/22 | Live | Midea Electric Trading | ECO-AIR | Singlezone Non-Ducted, Wall Placement | 208121850 |  | HRCU-A-CB-O | MOD31-36HFN1-MP0W | Mini-Splits | MSAGF-36HRFNX-MR0W | 9.5 | 18 | 12 |  |  |  | FALSE | FALSE | FALSE | 36000 | 20000 | 2.31 | 26800 | 2.07
208130398 | 10/27/22 | Live | Midea Electric Trading | ECO-AIR | Singlezone Ducted, Centrally Ducted | 208130398 |  | HRCU-A-CB | MOD30U-30HFN1-MR0 |  | MVC-30HWFN1-M | 10.9 | 19.5 | 10.3 |  |  |  | FALSE | FALSE | FALSE | 30000 | 19000 | 2.34 | 22030 | 2.21
208141195 | 10/27/22 | Live | Midea Electric Trading | KERR | Singlezone Non-Ducted, Wall Placement | 208141195 |  | HRCU-A-CB-O | A-KMH18SV-1 | Mini-Splits | B-KMH18SU-1 | 12.5 | 20.5 | 11 |  |  |  | TRUE | FALSE | FALSE | 17000 | 10900 | 2.58 | 20400 | 1.84
206913572 | 10/27/22 | Live | Midea Electric Trading | KERR | Singlezone Non-Ducted, Wall Placement | 206913572 |  | HRCU-A-CB-O | A-KMH18SU-1 | Mini-Splits | B-KMH18SU-1A | 12.5 | 20.5 | 11 |  |  |  | TRUE | FALSE | FALSE | 17000 | 10900 | 2.58 | 20400 | 1.84
208141194 | 10/27/22 | Live | Midea Electric Trading | KERR | Singlezone Non-Ducted, Wall Placement | 208141194 |  | HRCU-A-CB-O | A-KMH12SV-1 | Mini-Splits | B-KMH12SU-1 | 13.5 | 24.5 | 12.5 |  |  |  | TRUE | TRUE | TRUE | 12000 | 7600 | 2.89 | 12737 | 2.26
208141193 | 10/27/22 | Live | Midea Electric Trading | KERR | Singlezone Non-Ducted, Wall Placement | 208141193 |  | HRCU-A-CB-O | A-KMH09SV-1 | Mini-Splits | B-KMH09SU-1 | 15.6 | 26.3 | 12.5 |  |  |  | TRUE | FALSE | FALSE | 9000 | 7100 | 2.85 | 12436 | 2.22
206061624 | 10/27/22 | Live | Midea Electric Trading | KERR | Singlezone Non-Ducted, Wall Placement | 206061624 |  | HRCU-A-CB-O | A-VMH24SU-1A | Mini-Splits | B-VMH24SU-1A | 13 | 21 | 12 |  |  |  | FALSE | FALSE | FALSE | 26000 | 19400 | 2.95 | 27903 | 2.28
206913037 | 10/27/22 | Live | Midea Electric Trading | KERR | Singlezone Non-Ducted, Wall Placement | 206913037 |  | HRCU-A-CB-O | A-KMH18SU-1A | Mini-Splits | B-KMH18SU-1 | 12.5 | 20.5 | 11 |  |  |  | TRUE | FALSE | FALSE | 17000 | 10900 | 2.58 | 20400 | 1.84
208136311 | 10/27/22 | Live | Midea Electric Trading | ELIOS | Multizone All Ducted | 208136311 |  | HMSV-A-CB | DEA55HOM23230X2 | Ducted Indoor Units |  | 10.5 | 19 | 10.8 |  |  |  | FALSE | FALSE | FALSE | 55000 | 35000 | 2.6 | 38000 | 2.22
206900423 | 10/27/22 | Live | Midea Electric Trading | GOODMAN | Singlezone Non-Ducted, Ceiling Placement | 206900423 |  | HRCU-A-CB-O | MSH093E21MCAA | Mini-Splits | MST093E20ACAA | 13 | 20 | 10.5 |  |  |  | FALSE | FALSE | FALSE | 9000 | 5800 | 2.66 | 8639 | 2.08
208141174 | 10/27/22 | Live | Midea Electric Trading | COMFORT-AIRE | Singlezone Non-Ducted, Wall Placement | 208141174 |  | HRCU-A-CB-O | A-VMH12SV-1 | Mini-Splits | B-VMH12SU-1C | 13.5 | 24.5 | 12.5 |  |  |  | TRUE | TRUE | TRUE | 12000 | 7600 | 2.89 | 12737 | 2.26
208141181 | 10/27/22 | Live | Midea Electric Trading | COMFORT-AIRE | Singlezone Non-Ducted, Wall Placement | 208141181 |  | HRCU-A-CB-O | A-KMH09SV-1 | Mini-Splits | B-KMH09SU-1 | 15.6 | 26.3 | 12.5 |  |  |  | TRUE | FALSE | FALSE | 9000 | 7100 | 2.85 | 12436 | 2.22
208141173 | 10/27/22 | Live | Midea Electric Trading | COMFORT-AIRE | Singlezone Non-Ducted, Wall Placement | 208141173 |  | HRCU-A-CB-O | A-VMH09SV-1 | Mini-Splits | B-VMH09SU-1C | 15.6 | 26.3 | 12.5 |  |  |  | TRUE | FALSE | FALSE | 9000 | 7100 | 2.85 | 12436 | 2.22
208141182 | 10/27/22 | Live | Midea Electric Trading | COMFORT-AIRE | Singlezone Non-Ducted, Wall Placement | 208141182 |  | HRCU-A-CB-O | A-KMH12SV-1 | Mini-Splits | B-KMH12SU-1 | 13.5 | 24.5 | 12.5 |  |  |  | TRUE | TRUE | TRUE | 12000 | 7600 | 2.89 | 12737 | 2.26
208141169 | 10/27/22 | Live | Midea Electric Trading | COMFORT-AIRE | Singlezone Non-Ducted, Wall Placement | 208141169 |  | HRCU-A-CB-O | A-VMH18SV-1 | Mini-Splits | B-VMH18SU-1A | 12.5 | 20.5 | 11 |  |  |  | TRUE | FALSE | FALSE | 17000 | 10900 | 2.58 | 20400 | 1.84
208141183 | 10/27/22 | Live | Midea Electric Trading | COMFORT-AIRE | Singlezone Non-Ducted, Wall Placement | 208141183 |  | HRCU-A-CB-O | A-KMH18SV-1 | Mini-Splits | B-KMH18SU-1 | 12.5 | 20.5 | 11 |  |  |  | TRUE | FALSE | FALSE | 17000 | 10900 | 2.58 | 20400 | 1.84
206913570 | 10/27/22 | Live | Midea Electric Trading | COMFORT-AIRE | Singlezone Non-Ducted, Wall Placement | 206913570 |  | HRCU-A-CB-O | A-VMH18SU-1A | Mini-Splits | B-VMH18SU-1B | 12.5 | 20.5 | 11 |  |  |  | TRUE | FALSE | FALSE | 17000 | 10900 | 2.58 | 20400 | 1.84
208141168 | 10/27/22 | Live | Midea Electric Trading | COMFORT-AIRE | Singlezone Non-Ducted, Wall Placement | 208141168 |  | HRCU-A-CB-O | A-VMH12SV-1 | Mini-Splits | B-VMH12SU-1 | 13.5 | 24.5 | 12.5 |  |  |  | TRUE | TRUE | TRUE | 12000 | 7600 | 2.89 | 12737 | 2.26
208141167 | 10/27/22 | Live | Midea Electric Trading | COMFORT-AIRE | Singlezone Non-Ducted, Wall Placement | 208141167 |  | HRCU-A-CB-O | A-VMH09SV-1 | Mini-Splits | B-VMH09SU-1 | 15.6 | 26.3 | 12.5 |  |  |  | TRUE | FALSE | FALSE | 9000 | 7100 | 2.85 | 12436 | 2.22
206913035 | 10/27/22 | Live | Midea Electric Trading | COMFORT-AIRE | Singlezone Non-Ducted, Wall Placement | 206913035 |  | HRCU-A-CB-O | A-VMH18SU-1B | Mini-Splits | B-VMH18SU-1A | 12.5 | 20.5 | 11 |  |  |  | TRUE | FALSE | FALSE | 17000 | 10900 | 2.58 | 20400 | 1.84
205288546 | 10/27/22 | Live | Midea Electric Trading | COMFORT-AIRE | Singlezone Non-Ducted, Wall Placement | 205288546 |  | HRCU-A-CB-O | A-VMH12SU-1 | Mini-Splits | B-VMH12SU-1C | 13 | 22.5 | 12 |  |  |  | TRUE | FALSE | FALSE | 12000 | 7800 | 2.63 | 12259 | 1.96
205288547 | 10/27/22 | Live | Midea Electric Trading | COMFORT-AIRE | Singlezone Non-Ducted, Wall Placement | 205288547 |  | HRCU-A-CB-O | A-VMH09SU-1 | Mini-Splits | B-VMH09SU-1C | 14.5 | 25 | 11.2 |  |  |  | TRUE | FALSE | FALSE | 9000 | 6900 | 2.73 | 13890 | 2.1
206764070 | 10/27/22 | Live | Midea Electric Trading | FRANKLIN | Multizone Mix of Ducted and Non-Ducted | 206764070 |  | HMSV-A-CB | MST183E23MHAA | Mixed Ducted and Non-Ducted Indoor Units |  | 12 | 20.5 | 10 |  |  |  | FALSE | FALSE | TRUE | 18700 | 11500 | 2.59 | 18500 | 2.15
207641229 | 10/27/22 | Live | Midea Electric Trading | MDV | Multizone All Ducted | 207641229 |  | HMSV-A-CB | M4OI-36HFN1-M | Ducted Indoor Units | MTIU-09HWFN1-M | 11.3 | 19 | 11 |  |  |  | TRUE | FALSE | FALSE | 36000 | 23000 | 2.6 | 33500 | 1.98
208132548 | 10/27/22 | Live | Midea Electric Trading | MDV | Multizone All Ducted | 208132548 |  | HMSV-A-CB | M5OA-55HFN1-M* | Ducted Indoor Units | MTIU-09HWFN1-M | 10.5 | 19 | 10.8 |  |  |  | FALSE | FALSE | FALSE | 55000 | 35000 | 2.6 | 38000 | 2.22
207430568 | 07/11/22 | Live | Johnson Controls Inc. (York International Norman) | YORK | Singlezone Ducted, Centrally Ducted | 207430568 |  | HRCU-A-CB | HMH72B241 | Ducted Indoor Units | XAFC36DXXN1+MVC12CN21+TXV | 10.5 | 17.75 | 9.5 |  |  |  | FALSE | FALSE | FALSE | 22400 | 14300 | 2.49 | 14300 | 2.49
208132546 | 10/27/22 | Live | Midea Electric Trading | MDV | Multizone All Ducted | 208132546 |  | HMSV-A-CB | M5OA-55HFN1-M | Ducted Indoor Units | MTIU-09HWFN1-M | 10.5 | 19 | 10.8 |  |  |  | FALSE | FALSE | FALSE | 55000 | 35000 | 2.6 | 38000 | 2.22
207618262 | 10/27/22 | Live | Midea Electric Trading | MDV | Multizone Mix of Ducted and Non-Ducted | 207618262 |  | HMSV-A-CB | M5OG-42HFN1-M-[X] | Mixed Ducted and Non-Ducted Indoor Units | 42 | 12.5 | 21.45 | 10.4 |  |  |  | FALSE | FALSE | FALSE | 42000 | 29000 | 2.51 | 45000 | 2.25
207434641 | 07/11/22 | Live | Johnson Controls Inc. (York International Norman) | COLEMAN | Singlezone Ducted, Centrally Ducted | 207434641 |  | HRCU-A-CB | HMH72B241 | Ducted Indoor Units | XAFC36DXXN1+MVC12CN21+TXV | 10.5 | 17.75 | 9.5 |  |  |  | FALSE | FALSE | FALSE | 22400 | 14300 | 2.49 | 14300 | 2.49
207617659 | 10/27/22 | Live | Midea Electric Trading | MDV | Multizone All Ducted | 207617659 |  | HMSV-A-CB | M5OG-42HFN1-M-[X] | Ducted Indoor Units | MTIU-09HWFN1-M | 12.5 | 20.6 | 10.5 |  |  |  | TRUE | TRUE | TRUE | 42000 | 28000 | 2.53 | 45000 | 2.25
207641248 | 10/27/22 | Live | Midea Electric Trading | MDV | Multizone All Ducted | 207641248 |  | HMSV-A-CB | M4OI-36HFN1-M* | Ducted Indoor Units | MTIU-09HWFN1-M | 11.3 | 19 | 11 |  |  |  | TRUE | FALSE | FALSE | 36000 | 23000 | 2.6 | 33500 | 1.98
207434652 | 07/11/22 | Live | Johnson Controls Inc. (York International Norman) | LUXAIRE | Singlezone Ducted, Centrally Ducted | 207434652 |  | HRCU-A-CB | HMH72B241 | Ducted Indoor Units | XAFC36DXXN1+MVC12CN21+TXV | 10.5 | 17.75 | 9.5 |  |  |  | FALSE | FALSE | FALSE | 22400 | 14300 | 2.49 | 14300 | 2.49
207645875 | 01/05/23 | Live | Midea Electric Trading | KANIONco | Singlezone Non-Ducted, Wall Placement | 207645875 |  | HRCU-A-CB-O | KWSM-12IR410AHS24MV | Mini-Splits | KWSM-12IR410AHS23MV | 12.5 | 22 | 10.8 | 12.5 | 23.1 | 9.3 | FALSE | FALSE | FALSE | 12000 | 8200 | 2.25 | 9543 | 2.39
207641260 | 10/27/22 | Live | Midea Electric Trading | MDV | Multizone All Ducted | 207641260 |  | HMSV-A-CB | M5OG-48HFN1-M* | Ducted Indoor Units | MTIU-09HWFN1-M | 10.1 | 20.5 | 11.5 |  |  |  | FALSE | FALSE | FALSE | 49000 | 30400 | 2.69 | 37000 | 2.1
206377760 | 01/05/23 | Live | Midea Electric Trading | DIRECT AIR | Singlezone Ducted, Compact Ducted | 206377760 |  | HRCU-A-CB | MOX430-17HFN1-MT0W | Mini-Splits | MTIU-18HWFN1-M | 12.5 | 19.6 | 11 | 11.7 | 18 | 9.5 | TRUE | TRUE | TRUE | 17000 | 15000 | 2.27 | 19000 | 2.02
207699080 | 01/05/23 | Live | Midea Electric Trading | KANIONco | Singlezone Non-Ducted, Wall Placement | 207699080 |  | HRCU-A-CB-O | KWSM-12IR410AHS22MV | Mini-Splits | KWSM-12IR410AHS22MV | 12.5 | 22 | 10.8 | 12.5 | 23.1 | 9.3 | TRUE | FALSE | FALSE | 12000 | 8200 | 2.25 | 9543 | 2.39
207641227 | 10/27/22 | Live | Midea Electric Trading | MDV | Multizone All Ducted | 207641227 |  | HMSV-A-CB | M5OG-48HFN1-M | Ducted Indoor Units | MTIU-09HWFN1-M | 10.1 | 20.5 | 11.5 |  |  |  | FALSE | FALSE | FALSE | 49000 | 30400 | 2.69 | 37000 | 2.1
210692271 | 02/16/23 | Live | Daikin North America, LLC | DAIKIN | Singlezone Ducted, Centrally Ducted | 210692271 |  | HRCU-A-CB | DZ9VCA2410A* | Ducted Indoor Units | CHPF3636B6C*+MBVC1200**-1A*+TXV |  |  |  | 11.5 | 20.5 | 8 | FALSE | FALSE | FALSE | 22400 | 14200 | 2.6 | 16100 | 2.59
207618260 | 10/27/22 | Live | Midea Electric Trading | MDV | Multizone Mix of Ducted and Non-Ducted | 207618260 |  | HMSV-A-CB | M4OG-30HFN1-M | Mixed Ducted and Non-Ducted Indoor Units | 42 | 12.05 | 22.4 | 10.65 |  |  |  | TRUE | FALSE | FALSE | 30000 | 18200 | 2.71 | 26743 | 2.11
206377758 | 01/05/23 | Live | Midea Electric Trading | DIRECT AIR | Singlezone Non-Ducted, Floor Placement | 206377758 |  | HRCU-A-CB-O | MOX430-17HFN1-MT0W | Mini-Splits | MUEU-18HRFN1-M(C) | 12.5 | 20.2 | 10.6 | 12.5 | 20.5 | 9.8 | TRUE | TRUE | TRUE | 17000 | 12000 | 2.3 | 17000 | 1.9
210278958 | 01/05/23 | Live | Midea Electric Trading | Clearity | Singlezone Non-Ducted, Wall Placement | 210278958 |  | HRCU-A-CB-O | MOD30-24HFN1-MU0W | Mini-Splits | MSEPD-24HRFN1-MU0W | 13 | 21.5 | 12 | 13 | 21.5 | 11.4 | FALSE | FALSE | TRUE | 24000 | 21200 | 2.88 | 24485 | 1.98
207434653 | 07/11/22 | Live | Johnson Controls Inc. (York International Norman) | FRASER-JOHNSTON | Singlezone Ducted, Centrally Ducted | 207434653 |  | HRCU-A-CB | HMH72B241 | Ducted Indoor Units | XAFC36DXXN1+MVC12CN21+TXV | 10.5 | 17.75 | 9.5 |  |  |  | FALSE | FALSE | FALSE | 22400 | 14300 | 2.49 | 14300 | 2.49
207825491 | 01/05/23 | Live | Midea Electric Trading | ECO AC | Singlezone Non-Ducted, Wall Placement | 207825491 |  | HRCU-A-CB-O | EHH-O12BB | Mini-Splits | EHH-W12BB | 12.5 | 22 | 10.8 | 12.5 | 23.1 | 9.3 | TRUE | FALSE | FALSE | 12000 | 8200 | 2.25 | 9543 | 2.39
208119662 | 01/05/23 | Live | Midea Electric Trading | Airlux | Singlezone Non-Ducted, Wall Placement | 208119662 |  | HRCU-A-CB-O | ASZ12O/2022 | Mini-Splits | AMM12I/2022 | 12.5 | 22 | 10.8 | 12.5 | 23.1 | 9.3 | FALSE | FALSE | FALSE | 12000 | 8200 | 2.25 | 9543 | 2.39
207641242 | 10/27/22 | Live | Midea Electric Trading | MDV | Multizone Mix of Ducted and Non-Ducted | 207641242 |  | HMSV-A-CB | M3OJ-24HFN1-M* | Mixed Ducted and Non-Ducted Indoor Units | 42 | 12.5 | 22.05 | 10.35 |  |  |  | TRUE | TRUE | FALSE | 24000 | 15900 | 2.81 | 20076 | 2.16
207743731 | 01/05/23 | Live | Midea Electric Trading | DIRECT AIR | Singlezone Non-Ducted, Floor Placement | 207743731 |  | HRCU-A-CB-O | DIRM-18HXPRO28-1Z | Mini-Splits | DIRM-18HP-CF | 12.5 | 20.2 | 10.6 | 12.5 | 20.5 | 9.8 | TRUE | TRUE | TRUE | 17000 | 12000 | 2.3 | 17000 | 1.9
210692260 | 02/16/23 | Live | Daikin North America, LLC | DAIKIN | Singlezone Ducted, Centrally Ducted | 210692260 |  | HRCU-A-CB | DZ9VCA2410A* | Ducted Indoor Units | CA*F3743*6D*+MBVC1200**-1A*+TXV |  |  |  | 12 | 21.5 | 8.2 | FALSE | FALSE | TRUE | 23000 | 14500 | 2.71 | 16100 | 2.59
207434664 | 07/11/22 | Live | Johnson Controls Inc. (York International Norman) | CHAMPION HEATING AND COOLING | Singlezone Ducted, Centrally Ducted | 207434664 |  | HRCU-A-CB | HMH72B241 | Ducted Indoor Units | XAFC36DXXN1+MVC12CN21+TXV | 10.5 | 17.75 | 9.5 |  |  |  | FALSE | FALSE | FALSE | 22400 | 14300 | 2.49 | 14300 | 2.49
208816917 | 01/05/23 | Live | Midea Electric Trading | TRUST AIR CONDITIONERS | Singlezone Non-Ducted, Wall Placement | 208816917 |  | HRCU-A-CB-O | OAH24H/O4S4P | Mini-Splits | IUMW124H/I41P | 13 | 21.5 | 12 | 13 | 21.5 | 11.4 | FALSE | FALSE | TRUE | 24000 | 21200 | 2.88 | 24485 | 1.98
207641241 | 10/27/22 | Live | Midea Electric Trading | MDV | Multizone All Ducted | 207641241 |  | HMSV-A-CB | M3OJ-24HFN1-M* | Ducted Indoor Units | MTIU-09HWFN1-M | 12.5 | 21.1 | 10.5 |  |  |  | TRUE | TRUE | TRUE | 24000 | 18500 | 2.79 | 21608 | 2.25
208119661 | 01/05/23 | Live | Midea Electric Trading | Airlux | Singlezone Non-Ducted, Wall Placement | 208119661 |  | HRCU-A-CB-O | ASZ09O/2022 | Mini-Splits | AMM09I/2022 | 14 | 24 | 11.3 | 14 | 24 | 11.4 | FALSE | FALSE | TRUE | 9000 | 8300 | 2.67 | 9096 | 2.61
207825915 | 10/27/22 | Live | Midea Electric Trading | MDV | Singlezone Ducted, Centrally Ducted | 207825915 |  | HRCU-A-CB | MOD30U-30HFN1-MR0 |  | MVC-30HWFN1-M | 10.9 | 19.5 | 10.3 |  |  |  | FALSE | FALSE | FALSE | 30000 | 19000 | 2.34 | 22030 | 2.21
207796634 | 01/05/23 | Live | Midea Electric Trading | PERFECTAIRE | Singlezone Non-Ducted, Floor Placement | 207796634 |  | HRCU-A-CB-O | 3PAMSHH18-SZO | Mini-Splits | 3PAMSFCH18 | 12.5 | 20.2 | 10.6 | 12.5 | 20.5 | 9.8 | TRUE | TRUE | TRUE | 17000 | 12000 | 2.3 | 17000 | 1.9
207338223 | 10/27/22 | Live | Midea Electric Trading | MDV | Singlezone Non-Ducted, Wall Placement | 207338223 |  | HRCU-A-CB-O | MOD30-36HFN1-MR0Q1W | Mini-Splits | MSABF-36HRFN1-MR0Q1W | 8.7 | 18 | 12 |  |  |  | FALSE | FALSE | FALSE | 36000 | 21000 | 2.25 | 24000 | 1.91
207826045 | 01/05/23 | Live | Midea Electric Trading | ECO AC | Singlezone Non-Ducted, Wall Placement | 207826045 |  | HRCU-A-CB-O | EHH-O09BB | Mini-Splits | EHH-W09BB | 14 | 24 | 11.3 | 14 | 24 | 11.4 | TRUE | TRUE | TRUE | 9000 | 8300 | 2.67 | 9096 | 2.61
210607570 | 02/16/23 | Live | Daikin North America, LLC | DAIKIN | Singlezone Ducted, Centrally Ducted | 210607570 |  | HRCU-A-CB | DZ9VCA2410A* | Ducted Indoor Units | CA*F3137*6A*+MBVC1200**-1A*+TX |  |  |  | 12 | 21 | 8.2 | TRUE | FALSE | TRUE | 23200 | 14000 | 2.6 | 16100 | 2.59
210610032 | 02/16/23 | Live | Daikin North America, LLC | DAIKIN | Singlezone Ducted, Centrally Ducted | 210610032 |  | HRCU-A-CB | DZ9VCA2410A* | Ducted Indoor Units | DMVE24BP1400A* |  |  |  | 11.5 | 20.5 | 8.2 | FALSE | FALSE | TRUE | 22400 | 14800 | 2.63 | 16100 | 2.59
208500335 | 07/11/22 | Live | Johnson Controls Inc. (York International Norman) | YORK | Singlezone Ducted, Centrally Ducted | 208500335 |  | HRCU-A-CB | HMH72B241 | Ducted Indoor Units | XAFB36DXXN1+JMET12BS2N1+TXV | 10.25 | 17.75 | 9.3 |  |  |  | FALSE | FALSE | FALSE | 22200 | 14200 | 2.43 | 14200 | 2.43
211274988 | 06/20/23 | Live | Carrier | GRANDAIRE | Singlezone Ducted, Centrally Ducted | 211274988 |  | HRCU-A-CB | WDLCURAH48ABK | Ducted Indoor Units | WAHL604B* |  |  |  | 9.5 | 15.2 | 7.8 | FALSE | FALSE | FALSE | 48000 | 31200 | 2.3 | 31670 | 2.41
207201641 | 10/27/22 | Live | Midea Electric Trading | MDV | Singlezone Ducted, Centrally Ducted | 207201641 |  | HRCU-A-CB | MOE30U-60HFN1-MR0 | Mini-Splits | MVC-60HWFN1-M | 10.3 | 18 | 9.2 |  |  |  | FALSE | FALSE | FALSE | 57000 | 33800 | 2.46 | 37000 | 1.97
211274987 | 06/20/23 | Live | Carrier | TEMPSTAR | Singlezone Ducted, Centrally Ducted | 211274987 |  | HRCU-A-CB | DLCURAH48ABK | Ducted Indoor Units | FEM4X60**BL |  |  |  | 9.5 | 15.2 | 7.8 | FALSE | FALSE | FALSE | 48000 | 31200 | 2.3 | 31670 | 2.41
207178567 | 10/27/22 | Live | Midea Electric Trading | MDV | Singlezone Non-Ducted, Wall Placement | 207178567 |  | HRCU-A-CB-O | MOD31-36HFN1-MP0W | Mini-Splits | MSAGF-36HRFNX-MR0W | 9.5 | 18 | 12 |  |  |  | FALSE | FALSE | FALSE | 36000 | 20000 | 2.31 | 26800 | 2.07
211274986 | 06/20/23 | Live | Carrier | SMART COMFORT | Singlezone Ducted, Centrally Ducted | 211274986 |  | HRCU-A-CB | DLCURAH48ABK | Ducted Indoor Units | FEM4X60**BL |  |  |  | 9.5 | 15.2 | 7.8 | FALSE | FALSE | FALSE | 48000 | 31200 | 2.3 | 31670 | 2.41
208280067 | 01/05/23 | Live | Midea Electric Trading | TRUST AIR CONDITIONERS | Singlezone Non-Ducted, Wall Placement | 208280067 |  | HRCU-A-CB-O | AS24H/O4S41P | Mini-Splits | IS24H/I4S41P | 13 | 21.5 | 12 | 13 | 21.5 | 11.4 | FALSE | FALSE | FALSE | 24000 | 21200 | 2.88 | 24485 | 1.98
207825490 | 01/05/23 | Live | Midea Electric Trading | ECO AC | Singlezone Non-Ducted, Wall Placement | 207825490 |  | HRCU-A-CB-O | EHH-O9BB | Mini-Splits | EHH-W09BB | 14 | 24 | 11.3 | 14 | 24 | 11.4 | TRUE | TRUE | TRUE | 9000 | 8300 | 2.67 | 9096 | 2.61
207201639 | 10/27/22 | Live | Midea Electric Trading | MDV | Singlezone Ducted, Centrally Ducted | 207201639 |  | HRCU-A-CB | MOD30U-36HFN1-MR0 | Mini-Splits | MVC-36HWFN1-M | 10.4 | 18 | 9.1 |  |  |  | FALSE | FALSE | FALSE | 36000 | 18400 | 2.29 | 22000 | 2.05
211274985 | 06/20/23 | Live | Carrier | KEEPRITE | Singlezone Ducted, Centrally Ducted | 211274985 |  | HRCU-A-CB | DLCURAH48ABK | Ducted Indoor Units | FEM4X60**BL |  |  |  | 9.5 | 15.2 | 7.8 | FALSE | FALSE | FALSE | 48000 | 31200 | 2.3 | 31670 | 2.41
208502615 | 07/11/22 | Live | Johnson Controls Inc. (York International Norman) | COLEMAN | Singlezone Ducted, Centrally Ducted | 208502615 |  | HRCU-A-CB | HMH72B241 | Ducted Indoor Units | XAFB36DXXN1+JMET12BS2N1+TXV | 10.25 | 17.75 | 9.3 |  |  |  | FALSE | FALSE | FALSE | 22200 | 14200 | 2.43 | 14200 | 2.43
211274984 | 06/20/23 | Live | Carrier | HEIL | Singlezone Ducted, Centrally Ducted | 211274984 |  | HRCU-A-CB | DLCURAH48ABK | Ducted Indoor Units | FEM4X60**BL |  |  |  | 9.5 | 15.2 | 7.8 | FALSE | FALSE | FALSE | 48000 | 31200 | 2.3 | 31670 | 2.41
207699079 | 01/05/23 | Live | Midea Electric Trading | KANIONco | Singlezone Non-Ducted, Wall Placement | 207699079 |  | HRCU-A-CB-O | KWSM-09IR410AHS24MV | Mini-Splits | KWSM-09IR410AHS24MV | 14 | 24 | 11.3 | 14 | 24 | 11.4 | TRUE | TRUE | TRUE | 9000 | 8300 | 2.67 | 9096 | 2.61
207201640 | 10/27/22 | Live | Midea Electric Trading | MDV | Singlezone Ducted, Centrally Ducted | 207201640 |  | HRCU-A-CB | MOE30U-48HFN1-MR0 | Mini-Splits | MVC-48HWFN1-M | 9.3 | 17.3 | 10 |  |  |  | FALSE | FALSE | FALSE | 47000 | 33000 | 2 | 36800 | 2
211274983 | 06/20/23 | Live | Carrier | DAY & NIGHT | Singlezone Ducted, Centrally Ducted | 211274983 |  | HRCU-A-CB | DLCURAH48ABK | Ducted Indoor Units | FEM4X60**BL |  |  |  | 9.5 | 15.2 | 7.8 | FALSE | FALSE | FALSE | 48000 | 31200 | 2.3 | 31670 | 2.41
211274982 | 06/20/23 | Live | Carrier | COMFORTMAKER | Singlezone Ducted, Centrally Ducted | 211274982 |  | HRCU-A-CB | DLCURAH48ABK | Ducted Indoor Units | FEM4X60**BL |  |  |  | 9.5 | 15.2 | 7.8 | FALSE | FALSE | FALSE | 48000 | 31200 | 2.3 | 31670 | 2.41
207201637 | 10/27/22 | Live | Midea Electric Trading | MDV | Singlezone Ducted, Centrally Ducted | 207201637 |  | HRCU-A-CB | MOX430U-24HFN1-MR0 | Mini-Splits | MVC-24HWFN1-M | 11.3 | 19.4 | 11.3 |  |  |  | TRUE | TRUE | FALSE | 24000 | 17000 | 2.75 | 21500 | 2.35
211274981 | 06/20/23 | Live | Carrier | ARCOAIRE | Singlezone Ducted, Centrally Ducted | 211274981 |  | HRCU-A-CB | DLCURAH48ABK | Ducted Indoor Units | FEM4X60**BL |  |  |  | 9.5 | 15.2 | 7.8 | FALSE | FALSE | FALSE | 48000 | 31200 | 2.3 | 31670 | 2.41
207645874 | 01/05/23 | Live | Midea Electric Trading | KANIONco | Singlezone Non-Ducted, Wall Placement | 207645874 |  | HRCU-A-CB-O | KWSM-09IR410AHS26MV | Mini-Splits | KWSM-09IR410AHS25MV | 14 | 24 | 11.3 | 14 | 24 | 11.4 | FALSE | FALSE | FALSE | 9000 | 8300 | 2.67 | 9096 | 2.61
211274980 | 06/20/23 | Live | Carrier | AIRQUEST | Singlezone Ducted, Centrally Ducted | 211274980 |  | HRCU-A-CB | DLCURAH48ABK | Ducted Indoor Units | FEM4X60**BL |  |  |  | 9.5 | 15.2 | 7.8 | FALSE | FALSE | FALSE | 48000 | 31200 | 2.3 | 31670 | 2.41
208502617 | 07/11/22 | Live | Johnson Controls Inc. (York International Norman) | LUXAIRE | Singlezone Ducted, Centrally Ducted | 208502617 |  | HRCU-A-CB | HMH72B241 | Ducted Indoor Units | XAFB36DXXN1+JMET12BS2N1+TXV | 10.25 | 17.75 | 9.3 |  |  |  | FALSE | FALSE | FALSE | 22200 | 14200 | 2.43 | 14200 | 2.43
211275048 | 06/13/23 | Live | Carrier | BRYANT HEATING AND COOLING SYSTEMS | Singlezone Ducted, Centrally Ducted | 211275048 |  | HRCU-A-CB | 38MURAQ48AB3* | Ducted Indoor Units | FZ4ANP061L |  |  |  | 10 | 16.5 | 8 | FALSE | FALSE | FALSE | 48500 | 30800 | 2.38 | 31260 | 2.5
207201638 | 10/27/22 | Live | Midea Electric Trading | MDV | Singlezone Ducted, Centrally Ducted | 207201638 |  | HRCU-A-CB | MOD30U-30HFN1-MR0 | Mini-Splits | MVC-30HWFN1-M | 10.9 | 19.5 | 10.3 |  |  |  | FALSE | FALSE | FALSE | 30000 | 19000 | 2.34 | 22030 | 2.21
211275047 | 06/13/23 | Live | Carrier | BRYANT HEATING AND COOLING SYSTEMS | Singlezone Ducted, Centrally Ducted | 211275047 |  | HRCU-A-CB | 38MURAQ48AB3* | Ducted Indoor Units | FZ4ANP060L |  |  |  | 9.5 | 15.5 | 7.8 | FALSE | FALSE | FALSE | 47500 | 31200 | 2.32 | 31670 | 2.44
207825534 | 01/05/23 | Live | Midea Electric Trading | ACIQ | Singlezone Non-Ducted, Wall Placement | 207825534 |  | HRCU-A-CB-O | ACIQ-24ZPL-HP230B | Mini-Splits | ACIQ-24W-HH-MB | 13 | 21.5 | 12 | 13 | 21.5 | 11.4 | TRUE | TRUE | TRUE | 24000 | 21200 | 2.88 | 24485 | 1.98
207201636 | 10/27/22 | Live | Midea Electric Trading | MDV | Singlezone Ducted, Centrally Ducted | 207201636 |  | HRCU-A-CB | MOX330U-18HFN1-MR0 | Mini-Splits | MVC-18HWFN1-M | 11.1 | 19 | 10.8 |  |  |  | FALSE | FALSE | FALSE | 18000 | 11500 | 2.7 | 11900 | 2.13
211274990 | 06/13/23 | Live | Carrier | PAYNE HEATING AND COOLING | Singlezone Ducted, Centrally Ducted | 211274990 |  | HRCU-A-CB | 38MURAQ48AB3* | Ducted Indoor Units | FB4CNP061L |  |  |  | 10 | 16 | 8 | FALSE | FALSE | FALSE | 48500 | 30800 | 2.38 | 31260 | 2.5
208502619 | 07/11/22 | Live | Johnson Controls Inc. (York International Norman) | FRASER-JOHNSTON | Singlezone Ducted, Centrally Ducted | 208502619 |  | HRCU-A-CB | HMH72B241 | Ducted Indoor Units | XAFB36DXXN1+JMET12BS2N1+TXV | 10.25 | 17.75 | 9.3 |  |  |  | FALSE | FALSE | FALSE | 22200 | 14200 | 2.43 | 14200 | 2.43
211274989 | 06/13/23 | Live | Carrier | BRYANT HEATING AND COOLING SYSTEMS | Singlezone Ducted, Centrally Ducted | 211274989 |  | HRCU-A-CB | 38MURAQ48AB3* | Ducted Indoor Units | FB4CNP061L |  |  |  | 10 | 16 | 8 | FALSE | FALSE | FALSE | 48500 | 30800 | 2.38 | 31260 | 2.5
211274979 | 06/13/23 | Live | Carrier | PAYNE HEATING AND COOLING | Singlezone Ducted, Centrally Ducted | 211274979 |  | HRCU-A-CB | 38MURAQ48AB3* | Ducted Indoor Units | PF4MNP060L* |  |  |  | 9.5 | 15.2 | 7.8 | FALSE | FALSE | FALSE | 48000 | 31200 | 2.3 | 31670 | 2.41
206900418 | 10/27/22 | Live | Midea Electric Trading | FRANKLIN | Singlezone Non-Ducted, Wall Placement | 206900418 |  | HRCU-A-CB-O | MSH093E21MCAA | Mini-Splits | MSH093E21AXAA | 14 | 22.8 | 10.5 |  |  |  | FALSE | FALSE | FALSE | 9000 | 6400 | 2.76 | 9229 | 2.15
211274978 | 06/13/23 | Live | Carrier | PAYNE HEATING AND COOLING | Singlezone Ducted, Centrally Ducted | 211274978 |  | HRCU-A-CB | 38MURAQ48AB3* | Ducted Indoor Units | FB4CNP060L |  |  |  | 9.5 | 15.2 | 7.8 | FALSE | FALSE | FALSE | 48000 | 31200 | 2.3 | 31670 | 2.41
211274977 | 06/13/23 | Live | Carrier | BRYANT HEATING AND COOLING SYSTEMS | Singlezone Ducted, Centrally Ducted | 211274977 |  | HRCU-A-CB | 38MURAQ48AB3* | Ducted Indoor Units | FB4CNP060L |  |  |  | 9.5 | 15.2 | 7.8 | FALSE | FALSE | FALSE | 48000 | 31200 | 2.3 | 31670 | 2.41
211623693 | 06/16/23 | Live | CARRIER | GRANDAIRE | Singlezone Ducted, Centrally Ducted | 211623693 |  | HRCU-A-CB | WDLCURAH48AAK | Ducted Indoor Units | WAHL604B* |  |  |  | 9 | 15 | 7.7 | FALSE | FALSE | FALSE | 47000 | 32600 | 2.36 | 33280 | 8.41
211274965 | 06/13/23 | Live | Carrier | CARRIER | Singlezone Ducted, Centrally Ducted | 211274965 |  | HRCU-A-CB | 38MURAQ48AB3* | Ducted Indoor Units | FZ4ANP061L |  |  |  | 10 | 16.5 | 8 | FALSE | FALSE | FALSE | 48500 | 30800 | 2.38 | 31260 | 2.5
211623692 | 06/16/23 | Live | CARRIER | TEMPSTAR | Singlezone Ducted, Centrally Ducted | 211623692 |  | HRCU-A-CB | DLCURAH48AAK | Ducted Indoor Units | FEM4X60**BL |  |  |  | 9 | 15 | 7.7 | FALSE | FALSE | FALSE | 47000 | 32600 | 2.36 | 33280 | 8.41
211623691 | 06/16/23 | Live | CARRIER | SMART COMFORT | Singlezone Ducted, Centrally Ducted | 211623691 |  | HRCU-A-CB | DLCURAH48AAK | Ducted Indoor Units | FEM4X60**BL |  |  |  | 9 | 15 | 7.7 | FALSE | FALSE | FALSE | 47000 | 32600 | 2.36 | 33280 | 8.41
207825515 | 01/05/23 | Live | Midea Electric Trading | 1HVAC | Singlezone Non-Ducted, Wall Placement | 207825515 |  | HRCU-A-CB-O | ACIQ-24ZPL-HP230B | Mini-Splits | ACIQ-24W-HH-MB | 13 | 21.5 | 12 | 13 | 21.5 | 11.4 | TRUE | TRUE | TRUE | 24000 | 21200 | 2.88 | 24485 | 1.98
211623690 | 06/16/23 | Live | CARRIER | KEEPRITE | Singlezone Ducted, Centrally Ducted | 211623690 |  | HRCU-A-CB | DLCURAH48AAK | Ducted Indoor Units | FEM4X60**BL |  |  |  | 9 | 15 | 7.7 | FALSE | FALSE | FALSE | 47000 | 32600 | 2.36 | 33280 | 8.41
211623689 | 06/16/23 | Live | CARRIER | HEIL | Singlezone Ducted, Centrally Ducted | 211623689 |  | HRCU-A-CB | DLCURAH48AAK | Ducted Indoor Units | FEM4X60**BL |  |  |  | 9 | 15 | 7.7 | FALSE | FALSE | FALSE | 47000 | 32600 | 2.36 | 33280 | 8.41
211623688 | 06/16/23 | Live | CARRIER | DAY & NIGHT | Singlezone Ducted, Centrally Ducted | 211623688 |  | HRCU-A-CB | DLCURAH48AAK | Ducted Indoor Units | FEM4X60**BL |  |  |  | 9 | 15 | 7.7 | FALSE | FALSE | FALSE | 47000 | 32600 | 2.36 | 33280 | 8.41
211274964 | 06/13/23 | Live | Carrier | CARRIER | Singlezone Ducted, Centrally Ducted | 211274964 |  | HRCU-A-CB | 38MURAQ48AB3* | Ducted Indoor Units | FZ4ANP060L |  |  |  | 9.5 | 15.5 | 7.8 | FALSE | FALSE | FALSE | 47500 | 31200 | 2.32 | 31670 | 2.44
211623687 | 06/16/23 | Live | CARRIER | COMFORTMAKER | Singlezone Ducted, Centrally Ducted | 211623687 |  | HRCU-A-CB | DLCURAH48AAK | Ducted Indoor Units | FEM4X60**BL |  |  |  | 9 | 15 | 7.7 | FALSE | FALSE | FALSE | 47000 | 32600 | 2.36 | 33280 | 8.41
211623686 | 06/16/23 | Live | CARRIER | ARCOAIRE | Singlezone Ducted, Centrally Ducted | 211623686 |  | HRCU-A-CB | DLCURAH48AAK | Ducted Indoor Units | FEM4X60**BL |  |  |  | 9 | 15 | 7.7 | FALSE | FALSE | FALSE | 47000 | 32600 | 2.36 | 33280 | 8.41
211274958 | 06/13/23 | Live | Carrier | CARRIER | Singlezone Ducted, Centrally Ducted | 211274958 |  | HRCU-A-CB | 38MURAQ48AB3* | Ducted Indoor Units | FB4CNP061L |  |  |  | 10 | 16 | 8 | FALSE | FALSE | FALSE | 48500 | 30800 | 2.38 | 31260 | 2.5
211623685 | 06/16/23 | Live | CARRIER | AIRQUEST | Singlezone Ducted, Centrally Ducted | 211623685 |  | HRCU-A-CB | DLCURAH48AAK | Ducted Indoor Units | FEM4X60**BL |  |  |  | 9 | 15 | 7.7 | FALSE | FALSE | FALSE | 47000 | 32600 | 2.36 | 33280 | 8.41
206900413 | 10/27/22 | Live | Midea Electric Trading | FRANKLIN | Singlezone Non-Ducted, Wall Placement | 206900413 |  | HRCU-A-CB-O | MSH183E19MCAA | Mini-Splits | MSH183E19AXAA | 11 | 19 | 10 |  |  |  | FALSE | FALSE | FALSE | 18000 | 11000 | 2.58 | 11041 | 2.2
211623696 | 06/16/23 | Live | CARRIER | PAYNE HEATING AND COOLING | Singlezone Ducted, Centrally Ducted | 211623696 |  | HRCU-A-CB | 38MURAQ48AA3* | Ducted Indoor Units | FB4CNP061L |  |  |  | 9.5 | 15.5 | 7.8 | FALSE | FALSE | FALSE | 47500 | 32400 | 2.42 | 33080 | 8.58
211274957 | 06/13/23 | Live | Carrier | CARRIER | Singlezone Ducted, Centrally Ducted | 211274957 |  | HRCU-A-CB | 38MURAQ48AB3* | Ducted Indoor Units | FB4CNP060L |  |  |  | 9.5 | 15.2 | 7.8 | FALSE | FALSE | FALSE | 48000 | 31200 | 2.3 | 31670 | 2.41
211623695 | 06/16/23 | Live | CARRIER | BRYANT HEATING AND COOLING SYSTEMS | Singlezone Ducted, Centrally Ducted | 211623695 |  | HRCU-A-CB | 38MURAQ48AA3* | Ducted Indoor Units | FB4CNP061L |  |  |  | 9.5 | 15.5 | 7.8 | FALSE | FALSE | FALSE | 47500 | 32400 | 2.42 | 33080 | 8.58
211623694 | 06/16/23 | Live | CARRIER | CARRIER | Singlezone Ducted, Centrally Ducted | 211623694 |  | HRCU-A-CB | 38MURAQ48AA3* | Ducted Indoor Units | FB4CNP061L |  |  |  | 9.5 | 15.5 | 7.8 | FALSE | FALSE | FALSE | 47500 | 32400 | 2.42 | 33080 | 8.58
211623684 | 06/16/23 | Live | CARRIER | PAYNE HEATING AND COOLING | Singlezone Ducted, Centrally Ducted | 211623684 |  | HRCU-A-CB | 38MURAQ48AA3* | Ducted Indoor Units | PF4MNP060L* |  |  |  | 9 | 15 | 7.7 | FALSE | FALSE | FALSE | 47000 | 32600 | 2.36 | 33280 | 8.41
211623683 | 06/16/23 | Live | CARRIER | PAYNE HEATING AND COOLING | Singlezone Ducted, Centrally Ducted | 211623683 |  | HRCU-A-CB | 38MURAQ48AA3* | Ducted Indoor Units | FB4CNP060L |  |  |  | 9 | 15 | 7.7 | FALSE | FALSE | FALSE | 47000 | 32600 | 2.36 | 33280 | 8.41
208502620 | 07/11/22 | Live | Johnson Controls Inc. (York International Norman) | CHAMPION HEATING AND COOLING | Singlezone Ducted, Centrally Ducted | 208502620 |  | HRCU-A-CB | HMH72B241 | Ducted Indoor Units | XAFB36DXXN1+JMET12BS2N1+TXV | 10.25 | 17.75 | 9.3 |  |  |  | FALSE | FALSE | FALSE | 22200 | 14200 | 2.43 | 14200 | 2.43
211623682 | 06/16/23 | Live | CARRIER | BRYANT HEATING AND COOLING SYSTEMS | Singlezone Ducted, Centrally Ducted | 211623682 |  | HRCU-A-CB | 38MURAQ48AA3* | Ducted Indoor Units | FB4CNP060L |  |  |  | 9 | 15 | 7.7 | FALSE | FALSE | FALSE | 47000 | 32600 | 2.36 | 33280 | 8.41
211623681 | 06/16/23 | Live | CARRIER | CARRIER | Singlezone Ducted, Centrally Ducted | 211623681 |  | HRCU-A-CB | 38MURAQ48AA3* | Ducted Indoor Units | FB4CNP060L |  |  |  | 9 | 15 | 7.7 | FALSE | FALSE | FALSE | 47000 | 32600 | 2.36 | 33280 | 8.41
211623680 | 06/16/23 | Live | CARRIER | BRYANT HEATING AND COOLING SYSTEMS | Singlezone Ducted, Centrally Ducted | 211623680 |  | HRCU-A-CB | 38MURAQ48AA3* | Ducted Indoor Units | FZ4ANP061L |  |  |  | 9.5 | 15.5 | 7.8 | FALSE | FALSE | FALSE | 47500 | 32400 | 2.42 | 33080 | 8.58
211623679 | 06/16/23 | Live | CARRIER | CARRIER | Singlezone Ducted, Centrally Ducted | 211623679 |  | HRCU-A-CB | 38MURAQ48AA3* | Ducted Indoor Units | FZ4ANP061L |  |  |  | 9.5 | 15.5 | 7.8 | FALSE | FALSE | FALSE | 47500 | 32400 | 2.42 | 33080 | 8.58
211623678 | 06/16/23 | Live | CARRIER | BRYANT HEATING AND COOLING SYSTEMS | Singlezone Ducted, Centrally Ducted | 211623678 |  | HRCU-A-CB | 38MURAQ48AA3* | Ducted Indoor Units | FZ4ANP060L |  |  |  | 9 | 15.2 | 7.7 | FALSE | FALSE | FALSE | 47000 | 32600 | 2.36 | 33280 | 8.41
211623677 | 06/16/23 | Live | CARRIER | CARRIER | Singlezone Ducted, Centrally Ducted | 211623677 |  | HRCU-A-CB | 38MURAQ48AA3* | Ducted Indoor Units | FZ4ANP060L |  |  |  | 9 | 15.2 | 7.7 | FALSE | FALSE | FALSE | 47000 | 32600 | 2.36 | 33280 | 8.41
210568210 | 05/10/23 | Live | Midea Electric Trading | DURASTAR | Multizone Mix of Ducted and Non-Ducted | 210568210 |  | HMSV-A-CB | DRA5U55M1B | Mixed Ducted and Non-Ducted Indoor Units |  | 10.5 | 19 | 11.15 | 10.5 | 19.6 | 9.1 | FALSE | FALSE | TRUE | 55000 | 35800 | 2.58 | 37000 | 2.17
210343322 | 10/31/22 | Live | Midea Electric Trading | AC PRO.COM | Multizone Mix of Ducted and Non-Ducted | 210343322 |  | HMSV-A-CB | A5OA-55HFN1-M | Mixed Ducted and Non-Ducted Indoor Units |  | 10.5 | 19 | 11.15 | 10.5 | 19.6 | 9.1 | FALSE | FALSE | TRUE | 55000 | 35800 | 2.58 | 37000 | 2.17
206900416 | 10/27/22 | Live | Midea Electric Trading | FRANKLIN | Singlezone Non-Ducted, Wall Placement | 206900416 |  | HRCU-A-CB-O | MSH183E21MCAA | Mini-Splits | MSH183E21AXAA | 13 | 21 | 10 |  |  |  | FALSE | FALSE | FALSE | 18000 | 10400 | 2.72 | 13597 | 2.46
211911402 | 04/27/23 | Live | Midea Electric Trading | DUOHOME | Multizone Mix of Ducted and Non-Ducted | 211911402 |  | HMSV-A-CB | D5OA-55HFN1-M | Mixed Ducted and Non-Ducted Indoor Units |  | 10.5 | 19 | 11.15 | 10.5 | 19.6 | 9.1 | FALSE | FALSE | TRUE | 55000 | 35800 | 2.58 | 37000 | 2.17
207825553 | 01/05/23 | Live | Midea Electric Trading | DIYCOOL | Singlezone Non-Ducted, Wall Placement | 207825553 |  | HRCU-A-CB-O | ACIQ-24ZPL-HP230B | Mini-Splits | ACIQ-24W-HH-MB | 13 | 21.5 | 12 | 13 | 21.5 | 11.4 | TRUE | TRUE | TRUE | 24000 | 21200 | 2.88 | 24485 | 1.98
208613157 | 07/11/22 | Live | Johnson Controls Inc. (York International Norman) | YORK | Singlezone Ducted, Centrally Ducted | 208613157 |  | HRCU-A-CB | HMH72B241 | Ducted Indoor Units | XAFB36DBAN1+JMET12BS2N1 | 10.25 | 17.75 | 9.3 |  |  |  | FALSE | FALSE | FALSE | 22200 | 14200 | 2.43 | 14200 | 2.43
209864938 | 10/19/22 | Live | Midea Electric Trading | CTMORLEY | Multizone Mix of Ducted and Non-Ducted | 209864938 |  | HMSV-A-CB | MOU-5A55G-2 | Mixed Ducted and Non-Ducted Indoor Units |  | 10.5 | 19 | 11.15 | 10.5 | 19.6 | 9.1 | FALSE | FALSE | TRUE | 55000 | 35800 | 2.58 | 37000 | 2.17
212316220 | 04/27/23 | Live | Midea Electric Trading | STEALTH | Multizone Mix of Ducted and Non-Ducted | 212316220 |  | HMSV-A-CB | ES-55Z-M5B | Mixed Ducted and Non-Ducted Indoor Units |  | 10.5 | 19.75 | 10.8 | 10.5 | 20.15 | 8.85 | FALSE | FALSE | TRUE | 55000 | 34800 | 2.55 | 37000 | 2.17
206900441 | 10/27/22 | Live | Midea Electric Trading | FRANKLIN | Singlezone Ducted, Compact Ducted | 206900441 |  | HRCU-A-CB | MSH183E21MCAA | Mini-Splits | MST183E21ADAA | 12.5 | 19 | 10.5 |  |  |  | FALSE | FALSE | FALSE | 18000 | 12000 | 2.61 | 12500 | 2.39
207645873 | 01/05/23 | Live | Midea Electric Trading | KANIONco | Singlezone Non-Ducted, Wall Placement | 207645873 |  | HRCU-A-CB-O | KWSM-12IR410AHS21.7MVL | Mini-Splits | KWSM-12IR410AHS21.6MVL | 12.5 | 21.5 | 11.5 | 12.5 | 22.7 | 10 | FALSE | FALSE | FALSE | 12000 | 8400 | 2.77 | 8448 | 2.27
212316134 | 04/27/23 | Live | Midea Electric Trading | POLARWAVE | Multizone Mix of Ducted and Non-Ducted | 212316134 |  | HMSV-A-CB | ES-55Z-M5B | Mixed Ducted and Non-Ducted Indoor Units |  | 10.5 | 19.75 | 10.8 | 10.5 | 20.15 | 8.85 | FALSE | FALSE | TRUE | 55000 | 34800 | 2.55 | 37000 | 2.17
208136312 | 10/27/22 | Live | Midea Electric Trading | ELIOS | Multizone Mix of Ducted and Non-Ducted | 208136312 |  | HMSV-A-CB | DEA55HOM23230X2 | Mixed Ducted and Non-Ducted Indoor Units |  | 10.5 | 19.75 | 10.8 | 10.5 | 20.15 | 8.85 | FALSE | FALSE | TRUE | 55000 | 34800 | 2.55 | 37000 | 2.17
206900442 | 10/27/22 | Live | Midea Electric Trading | FRANKLIN | Singlezone Ducted, Compact Ducted | 206900442 |  | HRCU-A-CB | MSH243E21MCAA | Mini-Splits | MST243E21ADAA | 12.5 | 21.5 | 11 |  |  |  | FALSE | FALSE | TRUE | 24000 | 16000 | 2.69 | 18900 | 2.22
207645872 | 01/05/23 | Live | Midea Electric Trading | KANIONco | Singlezone Non-Ducted, Wall Placement | 207645872 |  | HRCU-A-CB-O | KWSM-09IR410AHS26MVL | Mini-Splits | KWSM-09IR410AHS25MVL | 12.5 | 21.5 | 11.5 | 12.5 | 22.7 | 10 | FALSE | FALSE | FALSE | 12000 | 8400 | 2.77 | 8448 | 2.27
208614013 | 07/11/22 | Live | Johnson Controls Inc. (York International Norman) | COLEMAN | Singlezone Ducted, Centrally Ducted | 208614013 |  | HRCU-A-CB | HMH72B241 | Ducted Indoor Units | XAFB36DBAN1+JMET12BS2N1 | 10.25 | 17.75 | 9.3 |  |  |  | FALSE | FALSE | FALSE | 22200 | 14200 | 2.43 | 14200 | 2.43
207862073 | 01/05/23 | Live | Midea Electric Trading | Breeze33 | Singlezone Non-Ducted, Wall Placement | 207862073 |  | HRCU-A-CB-O | BZ33-HYP24OUT2-G2-P | Mini-Splits | BZ33-HYP24WALL2-G2-P | 13 | 21.5 | 12 | 13 | 21.5 | 11.4 | TRUE | TRUE | TRUE | 24000 | 21200 | 2.88 | 24485 | 1.98
208136318 | 10/27/22 | Live | Midea Electric Trading | MOOVAIR | Multizone Mix of Ducted and Non-Ducted | 208136318 |  | HMSV-A-CB | DMA55HOM23230X2 | Mixed Ducted and Non-Ducted Indoor Units |  | 10.5 | 19.75 | 10.8 | 10.5 | 20.15 | 8.85 | FALSE | FALSE | TRUE | 55000 | 34800 | 2.55 | 37000 | 2.17
207699078 | 01/05/23 | Live | Midea Electric Trading | KANIONco | Singlezone Non-Ducted, Wall Placement | 207699078 |  | HRCU-A-CB-O | KWSM-12IR410AHS21.5MVL | Mini-Splits | KWSM-12IR410AHS21.5MVL | 12.5 | 21.5 | 11.5 | 12.5 | 22.7 | 10 | TRUE | FALSE | TRUE | 12000 | 8400 | 2.77 | 8448 | 2.27
210857415 | 06/07/23 | Live | Midea Electric Trading | DIYCOOL | Multizone Mix of Ducted and Non-Ducted | 210857415 |  | HMSV-A-CB | ES-55Z-M5B | Mixed Ducted and Non-Ducted Indoor Units |  | 10.5 | 19.75 | 10.8 | 10.5 | 20.15 | 8.85 | FALSE | FALSE | TRUE | 55000 | 34800 | 2.55 | 37000 | 2.17
206900439 | 10/27/22 | Live | Midea Electric Trading | FRANKLIN | Singlezone Ducted, Compact Ducted | 206900439 |  | HRCU-A-CB | MSH093E21MCAA | Mini-Splits | MST093E21ADAA | 13.5 | 20.5 | 11.5 |  |  |  | FALSE | FALSE | TRUE | 9000 | 6800 | 2.93 | 8900 | 2.09
210857397 | 06/07/23 | Live | Midea Electric Trading | ACIQ | Multizone Mix of Ducted and Non-Ducted | 210857397 |  | HMSV-A-CB | ES-55Z-M5B | Mixed Ducted and Non-Ducted Indoor Units |  | 10.5 | 19.75 | 10.8 | 10.5 | 20.15 | 8.85 | FALSE | FALSE | TRUE | 55000 | 34800 | 2.55 | 37000 | 2.17
208119671 | 01/05/23 | Live | Midea Electric Trading | Airlux | Singlezone Non-Ducted, Wall Placement | 208119671 |  | HRCU-A-CB-O | ASZ12O115/2022 | Mini-Splits | ASZ12I115/2022 | 12.5 | 21.5 | 11.5 | 12.5 | 22.7 | 10 | FALSE | FALSE | TRUE | 12000 | 8400 | 2.77 | 8448 | 2.27
210857379 | 06/07/23 | Live | Midea Electric Trading | 1HVAC | Multizone Mix of Ducted and Non-Ducted | 210857379 |  | HMSV-A-CB | ES-55Z-M5B | Mixed Ducted and Non-Ducted Indoor Units |  | 10.5 | 19.75 | 10.8 | 10.5 | 20.15 | 8.85 | FALSE | FALSE | TRUE | 55000 | 34800 | 2.55 | 37000 | 2.17
208614018 | 07/11/22 | Live | Johnson Controls Inc. (York International Norman) | LUXAIRE | Singlezone Ducted, Centrally Ducted | 208614018 |  | HRCU-A-CB | HMH72B241 | Ducted Indoor Units | XAFB36DBAN1+JMET12BS2N1 | 10.25 | 17.75 | 9.3 |  |  |  | FALSE | FALSE | FALSE | 22200 | 14200 | 2.43 | 14200 | 2.43
210568225 | 05/10/23 | Live | Midea Electric Trading | DURASTAR | Multizone Mix of Ducted and Non-Ducted | 210568225 |  | HMSV-A-CB | DRA5H55M1A | Mixed Ducted and Non-Ducted Indoor Units |  | 10.5 | 19 | 10.9 | 10.5 | 19.4 | 9.4 | TRUE | TRUE | TRUE | 55000 | 35000 | 2.45 | 45000 | 2.06
207683253 | 01/05/23 | Live | Midea Electric Trading | CanAir | Singlezone Non-Ducted, Wall Placement | 207683253 |  | HRCU-A-CB-O | C22SCH18H21 | Mini-Splits | C22SEH18H21 | 10.5 | 19 | 10 | 10.5 | 19 | 8.7 | FALSE | FALSE | FALSE | 18000 | 11500 | 2.57 | 14370 | 2.49
209864941 | 10/19/22 | Live | Midea Electric Trading | CTMORLEY | Multizone Mix of Ducted and Non-Ducted | 209864941 |  | HMSV-A-CB | MOU-5A55H-2 | Mixed Ducted and Non-Ducted Indoor Units |  | 10.5 | 19 | 10.9 | 10.5 | 19.4 | 9.4 | FALSE | FALSE | TRUE | 55000 | 35000 | 2.45 | 45000 | 2.06
206900443 | 10/27/22 | Live | Midea Electric Trading | FRANKLIN | Singlezone Ducted, Compact Ducted | 206900443 |  | HRCU-A-CB | MSH363E18MCAA | Mini-Splits | MST363E18ADAA | 9 | 16.5 | 11.5 |  |  |  | FALSE | FALSE | FALSE | 36000 | 27600 | 2.74 | 33100 | 2.3
211306415 | 06/07/23 | Live | Midea Electric Trading | MITSUTOMO | Multizone Mix of Ducted and Non-Ducted | 211306415 |  | HMSV-A-CB | HO-MP55-AB-Q | Mixed Ducted and Non-Ducted Indoor Units |  | 10.5 | 19 | 10.9 | 10.5 | 19.4 | 9.4 | FALSE | FALSE | TRUE | 55000 | 35000 | 2.45 | 45000 | 2.06
207645887 | 01/05/23 | Live | Midea Electric Trading | KANIONco | Singlezone Non-Ducted, Wall Placement | 207645887 |  | HRCU-A-CB-O | KWSM-18IR410AHS21MV | Mini-Splits | KWSM-18IR410AHS20MV | 10.5 | 19 | 10 | 10.5 | 19 | 8.7 | FALSE | FALSE | FALSE | 18000 | 11500 | 2.57 | 14370 | 2.49
212316205 | 04/27/23 | Live | Midea Electric Trading | STEALTH | Multizone Mix of Ducted and Non-Ducted | 212316205 |  | HMSV-A-CB | ACIQ-55Z-HH-M5B | Mixed Ducted and Non-Ducted Indoor Units |  | 10.5 | 20.25 | 10.8 | 10.5 | 20.4 | 9.4 | TRUE | TRUE | TRUE | 55000 | 34800 | 2.5 | 45000 | 2.06
208614029 | 07/11/22 | Live | Johnson Controls Inc. (York International Norman) | FRASER-JOHNSTON | Singlezone Ducted, Centrally Ducted | 208614029 |  | HRCU-A-CB | HMH72B241 | Ducted Indoor Units | XAFB36DBAN1+JMET12BS2N1 | 10.25 | 17.75 | 9.3 |  |  |  | FALSE | FALSE | FALSE | 22200 | 14200 | 2.43 | 14200 | 2.43
212365444 | 06/07/23 | Live | Midea Electric Trading | CUSTOM COMFORT | Multizone Mix of Ducted and Non-Ducted | 212365444 |  | HMSV-A-CB | CCOXHAMZ555HP | Mixed Ducted and Non-Ducted Indoor Units |  | 10.5 | 20.25 | 10.8 | 10.5 | 20.4 | 9.4 | TRUE | TRUE | TRUE | 55000 | 34800 | 2.5 | 45000 | 2.06
207699093 | 01/05/23 | Live | Midea Electric Trading | KANIONco | Singlezone Non-Ducted, Wall Placement | 207699093 |  | HRCU-A-CB-O | KWSM-18IR410AHS19MV | Mini-Splits | KWSM-18IR410AHS19MV | 10.5 | 19 | 10 | 10.5 | 19 | 8.7 | FALSE | FALSE | FALSE | 18000 | 11500 | 2.57 | 14370 | 2.49
206900444 | 10/27/22 | Live | Midea Electric Trading | FRANKLIN | Singlezone Ducted, Compact Ducted | 206900444 |  | HRCU-A-CB | MSH483E18MCAA | Mini-Splits | MST483E18ADAA | 9.2 | 17.4 | 10.3 |  |  |  | FALSE | FALSE | FALSE | 48000 | 33400 | 2.7 | 43500 | 2.43
212316119 | 04/27/23 | Live | Midea Electric Trading | POLARWAVE | Multizone Mix of Ducted and Non-Ducted | 212316119 |  | HMSV-A-CB | ACIQ-55Z-HH-M5B | Mixed Ducted and Non-Ducted Indoor Units |  | 10.5 | 20.25 | 10.8 | 10.5 | 20.4 | 9.4 | TRUE | TRUE | TRUE | 55000 | 34800 | 2.5 | 45000 | 2.06
207825489 | 01/05/23 | Live | Midea Electric Trading | ECO AC | Singlezone Non-Ducted, Wall Placement | 207825489 |  | HRCU-A-CB-O | EHS-O18BB | Mini-Splits | EHS-W18BB | 10.5 | 19 | 10 | 10.5 | 19 | 8.7 | FALSE | FALSE | FALSE | 18000 | 11500 | 2.57 | 14370 | 2.49
207683259 | 01/05/23 | Live | Midea Electric Trading | CanAir | Singlezone Non-Ducted, Wall Placement | 207683259 |  | HRCU-A-CB-O | C28SCH24H21 | Mini-Splits | C28SEH24H21 | 13 | 21.5 | 12 | 13 | 21.5 | 11.4 | TRUE | TRUE | TRUE | 24000 | 21200 | 2.88 | 24485 | 1.98
206900431 | 10/27/22 | Live | Midea Electric Trading | FRANKLIN | Singlezone Non-Ducted, Ceiling Placement | 206900431 |  | HRCU-A-CB-O | MSH093E21MCAA | Mini-Splits | MST093E20ACAA | 13 | 20 | 10.5 |  |  |  | FALSE | FALSE | FALSE | 9000 | 5800 | 2.66 | 8639 | 2.08
208136321 | 10/27/22 | Live | Midea Electric Trading | MOOVAIR | Multizone Mix of Ducted and Non-Ducted | 208136321 |  | HMSV-A-CB | DMA55HOM25230X3 | Mixed Ducted and Non-Ducted Indoor Units |  | 10.5 | 20.25 | 10.8 | 10.5 | 20.4 | 9.4 | TRUE | TRUE | TRUE | 55000 | 34800 | 2.5 | 45000 | 2.06
208614034 | 07/11/22 | Live | Johnson Controls Inc. (York International Norman) | CHAMPION HEATING AND COOLING | Singlezone Ducted, Centrally Ducted | 208614034 |  | HRCU-A-CB | HMH72B241 | Ducted Indoor Units | XAFB36DBAN1+JMET12BS2N1 | 10.25 | 17.75 | 9.3 |  |  |  | FALSE | FALSE | FALSE | 22200 | 14200 | 2.43 | 14200 | 2.43
207825509 | 01/05/23 | Live | Midea Electric Trading | 1HVAC | Singlezone Non-Ducted, Wall Placement | 207825509 |  | HRCU-A-CB-O | ACIQ-18Z-HP230B | Mini-Splits | ACIQ-18W-HP230B | 10.5 | 19 | 10 | 10.5 | 19 | 8.7 | FALSE | FALSE | FALSE | 18000 | 11500 | 2.57 | 14370 | 2.49
208136315 | 10/27/22 | Live | Midea Electric Trading | ELIOS | Multizone Mix of Ducted and Non-Ducted | 208136315 |  | HMSV-A-CB | DEA55HOM25230X3 | Mixed Ducted and Non-Ducted Indoor Units |  | 10.5 | 20.25 | 10.8 | 10.5 | 20.4 | 9.4 | TRUE | TRUE | TRUE | 55000 | 34800 | 2.5 | 45000 | 2.06
210857364 | 06/07/23 | Live | Midea Electric Trading | 1HVAC | Multizone Mix of Ducted and Non-Ducted | 210857364 |  | HMSV-A-CB | ACIQ-55Z-HH-M5B | Mixed Ducted and Non-Ducted Indoor Units |  | 10.5 | 20.25 | 10.8 | 10.5 | 20.4 | 9.4 | TRUE | TRUE | TRUE | 55000 | 34800 | 2.5 | 45000 | 2.06
206900446 | 10/27/22 | Live | Midea Electric Trading | FRANKLIN | Singlezone Non-Ducted, Ceiling Placement | 206900446 |  | HRCU-A-CB-O | MSH123E21MCAA | Mini-Splits | MST123E20ACAA | 14 | 21.5 | 10.5 |  |  |  | FALSE | FALSE | FALSE | 12000 | 7500 | 2.68 | 9444 | 2.49
207825528 | 01/05/23 | Live | Midea Electric Trading | ACIQ | Singlezone Non-Ducted, Wall Placement | 207825528 |  | HRCU-A-CB-O | ACIQ-18Z-HP230B | Mini-Splits | ACIQ-18W-HP230B | 10.5 | 19 | 10 | 10.5 | 19 | 8.7 | FALSE | FALSE | FALSE | 18000 | 11500 | 2.57 | 14370 | 2.49
210857382 | 06/07/23 | Live | Midea Electric Trading | ACIQ | Multizone Mix of Ducted and Non-Ducted | 210857382 |  | HMSV-A-CB | ACIQ-55Z-HH-M5B | Mixed Ducted and Non-Ducted Indoor Units |  | 10.5 | 20.25 | 10.8 | 10.5 | 20.4 | 9.4 | TRUE | TRUE | TRUE | 55000 | 34800 | 2.5 | 45000 | 2.06
210857400 | 06/07/23 | Live | Midea Electric Trading | DIYCOOL | Multizone Mix of Ducted and Non-Ducted | 210857400 |  | HMSV-A-CB | ACIQ-55Z-HH-M5B | Mixed Ducted and Non-Ducted Indoor Units |  | 10.5 | 20.25 | 10.8 | 10.5 | 20.4 | 9.4 | TRUE | TRUE | TRUE | 55000 | 34800 | 2.5 | 45000 | 2.06
208500337 | 07/11/22 | Live | Johnson Controls Inc. (York International Norman) | YORK | Singlezone Ducted, Centrally Ducted | 208500337 |  | HRCU-A-CB | HMH72B241 | Ducted Indoor Units | XAUB36DXXN1+JMET12BS2N1+TXV | 10.25 | 17.75 | 9.3 |  |  |  | FALSE | FALSE | FALSE | 22200 | 14200 | 2.43 | 14200 | 2.43
211726677 | 04/27/23 | Live | Midea Electric Trading | STAR AIR KONTROL | Multizone Mix of Ducted and Non-Ducted | 211726677 |  | HMSV-A-CB | SAK-48-21MUZ/220(OUT)* | Mixed Ducted and Non-Ducted Indoor Units |  | 10.55 | 20.75 | 11 | 10.9 | 20.8 | 9.6 | FALSE | FALSE | TRUE | 48000 | 36000 | 2.6 | 37000 | 2.17
207862065 | 01/05/23 | Live | Midea Electric Trading | Breeze33 | Singlezone Non-Ducted, Wall Placement | 207862065 |  | HRCU-A-CB-O | BZ33-HP18OUT2-G2-C | Mini-Splits | BZ33-HP18WALL2-G2-C | 10.5 | 19 | 10 | 10.5 | 19 | 8.7 | FALSE | FALSE | FALSE | 18000 | 11500 | 2.57 | 14370 | 2.49
206900447 | 10/27/22 | Live | Midea Electric Trading | FRANKLIN | Singlezone Non-Ducted, Ceiling Placement | 206900447 |  | HRCU-A-CB-O | MSH183E21MCAA | Mini-Splits | MST183E20ACAA | 12.5 | 20 | 10.3 |  |  |  | FALSE | FALSE | FALSE | 18000 | 12000 | 2.53 | 12000 | 2.23
211911399 | 04/27/23 | Live | Midea Electric Trading | DUOHOME | Multizone Mix of Ducted and Non-Ducted | 211911399 |  | HMSV-A-CB | D5OG-48HFN1-M | Mixed Ducted and Non-Ducted Indoor Units |  | 10.55 | 20.75 | 11 | 10.9 | 20.8 | 9.6 | FALSE | FALSE | TRUE | 48000 | 36000 | 2.6 | 37000 | 2.17
210288139 | 06/07/23 | Live | Midea Electric Trading | CTMORLEY | Multizone Mix of Ducted and Non-Ducted | 210288139 |  | HMSV-A-CB | MOU-5A48G-2 | Mixed Ducted and Non-Ducted Indoor Units |  | 10.55 | 20.75 | 11 | 10.9 | 20.8 | 9.6 | FALSE | FALSE | TRUE | 48000 | 36000 | 2.6 | 37000 | 2.17
207825547 | 01/05/23 | Live | Midea Electric Trading | DIYCOOL | Singlezone Non-Ducted, Wall Placement | 207825547 |  | HRCU-A-CB-O | ACIQ-18Z-HP230B | Mini-Splits | ACIQ-18W-HP230B | 10.5 | 19 | 10 | 10.5 | 19 | 8.7 | FALSE | FALSE | FALSE | 18000 | 11500 | 2.57 | 14370 | 2.49
208284492 | 10/27/22 | Live | Midea Electric Trading | TRUST AIR CONDITIONERS | Multizone All Ducted | 208284492 |  | HMSV-A-CB | M4H36H/O4S4P | Ducted Indoor Units |  | 11.3 | 19 | 11 |  |  |  | FALSE | FALSE | FALSE | 36000 | 23000 | 2.6 | 33500 | 1.98
212360155 | 04/27/23 | Live | Midea Electric Trading | KANIONCO | Multizone Mix of Ducted and Non-Ducted | 212360155 |  | HMSV-A-CB | KWSMO-48R410AIHH | Mixed Ducted and Non-Ducted Indoor Units |  | 10.55 | 20.75 | 11 | 10.9 | 20.8 | 9.6 | FALSE | FALSE | TRUE | 48000 | 36000 | 2.6 | 37000 | 2.17
208502622 | 07/11/22 | Live | Johnson Controls Inc. (York International Norman) | COLEMAN | Singlezone Ducted, Centrally Ducted | 208502622 |  | HRCU-A-CB | HMH72B241 | Ducted Indoor Units | XAUB36DXXN1+JMET12BS2N1+TXV | 10.25 | 17.75 | 9.3 |  |  |  | FALSE | FALSE | FALSE | 22200 | 14200 | 2.43 | 14200 | 2.43
208674962 | 10/19/22 | Live | Midea Electric Trading | AIC TECHNOLOGIES | Multizone Mix of Ducted and Non-Ducted | 208674962 |  | HMSV-A-CB | NAKS-MULTI AC-48K-208-230 | Mixed Ducted and Non-Ducted Indoor Units |  | 10.55 | 20.75 | 11 | 10.9 | 20.8 | 9.6 | FALSE | FALSE | TRUE | 48000 | 36000 | 2.6 | 37000 | 2.17
210799574 | 01/05/23 | Live | Midea Electric Trading | Cooper&Hunter | Singlezone Non-Ducted, Wall Placement | 210799574 |  | HRCU-A-CB-O | CH-NY18MIA-230VO | Mini-Splits | CH-NY18MIA-230VI | 10.5 | 19 | 10 | 10.5 | 19 | 8.7 | FALSE | FALSE | FALSE | 18000 | 11500 | 2.57 | 14370 | 2.49
210799551 | 01/05/23 | Live | Midea Electric Trading | Cooper&Hunter | Singlezone Non-Ducted, Wall Placement | 210799551 |  | HRCU-A-CB-O | CH-HPR24-230VO | Mini-Splits | CH-24MASTWM-230VI | 13 | 21.5 | 12 | 13 | 21.5 | 11.4 | TRUE | TRUE | TRUE | 24000 | 21200 | 2.88 | 24485 | 1.98
208284483 | 10/27/22 | Live | Midea Electric Trading | TRUST AIR CONDITIONERS | Multizone All Ducted | 208284483 |  | HMSV-A-CB | M5S48H/O4S4P | Ducted Indoor Units |  | 10.1 | 20.5 | 11.5 |  |  |  | FALSE | FALSE | FALSE | 49000 | 30400 | 2.69 | 37000 | 2.1
208674978 | 10/19/22 | Live | Midea Electric Trading | NAKS | Multizone Mix of Ducted and Non-Ducted | 208674978 |  | HMSV-A-CB | NAKS-MULTI AC-48K-208-230 | Mixed Ducted and Non-Ducted Indoor Units |  | 10.55 | 20.75 | 11 | 10.9 | 20.8 | 9.6 | FALSE | FALSE | TRUE | 48000 | 36000 | 2.6 | 37000 | 2.17
207683251 | 01/05/23 | Live | Midea Electric Trading | CanAir | Singlezone Non-Ducted, Wall Placement | 207683251 |  | HRCU-A-CB-O | C22SCH09H21 | Mini-Splits | C22SEH09H21 | 12.6 | 21.5 | 10 | 12.6 | 21.7 | 9.1 | TRUE | FALSE | FALSE | 9000 | 6900 | 2.53 | 7500 | 2.02
208284010 | 10/27/22 | Live | Midea Electric Trading | TRUST AIR CONDITIONERS | Singlezone Ducted, Centrally Ducted | 208284010 |  | HRCU-A-CB | AH30H/O44P |  | AH30H/I44P | 10.9 | 19.5 | 10.3 |  |  |  | FALSE | FALSE | FALSE | 30000 | 19000 | 2.34 | 22030 | 2.21
209416883 | 10/19/22 | Live | Midea Electric Trading | NOVAIR | Multizone Mix of Ducted and Non-Ducted | 209416883 |  | HMSV-A-CB | LEA28MZ-3P-35SK-O | Mixed Ducted and Non-Ducted Indoor Units |  | 11.5 | 21 | 10.05 | 11.75 | 21.3 | 9.65 | FALSE | FALSE | TRUE | 28000 | 26200 | 2.3 | 27200 | 2.21
208502624 | 07/11/22 | Live | Johnson Controls Inc. (York International Norman) | LUXAIRE | Singlezone Ducted, Centrally Ducted | 208502624 |  | HRCU-A-CB | HMH72B241 | Ducted Indoor Units | XAUB36DXXN1+JMET12BS2N1+TXV | 10.25 | 17.75 | 9.3 |  |  |  | FALSE | FALSE | FALSE | 22200 | 14200 | 2.43 | 14200 | 2.43
210568216 | 05/10/23 | Live | Midea Electric Trading | DURASTAR | Multizone Mix of Ducted and Non-Ducted | 210568216 |  | HMSV-A-CB | DRA3H28M1A | Mixed Ducted and Non-Ducted Indoor Units |  | 11.5 | 21 | 10.05 | 11.75 | 21.3 | 9.65 | TRUE | TRUE | TRUE | 28000 | 26200 | 2.3 | 27200 | 2.21
211306406 | 06/07/23 | Live | Midea Electric Trading | MITSUTOMO | Multizone Mix of Ducted and Non-Ducted | 211306406 |  | HMSV-A-CB | HO-MT28-AB-Q | Mixed Ducted and Non-Ducted Indoor Units |  | 11.5 | 21 | 10.05 | 11.75 | 21.3 | 9.65 | FALSE | FALSE | TRUE | 28000 | 26200 | 2.3 | 27200 | 2.21
207645885 | 01/05/23 | Live | Midea Electric Trading | KANIONco | Singlezone Non-Ducted, Wall Placement | 207645885 |  | HRCU-A-CB-O | KWSM-09IR410AHS21.7MV | Mini-Splits | KWSM-09IR410AHS21.6MV | 12.6 | 21.5 | 10 | 12.6 | 21.7 | 9.1 | FALSE | FALSE | FALSE | 9000 | 6900 | 2.53 | 7500 | 2.02
208280042 | 10/27/22 | Live | Midea Electric Trading | TRUST AIR CONDITIONERS | Singlezone Non-Ducted, Wall Placement | 208280042 |  | HRCU-A-CB-O | CE36H/O4S41P | Mini-Splits | CE36H/I4S41P | 9.5 | 18 | 12 |  |  |  | FALSE | FALSE | FALSE | 36000 | 20000 | 2.31 | 26800 | 2.07
210288145 | 06/07/23 | Live | Midea Electric Trading | CTMORLEY | Multizone Mix of Ducted and Non-Ducted | 210288145 |  | HMSV-A-CB | MOU-3A27H-2 | Mixed Ducted and Non-Ducted Indoor Units |  | 11.5 | 21 | 10.05 | 11.75 | 21.3 | 9.65 | FALSE | FALSE | TRUE | 28000 | 26200 | 2.3 | 27200 | 2.21
210586156 | 06/07/23 | Live | Midea Electric Trading | ECO AC | Multizone Mix of Ducted and Non-Ducted | 210586156 |  | HMSV-A-CB | EMH-3O27BBH | Mixed Ducted and Non-Ducted Indoor Units |  | 11.5 | 21 | 10.05 | 11.75 | 21.3 | 9.65 | TRUE | TRUE | TRUE | 28000 | 26200 | 2.3 | 27200 | 2.21
207699091 | 01/05/23 | Live | Midea Electric Trading | KANIONco | Singlezone Non-Ducted, Wall Placement | 207699091 |  | HRCU-A-CB-O | KWSM-09IR410AHS21.5MV | Mini-Splits | KWSM-09IR410AHS21.5MV | 12.6 | 21.5 | 10 | 12.6 | 21.7 | 9.1 | TRUE | FALSE | FALSE | 9000 | 6900 | 2.53 | 7500 | 2.02
208502626 | 07/11/22 | Live | Johnson Controls Inc. (York International Norman) | FRASER-JOHNSTON | Singlezone Ducted, Centrally Ducted | 208502626 |  | HRCU-A-CB | HMH72B241 | Ducted Indoor Units | XAUB36DXXN1+JMET12BS2N1+TXV | 10.25 | 17.75 | 9.3 |  |  |  | FALSE | FALSE | FALSE | 22200 | 14200 | 2.43 | 14200 | 2.43
208280053 | 10/27/22 | Live | Midea Electric Trading | TRUST AIR CONDITIONERS | Singlezone Non-Ducted, Wall Placement | 208280053 |  | HRCU-A-CB-O | IS18H/O4S41P | Mini-Splits | IS18H/I4S41P | 12.5 | 22.6 | 12 |  |  |  | FALSE | FALSE | FALSE | 18000 | 12700 | 2.55 | 15934 | 2.37
207825487 | 01/05/23 | Live | Midea Electric Trading | ECO AC | Singlezone Non-Ducted, Wall Placement | 207825487 |  | HRCU-A-CB-O | EHS-O9BB | Mini-Splits | EHS-W09BB | 12.6 | 21.5 | 10 | 12.6 | 21.7 | 9.1 | TRUE | FALSE | FALSE | 9000 | 6900 | 2.53 | 7500 | 2.02
205132636 | 10/27/22 | Live | Samsung Electronics | SAMSUNG | Singlezone Non-Ducted, Wall Placement | 205132636 |  | HRCU-A-CB-O | AR18TSFABWKX | Mini-Splits | AR18TSFABWKN | 13 | 21 | 10 |  |  |  | FALSE | FALSE | FALSE | 18000 | 11500 | 1.1 | 34256 | 1.49
207629155 | 01/05/23 | Live | Midea Electric Trading | LBG Products | Singlezone Non-Ducted, Wall Placement | 207629155 |  | HRCU-A-CB-O | LBHB18DYWO | Mini-Splits | LBHB18DYWI | 13 | 21.5 | 12 | 13 | 21.5 | 11.4 | TRUE | TRUE | TRUE | 24000 | 21200 | 2.88 | 24485 | 1.98
207826044 | 01/05/23 | Live | Midea Electric Trading | ECO AC | Singlezone Non-Ducted, Wall Placement | 207826044 |  | HRCU-A-CB-O | EHS-O09BB | Mini-Splits | EHS-W09BB | 12.6 | 21.5 | 10 | 12.6 | 21.7 | 9.1 | TRUE | FALSE | FALSE | 9000 | 6900 | 2.53 | 7500 | 2.02
208502628 | 07/11/22 | Live | Johnson Controls Inc. (York International Norman) | CHAMPION HEATING AND COOLING | Singlezone Ducted, Centrally Ducted | 208502628 |  | HRCU-A-CB | HMH72B241 | Ducted Indoor Units | XAUB36DXXN1+JMET12BS2N1+TXV | 10.25 | 17.75 | 9.3 |  |  |  | FALSE | FALSE | FALSE | 22200 | 14200 | 2.43 | 14200 | 2.43
205132629 | 10/27/22 | Live | Samsung Electronics | SAMSUNG | Singlezone Non-Ducted, Wall Placement | 205132629 |  | HRCU-A-CB-O | AR12TSFABWKX | Mini-Splits | AR12TSFABWKN | 13.5 | 23 | 12.5 |  |  |  | FALSE | FALSE | FALSE | 12000 | 7500 | 1.29 | 24187 | 1.67
210655380 | 06/07/23 | Live | Midea Electric Trading | RELIEF SCIENCES | Multizone Mix of Ducted and Non-Ducted | 210655380 |  | HMSV-A-CB | LANG27OD25-3 | Mixed Ducted and Non-Ducted Indoor Units |  | 11.6 | 21.75 | 10.2 | 11.95 | 22.25 | 9.2 | FALSE | FALSE | TRUE | 27400 | 21000 | 2.48 | 22600 | 2.25
210799572 | 01/05/23 | Live | Midea Electric Trading | Cooper&Hunter | Singlezone Non-Ducted, Wall Placement | 210799572 |  | HRCU-A-CB-O | CH-NY09MIA-230VO | Mini-Splits | CH-NY09MIA-230VI | 12.6 | 21.5 | 10 | 12.6 | 21.7 | 9.1 | TRUE | FALSE | FALSE | 9000 | 6900 | 2.53 | 7500 | 2.02
208447935 | 01/05/23 | Live | Midea Electric Trading | SLIMAIR | Singlezone Non-Ducted, Wall Placement | 208447935 |  | HRCU-A-CB-O | SHC12VE1AG | Mini-Splits | SHM12VE1AG | 12.5 | 22 | 11.5 | 12.5 | 22.7 | 10.4 | TRUE | FALSE | TRUE | 12000 | 8900 | 2.75 | 9018 | 2.4
210288133 | 06/07/23 | Live | Midea Electric Trading | CTMORLEY | Multizone Mix of Ducted and Non-Ducted | 210288133 |  | HMSV-A-CB | MOU-3A27G-2 | Mixed Ducted and Non-Ducted Indoor Units |  | 11.6 | 21.75 | 10.2 | 11.95 | 22.25 | 9.2 | FALSE | FALSE | TRUE | 27400 | 21000 | 2.48 | 22600 | 2.25
205132630 | 10/27/22 | Live | Samsung Electronics | SAMSUNG | Singlezone Non-Ducted, Wall Placement | 205132630 |  | HRCU-A-CB-O | AR09TSFABWKX | Mini-Splits | AR09TSFABWKN | 15.5 | 24.5 | 12.5 |  |  |  | FALSE | FALSE | FALSE | 9000 | 6700 | 1.16 | 25530 | 1.57
208674974 | 10/19/22 | Live | Midea Electric Trading | NAKS | Multizone Mix of Ducted and Non-Ducted | 208674974 |  | HMSV-A-CB | NAKS-MULTI AC-27K-208-230 | Mixed Ducted and Non-Ducted Indoor Units |  | 11.6 | 21.75 | 10.2 | 11.95 | 22.25 | 9.2 | FALSE | FALSE | TRUE | 27400 | 21000 | 2.48 | 22600 | 2.25
208500432 | 07/11/22 | Live | Johnson Controls Inc. (York International Norman) | YORK | Singlezone Ducted, Centrally Ducted | 208500432 |  | HRCU-A-CB | HMH72B241 | Ducted Indoor Units | XAFB36DXXN1+JMET08BS2N1+TXV | 10.25 | 17.5 | 9.3 |  |  |  | FALSE | FALSE | FALSE | 22200 | 14200 | 2.43 | 14200 | 2.43
208447937 | 01/05/23 | Live | Midea Electric Trading | SLIMAIR | Singlezone Non-Ducted, Wall Placement | 208447937 |  | HRCU-A-CB-O | SHC12VE2AG | Mini-Splits | SHM12VE2AG | 13 | 22.2 | 11 | 13 | 23.1 | 10.8 | TRUE | TRUE | TRUE | 12000 | 10000 | 2.69 | 9843 | 2.33
208674958 | 10/19/22 | Live | Midea Electric Trading | AIC TECHNOLOGIES | Multizone Mix of Ducted and Non-Ducted | 208674958 |  | HMSV-A-CB | NAKS-MULTI AC-27K-208-230 | Mixed Ducted and Non-Ducted Indoor Units |  | 11.6 | 21.75 | 10.2 | 11.95 | 22.25 | 9.2 | FALSE | FALSE | TRUE | 27400 | 21000 | 2.48 | 22600 | 2.25
207683249 | 01/05/23 | Live | Midea Electric Trading | CanAir | Singlezone Non-Ducted, Wall Placement | 207683249 |  | HRCU-A-CB-O | C22SCH09H11 | Mini-Splits | C22SEH09H11 | 12.5 | 20.5 | 10 | 12.5 | 21.5 | 9 | TRUE | FALSE | FALSE | 9000 | 6800 | 2.46 | 8044 | 2.12
212360149 | 04/27/23 | Live | Midea Electric Trading | KANIONCO | Multizone Mix of Ducted and Non-Ducted | 212360149 |  | HMSV-A-CB | KWSMO-27R410AIHH | Mixed Ducted and Non-Ducted Indoor Units |  | 11.6 | 21.75 | 10.2 | 11.95 | 22.25 | 9.2 | TRUE | FALSE | TRUE | 27400 | 21000 | 2.48 | 22600 | 2.25
205132635 | 10/27/22 | Live | Samsung Electronics | SAMSUNG | Singlezone Non-Ducted, Wall Placement | 205132635 |  | HRCU-A-CB-O | AR18TSFACWKX | Mini-Splits | AR18TSFABWKN | 13 | 21 | 10 |  |  |  | FALSE | FALSE | FALSE | 18000 | 12000 | 1.15 | 36159 | 1.44
208447945 | 01/05/23 | Live | Midea Electric Trading | SLIMAIR | Singlezone Non-Ducted, Wall Placement | 208447945 |  | HRCU-A-CB-O | SHC12VE2AG | Mini-Splits | SHMZ12VC2AG | 13 | 22.2 | 11 | 13 | 23.1 | 10.8 | TRUE | TRUE | TRUE | 12000 | 10000 | 2.69 | 9843 | 2.33
207825503 | 10/27/22 | Live | Midea Electric Trading | ECO AC | Multizone Mix of Ducted and Non-Ducted | 207825503 |  | HMSV-A-CB | EMH-3O27BB | Mixed Ducted and Non-Ducted Indoor Units |  | 11.6 | 21.75 | 10.2 | 11.95 | 22.25 | 9.2 | TRUE | FALSE | TRUE | 27400 | 21000 | 2.48 | 22600 | 2.25
211726675 | 04/27/23 | Live | Midea Electric Trading | STAR AIR KONTROL | Multizone Mix of Ducted and Non-Ducted | 211726675 |  | HMSV-A-CB | SAK-27-22MUZ/220(OUT)* | Mixed Ducted and Non-Ducted Indoor Units |  | 11.6 | 21.75 | 10.2 | 11.95 | 22.25 | 9.2 | TRUE | FALSE | TRUE | 27400 | 21000 | 2.48 | 22600 | 2.25
208503242 | 07/11/22 | Live | Johnson Controls Inc. (York International Norman) | COLEMAN | Singlezone Ducted, Centrally Ducted | 208503242 |  | HRCU-A-CB | HMH72B241 | Ducted Indoor Units | XAFB36DXXN1+JMET08BS2N1+TXV | 10.25 | 17.5 | 9.3 |  |  |  | FALSE | FALSE | FALSE | 22200 | 14200 | 2.43 | 14200 | 2.43
207645883 | 01/05/23 | Live | Midea Electric Trading | KANIONco | Singlezone Non-Ducted, Wall Placement | 207645883 |  | HRCU-A-CB-O | KWSM-09IR410AHS20.7MVL | Mini-Splits | KWSM-09IR410AHS20.6MVL | 12.5 | 20.5 | 10 | 12.5 | 21.5 | 9 | FALSE | FALSE | FALSE | 9000 | 6800 | 2.46 | 8044 | 2.12
207683230 | 01/05/23 | Live | Midea Electric Trading | NAPOLEON | Singlezone Non-Ducted, Wall Placement | 207683230 |  | HRCU-A-CB-O | NDHAS22-12-O | Mini-Splits | NDHAS22-12-I | 13 | 22.2 | 11 | 13 | 23.1 | 10.8 | TRUE | TRUE | TRUE | 12000 | 10000 | 2.69 | 9843 | 2.33
211911393 | 04/27/23 | Live | Midea Electric Trading | DUOHOME | Multizone Mix of Ducted and Non-Ducted | 211911393 |  | HMSV-A-CB | D3OJ-27HFN1-M | Mixed Ducted and Non-Ducted Indoor Units |  | 11.6 | 21.75 | 10.2 | 11.95 | 22.25 | 9.2 | FALSE | FALSE | TRUE | 27400 | 21000 | 2.48 | 22600 | 2.25
207698063 | 10/27/22 | Live | Samsung Electronics | SAMSUNG | Singlezone Non-Ducted, Wall Placement | 207698063 |  | HRCU-A-CB-O | AR15BSFACWKXCV | Mini-Splits | AR15BSFACWKNCV | 14 | 21.5 | 12.5 |  |  |  | FALSE | FALSE | FALSE | 15000 | 11500 | 2.81 | 20000 | 1.95
208119677 | 10/27/22 | Live | Midea Electric Trading | AIRLUX | Multizone Mix of Ducted and Non-Ducted | 208119677 |  | HMSV-A-CB | AM3M27O/2022 | Mixed Ducted and Non-Ducted Indoor Units |  | 11.6 | 21.75 | 10.2 | 11.95 | 22.25 | 9.2 | FALSE | FALSE | TRUE | 27400 | 21000 | 2.48 | 22600 | 2.25
207683232 | 01/05/23 | Live | Midea Electric Trading | NAPOLEON | Singlezone Non-Ducted, Wall Placement | 207683232 |  | HRCU-A-CB-O | NDHAS22-24-O | Mini-Splits | NDHAS22-24-I | 13 | 21 | 10 | 13 | 21 | 8.5 | TRUE | FALSE | FALSE | 24000 | 17400 | 2.28 | 23471 | 2.29
210857475 | 01/05/23 | Live | Midea Electric Trading | SLIMAIR | Singlezone Non-Ducted, Ceiling Placement | 210857475 |  | HRCU-A-CB-O | SHC09VE2AG | Mini-Splits | SHLZ09VC2AG | 13 | 20 | 10.5 | 13 | 20 | 10 | TRUE | TRUE | TRUE | 9000 | 7500 | 2.44 | 9400 | 2.19
205132627 | 10/27/22 | Live | Samsung Electronics | SAMSUNG | Singlezone Non-Ducted, Wall Placement | 205132627 |  | HRCU-A-CB-O | AR12TSFACWKX | Mini-Splits | AR12TSFABWKN | 13.5 | 23 | 12.5 |  |  |  | FALSE | FALSE | FALSE | 12000 | 7500 | 1.05 | 27504 | 1.54
208503244 | 07/11/22 | Live | Johnson Controls Inc. (York International Norman) | LUXAIRE | Singlezone Ducted, Centrally Ducted | 208503244 |  | HRCU-A-CB | HMH72B241 | Ducted Indoor Units | XAFB36DXXN1+JMET08BS2N1+TXV | 10.25 | 17.5 | 9.3 |  |  |  | FALSE | FALSE | FALSE | 22200 | 14200 | 2.43 | 14200 | 2.43
207699089 | 01/05/23 | Live | Midea Electric Trading | KANIONco | Singlezone Non-Ducted, Wall Placement | 207699089 |  | HRCU-A-CB-O | KWSM-09IR410AHS20.5MVL | Mini-Splits | KWSM-09IR410AHS20.5MVL | 12.5 | 20.5 | 10 | 12.5 | 21.5 | 9 | TRUE | FALSE | FALSE | 9000 | 6800 | 2.46 | 8044 | 2.12
210568222 | 05/10/23 | Live | Midea Electric Trading | DURASTAR | Multizone Mix of Ducted and Non-Ducted | 210568222 |  | HMSV-A-CB | DRA5H48M1A | Mixed Ducted and Non-Ducted Indoor Units |  | 11.2 | 20.6 | 11 | 11.35 | 21.05 | 9.45 | FALSE | FALSE | TRUE | 47500 | 37400 | 2.4 | 45000 | 2.2
208447939 | 01/05/23 | Live | Midea Electric Trading | SLIMAIR | Singlezone Non-Ducted, Wall Placement | 208447939 |  | HRCU-A-CB-O | SHC24VE2AG | Mini-Splits | SHM24VE2AG | 13 | 21 | 10 | 13 | 21 | 8.5 | TRUE | FALSE | FALSE | 24000 | 17400 | 2.28 | 23471 | 2.29
207641327 | 04/26/22 | Live | Midea Electric Trading | LBG PRODUCTS | Multizone Mix of Ducted and Non-Ducted | 207641327 |  | HMSV-A-CB | LMUHB48DO | Mixed Ducted and Non-Ducted Indoor Units |  | 11.2 | 20.6 | 11 | 11.35 | 21.05 | 9.45 | FALSE | FALSE | TRUE | 47500 | 37400 | 2.4 | 45000 | 2.2
205132628 | 10/27/22 | Live | Samsung Electronics | SAMSUNG | Singlezone Non-Ducted, Wall Placement | 205132628 |  | HRCU-A-CB-O | AR09TSFACWKX | Mini-Splits | AR09TSFABWKN | 15.5 | 24.5 | 12.5 |  |  |  | FALSE | FALSE | FALSE | 9000 | 6700 | 1.16 | 25530 | 1.57
208447947 | 01/05/23 | Live | Midea Electric Trading | SLIMAIR | Singlezone Non-Ducted, Wall Placement | 208447947 |  | HRCU-A-CB-O | SHC24VE2AG | Mini-Splits | SHMZ24VC2AG | 13 | 21 | 10 | 13 | 21 | 8.5 | TRUE | FALSE | FALSE | 24000 | 17400 | 2.28 | 23471 | 2.29
211306412 | 06/07/23 | Live | Midea Electric Trading | MITSUTOMO | Multizone Mix of Ducted and Non-Ducted | 211306412 |  | HMSV-A-CB | HO-MP48-AB-Q | Mixed Ducted and Non-Ducted Indoor Units |  | 11.2 | 20.6 | 11 | 11.35 | 21.05 | 9.45 | FALSE | FALSE | TRUE | 47500 | 37400 | 2.4 | 45000 | 2.2
207825507 | 01/05/23 | Live | Midea Electric Trading | 1HVAC | Singlezone Non-Ducted, Wall Placement | 207825507 |  | HRCU-A-CB-O | ACIQ-09Z-HP115B | Mini-Splits | ACIQ-09W-HP115B | 12.5 | 20.5 | 10 | 12.5 | 21.5 | 9 | TRUE | FALSE | FALSE | 9000 | 6800 | 2.46 | 8044 | 2.12
210288151 | 06/07/23 | Live | Midea Electric Trading | CTMORLEY | Multizone Mix of Ducted and Non-Ducted | 210288151 |  | HMSV-A-CB | MOU-5A48H-2 | Mixed Ducted and Non-Ducted Indoor Units |  | 11.2 | 20.6 | 11 | 11.35 | 21.05 | 9.45 | FALSE | FALSE | TRUE | 47500 | 37400 | 2.4 | 45000 | 2.2
208447926 | 01/05/23 | Live | Midea Electric Trading | SLIMAIR | Singlezone Non-Ducted, Wall Placement | 208447926 |  | HRCU-A-CB-O | SHC09VC1AG | Mini-Splits | SHM09VC1AG | 12.5 | 21.5 | 10.3 | 12.5 | 21.5 | 9.1 | TRUE | TRUE | FALSE | 9000 | 6300 | 2.4 | 7973 | 1.88
208503246 | 07/11/22 | Live | Johnson Controls Inc. (York International Norman) | FRASER-JOHNSTON | Singlezone Ducted, Centrally Ducted | 208503246 |  | HRCU-A-CB | HMH72B241 | Ducted Indoor Units | XAFB36DXXN1+JMET08BS2N1+TXV | 10.25 | 17.5 | 9.3 |  |  |  | FALSE | FALSE | FALSE | 22200 | 14200 | 2.43 | 14200 | 2.43
208121843 | 01/05/23 | Live | Midea Electric Trading | ECO-AIR | Singlezone Non-Ducted, Wall Placement | 208121843 |  | HRCU-A-CB-O | MOX230-09HFN1-BS5W | Mini-Splits | MSAG11A-09HRFN1-BS5W | 12.5 | 21.5 | 10.3 | 12.5 | 21.5 | 9.1 | TRUE | TRUE | FALSE | 9000 | 6300 | 2.4 | 7973 | 1.88
8860533 | 10/27/22 | Live | Panasonic | PANASONIC | Singlezone Non-Ducted, Wall Placement | 8860533 |  | HRCU-A-CB-O | CU-XE9SKUA | Mini-Splits | CS-XE9SKUA | 17.05 | 30.6 | 14 |  |  |  | FALSE | FALSE | FALSE | 8700 | 8000 | 3.13 | 11000 | 2.34
207825526 | 01/05/23 | Live | Midea Electric Trading | ACIQ | Singlezone Non-Ducted, Wall Placement | 207825526 |  | HRCU-A-CB-O | ACIQ-09Z-HP115B | Mini-Splits | ACIQ-09W-HP115B | 12.5 | 20.5 | 10 | 12.5 | 21.5 | 9 | TRUE | FALSE | FALSE | 9000 | 6800 | 2.46 | 8044 | 2.12
208121880 | 01/05/23 | Live | Midea Electric Trading | Alsetria | Singlezone Non-Ducted, Wall Placement | 208121880 |  | HRCU-A-CB-O | MOX230-09HFN1-BS5W | Mini-Splits | MSAG11A-09HRFN1-BS5W | 12.5 | 21.5 | 10.3 | 12.5 | 21.5 | 9.1 | TRUE | TRUE | FALSE | 9000 | 6300 | 2.4 | 7973 | 1.88
202110530 | 10/27/22 | Live | Ecoer Inc. | ECOER | Singlezone Ducted, Centrally Ducted | 202110530 |  | HRCU-A-CB | EODA18H-4860 |  | GN1836-P1 | 13 | 20 | 10 |  |  |  | FALSE | FALSE | FALSE | 36000 | 24000 | 2.5 | 31000 | 2.34
207825545 | 01/05/23 | Live | Midea Electric Trading | DIYCOOL | Singlezone Non-Ducted, Wall Placement | 207825545 |  | HRCU-A-CB-O | ACIQ-09Z-HP115B | Mini-Splits | ACIQ-09W-HP115B | 12.5 | 20.5 | 10 | 12.5 | 21.5 | 9 | TRUE | FALSE | FALSE | 9000 | 6800 | 2.46 | 8044 | 2.12
208121881 | 01/05/23 | Live | Midea Electric Trading | Alsetria | Singlezone Non-Ducted, Wall Placement | 208121881 |  | HRCU-A-CB-O | MOX230-12HFN1-BS8W | Mini-Splits | MSAG11B-12HRFN1-BS0W | 10.3 | 20 | 10.8 | 10.3 | 20.8 | 8.7 | FALSE | FALSE | FALSE | 12000 | 7800 | 2.31 | 8200 | 1.35
208503248 | 07/11/22 | Live | Johnson Controls Inc. (York International Norman) | CHAMPION HEATING AND COOLING | Singlezone Ducted, Centrally Ducted | 208503248 |  | HRCU-A-CB | HMH72B241 | Ducted Indoor Units | XAFB36DXXN1+JMET08BS2N1+TXV | 10.25 | 17.5 | 9.3 |  |  |  | FALSE | FALSE | FALSE | 22200 | 14200 | 2.43 | 14200 | 2.43
202110526 | 10/27/22 | Live | Ecoer Inc. | ECOER | Singlezone Ducted, Centrally Ducted | 202110526 |  | HRCU-A-CB | EODA18H-2436 |  | GN1836-P1 | 11.2 | 18 | 9.5 |  |  |  | FALSE | FALSE | FALSE | 34200 | 24000 | 2.46 | 25200 | 2.24
207825500 | 10/27/22 | Live | Midea Electric Trading | ECO AC | Multizone Mix of Ducted and Non-Ducted | 207825500 |  | HMSV-A-CB | EMH-2O18BB | Mixed Ducted and Non-Ducted Indoor Units |  | 12.25 | 20.25 | 10.7 | 12.25 | 20 | 10 | TRUE | FALSE | TRUE | 18000 | 14600 | 2.5 | 16000 | 2.23
207862063 | 01/05/23 | Live | Midea Electric Trading | Breeze33 | Singlezone Non-Ducted, Wall Placement | 207862063 |  | HRCU-A-CB-O | BZ33-HP09OUT1-G2-C | Mini-Splits | BZ33-HP09WALL1-G2-C | 12.5 | 20.5 | 10 | 12.5 | 21.5 | 9 | TRUE | FALSE | FALSE | 9000 | 6800 | 2.46 | 8044 | 2.12
212360146 | 04/27/23 | Live | Midea Electric Trading | KANIONCO | Multizone Mix of Ducted and Non-Ducted | 212360146 |  | HMSV-A-CB | KWSMO-18R410AIHH | Mixed Ducted and Non-Ducted Indoor Units |  | 12.25 | 20.25 | 10.7 | 12.25 | 20 | 10 | TRUE | FALSE | TRUE | 18000 | 14600 | 2.5 | 16000 | 2.23
208121844 | 01/05/23 | Live | Midea Electric Trading | ECO-AIR | Singlezone Non-Ducted, Wall Placement | 208121844 |  | HRCU-A-CB-O | MOX230-12HFN1-BS8W | Mini-Splits | MSAG11B-12HRFN1-BS0W | 10.3 | 20 | 10.8 | 10.3 | 20.8 | 8.7 | FALSE | FALSE | FALSE | 12000 | 7800 | 2.31 | 8200 | 1.35
210799580 | 01/05/23 | Live | Midea Electric Trading | Cooper&Hunter | Singlezone Non-Ducted, Ceiling Placement | 210799580 |  | HRCU-A-CB-O | CH-ES09-230VO | Mini-Splits | CH-09MSPHCT-230VI | 13 | 20 | 10.5 | 13 | 20 | 10 | TRUE | TRUE | TRUE | 9000 | 7500 | 2.44 | 9400 | 2.19
202110528 | 10/27/22 | Live | Ecoer Inc. | ECOER | Singlezone Ducted, Centrally Ducted | 202110528 |  | HRCU-A-CB | EODA18H-4860 |  | GN1860-P1 | 10 | 17 | 9.5 |  |  |  | FALSE | FALSE | FALSE | 54000 | 35600 | 2.46 | 40000 | 2.16
210799570 | 01/05/23 | Live | Midea Electric Trading | Cooper&Hunter | Singlezone Non-Ducted, Wall Placement | 210799570 |  | HRCU-A-CB-O | CH-NY09MIA-115VO | Mini-Splits | CH-NY09MIA-115VI | 12.5 | 20.5 | 10 | 12.5 | 21.5 | 9 | TRUE | FALSE | FALSE | 9000 | 6800 | 2.46 | 8044 | 2.12
208447927 | 01/05/23 | Live | Midea Electric Trading | SLIMAIR | Singlezone Non-Ducted, Wall Placement | 208447927 |  | HRCU-A-CB-O | SHC12VC1AG | Mini-Splits | SHM12VC1AG | 10.3 | 20 | 10.8 | 10.3 | 20.8 | 8.7 | FALSE | FALSE | FALSE | 12000 | 7800 | 2.31 | 8200 | 1.35
208674956 | 10/19/22 | Live | Midea Electric Trading | AIC TECHNOLOGIES | Multizone Mix of Ducted and Non-Ducted | 208674956 |  | HMSV-A-CB | NAKS-MULTI AC-18K-208-230 | Mixed Ducted and Non-Ducted Indoor Units |  | 12.25 | 20.25 | 10.7 | 12.25 | 20 | 10 | FALSE | FALSE | TRUE | 18000 | 14600 | 2.5 | 16000 | 2.23
208613189 | 07/11/22 | Live | Johnson Controls Inc. (York International Norman) | YORK | Singlezone Ducted, Centrally Ducted | 208613189 |  | HRCU-A-CB | HMH72B241 | Ducted Indoor Units | XAFB36DBAN1+JMET08BS2N1 | 10.25 | 17.5 | 9.3 |  |  |  | FALSE | FALSE | FALSE | 22200 | 14200 | 2.43 | 14200 | 2.43
207702712 | 02/02/22 | Live | Mitsubishi Electric Trane | MITSUBISHI ELECTRIC | Singlezone Ducted, Compact Ducted | 207702712 | 202392046 | HRCU-A-CB | SUZ-KA18NAH2 | Mini-Splits | PEAD-A18AA* | 14.1 | 19.8 | 12.5 | 13.2 | 20.7 | 10.1 | FALSE | FALSE | TRUE | 18000 | 14000 | 2.63 | 14000 | 2.63
212506073 | 07/05/23 | Live | Daikin North America, LLC | DAIKIN | Singlezone Non-Ducted, Ceiling Placement | 212506073 |  | HRCU-A-CB-O | RX15WMVJU* | Mini-Splits | FFQ15W2VJU* |  |  |  | 11.5 | 19.6 | 8.8 | FALSE | FALSE | FALSE | 14400 | 10600 | 2.8 | 10130 | 2.8
212521702 | 07/05/23 | Live | Daikin North America, LLC | DAIKIN | Singlezone Non-Ducted, Ceiling Placement | 212521702 |  | HRCU-A-CB-O | RX09WMVJU* | Mini-Splits | FFQ09W2VJU* |  |  |  | 12 | 19.8 | 9.4 | FALSE | FALSE | FALSE | 9100 | 6000 | 3.08 | 7980 | 2.92
206380029 | 10/27/22 | Live | Distribution Maxi Vent | GCHV | Singlezone Ducted, Centrally Ducted | 206380029 |  | HRCU-A-CB | COU-D24HNR1-D01-J0 |  | CAHI-36HNVR1-18 | 12.5 | 19 | 10 |  |  |  | FALSE | FALSE | FALSE | 23400 | 15400 | 2.65 | 15400 | 2.65
211709326 | 06/30/23 | Live | GE Appliances, a Haier Company | GE APPLIANCES | Singlezone Non-Ducted, Wall Placement | 211709326 |  | HRCU-A-CB-O | ASH124PRDB** | Mini-Splits | ASYW24PRDB** |  |  |  | 12.5 | 20 | 9.6 | TRUE | TRUE | TRUE | 22000 | 19000 | 2.2 | 26220 | 2.09
208674972 | 10/19/22 | Live | Midea Electric Trading | NAKS | Multizone Mix of Ducted and Non-Ducted | 208674972 |  | HMSV-A-CB | NAKS-MULTI AC-18K-208-230 | Mixed Ducted and Non-Ducted Indoor Units |  | 12.25 | 20.25 | 10.7 | 12.25 | 20 | 10 | FALSE | FALSE | TRUE | 18000 | 14600 | 2.5 | 16000 | 2.23
210857272 | 01/05/23 | Live | Midea Electric Trading | DIAMONDAIR | Singlezone Non-Ducted, Wall Placement | 210857272 |  | HRCU-A-CB-O | D2024SHO2 | Mini-Splits | DF2024CI2 | 11 | 20.2 | 11.6 | 11 | 20.5 | 11.5 | FALSE | FALSE | TRUE | 24000 | 21000 | 2.64 | 24000 | 2.17
211709325 | 06/30/23 | Live | GE Appliances, a Haier Company | GE APPLIANCES | Singlezone Non-Ducted, Wall Placement | 211709325 |  | HRCU-A-CB-O | ASH118PRDB** | Mini-Splits | ASYW18PRDB** |  |  |  | 12.5 | 21 | 9.6 | TRUE | TRUE | TRUE | 17000 | 13600 | 2.2 | 19040 | 2.13
211709324 | 06/30/23 | Live | GE Appliances, a Haier Company | GE APPLIANCES | Singlezone Non-Ducted, Wall Placement | 211709324 |  | HRCU-A-CB-O | ASH115PRDB** | Mini-Splits | ASYW15PRDB** |  |  |  | 12.5 | 21.5 | 9.6 | TRUE | TRUE | TRUE | 15000 | 11600 | 2.3 | 17400 | 2.15
208447928 | 01/05/23 | Live | Midea Electric Trading | SLIMAIR | Singlezone Non-Ducted, Wall Placement | 208447928 |  | HRCU-A-CB-O | SHC09VC2AG | Mini-Splits | SHM09VC2AG | 12.6 | 21.5 | 10 | 12.6 | 21.7 | 9.4 | TRUE | TRUE | FALSE | 9000 | 6000 | 2.51 | 8065 | 2.17
211709323 | 06/30/23 | Live | GE Appliances, a Haier Company | GE APPLIANCES | Singlezone Non-Ducted, Wall Placement | 211709323 |  | HRCU-A-CB-O | ASH112PRDB** | Mini-Splits | ASYW12PRDB** |  |  |  | 12.5 | 23 | 10.5 | TRUE | TRUE | TRUE | 12000 | 10000 | 2.4 | 15000 | 2.12
210655377 | 06/07/23 | Live | Midea Electric Trading | RELIEF SCIENCES | Multizone Mix of Ducted and Non-Ducted | 210655377 |  | HMSV-A-CB | LANG24OD25-2 | Mixed Ducted and Non-Ducted Indoor Units |  | 12.25 | 20.25 | 10.7 | 12.25 | 20 | 10 | FALSE | FALSE | TRUE | 18000 | 14600 | 2.5 | 16000 | 2.23
211709322 | 06/30/23 | Live | GE Appliances, a Haier Company | GE APPLIANCES | Singlezone Non-Ducted, Wall Placement | 211709322 |  | HRCU-A-CB-O | ASH109PRDB** | Mini-Splits | ASYW09PRDB** |  |  |  | 14.5 | 23.5 | 9.6 | TRUE | TRUE | TRUE | 9000 | 5800 | 2.3 | 12760 | 2.24
206322339 | 10/27/22 | Live | Distribution Maxi Vent | GCHV | Singlezone Ducted, Centrally Ducted | 206322339 |  | HRCU-A-CB | COU-D24HNR1-D01-J0 |  | CAHI-24HNVR1-18 | 12.5 | 19 | 10 |  |  |  | FALSE | FALSE | FALSE | 23400 | 15400 | 2.65 | 15400 | 2.65
210799599 | 01/05/23 | Live | Midea Electric Trading | Cooper&Hunter | Singlezone Non-Ducted, Wall Placement | 210799599 |  | HRCU-A-CB-O | CH-HPR24-230VO | Mini-Splits | CH-N24MSPHCT-230VI | 11 | 20.2 | 11.6 | 11 | 20.5 | 11.5 | FALSE | FALSE | TRUE | 24000 | 21000 | 2.64 | 24000 | 2.17
211709321 | 06/30/23 | Live | GE Appliances, a Haier Company | HAIER | Singlezone Non-Ducted, Wall Placement | 211709321 |  | HRCU-A-CB-O | 1U24AP2HD** | Mini-Splits | AW24AP2HD** |  |  |  | 12.5 | 20 | 9.6 | TRUE | TRUE | TRUE | 22000 | 19000 | 2.2 | 26220 | 2.09
208614008 | 07/11/22 | Live | Johnson Controls Inc. (York International Norman) | COLEMAN | Singlezone Ducted, Centrally Ducted | 208614008 |  | HRCU-A-CB | HMH72B241 | Ducted Indoor Units | XAFB36DBAN1+JMET08BS2N1 | 10.25 | 17.5 | 9.3 |  |  |  | FALSE | FALSE | FALSE | 22200 | 14200 | 2.43 | 14200 | 2.43
211709320 | 06/30/23 | Live | GE Appliances, a Haier Company | HAIER | Singlezone Non-Ducted, Wall Placement | 211709320 |  | HRCU-A-CB-O | 1U18AP2HD** | Mini-Splits | AW18AP2HD** |  |  |  | 12.5 | 21 | 9.6 | TRUE | TRUE | TRUE | 17000 | 13600 | 2.2 | 19040 | 2.13
210288130 | 06/07/23 | Live | Midea Electric Trading | CTMORLEY | Multizone Mix of Ducted and Non-Ducted | 210288130 |  | HMSV-A-CB | MOU-2A18G-2 | Mixed Ducted and Non-Ducted Indoor Units |  | 12.25 | 20.25 | 10.7 | 12.25 | 20 | 10 | FALSE | FALSE | TRUE | 18000 | 14600 | 2.5 | 16000 | 2.23
211709319 | 06/30/23 | Live | GE Appliances, a Haier Company | HAIER | Singlezone Non-Ducted, Wall Placement | 211709319 |  | HRCU-A-CB-O | 1U15AP2HD** | Mini-Splits | AW15AP2HD** |  |  |  | 12.5 | 21.5 | 9.6 | TRUE | TRUE | TRUE | 15000 | 11600 | 2.3 | 17400 | 2.15
211709318 | 06/30/23 | Live | GE Appliances, a Haier Company | HAIER | Singlezone Non-Ducted, Wall Placement | 211709318 |  | HRCU-A-CB-O | 1U12AP2HD** | Mini-Splits | AW12AP2HD** |  |  |  | 12.5 | 23 | 10.5 | TRUE | TRUE | TRUE | 12000 | 10000 | 2.4 | 15000 | 2.12
208119674 | 10/27/22 | Live | Midea Electric Trading | AIRLUX | Multizone Mix of Ducted and Non-Ducted | 208119674 |  | HMSV-A-CB | AM2M18O/2022 | Mixed Ducted and Non-Ducted Indoor Units |  | 12.25 | 20.25 | 10.7 | 12.25 | 20 | 10 | FALSE | FALSE | TRUE | 18000 | 14600 | 2.5 | 16000 | 2.23
209843064 | 01/05/23 | Live | Midea Electric Trading | CTMorley | Singlezone Non-Ducted, Wall Placement | 209843064 |  | HRCU-A-CB-O | MOU-A24H-2 | Mini-Splits | MIU-A24C-2 | 11 | 20.2 | 11.6 | 11 | 20.5 | 11.5 | FALSE | FALSE | TRUE | 24000 | 21000 | 2.64 | 24000 | 2.17
208121845 | 01/05/23 | Live | Midea Electric Trading | ECO-AIR | Singlezone Non-Ducted, Wall Placement | 208121845 |  | HRCU-A-CB-O | MOX230-09HFN1-MT0W | Mini-Splits | MSAG11A-09HRFN1-MT0W | 12.6 | 21.5 | 10 | 12.6 | 21.7 | 9.4 | TRUE | TRUE | FALSE | 9000 | 6000 | 2.51 | 8065 | 2.17
211726667 | 04/27/23 | Live | Midea Electric Trading | Star Air Kontrol | Multizone Mix of Ducted and Non-Ducted | 211726667 |  | HMSV-A-CB | SAK-18-21MUZ/220(OUT)* | Mixed Ducted and Non-Ducted Indoor Units |  | 12.25 | 20.25 | 10.7 | 12.25 | 20 | 10 | TRUE | FALSE | TRUE | 18000 | 14600 | 2.5 | 16000 | 2.23
208614023 | 07/11/22 | Live | Johnson Controls Inc. (York International Norman) | LUXAIRE | Singlezone Ducted, Centrally Ducted | 208614023 |  | HRCU-A-CB | HMH72B241 | Ducted Indoor Units | XAFB36DBAN1+JMET08BS2N1 | 10.25 | 17.5 | 9.3 |  |  |  | FALSE | FALSE | FALSE | 22200 | 14200 | 2.43 | 14200 | 2.43
208130834 | 01/05/23 | Live | Midea Electric Trading | LBG Products | Singlezone Non-Ducted, Wall Placement | 208130834 |  | HRCU-A-CB-O | LBHB24DVWO | Mini-Splits | LMHB24DSI | 11 | 20.2 | 11.6 | 11 | 20.5 | 11.5 | FALSE | FALSE | TRUE | 24000 | 21000 | 2.64 | 24000 | 2.17
211911390 | 04/27/23 | Live | Midea Electric Trading | DUOHOME | Multizone Mix of Ducted and Non-Ducted | 211911390 |  | HMSV-A-CB | D2OA-18HFN1-M | Mixed Ducted and Non-Ducted Indoor Units |  | 12.25 | 20.25 | 10.7 | 12.25 | 20 | 10 | FALSE | FALSE | TRUE | 18000 | 14600 | 2.5 | 16000 | 2.23
208121882 | 01/05/23 | Live | Midea Electric Trading | Alsetria | Singlezone Non-Ducted, Wall Placement | 208121882 |  | HRCU-A-CB-O | MOX230-09HFN1-MT0W | Mini-Splits | MSAG11A-09HRFN1-MT0W | 12.6 | 21.5 | 10 | 12.6 | 21.7 | 9.4 | TRUE | TRUE | FALSE | 9000 | 6000 | 2.51 | 8065 | 2.17
208121883 | 01/05/23 | Live | Midea Electric Trading | Alsetria | Singlezone Non-Ducted, Wall Placement | 208121883 |  | HRCU-A-CB-O | MOX230-12HFN1-MS8W | Mini-Splits | MSAG11B-12HRFN1-MS0W | 10.8 | 20.5 | 10.7 | 10.8 | 21.4 | 9.2 | FALSE | FALSE | FALSE | 12000 | 7000 | 2.5 | 9300 | 2
208280091 | 01/05/23 | Live | Midea Electric Trading | TRUST AIR CONDITIONERS | Singlezone Non-Ducted, Wall Placement | 208280091 |  | HRCU-A-CB-O | AS24H/O4S41P | Mini-Splits | IUMC424H/I41P | 11 | 20.2 | 11.6 | 11 | 20.5 | 11.5 | FALSE | FALSE | FALSE | 24000 | 21000 | 2.64 | 24000 | 2.17
208614024 | 07/11/22 | Live | Johnson Controls Inc. (York International Norman) | FRASER-JOHNSTON | Singlezone Ducted, Centrally Ducted | 208614024 |  | HRCU-A-CB | HMH72B241 | Ducted Indoor Units | XAFB36DBAN1+JMET08BS2N1 | 10.25 | 17.5 | 9.3 |  |  |  | FALSE | FALSE | FALSE | 22200 | 14200 | 2.43 | 14200 | 2.43
208121846 | 01/05/23 | Live | Midea Electric Trading | ECO-AIR | Singlezone Non-Ducted, Wall Placement | 208121846 |  | HRCU-A-CB-O | MOX230-12HFN1-MS8W | Mini-Splits | MSAG11B-12HRFN1-MS0W | 10.8 | 20.5 | 10.7 | 10.8 | 21.4 | 9.2 | FALSE | FALSE | FALSE | 12000 | 7000 | 2.5 | 9300 | 2
212316217 | 04/27/23 | Live | Midea Electric Trading | STEALTH | Multizone Mix of Ducted and Non-Ducted | 212316217 |  | HMSV-A-CB | ES-48Z-M5B | Mixed Ducted and Non-Ducted Indoor Units |  | 11.3 | 21.45 | 11.25 | 11.65 | 21.95 | 9.2 | FALSE | FALSE | TRUE | 48000 | 35000 | 2.55 | 37000 | 2.17
208816925 | 01/05/23 | Live | Midea Electric Trading | TRUST AIR CONDITIONERS | Singlezone Non-Ducted, Wall Placement | 208816925 |  | HRCU-A-CB-O | OAH24H/O4S4P | Mini-Splits | IUMC424H/I41P | 11 | 20.2 | 11.6 | 11 | 20.5 | 11.5 | FALSE | FALSE | TRUE | 24000 | 21000 | 2.64 | 24000 | 2.17
208447929 | 01/05/23 | Live | Midea Electric Trading | SLIMAIR | Singlezone Non-Ducted, Wall Placement | 208447929 |  | HRCU-A-CB-O | SHC12VC2AG | Mini-Splits | SHM12VC2AG | 10.8 | 20.5 | 10.7 | 10.8 | 21.4 | 9.2 | FALSE | FALSE | FALSE | 12000 | 7000 | 2.5 | 9300 | 2
208284484 | 10/27/22 | Live | Midea Electric Trading | TRUST AIR CONDITIONERS | Multizone Mix of Ducted and Non-Ducted | 208284484 |  | HMSV-A-CB | M5S48H/O4S4P | Mixed Ducted and Non-Ducted Indoor Units |  | 11.3 | 21.45 | 11.25 | 11.65 | 21.95 | 9.2 | FALSE | FALSE | TRUE | 48000 | 35000 | 2.55 | 37000 | 2.17
212316131 | 04/27/23 | Live | Midea Electric Trading | POLARWAVE | Multizone Mix of Ducted and Non-Ducted | 212316131 |  | HMSV-A-CB | ES-48Z-M5B | Mixed Ducted and Non-Ducted Indoor Units |  | 11.3 | 21.45 | 11.25 | 11.65 | 21.95 | 9.2 | FALSE | FALSE | TRUE | 48000 | 35000 | 2.55 | 37000 | 2.17
207036537 | 10/26/22 | Live | TTI Climatisation | AZUR | Singlezone Ducted, Centrally Ducted | 207036537 |  | HRCU-A-CB | AZ-60HPB |  | AH-60B | 8.5 | 17.5 | 10 |  |  |  | FALSE | FALSE | FALSE | 56000 | 40000 | 2.34 | 42000 | 2.1
208614039 | 07/11/22 | Live | Johnson Controls Inc. (York International Norman) | CHAMPION HEATING AND COOLING | Singlezone Ducted, Centrally Ducted | 208614039 |  | HRCU-A-CB | HMH72B241 | Ducted Indoor Units | XAFB36DBAN1+JMET08BS2N1 | 10.25 | 17.5 | 9.3 |  |  |  | FALSE | FALSE | FALSE | 22200 | 14200 | 2.43 | 14200 | 2.43
207862078 | 01/05/23 | Live | Midea Electric Trading | Breeze33 | Singlezone Non-Ducted, Wall Placement | 207862078 |  | HRCU-A-CB-O | BZ33-HYP24OUT2-G2-P | Mini-Splits | BZ33-CASS24-G2-P | 11 | 20.2 | 11.6 | 11 | 20.5 | 11.5 | FALSE | FALSE | TRUE | 24000 | 21000 | 2.64 | 24000 | 2.17
209748099 | 01/05/23 | Live | Midea Electric Trading | AC PRO.COM | Singlezone Non-Ducted, Ceiling Placement | 209748099 |  | HRCU-A-CB-O | AOX230-09HFN1-MW5W | Mini-Splits | ACCA3U-09HRFN1-M | 13 | 20 | 10.5 | 13 | 20 | 10 | TRUE | TRUE | TRUE | 9000 | 7500 | 2.44 | 9400 | 2.19
207683228 | 01/05/23 | Live | Midea Electric Trading | NAPOLEON | Singlezone Non-Ducted, Wall Placement | 207683228 |  | HRCU-A-CB-O | NDHBS20-12-O | Mini-Splits | NDHBS20-12-I | 10.8 | 20.5 | 10.7 | 10.8 | 21.4 | 9.2 | FALSE | FALSE | FALSE | 12000 | 7000 | 2.5 | 9300 | 2
210857394 | 06/07/23 | Live | Midea Electric Trading | ACIQ | Multizone Mix of Ducted and Non-Ducted | 210857394 |  | HMSV-A-CB | ES-48Z-M5B | Mixed Ducted and Non-Ducted Indoor Units |  | 11.3 | 21.45 | 11.25 | 11.65 | 21.95 | 9.2 | FALSE | FALSE | TRUE | 48000 | 35000 | 2.55 | 37000 | 2.17
208816921 | 01/05/23 | Live | Midea Electric Trading | TRUST AIR CONDITIONERS | Singlezone Non-Ducted, Wall Placement | 208816921 |  | HRCU-A-CB-O | OUS24H/O4S4P | Mini-Splits | IUMC424H/I41P | 12.5 | 20.7 | 10.5 | 12.5 | 21.5 | 9.7 | FALSE | FALSE | TRUE | 24000 | 19000 | 2.6 | 20800 | 2.36
210857412 | 06/07/23 | Live | Midea Electric Trading | DIYCOOL | Multizone Mix of Ducted and Non-Ducted | 210857412 |  | HMSV-A-CB | ES-48Z-M5B | Mixed Ducted and Non-Ducted Indoor Units |  | 11.3 | 21.45 | 11.25 | 11.65 | 21.95 | 9.2 | FALSE | FALSE | TRUE | 48000 | 35000 | 2.55 | 37000 | 2.17
208500434 | 07/11/22 | Live | Johnson Controls Inc. (York International Norman) | YORK | Singlezone Ducted, Centrally Ducted | 208500434 |  | HRCU-A-CB | HMH72B241 | Ducted Indoor Units | XAUB36DXXN1+JMET08BS2N1+TXV | 10.25 | 17.5 | 9.3 |  |  |  | FALSE | FALSE | FALSE | 22200 | 14200 | 2.43 | 14200 | 2.43
207683229 | 01/05/23 | Live | Midea Electric Trading | NAPOLEON | Singlezone Non-Ducted, Wall Placement | 207683229 |  | HRCU-A-CB-O | NDHBS20-18-O | Mini-Splits | NDHBS20-18-I | 11 | 19.5 | 10 | 11 | 19.5 | 8.7 | FALSE | FALSE | FALSE | 18000 | 11400 | 2.57 | 14370 | 2.49
210857376 | 06/07/23 | Live | Midea Electric Trading | 1HVAC | Multizone Mix of Ducted and Non-Ducted | 210857376 |  | HMSV-A-CB | ES-48Z-M5B | Mixed Ducted and Non-Ducted Indoor Units |  | 11.3 | 21.45 | 11.25 | 11.65 | 21.95 | 9.2 | FALSE | FALSE | TRUE | 48000 | 35000 | 2.55 | 37000 | 2.17
208130810 | 01/05/23 | Live | Midea Electric Trading | LBG Products | Singlezone Non-Ducted, Wall Placement | 208130810 |  | HRCU-A-CB-O | LBHB24DUWO | Mini-Splits | LMHB24DSI | 12.5 | 20.7 | 10.5 | 12.5 | 21.5 | 9.7 | TRUE | TRUE | TRUE | 24000 | 19000 | 2.6 | 20800 | 2.36
207862097 | 10/27/22 | Live | Midea Electric Trading | BREEZE33 | Multizone Mix of Ducted and Non-Ducted | 207862097 |  | HMSV-A-CB | BZ33-HP485Z2-G2-P | Mixed Ducted and Non-Ducted Indoor Units |  | 11.3 | 21.45 | 11.25 | 11.65 | 21.95 | 9.2 | FALSE | FALSE | TRUE | 48000 | 35000 | 2.55 | 37000 | 2.17
208447930 | 01/05/23 | Live | Midea Electric Trading | SLIMAIR | Singlezone Non-Ducted, Wall Placement | 208447930 |  | HRCU-A-CB-O | SHC18VC2AG | Mini-Splits | SHM18VC2AG | 11 | 19.5 | 10 | 11 | 19.5 | 8.7 | FALSE | FALSE | FALSE | 18000 | 11400 | 2.57 | 14370 | 2.49
208280078 | 01/05/23 | Live | Midea Electric Trading | TRUST AIR CONDITIONERS | Singlezone Non-Ducted, Wall Placement | 208280078 |  | HRCU-A-CB-O | IS24H/O4S41P | Mini-Splits | IUMC424H/I41P | 12.5 | 20.7 | 10.5 | 12.5 | 21.5 | 9.7 | FALSE | FALSE | FALSE | 24000 | 19000 | 2.6 | 20800 | 2.36
208503254 | 07/11/22 | Live | Johnson Controls Inc. (York International Norman) | COLEMAN | Singlezone Ducted, Centrally Ducted | 208503254 |  | HRCU-A-CB | HMH72B241 | Ducted Indoor Units | XAUB36DXXN1+JMET08BS2N1+TXV | 10.25 | 17.5 | 9.3 |  |  |  | FALSE | FALSE | FALSE | 22200 | 14200 | 2.43 | 14200 | 2.43
210857478 | 01/05/23 | Live | Midea Electric Trading | SLIMAIR | Singlezone Non-Ducted, Wall Placement | 210857478 |  | HRCU-A-CB-O | SHC24VE2AG | Mini-Splits | SHLZ24VC2AG | 12.5 | 20.7 | 10.5 | 12.5 | 21.5 | 9.7 | TRUE | TRUE | TRUE | 24000 | 19000 | 2.6 | 20800 | 2.36
208121847 | 01/05/23 | Live | Midea Electric Trading | ECO-AIR | Singlezone Non-Ducted, Wall Placement | 208121847 |  | HRCU-A-CB-O | MOX330-18HFN1-MS0W | Mini-Splits | MSAG11C-18HRDN1-MS0W | 11 | 19.5 | 10 | 11 | 19.5 | 8.7 | FALSE | FALSE | FALSE | 18000 | 11400 | 2.57 | 14370 | 2.49
208939391 | 10/06/22 | Live | Sunrise Tradex Corp | FORESTAIR | Singlezone Ducted, Centrally Ducted | 208939391 |  | HRCU-A-CB | FAD36W/A-D(U) | Ducted Indoor Units | FAD24AH2/A-D(U) | 12.5 | 20 | 10.5 |  |  |  | FALSE | FALSE | TRUE | 24000 | 16300 | 2.7 | 24000 | 2.43
209748102 | 01/05/23 | Live | Midea Electric Trading | AC PRO.COM | Singlezone Non-Ducted, Wall Placement | 209748102 |  | HRCU-A-CB-O | AOD32-24HFN1-MT0W | Mini-Splits | ACD1-24HRFN1-MT0W | 12.5 | 20.7 | 10.5 | 12.5 | 21.5 | 9.7 | TRUE | TRUE | TRUE | 24000 | 19000 | 2.6 | 20800 | 2.36
208503261 | 07/11/22 | Live | Johnson Controls Inc. (York International Norman) | LUXAIRE | Singlezone Ducted, Centrally Ducted | 208503261 |  | HRCU-A-CB | HMH72B241 | Ducted Indoor Units | XAUB36DXXN1+JMET08BS2N1+TXV | 10.25 | 17.5 | 9.3 |  |  |  | FALSE | FALSE | FALSE | 22200 | 14200 | 2.43 | 14200 | 2.43
210799588 | 01/05/23 | Live | Midea Electric Trading | Cooper&Hunter | Singlezone Non-Ducted, Wall Placement | 210799588 |  | HRCU-A-CB-O | CH-ES24-230VO | Mini-Splits | CH-N24MSPHCT-230VI | 12.5 | 20.7 | 10.5 | 12.5 | 21.5 | 9.7 | TRUE | TRUE | TRUE | 24000 | 19000 | 2.6 | 20800 | 2.36
208280070 | 01/05/23 | Live | Midea Electric Trading | TRUST AIR CONDITIONERS | Singlezone Non-Ducted, Ceiling Placement | 208280070 |  | HRCU-A-CB-O | IS09H/O4S41P | Mini-Splits | IUMC409H/I41P | 13 | 20 | 10.5 | 13 | 20 | 10 | FALSE | FALSE | FALSE | 9000 | 7500 | 2.44 | 9400 | 2.19
208121884 | 01/05/23 | Live | Midea Electric Trading | Alsetria | Singlezone Non-Ducted, Wall Placement | 208121884 |  | HRCU-A-CB-O | MOX330-18HFN1-MS0W | Mini-Splits | MSAG11C-18HRDN1-MS0W | 11 | 19.5 | 10 | 11 | 19.5 | 8.7 | FALSE | FALSE | FALSE | 18000 | 11400 | 2.57 | 14370 | 2.49
208939395 | 10/06/22 | Live | Sunrise Tradex Corp | FORESTAIR | Singlezone Ducted, Centrally Ducted | 208939395 |  | HRCU-A-CB | FAD60W/A-D(U) | Ducted Indoor Units | FAD60AH2/A-D(U) | 10.5 | 17 | 10 |  |  |  | FALSE | FALSE | TRUE | 54000 | 23000 | 2.5 | 49000 | 2.02
207862103 | 10/27/22 | Live | Midea Electric Trading | BREEZE33 | Multizone Mix of Ducted and Non-Ducted | 207862103 |  | HMSV-A-CB | BZ33-HYP273Z2-G2-P | Mixed Ducted and Non-Ducted Indoor Units |  | 12 | 21.25 | 10.7 | 12.1 | 21.5 | 10.05 | TRUE | TRUE | TRUE | 28000 | 26800 | 2.3 | 27200 | 2.21
212316090 | 04/27/23 | Live | Midea Electric Trading | POLARWAVE | Multizone Mix of Ducted and Non-Ducted | 212316090 |  | HMSV-A-CB | ACIQ-27Z-HH-M3B | Mixed Ducted and Non-Ducted Indoor Units |  | 12 | 21.25 | 10.7 | 12.1 | 21.5 | 10.05 | TRUE | TRUE | TRUE | 28000 | 26800 | 2.3 | 27200 | 2.21
208503263 | 07/11/22 | Live | Johnson Controls Inc. (York International Norman) | FRASER-JOHNSTON | Singlezone Ducted, Centrally Ducted | 208503263 |  | HRCU-A-CB | HMH72B241 | Ducted Indoor Units | XAUB36DXXN1+JMET08BS2N1+TXV | 10.25 | 17.5 | 9.3 |  |  |  | FALSE | FALSE | FALSE | 22200 | 14200 | 2.43 | 14200 | 2.43
208121885 | 01/05/23 | Live | Midea Electric Trading | Alsetria | Singlezone Non-Ducted, Wall Placement | 208121885 |  | HRCU-A-CB-O | MOX430-24HFN1-MR0W | Mini-Splits | MSAG11D-24HRFN1-MR0W | 9.5 | 18.5 | 10.2 | 9.5 | 18.5 | 8.6 | FALSE | FALSE | FALSE | 24000 | 16500 | 2.38 | 19257 | 2.11
208284490 | 10/27/22 | Live | Midea Electric Trading | TRUST AIR CONDITIONERS | Multizone Mix of Ducted and Non-Ducted | 208284490 |  | HMSV-A-CB | M3H27H/O4S4P | Mixed Ducted and Non-Ducted Indoor Units |  | 12 | 21.25 | 10.7 | 12.1 | 21.5 | 10.05 | FALSE | FALSE | TRUE | 28000 | 26800 | 2.3 | 27200 | 2.21
208939393 | 10/06/22 | Live | Sunrise Tradex Corp | FORESTAIR | Singlezone Ducted, Centrally Ducted | 208939393 |  | HRCU-A-CB | FAD60W/A-D(U) | Ducted Indoor Units | FAD48AH2/A-D(U) | 11.5 | 18 | 10.5 |  |  |  | FALSE | FALSE | TRUE | 48000 | 21000 | 2.5 | 48000 | 2.04
212316176 | 04/27/23 | Live | Midea Electric Trading | STEALTH | Multizone Mix of Ducted and Non-Ducted | 212316176 |  | HMSV-A-CB | ACIQ-27Z-HH-M3B | Mixed Ducted and Non-Ducted Indoor Units |  | 12 | 21.25 | 10.7 | 12.1 | 21.5 | 10.05 | TRUE | TRUE | TRUE | 28000 | 26800 | 2.3 | 27200 | 2.21
212316211 | 04/27/23 | Live | Midea Electric Trading | STEALTH | Multizone Mix of Ducted and Non-Ducted | 212316211 |  | HMSV-A-CB | ES-27Z-M3B | Mixed Ducted and Non-Ducted Indoor Units |  | 11.85 | 22.4 | 10.35 | 12.2 | 22.8 | 9.35 | TRUE | FALSE | TRUE | 28000 | 21400 | 2.55 | 22600 | 2.25
8950554 | 06/01/20 | Live | RBL A/C INC. | SHARP | Multizone All Non-Ducted | 8950554 |  | HMSV-A-CB | AE-X2M20TU | Non-Ducted Indoor Units |  | 12.5 | 20.5 | 10.3 |  |  |  | TRUE | FALSE | FALSE | 20000 | 14000 | 2.89 | 17000 | 2.91
208121848 | 01/05/23 | Live | Midea Electric Trading | ECO-AIR | Singlezone Non-Ducted, Wall Placement | 208121848 |  | HRCU-A-CB-O | MOX430-24HFN1-MR0W | Mini-Splits | MSAG11D-24HRFN1-MR0W | 9.5 | 18.5 | 10.2 | 9.5 | 18.5 | 8.6 | FALSE | FALSE | FALSE | 24000 | 16500 | 2.38 | 19257 | 2.11
208284478 | 10/27/22 | Live | Midea Electric Trading | TRUST AIR CONDITIONERS | Multizone Mix of Ducted and Non-Ducted | 208284478 |  | HMSV-A-CB | M3S27H/O4S4P | Mixed Ducted and Non-Ducted Indoor Units |  | 11.85 | 22.4 | 10.35 | 12.2 | 22.8 | 9.35 | FALSE | FALSE | TRUE | 28000 | 21400 | 2.55 | 22600 | 2.25
208503266 | 07/11/22 | Live | Johnson Controls Inc. (York International Norman) | CHAMPION HEATING AND COOLING | Singlezone Ducted, Centrally Ducted | 208503266 |  | HRCU-A-CB | HMH72B241 | Ducted Indoor Units | XAUB36DXXN1+JMET08BS2N1+TXV | 10.25 | 17.5 | 9.3 |  |  |  | FALSE | FALSE | FALSE | 22200 | 14200 | 2.43 | 14200 | 2.43
212316125 | 04/27/23 | Live | Midea Electric Trading | POLARWAVE | Multizone Mix of Ducted and Non-Ducted | 212316125 |  | HMSV-A-CB | ES-27Z-M3B | Mixed Ducted and Non-Ducted Indoor Units |  | 11.85 | 22.4 | 10.35 | 12.2 | 22.8 | 9.35 | TRUE | FALSE | TRUE | 28000 | 21400 | 2.55 | 22600 | 2.25
208552965 | 10/19/22 | Live | Midea Electric Trading | MRCOOL | Multizone All Ducted | 208552965 |  | HMSV-A-CB | MULTI5-48HP230B | Ducted Indoor Units |  | 10.1 | 20.5 | 11.5 |  |  |  | FALSE | FALSE | FALSE | 49000 | 30400 | 2.69 | 37000 | 2.1
208447931 | 01/05/23 | Live | Midea Electric Trading | SLIMAIR | Singlezone Non-Ducted, Wall Placement | 208447931 |  | HRCU-A-CB-O | SHC24VC2AG | Mini-Splits | SHM24VC2AG | 9.5 | 18.5 | 10.2 | 9.5 | 18.5 | 8.6 | FALSE | FALSE | FALSE | 24000 | 16500 | 2.38 | 19257 | 2.11
208130807 | 01/05/23 | Live | Midea Electric Trading | LBG Products | Singlezone Non-Ducted, Ceiling Placement | 208130807 |  | HRCU-A-CB-O | LBHB09DUWO | Mini-Splits | LMHB09DSI | 13 | 20 | 10.5 | 13 | 20 | 10 | TRUE | TRUE | TRUE | 9000 | 7500 | 2.44 | 9400 | 2.19
208552793 | 10/19/22 | Live | Midea Electric Trading | MRCOOL | Singlezone Non-Ducted, Wall Placement | 208552793 |  | HRCU-A-CB-O | DIY-36-HP-C-230C25 | Mini-Splits | DIY-36-HP-WMAH-230C25 | 8.7 | 18 | 12 |  |  |  | FALSE | FALSE | FALSE | 36000 | 21000 | 2.25 | 24000 | 1.92
208500185 | 07/11/22 | Live | Johnson Controls Inc. (York International Norman) | YORK | Singlezone Ducted, Centrally Ducted | 208500185 |  | HRCU-A-CB | HMH72B241 | Ducted Indoor Units | XAHB36DXXN1+JMET08BS2N1+TXV | 10 | 17 | 9 |  |  |  | FALSE | FALSE | FALSE | 21600 | 13900 | 2.38 | 13900 | 2.38
208674977 | 10/19/22 | Live | Midea Electric Trading | NAKS | Multizone All Ducted | 208674977 |  | HMSV-A-CB | NAKS-MULTI AC-48K-208-230 | Ducted Indoor Units |  | 10.1 | 20.5 | 11.5 |  |  |  | FALSE | FALSE | FALSE | 49000 | 30400 | 2.69 | 37000 | 2.1
210857370 | 06/07/23 | Live | Midea Electric Trading | 1HVAC | Multizone Mix of Ducted and Non-Ducted | 210857370 |  | HMSV-A-CB | ES-27Z-M3B | Mixed Ducted and Non-Ducted Indoor Units |  | 11.85 | 22.4 | 10.35 | 12.2 | 22.8 | 9.35 | TRUE | FALSE | TRUE | 28000 | 21400 | 2.55 | 22600 | 2.25
208552810 | 01/05/23 | Live | Midea Electric Trading | MRCOOL | Singlezone Non-Ducted, Wall Placement | 208552810 |  | HRCU-A-CB-O | O-ES-09-HP-C-230B | Mini-Splits | O-09-HP-WMAH-230B | 15 | 25.5 | 12.2 | 15 | 25.5 | 12.3 | FALSE | FALSE | TRUE | 9000 | 8500 | 2.8 | 9611 | 2.29
210857388 | 06/07/23 | Live | Midea Electric Trading | ACIQ | Multizone Mix of Ducted and Non-Ducted | 210857388 |  | HMSV-A-CB | ES-27Z-M3B | Mixed Ducted and Non-Ducted Indoor Units |  | 11.85 | 22.4 | 10.35 | 12.2 | 22.8 | 9.35 | TRUE | FALSE | TRUE | 28000 | 21400 | 2.55 | 22600 | 2.25
208674986 | 10/19/22 | Live | Midea Electric Trading | NAKS | Singlezone Non-Ducted, Wall Placement | 208674986 |  | HRCU-A-CB-O | NAKS-SPLIT AC-36K-ODU-208-230 | Mini-Splits | NAKS-SPLIT AC-36K-IDU-208-230 | 9.5 | 18 | 12 |  |  |  | FALSE | FALSE | FALSE | 36000 | 20000 | 2.31 | 26800 | 2.07
208674961 | 10/19/22 | Live | Midea Electric Trading | AIC TECHNOLOGIES | Multizone All Ducted | 208674961 |  | HMSV-A-CB | NAKS-MULTI AC-48K-208-230 | Ducted Indoor Units |  | 10.1 | 20.5 | 11.5 |  |  |  | FALSE | FALSE | FALSE | 49000 | 30400 | 2.69 | 37000 | 2.1
210857406 | 06/07/23 | Live | Midea Electric Trading | DIYCOOL | Multizone Mix of Ducted and Non-Ducted | 210857406 |  | HMSV-A-CB | ES-27Z-M3B | Mixed Ducted and Non-Ducted Indoor Units |  | 11.85 | 22.4 | 10.35 | 12.2 | 22.8 | 9.35 | TRUE | FALSE | TRUE | 28000 | 21400 | 2.55 | 22600 | 2.25
208121859 | 01/05/23 | Live | Midea Electric Trading | ECO-AIR | Singlezone Non-Ducted, Wall Placement | 208121859 |  | HRCU-A-CB-O | MOX230-09HFN1-MW5W | Mini-Splits | MSEPB-09HRFN1-MY5W(GA) | 15 | 25.5 | 12.2 | 15 | 25.5 | 12.3 | TRUE | TRUE | TRUE | 9000 | 8500 | 2.8 | 9611 | 2.29
208502144 | 07/11/22 | Live | Johnson Controls Inc. (York International Norman) | COLEMAN | Singlezone Ducted, Centrally Ducted | 208502144 |  | HRCU-A-CB | HMH72B241 | Ducted Indoor Units | XAHB36DXXN1+JMET08BS2N1+TXV | 10 | 17 | 9 |  |  |  | FALSE | FALSE | FALSE | 21600 | 13900 | 2.38 | 13900 | 2.38
207862091 | 10/27/22 | Live | Midea Electric Trading | BREEZE33 | Multizone Mix of Ducted and Non-Ducted | 207862091 |  | HMSV-A-CB | BZ33-HP273Z2-G2-P | Mixed Ducted and Non-Ducted Indoor Units |  | 11.85 | 22.4 | 10.35 | 12.2 | 22.8 | 9.35 | TRUE | FALSE | TRUE | 28000 | 21400 | 2.55 | 22600 | 2.25
208674970 | 10/19/22 | Live | Midea Electric Trading | AIC TECHNOLOGIES | Singlezone Non-Ducted, Wall Placement | 208674970 |  | HRCU-A-CB-O | NAKS-SPLIT AC-36K-ODU-208-230 | Mini-Splits | NAKS-SPLIT AC-36K-IDU-208-230 | 9.5 | 18 | 12 |  |  |  | FALSE | FALSE | FALSE | 36000 | 20000 | 2.31 | 26800 | 2.07
208121896 | 01/05/23 | Live | Midea Electric Trading | Alsetria | Singlezone Non-Ducted, Wall Placement | 208121896 |  | HRCU-A-CB-O | MOX230-09HFN1-MW5W | Mini-Splits | MSEPB-09HRFN1-MY5W(GA) | 15 | 25.5 | 12.2 | 15 | 25.5 | 12.3 | TRUE | TRUE | TRUE | 9000 | 8500 | 2.8 | 9611 | 2.29
208502146 | 07/11/22 | Live | Johnson Controls Inc. (York International Norman) | LUXAIRE | Singlezone Ducted, Centrally Ducted | 208502146 |  | HRCU-A-CB | HMH72B241 | Ducted Indoor Units | XAHB36DXXN1+JMET08BS2N1+TXV | 10 | 17 | 9 |  |  |  | FALSE | FALSE | FALSE | 21600 | 13900 | 2.38 | 13900 | 2.38
209864937 | 10/19/22 | Live | Midea Electric Trading | CTMORLEY | Multizone All Ducted | 209864937 |  | HMSV-A-CB | MOU-5A55G-2 | Ducted Indoor Units |  | 10.5 | 19 | 10.8 |  |  |  | FALSE | FALSE | FALSE | 55000 | 35000 | 2.6 | 38000 | 2.22
207743719 | 01/05/23 | Live | Midea Electric Trading | DIRECT AIR | Singlezone Non-Ducted, Wall Placement | 207743719 |  | HRCU-A-CB-O | DIRM-09DA25-1Z | Mini-Splits | DIRM-09HP-WM | 15 | 25.5 | 12.2 | 15 | 25.5 | 12.3 | TRUE | TRUE | TRUE | 9000 | 8500 | 2.8 | 9611 | 2.29
209847222 | 10/19/22 | Live | Midea Electric Trading | CTMORLEY | Singlezone Ducted, Centrally Ducted | 209847222 |  | HRCU-A-CB | MOU-A30V-4 |  | MIU-A30V-4 | 10.9 | 19.5 | 10.3 |  |  |  | FALSE | FALSE | FALSE | 30000 | 20000 | 2.46 | 22030 | 2.21
208816918 | 01/05/23 | Live | Midea Electric Trading | TRUST AIR CONDITIONERS | Singlezone Non-Ducted, Ceiling Placement | 208816918 |  | HRCU-A-CB-O | OUS09H/O4S4P | Mini-Splits | IUMC409H/I41P | 13 | 20 | 10.5 | 13 | 20 | 10 | FALSE | FALSE | TRUE | 9000 | 7500 | 2.44 | 9400 | 2.19
207743720 | 01/05/23 | Live | Midea Electric Trading | DIRECT AIR | Singlezone Non-Ducted, Wall Placement | 207743720 |  | HRCU-A-CB-O | DIRM-12DA25-1Z | Mini-Splits | DIRM-12HP-WM | 13.7 | 23.2 | 13.2 | 13.7 | 24.6 | 10.7 | TRUE | FALSE | TRUE | 12000 | 9000 | 2.69 | 9921 | 2.31
208502148 | 07/11/22 | Live | Johnson Controls Inc. (York International Norman) | FRASER-JOHNSTON | Singlezone Ducted, Centrally Ducted | 208502148 |  | HRCU-A-CB | HMH72B241 | Ducted Indoor Units | XAHB36DXXN1+JMET08BS2N1+TXV | 10 | 17 | 9 |  |  |  | FALSE | FALSE | FALSE | 21600 | 13900 | 2.38 | 13900 | 2.38
208121897 | 01/05/23 | Live | Midea Electric Trading | Alsetria | Singlezone Non-Ducted, Wall Placement | 208121897 |  | HRCU-A-CB-O | MOX230-12HFN1-MV5W | Mini-Splits | MSEPB-12HRFN1-MW5W(GA) | 13.7 | 23.2 | 13.2 | 13.7 | 24.6 | 10.7 | TRUE | FALSE | TRUE | 12000 | 9000 | 2.69 | 9921 | 2.31
211793562 | 06/07/23 | Live | Midea Electric Trading | KADEN | Multizone Mix of Ducted and Non-Ducted | 211793562 |  | HMSV-A-CB | KO-PS218HP-2AAMA | Mixed Ducted and Non-Ducted Indoor Units |  | 12.65 | 20.75 | 10.7 | 12.95 | 20.95 | 10.15 | FALSE | FALSE | TRUE | 18000 | 14500 | 2.5 | 16000 | 2.23
212316208 | 04/27/23 | Live | Midea Electric Trading | STEALTH | Multizone Mix of Ducted and Non-Ducted | 212316208 |  | HMSV-A-CB | ES-18Z-M2B | Mixed Ducted and Non-Ducted Indoor Units |  | 12.65 | 20.75 | 10.7 | 12.95 | 20.95 | 10.15 | TRUE | FALSE | TRUE | 18000 | 14500 | 2.5 | 16000 | 2.23
208502150 | 07/11/22 | Live | Johnson Controls Inc. (York International Norman) | CHAMPION HEATING AND COOLING | Singlezone Ducted, Centrally Ducted | 208502150 |  | HRCU-A-CB | HMH72B241 | Ducted Indoor Units | XAHB36DXXN1+JMET08BS2N1+TXV | 10 | 17 | 9 |  |  |  | FALSE | FALSE | FALSE | 21600 | 13900 | 2.38 | 13900 | 2.38
208284475 | 10/27/22 | Live | Midea Electric Trading | TRUST AIR CONDITIONERS | Multizone Mix of Ducted and Non-Ducted | 208284475 |  | HMSV-A-CB | M2S18H/O4S4P | Mixed Ducted and Non-Ducted Indoor Units |  | 12.65 | 20.75 | 10.7 | 12.95 | 20.95 | 10.15 | FALSE | FALSE | TRUE | 18000 | 14500 | 2.5 | 16000 | 2.23
208121860 | 01/05/23 | Live | Midea Electric Trading | ECO-AIR | Singlezone Non-Ducted, Wall Placement | 208121860 |  | HRCU-A-CB-O | MOX230-12HFN1-MV5W | Mini-Splits | MSEPB-12HRFN1-MW5W(GA) | 13.7 | 23.2 | 13.2 | 13.7 | 24.6 | 10.7 | TRUE | FALSE | TRUE | 12000 | 9000 | 2.69 | 9921 | 2.31
10225938 | 06/07/19 | Live | GE Appliances, a Haier Company | HAIER | Singlezone Non-Ducted, Ceiling Placement | 10225938 |  | HRCU-A-CB-O | 1U48LP2VHA | Mini-Splits | AL48LP2VH* | 10.5 | 17 | 10.5 |  |  |  | FALSE | FALSE | FALSE | 45000 | 24200 | 2.31 | 34210 | 2.4
212316122 | 04/27/23 | Live | Midea Electric Trading | POLARWAVE | Multizone Mix of Ducted and Non-Ducted | 212316122 |  | HMSV-A-CB | ES-18Z-M2B | Mixed Ducted and Non-Ducted Indoor Units |  | 12.65 | 20.75 | 10.7 | 12.95 | 20.95 | 10.15 | TRUE | FALSE | TRUE | 18000 | 14500 | 2.5 | 16000 | 2.23
210857403 | 06/07/23 | Live | Midea Electric Trading | DIYCOOL | Multizone Mix of Ducted and Non-Ducted | 210857403 |  | HMSV-A-CB | ES-18Z-M2B | Mixed Ducted and Non-Ducted Indoor Units |  | 12.65 | 20.75 | 10.7 | 12.95 | 20.95 | 10.15 | TRUE | FALSE | TRUE | 18000 | 14500 | 2.5 | 16000 | 2.23
203862746 | 09/07/22 | Live | GE Appliances, a Haier Company | GE APPLIANCES | Multizone All Non-Ducted | 203862746 |  | HMSR-A-CB-O | ASH324NCDWA | Non-Ducted Indoor Units |  | 12.5 | 18.5 | 10.5 |  |  |  | FALSE | FALSE | FALSE | 22000 | 16000 | 1.64 | 27000 | 2.64
208552813 | 01/05/23 | Live | Midea Electric Trading | MRCOOL | Singlezone Non-Ducted, Wall Placement | 208552813 |  | HRCU-A-CB-O | O-ES-12-HP-C-230B | Mini-Splits | O-12-HP-WMAH-230B | 13.7 | 23.2 | 13.2 | 13.7 | 24.6 | 10.7 | TRUE | FALSE | TRUE | 12000 | 9000 | 2.69 | 9921 | 2.31
210857385 | 06/07/23 | Live | Midea Electric Trading | ACIQ | Multizone Mix of Ducted and Non-Ducted | 210857385 |  | HMSV-A-CB | ES-18Z-M2B | Mixed Ducted and Non-Ducted Indoor Units |  | 12.65 | 20.75 | 10.7 | 12.95 | 20.95 | 10.15 | TRUE | FALSE | TRUE | 18000 | 14500 | 2.5 | 16000 | 2.23
210857367 | 06/07/23 | Live | Midea Electric Trading | 1HVAC | Multizone Mix of Ducted and Non-Ducted | 210857367 |  | HMSV-A-CB | ES-18Z-M2B | Mixed Ducted and Non-Ducted Indoor Units |  | 12.65 | 20.75 | 10.7 | 12.95 | 20.95 | 10.15 | TRUE | FALSE | TRUE | 18000 | 14500 | 2.5 | 16000 | 2.23
208650620 | 07/19/22 | Live | Midea Electric Trading | BLUERIDGE | Multizone All Ducted | 208650620 |  | HMSV-A-CB | BMM55C | Ducted Indoor Units |  | 10.5 | 19 | 10.8 |  |  |  | FALSE | FALSE | FALSE | 55000 | 35000 | 2.6 | 38000 | 2.22
210586146 | 01/05/23 | Live | Midea Electric Trading | ECO AC | Singlezone Non-Ducted, Ceiling Placement | 210586146 |  | HRCU-A-CB-O | EHH-O09BB | Mini-Splits | EHH-C09BA | 13 | 20 | 10.5 | 13 | 20 | 10 | TRUE | TRUE | TRUE | 9000 | 7500 | 2.44 | 9400 | 2.19
207862088 | 10/27/22 | Live | Midea Electric Trading | BREEZE33 | Multizone Mix of Ducted and Non-Ducted | 207862088 |  | HMSV-A-CB | BZ33-HP182Z2-G2-P | Mixed Ducted and Non-Ducted Indoor Units |  | 12.65 | 20.75 | 10.7 | 12.95 | 20.95 | 10.15 | TRUE | FALSE | TRUE | 18000 | 14500 | 2.5 | 16000 | 2.23
10225933 | 06/07/19 | Live | GE Appliances, a Haier Company | HAIER | Singlezone Non-Ducted, Ceiling Placement | 10225933 |  | HRCU-A-CB-O | 1U24LP2VHA | Mini-Splits | AL24LP2VH* | 11.5 | 17 | 10 |  |  |  | FALSE | FALSE | FALSE | 24000 | 15600 | 2.54 | 21010 | 2.65
208816950 | 07/19/22 | Live | Midea Electric Trading | C&H | Singlezone Non-Ducted, Wall Placement | 208816950 |  | HRCU-A-CB-O | CH-HPR18-230VO | Mini-Splits | CH-D18MSPHWM-230VI | 12.5 | 20.5 | 11 |  |  |  | TRUE | FALSE | FALSE | 17000 | 10900 | 2.58 | 20400 | 1.84
8066788 | 05/27/19 | Live | GE Appliances, a Haier Company | HAIER | Multizone All Ducted | 8066788 |  | HMSV-A-CB | 4U36MS2VHB | Ducted Indoor Units |  | 8.5 | 16 | 9 |  |  |  | FALSE | FALSE | FALSE | 31000 | 21000 | 2.34 | 20040 | 1.89
212360180 | 05/18/23 | Live | Midea Electric Trading | BLUERIDGE | Multizone Mix of Ducted and Non-Ducted | 212360180 |  | HMSV-A-CB | BMM27HH2C | Mixed Ducted and Non-Ducted Indoor Units |  |  |  |  | 12 | 20.4 | 10 | TRUE | TRUE | TRUE | 27000 | 23000 | 2.4 | 30400 | 2.2
210799646 | 06/07/23 | Live | Midea Electric Trading | COOPER&HUNTER | Multizone Mix of Ducted and Non-Ducted | 210799646 |  | HMSV-A-CB | CH-HPR55M-230VO | Mixed Ducted and Non-Ducted Indoor Units |  | 10.5 | 20.25 | 10.8 | 10.5 | 20.4 | 9.4 | FALSE | FALSE | TRUE | 55000 | 34800 | 2.5 | 45000 | 2.06
208816951 | 07/19/22 | Live | Midea Electric Trading | C&H | Singlezone Non-Ducted, Wall Placement | 208816951 |  | HRCU-A-CB-O | CH-HPR24-230VO | Mini-Splits | CH-D24MSPHWM-230VI | 13 | 21 | 12 |  |  |  | TRUE | TRUE | TRUE | 24000 | 19400 | 2.95 | 27903 | 2.28
207641315 | 10/27/22 | Live | Midea Electric Trading | LBG PRODUCTS | Multizone Mix of Ducted and Non-Ducted | 207641315 |  | HMSV-A-CB | LMHB48DO | Mixed Ducted and Non-Ducted Indoor Units |  | 10.55 | 20.75 | 11 | 10.9 | 20.8 | 9.6 | FALSE | FALSE | TRUE | 48000 | 36000 | 2.6 | 37000 | 2.17
207743718 | 06/07/23 | Live | Midea Electric Trading | AURORA | Multizone Mix of Ducted and Non-Ducted | 207743718 |  | HMSV-A-CB | AU-MU48-2A-U | Mixed Ducted and Non-Ducted Indoor Units |  | 10.55 | 20.75 | 11 | 10.9 | 20.8 | 9.6 | FALSE | FALSE | TRUE | 48000 | 36000 | 2.6 | 37000 | 2.17
207787182 | 05/10/23 | Live | Midea Electric Trading | DURASTAR | Multizone Mix of Ducted and Non-Ducted | 207787182 |  | HMSV-A-CB | DRA5U48M1B | Mixed Ducted and Non-Ducted Indoor Units |  | 10.55 | 20.75 | 11 | 10.9 | 20.8 | 9.6 | FALSE | FALSE | TRUE | 48000 | 36000 | 2.6 | 37000 | 2.17
10225937 | 06/07/19 | Live | GE Appliances, a Haier Company | HAIER | Singlezone Non-Ducted, Wall Placement | 10225937 |  | HRCU-A-CB-O | 1U36LP2VHA | Mini-Splits | AW36LP2VH* | 8.6 | 17 | 10 |  |  |  | FALSE | FALSE | FALSE | 35000 | 31600 | 3.73 | 26140 | 2.39
207742413 | 06/07/23 | Live | Midea Electric Trading | TK'S | Multizone Mix of Ducted and Non-Ducted | 207742413 |  | HMSV-A-CB | T5C-48HFN1 | Mixed Ducted and Non-Ducted Indoor Units |  | 10.55 | 20.75 | 11 | 10.9 | 20.8 | 9.6 | FALSE | FALSE | TRUE | 48000 | 36000 | 2.6 | 37000 | 2.17
208816948 | 07/19/22 | Live | Midea Electric Trading | C&H | Singlezone Non-Ducted, Wall Placement | 208816948 |  | HRCU-A-CB-O | CH-HPR09-230VO | Mini-Splits | CH-D09MSPHWM-230VI | 15.6 | 26.3 | 12.5 |  |  |  | TRUE | FALSE | FALSE | 9000 | 7100 | 2.85 | 12436 | 2.22
207691854 | 06/07/23 | Live | Midea Electric Trading | KANIONCO | Multizone Mix of Ducted and Non-Ducted | 207691854 |  | HMSV-A-CB | KWSMO-48R410AIHMV | Mixed Ducted and Non-Ducted Indoor Units |  | 10.55 | 20.75 | 11 | 10.9 | 20.8 | 9.6 | FALSE | FALSE | TRUE | 48000 | 36000 | 2.6 | 37000 | 2.17
209862299 | 06/07/23 | Live | Midea Electric Trading | DUCTLESSAIRE | Multizone Mix of Ducted and Non-Ducted | 209862299 |  | HMSV-A-CB | DA48-5Z-O | Mixed Ducted and Non-Ducted Indoor Units |  | 10.55 | 20.75 | 11 | 10.9 | 20.8 | 9.6 | FALSE | FALSE | TRUE | 48000 | 36000 | 2.6 | 37000 | 2.17
10225939 | 06/07/19 | Live | GE Appliances, a Haier Company | HAIER | Singlezone Ducted, Compact Ducted | 10225939 |  | HRCU-A-CB-O | 1U48LP2VHA | Mini-Splits | AM48LP2VH* | 10.5 | 17 | 10 |  |  |  | FALSE | FALSE | FALSE | 47000 | 26600 | 1.97 | 31740 | 2.51
210586147 | 01/05/23 | Live | Midea Electric Trading | ECO AC | Singlezone Non-Ducted, Ceiling Placement | 210586147 |  | HRCU-A-CB-O | EHH-O12BB | Mini-Splits | EHH-C12BA | 14 | 22 | 10.6 | 14 | 22.7 | 10 | TRUE | FALSE | TRUE | 12000 | 8900 | 2.75 | 9300 | 2.39
207641321 | 10/27/22 | Live | Midea Electric Trading | LBG PRODUCTS | Multizone Mix of Ducted and Non-Ducted | 207641321 |  | HMSV-A-CB | LMUHB27DO | Mixed Ducted and Non-Ducted Indoor Units |  | 11.5 | 21 | 10.05 | 11.75 | 21.3 | 9.65 | TRUE | TRUE | TRUE | 28000 | 26200 | 2.3 | 27200 | 2.21
10225935 | 06/07/19 | Live | GE Appliances, a Haier Company | HAIER | Singlezone Ducted, Compact Ducted | 10225935 |  | HRCU-A-CB-O | 1U36LP2VHA | Mini-Splits | AM36LP2VH* | 10 | 17 | 10.5 |  |  |  | FALSE | FALSE | FALSE | 35000 | 18800 | 3.04 | 29890 | 2.71
208816949 | 07/19/22 | Live | Midea Electric Trading | C&H | Singlezone Non-Ducted, Wall Placement | 208816949 |  | HRCU-A-CB-O | CH-HPR12-230VO | Mini-Splits | CH-D12MSPHWM-230VI | 13.5 | 24.5 | 12.5 |  |  |  | TRUE | TRUE | TRUE | 12000 | 7600 | 2.89 | 12737 | 2.26
210857282 | 06/07/23 | Live | Midea Electric Trading | DIAMONDAIR | Multizone Mix of Ducted and Non-Ducted | 210857282 |  | HMSV-A-CB | DF30M2Z3 | Mixed Ducted and Non-Ducted Indoor Units |  | 11.6 | 21.75 | 10.2 | 11.95 | 22.25 | 9.2 | FALSE | FALSE | TRUE | 27400 | 21000 | 2.48 | 22600 | 2.25
8066750 | 06/07/19 | Live | GE Appliances, a Haier Company | HAIER | Multizone All Non-Ducted | 8066750 |  | HMSV-A-CB | 4U36MS2VHB | Non-Ducted Indoor Units |  | 9 | 18 | 10 |  |  |  | FALSE | FALSE | FALSE | 34000 | 22000 | 2.73 | 24260 | 2.3
207691851 | 06/07/23 | Live | Midea Electric Trading | KANIONCO | Multizone Mix of Ducted and Non-Ducted | 207691851 |  | HMSV-A-CB | KWSMO-30R410AIHMV | Mixed Ducted and Non-Ducted Indoor Units |  | 11.6 | 21.75 | 10.2 | 11.95 | 22.25 | 9.2 | TRUE | FALSE | TRUE | 27400 | 21000 | 2.48 | 22600 | 2.25
207787176 | 05/10/23 | Live | Midea Electric Trading | DURASTAR | Multizone Mix of Ducted and Non-Ducted | 207787176 |  | HMSV-A-CB | DRA3U28M1B | Mixed Ducted and Non-Ducted Indoor Units |  | 11.6 | 21.75 | 10.2 | 11.95 | 22.25 | 9.2 | TRUE | FALSE | TRUE | 27400 | 21000 | 2.48 | 22600 | 2.25
10221212 | 06/07/19 | Live | GE Appliances, a Haier Company | HAIER | Singlezone Non-Ducted, Wall Placement | 10221212 |  | HRCU-A-CB-O | 1U24LP2VHA | Mini-Splits | AW24LP2VH* | 10 | 17 | 10 |  |  |  | FALSE | FALSE | FALSE | 24000 | 22000 | 2.34 | 22180 | 2.35
207743712 | 06/07/23 | Live | Midea Electric Trading | AURORA | Multizone Mix of Ducted and Non-Ducted | 207743712 |  | HMSV-A-CB | AU-MU27-2A-U | Mixed Ducted and Non-Ducted Indoor Units |  | 11.6 | 21.75 | 10.2 | 11.95 | 22.25 | 9.2 | FALSE | FALSE | TRUE | 27400 | 21000 | 2.48 | 22600 | 2.25
207641275 | 10/27/22 | Live | Midea Electric Trading | NOVAIR | Multizone Mix of Ducted and Non-Ducted | 207641275 |  | HMSV-A-CB | LEA27MZ-3P-25SK-O | Mixed Ducted and Non-Ducted Indoor Units |  | 11.6 | 21.75 | 10.2 | 11.95 | 22.25 | 9.2 | FALSE | FALSE | TRUE | 27400 | 21000 | 2.48 | 22600 | 2.25
8067004 | 06/07/19 | Live | GE Appliances, a Haier Company | HAIER | Multizone All Non-Ducted | 8067004 |  | HMSV-A-CB | 3U24MS2VHB | Non-Ducted Indoor Units |  | 10 | 18 | 10 |  |  |  | FALSE | FALSE | FALSE | 22600 | 15000 | 2.63 | 17000 | 2.49
207641309 | 10/27/22 | Live | Midea Electric Trading | LBG PRODUCTS | Multizone Mix of Ducted and Non-Ducted | 207641309 |  | HMSV-A-CB | LMHB27DO | Mixed Ducted and Non-Ducted Indoor Units |  | 11.6 | 21.75 | 10.2 | 11.95 | 22.25 | 9.2 | TRUE | FALSE | TRUE | 27400 | 21000 | 2.48 | 22600 | 2.25
207641306 | 10/27/22 | Live | Midea Electric Trading | LBG PRODUCTS | Multizone Mix of Ducted and Non-Ducted | 207641306 |  | HMSV-A-CB | LMHB18DO | Mixed Ducted and Non-Ducted Indoor Units |  | 12.25 | 20.25 | 10.7 | 12.25 | 20 | 10 | TRUE | FALSE | TRUE | 18000 | 14600 | 2.5 | 16000 | 2.23
208497426 | 07/19/22 | Live | Midea Electric Trading | C&H | Multizone All Ducted | 208497426 |  | HMSV-A-CB | CH-55MES-230VO | Ducted Indoor Units |  | 10.5 | 19 | 10.8 |  |  |  | FALSE | FALSE | FALSE | 55000 | 35000 | 2.6 | 38000 | 2.22
208816919 | 01/05/23 | Live | Midea Electric Trading | TRUST AIR CONDITIONERS | Singlezone Non-Ducted, Ceiling Placement | 208816919 |  | HRCU-A-CB-O | OUS12H/O4S4P | Mini-Splits | IUMC412H/I41P | 14 | 22 | 10.6 | 14 | 22.7 | 10 | FALSE | FALSE | TRUE | 12000 | 8900 | 2.75 | 9300 | 2.39
204035456 | 03/03/20 | Live | GE Appliances, a Haier Company | GE APPLIANCES | Multizone All Non-Ducted | 204035456 |  | HMSV-A-CB | ASH220NCDWA | Ducted Indoor Units |  | 10.5 | 15 | 9.6 |  |  |  | FALSE | FALSE | FALSE | 18100 | 14000 | 2.77 | 26000 | 3.05
207641278 | 10/27/22 | Live | Midea Electric Trading | NOVAIR | Multizone Mix of Ducted and Non-Ducted | 207641278 |  | HMSV-A-CB | LEA18MZ-2P-25SK-O | Mixed Ducted and Non-Ducted Indoor Units |  | 12.25 | 20.25 | 10.7 | 12.25 | 20 | 10 | FALSE | FALSE | TRUE | 18000 | 14600 | 2.5 | 16000 | 2.23
207743709 | 06/07/23 | Live | Midea Electric Trading | AURORA | Multizone Mix of Ducted and Non-Ducted | 207743709 |  | HMSV-A-CB | AU-MU18-2A-U | Mixed Ducted and Non-Ducted Indoor Units |  | 12.25 | 20.25 | 10.7 | 12.25 | 20 | 10 | FALSE | FALSE | TRUE | 18000 | 14600 | 2.5 | 16000 | 2.23
209319636 | 10/10/22 | Live | Midea Electric Trading | ECO-AIR | Multizone All Ducted | 209319636 |  | HMSV-A-CB | M5OA-55HFN1-M | Ducted Indoor Units |  | 10.5 | 19 | 10.8 |  |  |  | FALSE | FALSE | FALSE | 55000 | 35000 | 2.6 | 38000 | 2.22
207805780 | 06/07/23 | Live | Midea Electric Trading | KANIONCO | Multizone Mix of Ducted and Non-Ducted | 207805780 |  | HMSV-A-CB | KWSMO-18R410AIHMV | Mixed Ducted and Non-Ducted Indoor Units |  | 12.25 | 20.25 | 10.7 | 12.25 | 20 | 10 | TRUE | FALSE | TRUE | 18000 | 14600 | 2.5 | 16000 | 2.23
208130846 | 01/05/23 | Live | Midea Electric Trading | LBG Products | Singlezone Non-Ducted, Wall Placement | 208130846 |  | HRCU-A-CB-O | LUUHB36DO | Mini-Splits | LUHB36DZDI | 8.6 | 17.5 | 10 | 8.8 | 17.6 | 10 | TRUE | TRUE | FALSE | 36000 | 32000 | 2.23 | 42000 | 1.9
208280169 | 01/05/23 | Live | Midea Electric Trading | TRUST AIR CONDITIONERS | Singlezone Non-Ducted, Wall Placement | 208280169 |  | HRCU-A-CB-O | OAH36H/O4S41P | Mini-Splits | IUMFC36H/I41P | 8.6 | 17.5 | 10 | 8.8 | 17.6 | 10 | FALSE | FALSE | FALSE | 36000 | 32000 | 2.23 | 42000 | 1.9
208650714 | 07/19/22 | Live | Midea Electric Trading | AC PRO.COM | Singlezone Ducted, Centrally Ducted | 208650714 |  | HRCU-A-CB | AOD30U-30HFN1-MR0 |  | AVC-30HWFN1-M | 10.9 | 19.5 | 10.3 |  |  |  | FALSE | FALSE | FALSE | 30000 | 19000 | 2.34 | 22030 | 2.21
210857344 | 01/05/23 | Live | Midea Electric Trading | DIYCOOL | Singlezone Non-Ducted, Wall Placement | 210857344 |  | HRCU-A-CB-O | ACIQ-36ZPL-HP230B | Mini-Splits | ACIQ-36FM-HH-MB | 8.6 | 17.5 | 10 | 8.8 | 17.6 | 10 | TRUE | TRUE | FALSE | 36000 | 32000 | 2.23 | 42000 | 1.9
210857324 | 01/05/23 | Live | Midea Electric Trading | ACIQ | Singlezone Non-Ducted, Wall Placement | 210857324 |  | HRCU-A-CB-O | ACIQ-36ZPL-HP230B | Mini-Splits | ACIQ-36FM-HH-MB | 8.6 | 17.5 | 10 | 8.8 | 17.6 | 10 | TRUE | TRUE | FALSE | 36000 | 32000 | 2.23 | 42000 | 1.9
210857304 | 01/05/23 | Live | Midea Electric Trading | 1HVAC | Singlezone Non-Ducted, Wall Placement | 210857304 |  | HRCU-A-CB-O | ACIQ-36ZPL-HP230B | Mini-Splits | ACIQ-36FM-HH-MB | 8.6 | 17.5 | 10 | 8.8 | 17.6 | 10 | TRUE | TRUE | FALSE | 36000 | 32000 | 2.23 | 42000 | 1.9
207787173 | 05/10/23 | Live | Midea Electric Trading | DURASTAR | Multizone Mix of Ducted and Non-Ducted | 207787173 |  | HMSV-A-CB | DRA2U18M1B | Mixed Ducted and Non-Ducted Indoor Units |  | 12.25 | 20.25 | 10.7 | 12.25 | 20 | 10 | TRUE | FALSE | TRUE | 18000 | 14600 | 2.5 | 16000 | 2.23
209843077 | 01/05/23 | Live | Midea Electric Trading | CTMorley | Singlezone Non-Ducted, Wall Placement | 209843077 |  | HRCU-A-CB-O | MOU-A36LH-2 | Mini-Splits | MIU-A36LF-2 | 8.6 | 17.5 | 10 | 8.8 | 17.6 | 10 | FALSE | FALSE | FALSE | 36000 | 32000 | 2.23 | 42000 | 1.9
208650626 | 01/05/23 | Live | Midea Electric Trading | BLUERIDGE | Singlezone Non-Ducted, Wall Placement | 208650626 |  | HRCU-A-CB-O | BMY36HHUC | Mini-Splits | BM36MFCC | 8.6 | 17.5 | 10 | 8.8 | 17.6 | 10 | TRUE | TRUE | FALSE | 36000 | 32000 | 2.23 | 42000 | 1.9
209319645 | 10/10/22 | Live | Midea Electric Trading | ECO-AIR | Multizone All Ducted | 209319645 |  | HMSV-A-CB | M4OI-36HFN1-M | Ducted Indoor Units |  | 11.3 | 19 | 11 |  |  |  | TRUE | FALSE | FALSE | 36000 | 23000 | 2.6 | 33500 | 1.98
207742407 | 06/07/23 | Live | Midea Electric Trading | TK'S | Multizone Mix of Ducted and Non-Ducted | 207742407 |  | HMSV-A-CB | T2C-18HFN1 | Mixed Ducted and Non-Ducted Indoor Units |  | 12.25 | 20.25 | 10.7 | 12.25 | 20 | 10 | FALSE | FALSE | TRUE | 18000 | 14600 | 2.5 | 16000 | 2.23
210799612 | 01/05/23 | Live | Midea Electric Trading | Cooper&Hunter | Singlezone Non-Ducted, Wall Placement | 210799612 |  | HRCU-A-CB-O | CH-NHPR36LCU-230VO | Mini-Splits | CH-36LCFC/I | 8.6 | 17.5 | 10 | 8.8 | 17.6 | 10 | TRUE | TRUE | FALSE | 36000 | 32000 | 2.23 | 42000 | 1.9
210857279 | 06/07/23 | Live | Midea Electric Trading | DIAMONDAIR | Multizone Mix of Ducted and Non-Ducted | 210857279 |  | HMSV-A-CB | DF18M2Z2 | Mixed Ducted and Non-Ducted Indoor Units |  | 12.25 | 20.25 | 10.7 | 12.25 | 20 | 10 | FALSE | FALSE | TRUE | 18000 | 14600 | 2.5 | 16000 | 2.23
208447958 | 07/19/22 | Live | Midea Electric Trading | SLIMAIR | Multizone All Ducted | 208447958 |  | HMSV-A-CB | SHC5Z48VC2AG | Ducted Indoor Units |  | 10.1 | 20.5 | 11.5 |  |  |  | FALSE | FALSE | FALSE | 49000 | 30400 | 2.69 | 37000 | 2.1
210799606 | 01/05/23 | Live | Midea Electric Trading | Cooper&Hunter | Singlezone Ducted, Compact Ducted | 210799606 |  | HRCU-A-CB | CH-N48LCU-230VO | Mini-Splits | CH-48LCDTU/I | 9.2 | 17.4 | 10.3 | 8.5 | 15.1 | 9.3 | FALSE | FALSE | FALSE | 48000 | 34000 | 2.32 | 41000 | 2.32
209843071 | 01/05/23 | Live | Midea Electric Trading | CTMorley | Singlezone Ducted, Compact Ducted | 209843071 |  | HRCU-A-CB | MOU-A48L-2 | Mini-Splits | MIU-A48LD-2 | 9.2 | 17.4 | 10.3 | 8.5 | 15.1 | 9.3 | FALSE | FALSE | FALSE | 48000 | 34000 | 2.32 | 41000 | 2.32
209049224 | 01/05/23 | Live | Midea Electric Trading | Airlux | Singlezone Ducted, Compact Ducted | 209049224 |  | HRCU-A-CB | ASZ48O/2022 | Mini-Splits | AMD48I | 9.2 | 17.4 | 10.3 | 8.5 | 15.1 | 9.3 | FALSE | FALSE | FALSE | 48000 | 34000 | 2.32 | 41000 | 2.32
208121900 | 01/05/23 | Live | Midea Electric Trading | Alsetria | Singlezone Non-Ducted, Wall Placement | 208121900 |  | HRCU-A-CB-O | MOX230-09HFN1-MW5W | Mini-Splits | MSEPB-06HRFN1-MY5W | 15.8 | 26.5 | 14 | 15.8 | 26.5 | 13.6 | TRUE | TRUE | TRUE | 6000 | 8500 | 2.9 | 10041 | 2.45
208280109 | 01/05/23 | Live | Midea Electric Trading | TRUST AIR CONDITIONERS | Singlezone Ducted, Compact Ducted | 208280109 |  | HRCU-A-CB | OUS48H/O4S41P | Mini-Splits | IUMDL48H/I43P | 9.2 | 17.4 | 10.3 | 8.5 | 15.1 | 9.3 | FALSE | FALSE | FALSE | 48000 | 34000 | 2.32 | 41000 | 2.32
208121842 | 01/05/23 | Live | Midea Electric Trading | DUOHOME | Singlezone Ducted, Compact Ducted | 208121842 |  | HRCU-A-CB | DOE30U-48HFN1-MP0(GA) | Mini-Splits | DTI-48HWFN1-M | 9.2 | 17.4 | 10.3 | 8.5 | 15.1 | 9.3 | FALSE | FALSE | FALSE | 48000 | 34000 | 2.32 | 41000 | 2.32
208130808 | 01/05/23 | Live | Midea Electric Trading | LBG Products | Singlezone Non-Ducted, Ceiling Placement | 208130808 |  | HRCU-A-CB-O | LBHB12DUWO | Mini-Splits | LMHB12DSI | 14 | 22 | 10.6 | 14 | 22.7 | 10 | TRUE | FALSE | TRUE | 12000 | 8900 | 2.75 | 9300 | 2.39
208130818 | 01/05/23 | Live | Midea Electric Trading | LBG Products | Singlezone Ducted, Compact Ducted | 208130818 |  | HRCU-A-CB | LUHB48DO | Mini-Splits | LUHB48DFI | 9.2 | 17.4 | 10.3 | 8.5 | 15.1 | 9.3 | FALSE | FALSE | FALSE | 48000 | 34000 | 2.32 | 41000 | 2.32
208130812 | 01/05/23 | Live | Midea Electric Trading | LBG Products | Singlezone Non-Ducted, Wall Placement | 208130812 |  | HRCU-A-CB-O | LUHB48DO | Mini-Splits | LUHB48DSI | 9.5 | 17.8 | 11.5 | 9.5 | 18.5 | 9.8 | FALSE | FALSE | TRUE | 48000 | 30000 | 2.34 | 39000 | 2.05
211994922 | 04/27/23 | Live | Midea Electric Trading | DAIZUKI | Multizone Mix of Ducted and Non-Ducted | 211994922 |  | HMSV-A-CB | DXFM-4823-5Z | Mixed Ducted and Non-Ducted Indoor Units |  | 11.3 | 21.45 | 11.25 | 11.65 | 21.95 | 9.2 | FALSE | FALSE | TRUE | 48000 | 35000 | 2.55 | 37000 | 2.17
208280082 | 01/05/23 | Live | Midea Electric Trading | TRUST AIR CONDITIONERS | Singlezone Non-Ducted, Wall Placement | 208280082 |  | HRCU-A-CB-O | OUS48H/O4S41P | Mini-Splits | IUMC448H/I41P | 9.5 | 17.8 | 11.5 | 9.5 | 18.5 | 9.8 | FALSE | FALSE | TRUE | 48000 | 30000 | 2.34 | 39000 | 2.05
210799627 | 06/07/23 | Live | Midea Electric Trading | COOPER&HUNTER | Multizone Mix of Ducted and Non-Ducted | 210799627 |  | HMSV-A-CB | CH-48MES-230VO | Mixed Ducted and Non-Ducted Indoor Units |  | 11.3 | 21.45 | 11.25 | 11.65 | 21.95 | 9.2 | FALSE | FALSE | TRUE | 48000 | 35000 | 2.55 | 37000 | 2.17
208121863 | 01/05/23 | Live | Midea Electric Trading | ECO-AIR | Singlezone Non-Ducted, Wall Placement | 208121863 |  | HRCU-A-CB-O | MOX230-09HFN1-MW5W | Mini-Splits | MSEPB-06HRFN1-MY5W | 15.8 | 26.5 | 14 | 15.8 | 26.5 | 13.6 | TRUE | TRUE | TRUE | 6000 | 8500 | 2.9 | 10041 | 2.45
207827132 | 10/27/22 | Live | Midea Electric Trading | AC PRO.COM | Multizone Mix of Ducted and Non-Ducted | 207827132 |  | HMSV-A-CB | A5OG-48HFN1-M | Mixed Ducted and Non-Ducted Indoor Units |  | 11.3 | 21.45 | 11.25 | 11.65 | 21.95 | 9.2 | FALSE | FALSE | TRUE | 48000 | 35000 | 2.55 | 37000 | 2.17
209843070 | 01/05/23 | Live | Midea Electric Trading | CTMorley | Singlezone Non-Ducted, Wall Placement | 209843070 |  | HRCU-A-CB-O | MOU-A48L-2 | Mini-Splits | MIU-A48LC-2 | 9.5 | 17.8 | 11.5 | 9.5 | 18.5 | 9.8 | FALSE | FALSE | TRUE | 48000 | 30000 | 2.34 | 39000 | 2.05
207742483 | 10/27/22 | Live | Midea Electric Trading | ELIOS | Multizone Mix of Ducted and Non-Ducted | 207742483 |  | HMSV-A-CB | DEA48HOM23230X2 | Mixed Ducted and Non-Ducted Indoor Units |  | 11.3 | 21.45 | 11.25 | 11.65 | 21.95 | 9.2 | FALSE | FALSE | TRUE | 48000 | 35000 | 2.55 | 37000 | 2.17
210799605 | 01/05/23 | Live | Midea Electric Trading | Cooper&Hunter | Singlezone Non-Ducted, Wall Placement | 210799605 |  | HRCU-A-CB-O | CH-N48LCU-230VO | Mini-Splits | CH-N48LCCT-230VI | 9.5 | 17.8 | 11.5 | 9.5 | 18.5 | 9.8 | FALSE | FALSE | TRUE | 48000 | 30000 | 2.34 | 39000 | 2.05
207804197 | 06/07/23 | Live | Midea Electric Trading | SUNCHILLERS | Multizone Mix of Ducted and Non-Ducted | 207804197 |  | HMSV-A-CB | M48ODU-UL2P | Mixed Ducted and Non-Ducted Indoor Units |  | 11.3 | 21.45 | 11.25 | 11.65 | 21.95 | 9.2 | FALSE | FALSE | TRUE | 48000 | 35000 | 2.55 | 37000 | 2.17
207742540 | 10/27/22 | Live | Midea Electric Trading | MOOVAIR | Multizone Mix of Ducted and Non-Ducted | 207742540 |  | HMSV-A-CB | DMA48HOM23230X2 | Mixed Ducted and Non-Ducted Indoor Units |  | 11.3 | 21.45 | 11.25 | 11.65 | 21.95 | 9.2 | FALSE | FALSE | TRUE | 48000 | 35000 | 2.55 | 37000 | 2.17
207683267 | 10/27/22 | Live | Midea Electric Trading | CANAIR | Multizone Mix of Ducted and Non-Ducted | 207683267 |  | HMSV-A-CB | C28MC324H21 | Mixed Ducted and Non-Ducted Indoor Units |  | 12.8 | 22.6 | 10.75 | 12.95 | 22.95 | 9.85 | TRUE | TRUE | TRUE | 24000 | 21000 | 2.55 | 22600 | 2.25
208121923 | 01/05/23 | Live | Midea Electric Trading | EMI | Singlezone Non-Ducted, Wall Placement | 208121923 |  | HRCU-A-CB-O | MHSZ106DA | Mini-Splits | MHWAL06DA | 15.8 | 26.5 | 14 | 15.8 | 26.5 | 13.6 | TRUE | TRUE | TRUE | 6000 | 8500 | 2.9 | 10041 | 2.45
208280074 | 01/05/23 | Live | Midea Electric Trading | TRUST AIR CONDITIONERS | Singlezone Non-Ducted, Ceiling Placement | 208280074 |  | HRCU-A-CB-O | IS12H/O4S41P | Mini-Splits | IUMC412H/I41P | 14 | 22 | 10.6 | 14 | 22.7 | 10 | FALSE | FALSE | FALSE | 12000 | 8900 | 2.75 | 9300 | 2.39
207743723 | 01/05/23 | Live | Midea Electric Trading | DIRECT AIR | Singlezone Non-Ducted, Wall Placement | 207743723 |  | HRCU-A-CB-O | DIRM-06HXPRO28-1Z | Mini-Splits | DIRM-06HP-WM | 15.8 | 26.5 | 14 | 15.8 | 26.5 | 13.6 | TRUE | TRUE | TRUE | 6000 | 8500 | 2.9 | 10041 | 2.45
8796425 | 12/18/20 | Live | RBL A/C INC. | SHARP | Singlezone Non-Ducted, Wall Placement | 8796425 |  | HRCU-A-CB-O | AE-X18THU | Mini-Splits | AY-XP18THU | 11.5 | 21 | 13.5 |  |  |  | FALSE | FALSE | FALSE | 17000 | 13600 | 3.21 | 19500 | 2.89
208447936 | 01/05/23 | Live | Midea Electric Trading | SLIMAIR | Singlezone Non-Ducted, Wall Placement | 208447936 |  | HRCU-A-CB-O | SHC09VE2AG | Mini-Splits | SHM09VE2AG | 14.7 | 24 | 12.7 | 14.7 | 24 | 11.6 | TRUE | TRUE | TRUE | 9000 | 8100 | 2.7 | 9543 | 2.48
207657374 | 01/05/23 | Live | Midea Electric Trading | FRUIKONAIRE | Singlezone Ducted, Compact Ducted | 207657374 |  | HRCU-A-CB | SIU-36DOR1 | Mini-Splits | SIU-36DIR1 | 9 | 16.7 | 11.5 | 8.8 | 15.8 | 8.8 | FALSE | FALSE | FALSE | 36000 | 25000 | 2.49 | 26000 | 2.22
8674934 | 06/01/20 | Live | RBL A/C INC. | SHARP | Singlezone Non-Ducted, Wall Placement | 8674934 |  | HRCU-A-CB-O | AE-X18TU | Mini-Splits | AY-XPC18TU | 12.5 | 21 | 10.6 |  |  |  | FALSE | FALSE | FALSE | 17000 | 12000 | 2.59 | 16500 | 2.9
208447944 | 01/05/23 | Live | Midea Electric Trading | SLIMAIR | Singlezone Non-Ducted, Wall Placement | 208447944 |  | HRCU-A-CB-O | SHC09VE2AG | Mini-Splits | SHMZ09VC2AG | 14.7 | 24 | 12.7 | 14.7 | 24 | 11.6 | TRUE | TRUE | TRUE | 9000 | 8100 | 2.7 | 9543 | 2.48
208280107 | 01/05/23 | Live | Midea Electric Trading | TRUST AIR CONDITIONERS | Singlezone Ducted, Compact Ducted | 208280107 |  | HRCU-A-CB | OUS36H/O4S41P | Mini-Splits | IUMDL36H/I43P | 9 | 16.7 | 11.5 | 8.8 | 15.8 | 8.8 | FALSE | FALSE | FALSE | 36000 | 25000 | 2.49 | 26000 | 2.22
208119669 | 01/05/23 | Live | Midea Electric Trading | Airlux | Singlezone Ducted, Compact Ducted | 208119669 |  | HRCU-A-CB | ASZ36O/2022 | Mini-Splits | AMD36I | 9 | 16.7 | 11.5 | 8.8 | 15.8 | 8.8 | FALSE | FALSE | FALSE | 36000 | 25000 | 2.49 | 26000 | 2.22
210799633 | 06/07/23 | Live | Midea Electric Trading | COOPER&HUNTER | Multizone Mix of Ducted and Non-Ducted | 210799633 |  | HMSV-A-CB | CH-HPR28M-230VO | Mixed Ducted and Non-Ducted Indoor Units |  | 12 | 21.25 | 10.7 | 12.1 | 21.5 | 10.05 | TRUE | TRUE | TRUE | 28000 | 26800 | 2.3 | 27200 | 2.21
8693471 | 12/18/20 | Live | RBL A/C INC. | SHARP | Singlezone Non-Ducted, Wall Placement | 8693471 |  | HRCU-A-CB-O | AE-X24TU | Mini-Splits | AY-XP24TU | 9 | 19 | 10 |  |  |  | FALSE | FALSE | FALSE | 22000 | 14000 | 2.56 | 17800 | 2.84
208121959 | 01/05/23 | Live | Midea Electric Trading | PIONEER | Singlezone Non-Ducted, Wall Placement | 208121959 |  | HRCU-A-CB-O | YN036GMFI18RUE | Mini-Splits | UB036GMFILCFHD | 8 | 17 | 10 | 8.5 | 19 | 9 | FALSE | FALSE | FALSE | 36000 | 23000 | 2.2 | 25000 | 2.11
207825569 | 10/27/22 | Live | Midea Electric Trading | 1HVAC | Multizone Mix of Ducted and Non-Ducted | 207825569 |  | HMSV-A-CB | ACIQ-27Z-HH-M3B | Mixed Ducted and Non-Ducted Indoor Units |  | 12 | 21.25 | 10.7 | 12.1 | 21.5 | 10.05 | TRUE | TRUE | TRUE | 28000 | 26800 | 2.3 | 27200 | 2.21
208121841 | 01/05/23 | Live | Midea Electric Trading | DUOHOME | Singlezone Ducted, Compact Ducted | 208121841 |  | HRCU-A-CB | DOD30U-36HFN1-MP0(GA) | Mini-Splits | DTI-36HWFN1-M | 9 | 16.7 | 11.5 | 8.8 | 15.8 | 8.8 | FALSE | FALSE | FALSE | 36000 | 25000 | 2.49 | 26000 | 2.22
209748100 | 01/05/23 | Live | Midea Electric Trading | AC PRO.COM | Singlezone Non-Ducted, Ceiling Placement | 209748100 |  | HRCU-A-CB-O | AOX230-12HFN1-MV5W | Mini-Splits | ACCA3U-12HRFN1-M(C) | 14 | 22 | 10.6 | 14 | 22.7 | 10 | TRUE | FALSE | TRUE | 12000 | 8900 | 2.75 | 9300 | 2.39
207743734 | 01/05/23 | Live | Midea Electric Trading | DIRECT AIR | Singlezone Non-Ducted, Wall Placement | 207743734 |  | HRCU-A-CB-O | DIRM-36LCDA25-1Z | Mini-Splits | DIRM-36HP-CF | 8 | 17 | 10 | 8.5 | 19 | 9 | FALSE | FALSE | FALSE | 36000 | 23000 | 2.2 | 25000 | 2.11
8740799 | 06/01/20 | Live | RBL A/C INC. | SHARP | Singlezone Non-Ducted, Wall Placement | 8740799 |  | HRCU-A-CB-O | AE-X12TU | Mini-Splits | AY-XPC12TU | 12.5 | 22.5 | 11.4 |  |  |  | FALSE | FALSE | TRUE | 11500 | 8400 | 2.83 | 12000 | 2.66
207825581 | 10/27/22 | Live | Midea Electric Trading | ACIQ | Multizone Mix of Ducted and Non-Ducted | 207825581 |  | HMSV-A-CB | ACIQ-27Z-HH-M3B | Mixed Ducted and Non-Ducted Indoor Units |  | 12 | 21.25 | 10.7 | 12.1 | 21.5 | 10.05 | TRUE | TRUE | TRUE | 28000 | 26800 | 2.3 | 27200 | 2.21
208130817 | 01/05/23 | Live | Midea Electric Trading | LBG Products | Singlezone Ducted, Compact Ducted | 208130817 |  | HRCU-A-CB | LUHB36DO | Mini-Splits | LUHB36DFI | 9 | 16.7 | 11.5 | 8.8 | 15.8 | 8.8 | FALSE | FALSE | FALSE | 36000 | 25000 | 2.49 | 26000 | 2.22
207825593 | 10/27/22 | Live | Midea Electric Trading | DIYCOOL | Multizone Mix of Ducted and Non-Ducted | 207825593 |  | HMSV-A-CB | ACIQ-27Z-HH-M3B | Mixed Ducted and Non-Ducted Indoor Units |  | 12 | 21.25 | 10.7 | 12.1 | 21.5 | 10.05 | TRUE | TRUE | TRUE | 28000 | 26800 | 2.3 | 27200 | 2.21
207743745 | 01/05/23 | Live | Midea Electric Trading | DIRECT AIR | Singlezone Non-Ducted, Wall Placement | 207743745 |  | HRCU-A-CB-O | DIRM-36LCDA25-1Z | Mini-Splits | DIRM-36HP-CA | 9 | 18.2 | 10.6 | 9.4 | 19.2 | 8.8 | FALSE | FALSE | FALSE | 36000 | 23000 | 2.45 | 26000 | 2.13
207698169 | 09/16/22 | Live | Parker Davis HVAC International, Inc. | PIONEER | Multizone All Non-Ducted | 207698169 |  | HMSV-A-CB | YN040GLFI22M4D | Non-Ducted Indoor Units | YN040GLFI22M4D | 12.5 | 21.5 | 10 |  |  |  | TRUE | FALSE | FALSE | 32000 | 23000 | 2.87 | 23500 | 2.22
207742465 | 10/27/22 | Live | Midea Electric Trading | ELIOS | Multizone Mix of Ducted and Non-Ducted | 207742465 |  | HMSV-A-CB | DEA27HOM25230X3 | Mixed Ducted and Non-Ducted Indoor Units |  | 12 | 21.25 | 10.7 | 12.1 | 21.5 | 10.05 | TRUE | TRUE | TRUE | 28000 | 26800 | 2.3 | 27200 | 2.21
210586150 | 01/05/23 | Live | Midea Electric Trading | ECO AC | Singlezone Ducted, Compact Ducted | 210586150 |  | HRCU-A-CB | EHH-O36BB | Mini-Splits | EHH-D36BA | 9 | 16.7 | 11.5 | 8.8 | 15.8 | 8.8 | FALSE | FALSE | FALSE | 36000 | 25000 | 2.49 | 26000 | 2.22
207698163 | 09/16/22 | Live | Parker Davis HVAC International, Inc. | PIONEER | Multizone All Non-Ducted | 207698163 |  | HMSV-A-CB | YN030GLFI22M3D | Non-Ducted Indoor Units | YN030GLFI22M3D | 12.5 | 22 | 10 |  |  |  | TRUE | FALSE | FALSE | 24000 | 16400 | 2.67 | 19000 | 2.53
207742546 | 10/27/22 | Live | Midea Electric Trading | MOOVAIR | Multizone Mix of Ducted and Non-Ducted | 207742546 |  | HMSV-A-CB | DMA27HOM25230X3 | Mixed Ducted and Non-Ducted Indoor Units |  | 12 | 21.25 | 10.7 | 12.1 | 21.5 | 10.05 | TRUE | TRUE | TRUE | 28000 | 26800 | 2.3 | 27200 | 2.21
209864928 | 01/05/23 | Live | Midea Electric Trading | AC BEST LA | Singlezone Ducted, Compact Ducted | 209864928 |  | HRCU-A-CB | AOD30U-36HFN1-MP0(GA) | Mini-Splits | ATI-36HWFN1-M | 9 | 16.7 | 11.5 | 8.8 | 15.8 | 8.8 | FALSE | FALSE | FALSE | 36000 | 25000 | 2.49 | 26000 | 2.22
207804191 | 06/07/23 | Live | Midea Electric Trading | SUNCHILLERS | Multizone Mix of Ducted and Non-Ducted | 207804191 |  | HMSV-A-CB | M27ODU-UL2P | Mixed Ducted and Non-Ducted Indoor Units |  | 11.85 | 22.4 | 10.35 | 12.2 | 22.8 | 9.35 | FALSE | FALSE | TRUE | 28000 | 21400 | 2.55 | 22600 | 2.25
202354896 | 02/02/22 | Live | Mitsubishi Electric Trane | AMERICAN STANDARD / MITSUBISHI ELECTRIC | Multizone All Ducted | 202354896 |  | HMSV-A-CB | NAXMPH36A142AA | Ducted Indoor Units |  | 11.3 | 15.8 | 10.1 |  |  |  | FALSE | FALSE | FALSE | 36000 | 36000 | 2.3 | 45000 | 1.99
207698162 | 09/16/22 | Live | Parker Davis HVAC International, Inc. | PIONEER | Multizone All Non-Ducted | 207698162 |  | HMSV-A-CB | YN020GLFI22M2D | Non-Ducted Indoor Units | YN020GLFI22M2D | 12.5 | 22 | 10 |  |  |  | TRUE | TRUE | FALSE | 17000 | 13700 | 2.97 | 15000 | 2.2
207742534 | 10/27/22 | Live | Midea Electric Trading | MOOVAIR | Multizone Mix of Ducted and Non-Ducted | 207742534 |  | HMSV-A-CB | DMA27HOM23230X2 | Mixed Ducted and Non-Ducted Indoor Units |  | 11.85 | 22.4 | 10.35 | 12.2 | 22.8 | 9.35 | TRUE | FALSE | TRUE | 28000 | 21400 | 2.55 | 22600 | 2.25
209843068 | 01/05/23 | Live | Midea Electric Trading | CTMorley | Singlezone Ducted, Compact Ducted | 209843068 |  | HRCU-A-CB | MOU-A36L-2 | Mini-Splits | MIU-A36LD-2 | 9 | 16.7 | 11.5 | 8.8 | 15.8 | 8.8 | FALSE | FALSE | FALSE | 36000 | 25000 | 2.49 | 26000 | 2.22
208121948 | 01/05/23 | Live | Midea Electric Trading | PIONEER | Singlezone Non-Ducted, Wall Placement | 208121948 |  | HRCU-A-CB-O | YN036GMFI18RUE | Mini-Splits | CB036GMFILDFHE | 9 | 18.2 | 10.6 | 9.4 | 19.2 | 8.8 | FALSE | FALSE | FALSE | 36000 | 23000 | 2.45 | 26000 | 2.13
207743771 | 09/16/22 | Live | Parker Davis HVAC International, Inc. | PIONEER | Singlezone Non-Ducted, Wall Placement | 207743771 |  | HRCU-A-CB-O | YN024GLFI22RPD | Mini-Splits | WT024GLFI22HLD | 12.5 | 20 | 10 |  |  |  | TRUE | FALSE | FALSE | 23000 | 13900 | 2.75 | 21760 | 2.21
207742477 | 10/27/22 | Live | Midea Electric Trading | ELIOS | Multizone Mix of Ducted and Non-Ducted | 207742477 |  | HMSV-A-CB | DEA27HOM23230X2 | Mixed Ducted and Non-Ducted Indoor Units |  | 11.85 | 22.4 | 10.35 | 12.2 | 22.8 | 9.35 | TRUE | FALSE | TRUE | 28000 | 21400 | 2.55 | 22600 | 2.25
210265863 | 01/05/23 | Live | Midea Electric Trading | AC PRO.COM | Singlezone Ducted, Compact Ducted | 210265863 |  | HRCU-A-CB | AOD30U-36HFN1-MP0(GA) | Mini-Splits | ATI-36HWFN1-M | 9 | 16.7 | 11.5 | 8.8 | 15.8 | 8.8 | FALSE | FALSE | FALSE | 36000 | 25000 | 2.49 | 26000 | 2.22
207827127 | 10/27/22 | Live | Midea Electric Trading | AC PRO.COM | Multizone Mix of Ducted and Non-Ducted | 207827127 |  | HMSV-A-CB | A3OJ-27HFN1-M | Mixed Ducted and Non-Ducted Indoor Units |  | 11.85 | 22.4 | 10.35 | 12.2 | 22.8 | 9.35 | TRUE | FALSE | TRUE | 28000 | 21400 | 2.55 | 22600 | 2.25
207743770 | 09/16/22 | Live | Parker Davis HVAC International, Inc. | PIONEER | Singlezone Non-Ducted, Wall Placement | 207743770 |  | HRCU-A-CB-O | YN018GLFI22RPD | Mini-Splits | WT018GLFI22HLD | 13 | 21.5 | 10 |  |  |  | TRUE | FALSE | FALSE | 18000 | 10000 | 2.85 | 15600 | 2.64
208121954 | 01/05/23 | Live | Midea Electric Trading | PIONEER | Singlezone Ducted, Compact Ducted | 208121954 |  | HRCU-A-CB | YN036GMFI18RUE | Mini-Splits | RB036GMFILDFHD | 9 | 16.7 | 11.5 | 8.8 | 15.8 | 8.8 | FALSE | FALSE | FALSE | 36000 | 25000 | 2.49 | 26000 | 2.22
202373707 | 02/02/22 | Live | Mitsubishi Electric Trane | AMERICAN STANDARD / MITSUBISHI ELECTRIC | Multizone All Non-Ducted | 202373707 |  | HMSR-A-CB-O | NAXMPH48A182AA | Non-Ducted Indoor Units |  | 12 | 18.9 | 11 |  |  |  | FALSE | FALSE | FALSE | 48000 | 40000 | 2.7 | 54000 | 2.64
211994916 | 04/27/23 | Live | Midea Electric Trading | DAIZUKI | Multizone Mix of Ducted and Non-Ducted | 211994916 |  | HMSV-A-CB | DXFM-2723-3Z | Mixed Ducted and Non-Ducted Indoor Units |  | 11.85 | 22.4 | 10.35 | 12.2 | 22.8 | 9.35 | FALSE | FALSE | TRUE | 28000 | 21400 | 2.55 | 22600 | 2.25
210799603 | 01/05/23 | Live | Midea Electric Trading | Cooper&Hunter | Singlezone Ducted, Compact Ducted | 210799603 |  | HRCU-A-CB | CH-N36LCU-230VO | Mini-Splits | CH-36LCDTU/I | 9 | 16.7 | 11.5 | 8.8 | 15.8 | 8.8 | FALSE | FALSE | FALSE | 36000 | 25000 | 2.49 | 26000 | 2.22
210799582 | 01/05/23 | Live | Midea Electric Trading | Cooper&Hunter | Singlezone Non-Ducted, Ceiling Placement | 210799582 |  | HRCU-A-CB-O | CH-ES12-230VO | Mini-Splits | CH-12MSPHCT-230VI | 14 | 22 | 10.6 | 14 | 22.7 | 10 | TRUE | FALSE | TRUE | 12000 | 8900 | 2.75 | 9300 | 2.39
207743761 | 01/05/23 | Live | Midea Electric Trading | DIRECT AIR | Singlezone Ducted, Compact Ducted | 207743761 |  | HRCU-A-CB | DIRM-36LCDA25-1Z | Mini-Splits | DIRM-36HP-DU | 9 | 16.7 | 11.5 | 8.8 | 15.8 | 8.8 | FALSE | FALSE | FALSE | 36000 | 25000 | 2.49 | 26000 | 2.22
207743769 | 09/16/22 | Live | Parker Davis HVAC International, Inc. | PIONEER | Singlezone Non-Ducted, Wall Placement | 207743769 |  | HRCU-A-CB-O | YN012GLFI22RPD | Mini-Splits | WT012GLFI22HLD | 13 | 23 | 10 |  |  |  | TRUE | TRUE | TRUE | 12000 | 7600 | 3.14 | 11100 | 2.48
210799602 | 01/05/23 | Live | Midea Electric Trading | Cooper&Hunter | Singlezone Non-Ducted, Wall Placement | 210799602 |  | HRCU-A-CB-O | CH-N36LCU-230VO | Mini-Splits | CH-N36LCCT-230VI | 9 | 18.2 | 10.6 | 9.4 | 19.2 | 8.8 | FALSE | FALSE | FALSE | 36000 | 23000 | 2.45 | 26000 | 2.13
210799621 | 06/07/23 | Live | Midea Electric Trading | COOPER&HUNTER | Multizone Mix of Ducted and Non-Ducted | 210799621 |  | HMSV-A-CB | CH-28MES-230VO | Mixed Ducted and Non-Ducted Indoor Units |  | 11.85 | 22.4 | 10.35 | 12.2 | 22.8 | 9.35 | TRUE | FALSE | TRUE | 28000 | 21400 | 2.55 | 22600 | 2.25
207743768 | 09/16/22 | Live | Parker Davis HVAC International, Inc. | PIONEER | Singlezone Non-Ducted, Wall Placement | 207743768 |  | HRCU-A-CB-O | YN009GLFI22RPD | Mini-Splits | WT009GLFI22HLD | 13 | 23 | 10 |  |  |  | TRUE | TRUE | FALSE | 9000 | 5900 | 2.79 | 8380 | 2.61
209843067 | 01/05/23 | Live | Midea Electric Trading | CTMorley | Singlezone Non-Ducted, Wall Placement | 209843067 |  | HRCU-A-CB-O | MOU-A36L-2 | Mini-Splits | MIU-A36LC-2 | 9 | 18.2 | 10.6 | 9.4 | 19.2 | 8.8 | FALSE | FALSE | FALSE | 36000 | 23000 | 2.45 | 26000 | 2.13
202392011 | 02/02/22 | Live | Mitsubishi Electric Trane | AMERICAN STANDARD / MITSUBISHI ELECTRIC | Multizone Mix of Ducted and Non-Ducted | 202392011 |  | HMSV-A-CB | NAXMPH42A152AA | Mixed Ducted and Non-Ducted Indoor Units |  | 12.1 | 17 | 10.55 |  |  |  | FALSE | FALSE | FALSE | 42000 | 36200 | 2.67 | 48000 | 2.41
207743767 | 09/16/22 | Live | Parker Davis HVAC International, Inc. | PIONEER | Singlezone Non-Ducted, Wall Placement | 207743767 |  | HRCU-A-CB-O | YN012ALFI22RPD | Mini-Splits | WT012ALFI22HLD | 12.5 | 22 | 10 |  |  |  | TRUE | TRUE | FALSE | 12000 | 7100 | 3.02 | 10900 | 2.5
208130811 | 01/05/23 | Live | Midea Electric Trading | LBG Products | Singlezone Non-Ducted, Wall Placement | 208130811 |  | HRCU-A-CB-O | LUHB36DO | Mini-Splits | LUHB36DSI | 9 | 18.2 | 10.6 | 9.4 | 19.2 | 8.8 | FALSE | FALSE | FALSE | 36000 | 23000 | 2.45 | 26000 | 2.13
207743766 | 09/16/22 | Live | Parker Davis HVAC International, Inc. | PIONEER | Singlezone Non-Ducted, Wall Placement | 207743766 |  | HRCU-A-CB-O | YN009ALFI22RPD | Mini-Splits | WT009ALFI22HLD | 12.5 | 22 | 10 |  |  |  | TRUE | TRUE | FALSE | 9000 | 5900 | 2.79 | 8380 | 2.59
208280080 | 01/05/23 | Live | Midea Electric Trading | TRUST AIR CONDITIONERS | Singlezone Non-Ducted, Wall Placement | 208280080 |  | HRCU-A-CB-O | OUS36H/O4S41P | Mini-Splits | IUMC436H/I41P | 9 | 18.2 | 10.6 | 9.4 | 19.2 | 8.8 | FALSE | FALSE | FALSE | 36000 | 23000 | 2.45 | 26000 | 2.13
206764074 | 09/07/22 | Live | Daikin North America, LLC | FRANKLIN | Multizone All Non-Ducted | 206764074 |  | HMSR-A-CB-O | MST363E23MHAA | Non-Ducted Indoor Units |  | 13.5 | 21.5 | 10.5 |  |  |  | FALSE | FALSE | FALSE | 36000 | 23200 | 2.78 | 43387 | 2.31
202392015 | 02/02/22 | Live | Mitsubishi Electric Trane | AMERICAN STANDARD / MITSUBISHI ELECTRIC | Multizone Mix of Ducted and Non-Ducted | 202392015 |  | HMSV-A-CB | NAXMPH48A182AA | Mixed Ducted and Non-Ducted Indoor Units |  | 10.75 | 16.8 | 10.5 |  |  |  | FALSE | FALSE | FALSE | 48000 | 41500 | 2.53 | 54000 | 2.2
208130823 | 01/05/23 | Live | Midea Electric Trading | LBG Products | Singlezone Non-Ducted, Wall Placement | 208130823 |  | HRCU-A-CB-O | LUHB36DO | Mini-Splits | LUHB36DZDI | 8 | 17 | 10 | 8.5 | 19 | 9 | FALSE | FALSE | FALSE | 36000 | 23000 | 2.2 | 25000 | 2.11
208121949 | 01/05/23 | Live | Midea Electric Trading | PIONEER | Singlezone Non-Ducted, Wall Placement | 208121949 |  | HRCU-A-CB-O | YN048GMFI18RUE | Mini-Splits | CB048GMFILDFHE | 9.5 | 17.8 | 11.5 | 9.5 | 18.5 | 9.8 | FALSE | FALSE | TRUE | 48000 | 30000 | 2.34 | 39000 | 2.05
207643194 | 09/07/22 | Live | Carrier | AIRQUEST | Multizone All Non-Ducted | 207643194 |  | HMSR-A-CB-O | DLCMRBH48EAK | Non-Ducted Indoor Units |  | 11 | 21 | 10.5 |  |  |  | FALSE | FALSE | TRUE | 48000 | 31000 | 2.72 | 34500 | 2.6
207683264 | 10/27/22 | Live | Midea Electric Trading | CANAIR | Multizone Mix of Ducted and Non-Ducted | 207683264 |  | HMSV-A-CB | C28MC218H21 | Mixed Ducted and Non-Ducted Indoor Units |  | 12.65 | 20.75 | 10.7 | 12.95 | 20.95 | 10.15 | TRUE | FALSE | TRUE | 18000 | 14500 | 2.5 | 16000 | 2.23
207743746 | 01/05/23 | Live | Midea Electric Trading | DIRECT AIR | Singlezone Non-Ducted, Wall Placement | 207743746 |  | HRCU-A-CB-O | DIRM-48LCDA25-1Z | Mini-Splits | DIRM-48HP-CA | 9.5 | 17.8 | 11.5 | 9.5 | 18.5 | 9.8 | FALSE | FALSE | TRUE | 48000 | 30000 | 2.34 | 39000 | 2.05
208280161 | 01/05/23 | Live | Midea Electric Trading | TRUST AIR CONDITIONERS | Singlezone Non-Ducted, Wall Placement | 208280161 |  | HRCU-A-CB-O | OUS36H/O4S41P | Mini-Splits | IUMFC36H/I41P | 8 | 17 | 10 | 8.5 | 19 | 9 | FALSE | FALSE | FALSE | 36000 | 23000 | 2.2 | 25000 | 2.11
207643191 | 09/07/22 | Live | Carrier | AIRQUEST | Multizone All Non-Ducted | 207643191 |  | HMSR-A-CB-O | DLCMHBH36DAK | Non-Ducted Indoor Units |  | 12.5 | 20 | 10.8 |  |  |  | TRUE | TRUE | TRUE | 36000 | 22000 | 2.63 | 33800 | 2.78
207804200 | 06/07/23 | Live | Midea Electric Trading | SUNCHILLERS | Multizone Mix of Ducted and Non-Ducted | 207804200 |  | HMSV-A-CB | M18ODU-UL2P | Mixed Ducted and Non-Ducted Indoor Units |  | 12.65 | 20.75 | 10.7 | 12.95 | 20.95 | 10.15 | FALSE | FALSE | TRUE | 18000 | 14500 | 2.5 | 16000 | 2.23
207743762 | 01/05/23 | Live | Midea Electric Trading | DIRECT AIR | Singlezone Ducted, Compact Ducted | 207743762 |  | HRCU-A-CB | DIRM-48LCDA25-1Z | Mini-Splits | DIRM-48HP-DU | 9.2 | 17.4 | 10.3 | 8.5 | 15.1 | 9.3 | FALSE | FALSE | FALSE | 48000 | 34000 | 2.32 | 41000 | 2.32
210857476 | 01/05/23 | Live | Midea Electric Trading | SLIMAIR | Singlezone Non-Ducted, Ceiling Placement | 210857476 |  | HRCU-A-CB-O | SHC12VE2AG | Mini-Splits | SHLZ12VC2AG | 14 | 22 | 10.6 | 14 | 22.7 | 10 | TRUE | FALSE | TRUE | 12000 | 8900 | 2.75 | 9300 | 2.39
209843069 | 01/05/23 | Live | Midea Electric Trading | CTMorley | Singlezone Non-Ducted, Wall Placement | 209843069 |  | HRCU-A-CB-O | MOU-A36L-2 | Mini-Splits | MIU-A36LF-2 | 8 | 17 | 10 | 8.5 | 19 | 9 | FALSE | FALSE | FALSE | 36000 | 23000 | 2.2 | 25000 | 2.11
207614053 | 07/29/22 | Live | Midea Electric Trading | KARDA | Singlezone Non-Ducted, Wall Placement | 207614053 |  | HRCU-A-CB-O | 1KARDA09SZO25 | Mini-Splits | 1KARDA09UVW-2 | 13 | 23 | 10 |  |  |  | FALSE | FALSE | FALSE | 9000 | 7000 | 2.5 | 11890 | 2.12
207742531 | 10/27/22 | Live | Midea Electric Trading | MOOVAIR | Multizone Mix of Ducted and Non-Ducted | 207742531 |  | HMSV-A-CB | DMA18HOM23230X2 | Mixed Ducted and Non-Ducted Indoor Units |  | 12.65 | 20.75 | 10.7 | 12.95 | 20.95 | 10.15 | TRUE | FALSE | TRUE | 18000 | 14500 | 2.5 | 16000 | 2.23
208121955 | 01/05/23 | Live | Midea Electric Trading | PIONEER | Singlezone Ducted, Compact Ducted | 208121955 |  | HRCU-A-CB | YN048GMFI18RUE | Mini-Splits | RB048GMFILDFHD | 9.2 | 17.4 | 10.3 | 8.5 | 15.1 | 9.3 | FALSE | FALSE | FALSE | 48000 | 34000 | 2.32 | 41000 | 2.32
207643188 | 09/07/22 | Live | Carrier | AIRQUEST | Multizone All Non-Ducted | 207643188 |  | HMSR-A-CB-O | DLCMHBH48EAK | Non-Ducted Indoor Units |  | 11 | 21 | 11.5 |  |  |  | FALSE | FALSE | TRUE | 48000 | 34000 | 2.83 | 46000 | 2.5
207742474 | 10/27/22 | Live | Midea Electric Trading | ELIOS | Multizone Mix of Ducted and Non-Ducted | 207742474 |  | HMSV-A-CB | DEA18HOM23230X2 | Mixed Ducted and Non-Ducted Indoor Units |  | 12.65 | 20.75 | 10.7 | 12.95 | 20.95 | 10.15 | TRUE | FALSE | TRUE | 18000 | 14500 | 2.5 | 16000 | 2.23
210799604 | 01/05/23 | Live | Midea Electric Trading | Cooper&Hunter | Singlezone Non-Ducted, Wall Placement | 210799604 |  | HRCU-A-CB-O | CH-N36LCU-230VO | Mini-Splits | CH-36LCFC/I | 8 | 17 | 10 | 8.5 | 19 | 9 | FALSE | FALSE | FALSE | 36000 | 23000 | 2.2 | 25000 | 2.11
207827134 | 10/27/22 | Live | Midea Electric Trading | AC PRO.COM | Multizone Mix of Ducted and Non-Ducted | 207827134 |  | HMSV-A-CB | A2OA-18HFN1-M | Mixed Ducted and Non-Ducted Indoor Units |  | 12.65 | 20.75 | 10.7 | 12.95 | 20.95 | 10.15 | TRUE | FALSE | TRUE | 18000 | 14500 | 2.5 | 16000 | 2.23
207643182 | 09/07/22 | Live | Carrier | AIRQUEST | Multizone All Non-Ducted | 207643182 |  | HMSR-A-CB-O | DLCMHBH30DAK | Non-Ducted Indoor Units |  | 11.5 | 23 | 10.8 |  |  |  | TRUE | FALSE | FALSE | 30000 | 18500 | 2.98 | 27500 | 2.82
208121947 | 01/05/23 | Live | Midea Electric Trading | PIONEER | Singlezone Non-Ducted, Wall Placement | 208121947 |  | HRCU-A-CB-O | YN024GMFI20RPD | Mini-Splits | CB024GMFILDFHE | 12.5 | 20.7 | 10.5 | 12.5 | 21.5 | 9.7 | TRUE | TRUE | TRUE | 24000 | 19000 | 2.6 | 20800 | 2.36
211994919 | 04/27/23 | Live | Midea Electric Trading | DAIZUKI | Multizone Mix of Ducted and Non-Ducted | 211994919 |  | HMSV-A-CB | DXFM-1823-2Z | Mixed Ducted and Non-Ducted Indoor Units |  | 12.65 | 20.75 | 10.7 | 12.95 | 20.95 | 10.15 | FALSE | FALSE | TRUE | 18000 | 14500 | 2.5 | 16000 | 2.23
10339674 | 11/29/19 | Live | Gree | KINGHOME | Multizone All Non-Ducted | 10339674 |  | HMSR-A-CB-O | KM18H4O | Non-Ducted Indoor Units |  | 12.5 | 22 | 11 |  |  |  | FALSE | FALSE | FALSE | 18000 | 12800 | 2.42 | 16400 | 2.42
210799687 | 01/05/23 | Live | Midea Electric Trading | Cooper&Hunter | Singlezone Non-Ducted, Wall Placement | 210799687 |  | HRCU-A-CB-O | CH-ES09-230VO | Mini-Splits | CH-B09MOLVWM-230VI | 14.7 | 24 | 12.7 | 14.7 | 24 | 11.6 | TRUE | TRUE | TRUE | 9000 | 8100 | 2.7 | 9543 | 2.48
210799618 | 06/07/23 | Live | Midea Electric Trading | COOPER&HUNTER | Multizone Mix of Ducted and Non-Ducted | 210799618 |  | HMSV-A-CB | CH-18MES-230VO | Mixed Ducted and Non-Ducted Indoor Units |  | 12.65 | 20.75 | 10.7 | 12.95 | 20.95 | 10.15 | TRUE | FALSE | TRUE | 18000 | 14500 | 2.5 | 16000 | 2.23
208191864 | 01/05/23 | Live | Midea Electric Trading | PIONEER | Singlezone Non-Ducted, Wall Placement | 208191864 |  | HRCU-A-CB-O | YN024GMFI22RPE | Mini-Splits | CB024GMFILDFHE | 12.5 | 20.7 | 10.5 | 12.5 | 21.5 | 9.7 | TRUE | TRUE | TRUE | 24000 | 19000 | 2.6 | 20800 | 2.36
207643173 | 09/07/22 | Live | Carrier | SMART COMFORT | Multizone All Non-Ducted | 207643173 |  | HMSR-A-CB-O | DLCMRBH48EAK | Non-Ducted Indoor Units |  | 11 | 21 | 10.5 |  |  |  | FALSE | FALSE | TRUE | 48000 | 31000 | 2.72 | 34500 | 2.6
207643170 | 09/07/22 | Live | Carrier | SMART COMFORT | Multizone All Non-Ducted | 207643170 |  | HMSR-A-CB-O | DLCMHBH36DAK | Non-Ducted Indoor Units |  | 12.5 | 20 | 10.8 |  |  |  | TRUE | TRUE | TRUE | 36000 | 22000 | 2.63 | 33800 | 2.78
211253534 | 06/07/23 | Live | Midea Electric Trading | PERFECTAIRE | Multizone Mix of Ducted and Non-Ducted | 211253534 |  | HMSV-A-CB | 3PAMS55-HH-MZO5 | Mixed Ducted and Non-Ducted Indoor Units |  | 10.5 | 19 | 10.9 | 10.5 | 19.4 | 9.4 | TRUE | TRUE | TRUE | 55000 | 35000 | 2.45 | 45000 | 2.06
210799559 | 01/05/23 | Live | Midea Electric Trading | Cooper&Hunter | Singlezone Non-Ducted, Wall Placement | 210799559 |  | HRCU-A-CB-O | CH-ES09-230VO | Mini-Splits | CH-09MOLVWM-230VI | 14.7 | 24 | 12.7 | 14.7 | 24 | 11.6 | TRUE | TRUE | TRUE | 9000 | 8100 | 2.7 | 9543 | 2.48
203991158 | 10/21/19 | Live | Gree | GREE | Multizone All Non-Ducted | 203991158 |  | HMSR-A-CB-O | MULTIU48HP230V1BO | Non-Ducted Indoor Units |  | 8.85 | 18 | 10 |  |  |  | FALSE | FALSE | FALSE | 48000 | 38000 | 2.62 | 54000 | 2.41
207743743 | 01/05/23 | Live | Midea Electric Trading | DIRECT AIR | Singlezone Non-Ducted, Wall Placement | 207743743 |  | HRCU-A-CB-O | DIRM-24DA25-1Z | Mini-Splits | DIRM-24HP-CA | 12.5 | 20.7 | 10.5 | 12.5 | 21.5 | 9.7 | TRUE | TRUE | TRUE | 24000 | 19000 | 2.6 | 20800 | 2.36
207643167 | 09/07/22 | Live | Carrier | SMART COMFORT | Multizone All Non-Ducted | 207643167 |  | HMSR-A-CB-O | DLCMHBH48EAK | Non-Ducted Indoor Units |  | 11 | 21 | 11.5 |  |  |  | FALSE | FALSE | TRUE | 48000 | 34000 | 2.83 | 46000 | 2.5
210799590 | 01/05/23 | Live | Midea Electric Trading | Cooper&Hunter | Singlezone Non-Ducted, Floor Placement | 210799590 |  | HRCU-A-CB-O | CH-ES24-230VO | Mini-Splits | CH-24MSPHFC-230VI | 12.5 | 20 | 11.2 | 12.5 | 21.2 | 10.3 | TRUE | TRUE | TRUE | 24000 | 16000 | 2.3 | 17600 | 2.16
208650624 | 10/10/22 | Live | Midea Electric Trading | BLUERIDGE | Multizone Mix of Ducted and Non-Ducted | 208650624 |  | HMSV-A-CB | BMM55HHC | Mixed Ducted and Non-Ducted Indoor Units |  | 10.5 | 19 | 10.9 | 10.5 | 19.4 | 9.4 | TRUE | TRUE | TRUE | 55000 | 35000 | 2.45 | 45000 | 2.06
207643161 | 09/07/22 | Live | Carrier | SMART COMFORT | Multizone All Non-Ducted | 207643161 |  | HMSR-A-CB-O | DLCMHBH30DAK | Non-Ducted Indoor Units |  | 11.5 | 23 | 10.8 |  |  |  | TRUE | FALSE | FALSE | 30000 | 18500 | 2.98 | 27500 | 2.82
210665988 | 01/05/23 | Live | Midea Electric Trading | C&H | Singlezone Non-Ducted, Wall Placement | 210665988 |  | HRCU-A-CB-O | CH-ES09-230VO | Mini-Splits | CH-B09MOLVWM-230VI | 14.7 | 24 | 12.7 | 14.7 | 24 | 11.6 | TRUE | TRUE | TRUE | 9000 | 8100 | 2.7 | 9543 | 2.48
207743744 | 01/05/23 | Live | Midea Electric Trading | DIRECT AIR | Singlezone Non-Ducted, Wall Placement | 207743744 |  | HRCU-A-CB-O | DIRM-24HXPRO28-1Z | Mini-Splits | DIRM-24HP-CA | 11 | 20.2 | 11.6 | 11 | 20.5 | 11.5 | FALSE | FALSE | TRUE | 24000 | 21000 | 2.64 | 24000 | 2.17
208497430 | 10/10/22 | Live | Midea Electric Trading | C&H | Multizone Mix of Ducted and Non-Ducted | 208497430 |  | HMSV-A-CB | CH-HPR55M-230VO | Mixed Ducted and Non-Ducted Indoor Units |  | 10.5 | 20.25 | 10.8 | 10.5 | 20.4 | 9.4 | FALSE | FALSE | TRUE | 55000 | 34800 | 2.5 | 45000 | 2.06
207643152 | 09/07/22 | Live | Carrier | TEMPSTAR | Multizone All Non-Ducted | 207643152 |  | HMSR-A-CB-O | DLCMRBH48EAK | Non-Ducted Indoor Units |  | 11 | 21 | 10.5 |  |  |  | FALSE | FALSE | TRUE | 48000 | 31000 | 2.72 | 34500 | 2.6
207526946 | 01/05/23 | Live | Midea Electric Trading | NOVAIR | Singlezone Non-Ducted, Wall Placement | 207526946 |  | HRCU-A-CB-O | LEA09SZ25SK-O | Mini-Splits | LEA09UUSK-I | 14.7 | 24 | 12.7 | 14.7 | 24 | 11.6 | FALSE | FALSE | TRUE | 9000 | 8100 | 2.7 | 9543 | 2.48
207641290 | 10/27/22 | Live | Midea Electric Trading | BLUERIDGE | Multizone Mix of Ducted and Non-Ducted | 207641290 |  | HMSV-A-CB | BMM48C | Mixed Ducted and Non-Ducted Indoor Units |  | 10.55 | 20.75 | 11 | 10.9 | 20.8 | 9.6 | FALSE | FALSE | TRUE | 48000 | 36000 | 2.6 | 37000 | 2.17
202557965 | 02/28/19 | Live | Gree | GREE | Multizone All Non-Ducted | 202557965 |  | HMSR-A-CB-O | GWHD(18)ND3JO | Non-Ducted Indoor Units |  | 12.5 | 23 | 10.5 |  |  |  | FALSE | FALSE | FALSE | 18000 | 17000 | 2.49 | 21000 | 2.05
208447959 | 07/19/22 | Live | Midea Electric Trading | SLIMAIR | Multizone Mix of Ducted and Non-Ducted | 208447959 |  | HMSV-A-CB | SHC5Z48VC2AG | Mixed Ducted and Non-Ducted Indoor Units |  | 10.55 | 20.75 | 11 | 10.9 | 20.8 | 9.6 | FALSE | FALSE | TRUE | 48000 | 36000 | 2.6 | 37000 | 2.17
207796635 | 01/05/23 | Live | Midea Electric Trading | PERFECTAIRE | Singlezone Non-Ducted, Wall Placement | 207796635 |  | HRCU-A-CB-O | 3PAMSHH24-SZO | Mini-Splits | 3PAMSCH24 | 11 | 20.2 | 11.6 | 11 | 20.5 | 11.5 | FALSE | FALSE | TRUE | 24000 | 21000 | 2.64 | 24000 | 2.17
208674981 | 01/05/23 | Live | Midea Electric Trading | NAKS | Singlezone Non-Ducted, Wall Placement | 208674981 |  | HRCU-A-CB-O | NAKS-SPLIT AC-9K-ODU-208-230 | Mini-Splits | NAKS-SPLIT AC-9K-IDU-208-230 | 14.7 | 24 | 12.7 | 14.7 | 24 | 11.6 | FALSE | FALSE | TRUE | 9000 | 8100 | 2.7 | 9543 | 2.48
208121972 | 06/07/23 | Live | Midea Electric Trading | PIONEER | Multizone Mix of Ducted and Non-Ducted | 208121972 |  | HMSV-A-CB | YN050GMFI22M5E | Mixed Ducted and Non-Ducted Indoor Units |  | 10.55 | 20.75 | 11 | 10.9 | 20.8 | 9.6 | FALSE | FALSE | TRUE | 48000 | 36000 | 2.6 | 37000 | 2.17
207643149 | 09/07/22 | Live | Carrier | TEMPSTAR | Multizone All Non-Ducted | 207643149 |  | HMSR-A-CB-O | DLCMHBH36DAK | Non-Ducted Indoor Units |  | 12.5 | 20 | 10.8 |  |  |  | TRUE | TRUE | TRUE | 36000 | 22000 | 2.63 | 33800 | 2.78
211991200 | 04/27/23 | Live | Midea Electric Trading | PREMIUM LEVELLA | Multizone Mix of Ducted and Non-Ducted | 211991200 |  | HMSV-A-CB | PIAWMZ488800B | Mixed Ducted and Non-Ducted Indoor Units |  | 10.55 | 20.75 | 11 | 10.9 | 20.8 | 9.6 | FALSE | FALSE | TRUE | 48000 | 36000 | 2.6 | 37000 | 2.17
207796643 | 01/05/23 | Live | Midea Electric Trading | KARDA | Singlezone Non-Ducted, Wall Placement | 207796643 |  | HRCU-A-CB-O | 3KARDA24SZO | Mini-Splits | 3KARDA24UVC | 11 | 20.2 | 11.6 | 11 | 20.5 | 11.5 | FALSE | FALSE | TRUE | 24000 | 21000 | 2.64 | 24000 | 2.17
208674965 | 01/05/23 | Live | Midea Electric Trading | AIC TECHNOLOGIES | Singlezone Non-Ducted, Wall Placement | 208674965 |  | HRCU-A-CB-O | NAKS-SPLIT AC-9K-ODU-208-230 | Mini-Splits | NAKS-SPLIT AC-9K-IDU-208-230 | 14.7 | 24 | 12.7 | 14.7 | 24 | 11.6 | FALSE | FALSE | TRUE | 9000 | 8100 | 2.7 | 9543 | 2.48
207643146 | 09/07/22 | Live | Carrier | TEMPSTAR | Multizone All Non-Ducted | 207643146 |  | HMSR-A-CB-O | DLCMHBH48EAK | Non-Ducted Indoor Units |  | 11 | 21 | 11.5 |  |  |  | FALSE | FALSE | TRUE | 48000 | 34000 | 2.83 | 46000 | 2.5
207641296 | 10/27/22 | Live | Midea Electric Trading | BLUERIDGE | Multizone Mix of Ducted and Non-Ducted | 207641296 |  | HMSV-A-CB | BMM27HHC | Mixed Ducted and Non-Ducted Indoor Units |  | 11.5 | 21 | 10.05 | 11.75 | 21.3 | 9.65 | TRUE | TRUE | TRUE | 28000 | 26200 | 2.3 | 27200 | 2.21
207643140 | 09/07/22 | Live | Carrier | TEMPSTAR | Multizone All Non-Ducted | 207643140 |  | HMSR-A-CB-O | DLCMHBH30DAK | Non-Ducted Indoor Units |  | 11.5 | 23 | 10.8 |  |  |  | TRUE | FALSE | FALSE | 30000 | 18500 | 2.98 | 27500 | 2.82
208130803 | 01/05/23 | Live | Midea Electric Trading | LBG Products | Singlezone Non-Ducted, Wall Placement | 208130803 |  | HRCU-A-CB-O | LBHB09DUWO | Mini-Splits | LBHB09DUWI | 14.7 | 24 | 12.7 | 14.7 | 24 | 11.6 | TRUE | TRUE | TRUE | 9000 | 8100 | 2.7 | 9543 | 2.48
211991193 | 04/27/23 | Live | Midea Electric Trading | PREMIUM LEVELLA | Multizone Mix of Ducted and Non-Ducted | 211991193 |  | HMSV-A-CB | PIAWMZ278800B | Mixed Ducted and Non-Ducted Indoor Units |  | 11.6 | 21.75 | 10.2 | 11.95 | 22.25 | 9.2 | FALSE | FALSE | TRUE | 27400 | 21000 | 2.48 | 22600 | 2.25
207643131 | 09/07/22 | Live | Carrier | MIDEA | Multizone All Non-Ducted | 207643131 |  | HMSR-A-CB-O | DLCMRBH48EAK | Non-Ducted Indoor Units |  | 11 | 21 | 10.5 |  |  |  | FALSE | FALSE | TRUE | 48000 | 31000 | 2.72 | 34500 | 2.6
208121931 | 01/05/23 | Live | Midea Electric Trading | EMI | Singlezone Non-Ducted, Wall Placement | 208121931 |  | HRCU-A-CB-O | MHSZ124DA | Mini-Splits | MHCAS24DA | 11 | 20.2 | 11.6 | 11 | 20.5 | 11.5 | FALSE | FALSE | TRUE | 24000 | 21000 | 2.64 | 24000 | 2.17
208136326 | 10/27/22 | Live | Midea Electric Trading | DUCTLESSAIRE | Multizone Mix of Ducted and Non-Ducted | 208136326 |  | HMSV-A-CB | DA27-3Z-0* | Mixed Ducted and Non-Ducted Indoor Units |  | 11.6 | 21.75 | 10.2 | 11.95 | 22.25 | 9.2 | FALSE | FALSE | TRUE | 27400 | 21000 | 2.48 | 22600 | 2.25
207643128 | 09/07/22 | Live | Carrier | MIDEA | Multizone All Non-Ducted | 207643128 |  | HMSR-A-CB-O | DLCMHBH36DAK | Non-Ducted Indoor Units |  | 12.5 | 20 | 10.8 |  |  |  | TRUE | TRUE | TRUE | 36000 | 22000 | 2.63 | 33800 | 2.78
209748108 | 01/05/23 | Live | Midea Electric Trading | AC PRO.COM | Singlezone Non-Ducted, Floor Placement | 209748108 |  | HRCU-A-CB-O | AOD32-24HFN1-MT0W | Mini-Splits | AUEU-24HRFN1-M(C) | 12.5 | 20 | 11.2 | 12.5 | 21.2 | 10.3 | TRUE | TRUE | TRUE | 24000 | 16000 | 2.3 | 17600 | 2.16
202392014 | 02/02/22 | Live | Mitsubishi Electric Trane | TRANE / MITSUBISHI ELECTRIC | Multizone Mix of Ducted and Non-Ducted | 202392014 |  | HMSV-A-CB | NTXMPH48A182AA | Mixed Ducted and Non-Ducted Indoor Units |  | 10.75 | 16.8 | 10.5 |  |  |  | FALSE | FALSE | FALSE | 48000 | 41500 | 2.53 | 54000 | 2.2
208121855 | 01/05/23 | Live | Midea Electric Trading | ECO-AIR | Singlezone Non-Ducted, Wall Placement | 208121855 |  | HRCU-A-CB-O | MOX230-12HFN1-BV0Q1W | Mini-Splits | MSABB-12HRFN1-BV0Q1W | 12.5 | 22 | 11.5 | 12.5 | 22.5 | 9 | TRUE | FALSE | FALSE | 12000 | 7500 | 2.59 | 8210 | 2.41
208121966 | 06/07/23 | Live | Midea Electric Trading | PIONEER | Multizone Mix of Ducted and Non-Ducted | 208121966 |  | HMSV-A-CB | YN030GMFI22M3E | Mixed Ducted and Non-Ducted Indoor Units |  | 11.6 | 21.75 | 10.2 | 11.95 | 22.25 | 9.2 | TRUE | FALSE | TRUE | 27400 | 21000 | 2.48 | 22600 | 2.25
208447953 | 07/19/22 | Live | Midea Electric Trading | SLIMAIR | Multizone Mix of Ducted and Non-Ducted | 208447953 |  | HMSV-A-CB | SHC3Z27VC2AG | Mixed Ducted and Non-Ducted Indoor Units |  | 11.6 | 21.75 | 10.2 | 11.95 | 22.25 | 9.2 | TRUE | FALSE | TRUE | 27400 | 21000 | 2.48 | 22600 | 2.25
207643125 | 09/07/22 | Live | Carrier | MIDEA | Multizone All Non-Ducted | 207643125 |  | HMSR-A-CB-O | DLCMHBH48EAK | Non-Ducted Indoor Units |  | 11 | 21 | 11.5 |  |  |  | FALSE | FALSE | TRUE | 48000 | 34000 | 2.83 | 46000 | 2.5
208121892 | 01/05/23 | Live | Midea Electric Trading | Alsetria | Singlezone Non-Ducted, Wall Placement | 208121892 |  | HRCU-A-CB-O | MOX230-12HFN1-BV0Q1W | Mini-Splits | MSABB-12HRFN1-BV0Q1W | 12.5 | 22 | 11.5 | 12.5 | 22.5 | 9 | TRUE | FALSE | FALSE | 12000 | 7500 | 2.59 | 8210 | 2.41
210799547 | 01/05/23 | Live | Midea Electric Trading | Cooper&Hunter | Singlezone Non-Ducted, Wall Placement | 210799547 |  | HRCU-A-CB-O | CH-HPR06F9-230VO | Mini-Splits | CH-06MASTWM-230VI | 15.8 | 26.5 | 14 | 15.8 | 26.5 | 13.6 | TRUE | TRUE | TRUE | 6000 | 8500 | 2.9 | 10041 | 2.45
207683284 | 06/07/23 | Live | Midea Electric Trading | MIDEA | Multizone Mix of Ducted and Non-Ducted | 207683284 |  | HMSV-A-CB | M3OJ-27HFN1-M | Mixed Ducted and Non-Ducted Indoor Units |  | 11.6 | 21.75 | 10.2 | 11.95 | 22.25 | 9.2 | FALSE | FALSE | TRUE | 27400 | 21000 | 2.48 | 22600 | 2.25
207643119 | 09/07/22 | Live | Carrier | MIDEA | Multizone All Non-Ducted | 207643119 |  | HMSR-A-CB-O | DLCMHBH30DAK | Non-Ducted Indoor Units |  | 11.5 | 23 | 10.8 |  |  |  | TRUE | FALSE | FALSE | 30000 | 18500 | 2.98 | 27500 | 2.82
202373747 | 02/02/22 | Live | Mitsubishi Electric Trane | TRANE / MITSUBISHI ELECTRIC | Multizone All Non-Ducted | 202373747 |  | HMSR-A-CB-O | NTXMPH48A182AA | Non-Ducted Indoor Units |  | 12 | 18.9 | 11 |  |  |  | FALSE | FALSE | FALSE | 48000 | 40000 | 2.7 | 54000 | 2.64
207659308 | 06/07/23 | Live | Midea Electric Trading | MIDEA | Multizone Mix of Ducted and Non-Ducted | 207659308 |  | HMSV-A-CB | M3OJ-27HFN1-M-CO | Mixed Ducted and Non-Ducted Indoor Units |  | 11.6 | 21.75 | 10.2 | 11.95 | 22.25 | 9.2 | FALSE | FALSE | TRUE | 27400 | 21000 | 2.48 | 22600 | 2.25
210857294 | 01/05/23 | Live | Midea Electric Trading | 1HVAC | Singlezone Non-Ducted, Wall Placement | 210857294 |  | HRCU-A-CB-O | ACIQ-06ZPL-HP230B | Mini-Splits | ACIQ-06W-HH-MC | 15.8 | 26.5 | 14 | 15.8 | 26.5 | 13.6 | TRUE | TRUE | TRUE | 6000 | 8500 | 2.9 | 10041 | 2.45
207641284 | 10/27/22 | Live | Midea Electric Trading | BLUERIDGE | Multizone Mix of Ducted and Non-Ducted | 207641284 |  | HMSV-A-CB | BMM27C | Mixed Ducted and Non-Ducted Indoor Units |  | 11.6 | 21.75 | 10.2 | 11.95 | 22.25 | 9.2 | TRUE | FALSE | TRUE | 27400 | 21000 | 2.48 | 22600 | 2.25
207643110 | 09/07/22 | Live | Carrier | KENMORE | Multizone All Non-Ducted | 207643110 |  | HMSR-A-CB-O | DLCMRBH48EAK | Non-Ducted Indoor Units |  | 11 | 21 | 10.5 |  |  |  | FALSE | FALSE | TRUE | 48000 | 31000 | 2.72 | 34500 | 2.6
210857314 | 01/05/23 | Live | Midea Electric Trading | ACIQ | Singlezone Non-Ducted, Wall Placement | 210857314 |  | HRCU-A-CB-O | ACIQ-06ZPL-HP230B | Mini-Splits | ACIQ-06W-HH-MC | 15.8 | 26.5 | 14 | 15.8 | 26.5 | 13.6 | TRUE | TRUE | TRUE | 6000 | 8500 | 2.9 | 10041 | 2.45
207641302 | 04/29/22 | Live | Midea Electric Trading | BLUERIDGE | Multizone Mix of Ducted and Non-Ducted | 207641302 |  | HMSV-A-CB | BMM48HHC | Mixed Ducted and Non-Ducted Indoor Units |  | 11.2 | 20.6 | 11 | 11.35 | 21.05 | 9.45 | FALSE | FALSE | TRUE | 47500 | 37400 | 2.4 | 45000 | 2.2
208552787 | 01/05/23 | Live | Midea Electric Trading | MRCOOL | Singlezone Non-Ducted, Wall Placement | 208552787 |  | HRCU-A-CB-O | DIY-12-HP-C-115C25 | Mini-Splits | DIY-12-HP-WMAH-115C25 | 12.5 | 22 | 11.5 | 12.5 | 22.5 | 9 | TRUE | FALSE | FALSE | 12000 | 7500 | 2.59 | 8210 | 2.41
202392010 | 02/02/22 | Live | Mitsubishi Electric Trane | TRANE / MITSUBISHI ELECTRIC | Multizone Mix of Ducted and Non-Ducted | 202392010 |  | HMSV-A-CB | NTXMPH42A152AA | Mixed Ducted and Non-Ducted Indoor Units |  | 12.1 | 17 | 10.55 |  |  |  | FALSE | FALSE | FALSE | 42000 | 36200 | 2.67 | 48000 | 2.41
210857334 | 01/05/23 | Live | Midea Electric Trading | DIYCOOL | Singlezone Non-Ducted, Wall Placement | 210857334 |  | HRCU-A-CB-O | ACIQ-06ZPL-HP230B | Mini-Splits | ACIQ-06W-HH-MC | 15.8 | 26.5 | 14 | 15.8 | 26.5 | 13.6 | TRUE | TRUE | TRUE | 6000 | 8500 | 2.9 | 10041 | 2.45
207643107 | 09/07/22 | Live | Carrier | KENMORE | Multizone All Non-Ducted | 207643107 |  | HMSR-A-CB-O | DLCMHBH36DAK | Non-Ducted Indoor Units |  | 12.5 | 20 | 10.8 |  |  |  | TRUE | TRUE | TRUE | 36000 | 22000 | 2.63 | 33800 | 2.78
207641281 | 10/27/22 | Live | Midea Electric Trading | BLUERIDGE | Multizone Mix of Ducted and Non-Ducted | 207641281 |  | HMSV-A-CB | BMM18C | Mixed Ducted and Non-Ducted Indoor Units |  | 12.25 | 20.25 | 10.7 | 12.25 | 20 | 10 | TRUE | FALSE | TRUE | 18000 | 14600 | 2.5 | 16000 | 2.23
208121963 | 06/07/23 | Live | Midea Electric Trading | PIONEER | Multizone Mix of Ducted and Non-Ducted | 208121963 |  | HMSV-A-CB | YN020GMFI22M2E | Mixed Ducted and Non-Ducted Indoor Units |  | 12.25 | 20.25 | 10.7 | 12.25 | 20 | 10 | TRUE | FALSE | TRUE | 18000 | 14600 | 2.5 | 16000 | 2.23
207683255 | 01/05/23 | Live | Midea Electric Trading | CanAir | Singlezone Non-Ducted, Wall Placement | 207683255 |  | HRCU-A-CB-O | C28SCH06H21 | Mini-Splits | C28SEH06H21 | 15.8 | 26.5 | 14 | 15.8 | 26.5 | 13.6 | TRUE | TRUE | TRUE | 6000 | 8500 | 2.9 | 10041 | 2.45
207643104 | 09/07/22 | Live | Carrier | KENMORE | Multizone All Non-Ducted | 207643104 |  | HMSR-A-CB-O | DLCMHBH48EAK | Non-Ducted Indoor Units |  | 11 | 21 | 11.5 |  |  |  | FALSE | FALSE | TRUE | 48000 | 34000 | 2.83 | 46000 | 2.5
208447950 | 07/19/22 | Live | Midea Electric Trading | SLIMAIR | Multizone Mix of Ducted and Non-Ducted | 208447950 |  | HMSV-A-CB | SHC2Z18VC2AG | Mixed Ducted and Non-Ducted Indoor Units |  | 12.25 | 20.25 | 10.7 | 12.25 | 20 | 10 | TRUE | FALSE | TRUE | 18000 | 14600 | 2.5 | 16000 | 2.23
207643098 | 09/07/22 | Live | Carrier | KENMORE | Multizone All Non-Ducted | 207643098 |  | HMSR-A-CB-O | DLCMHBH30DAK | Non-Ducted Indoor Units |  | 11.5 | 23 | 10.8 |  |  |  | TRUE | FALSE | FALSE | 30000 | 18500 | 2.98 | 27500 | 2.82
207862069 | 01/05/23 | Live | Midea Electric Trading | Breeze33 | Singlezone Non-Ducted, Wall Placement | 207862069 |  | HRCU-A-CB-O | BZ33-HYP06OUT2-G2-P | Mini-Splits | BZ33-HYP06WALL2-G2-P | 15.8 | 26.5 | 14 | 15.8 | 26.5 | 13.6 | TRUE | TRUE | TRUE | 6000 | 8500 | 2.9 | 10041 | 2.45
208130822 | 01/05/23 | Live | Midea Electric Trading | LBG Products | Singlezone Non-Ducted, Floor Placement | 208130822 |  | HRCU-A-CB-O | LBHB24DUWO | Mini-Splits | LMHB24DZDI | 12.5 | 20 | 11.2 | 12.5 | 21.2 | 10.3 | TRUE | TRUE | TRUE | 24000 | 16000 | 2.3 | 17600 | 2.16
202354908 | 02/02/22 | Live | Mitsubishi Electric Trane | TRANE / MITSUBISHI ELECTRIC | Multizone All Ducted | 202354908 |  | HMSV-A-CB | NTXMPH36A142AA | Ducted Indoor Units |  | 11.3 | 15.8 | 10.1 |  |  |  | FALSE | FALSE | FALSE | 36000 | 36000 | 2.3 | 45000 | 1.99
207339187 | 01/05/23 | Live | Midea Electric Trading | MRCOOL | Singlezone Non-Ducted, Wall Placement | 207339187 |  | HRCU-A-CB-O | DIY-12-HP-C-115C | Mini-Splits | DIY-12-HP-WMAH-115C25 | 12.5 | 22 | 11.5 | 12.5 | 22.5 | 9 | TRUE | FALSE | FALSE | 12000 | 7500 | 2.59 | 8210 | 2.41
207643089 | 09/07/22 | Live | Carrier | KEEPRITE | Multizone All Non-Ducted | 207643089 |  | HMSR-A-CB-O | DLCMRBH48EAK | Non-Ducted Indoor Units |  | 11 | 21 | 10.5 |  |  |  | FALSE | FALSE | TRUE | 48000 | 31000 | 2.72 | 34500 | 2.6
211991189 | 04/27/23 | Live | Midea Electric Trading | PREMIUM LEVELLA | Multizone Mix of Ducted and Non-Ducted | 211991189 |  | HMSV-A-CB | PIAWMZ188800B | Mixed Ducted and Non-Ducted Indoor Units |  | 12.25 | 20.25 | 10.7 | 12.25 | 20 | 10 | FALSE | FALSE | TRUE | 18000 | 14600 | 2.5 | 16000 | 2.23
207643086 | 09/07/22 | Live | Carrier | KEEPRITE | Multizone All Non-Ducted | 207643086 |  | HMSR-A-CB-O | DLCMHBH36DAK | Non-Ducted Indoor Units |  | 12.5 | 20 | 10.8 |  |  |  | TRUE | TRUE | TRUE | 36000 | 22000 | 2.63 | 33800 | 2.78
208280058 | 01/05/23 | Live | Midea Electric Trading | TRUST AIR CONDITIONERS | Singlezone Non-Ducted, Wall Placement | 208280058 |  | HRCU-A-CB-O | IS09H/O4S41P | Mini-Splits | IS06H/I4S41P | 15.8 | 26.5 | 14 | 15.8 | 26.5 | 13.6 | FALSE | FALSE | FALSE | 6000 | 8500 | 2.9 | 10041 | 2.45
207643083 | 09/07/22 | Live | Carrier | KEEPRITE | Multizone All Non-Ducted | 207643083 |  | HMSR-A-CB-O | DLCMHBH48EAK | Non-Ducted Indoor Units |  | 11 | 21 | 11.5 |  |  |  | FALSE | FALSE | TRUE | 48000 | 34000 | 2.83 | 46000 | 2.5
208816913 | 01/05/23 | Live | Midea Electric Trading | TRUST AIR CONDITIONERS | Singlezone Non-Ducted, Wall Placement | 208816913 |  | HRCU-A-CB-O | OUS09H/O4S4P | Mini-Splits | IUMW106H/I41P | 15.8 | 26.5 | 14 | 15.8 | 26.5 | 13.6 | FALSE | FALSE | TRUE | 6000 | 8500 | 2.9 | 10041 | 2.45
10064025 | 08/26/19 | Live | Gree | TOSOT | Multizone All Non-Ducted | 10064025 |  | HMSR-A-CB-O | TM42H3O | Non-Ducted Indoor Units |  | 10.4 | 21 | 10.2 |  |  |  | FALSE | FALSE | FALSE | 39000 | 29000 | 2.68 | 31100 | 2.5
207826708 | 06/07/23 | Live | Midea Electric Trading | MIDEA | Multizone Mix of Ducted and Non-Ducted | 207826708 |  | HMSV-A-CB | M5OG-48HFN1-M | Mixed Ducted and Non-Ducted Indoor Units |  | 11.3 | 21.45 | 11.25 | 11.65 | 21.95 | 9.2 | FALSE | FALSE | TRUE | 48000 | 35000 | 2.55 | 37000 | 2.17
207643077 | 09/07/22 | Live | Carrier | KEEPRITE | Multizone All Non-Ducted | 207643077 |  | HMSR-A-CB-O | DLCMHBH30DAK | Non-Ducted Indoor Units |  | 11.5 | 23 | 10.8 |  |  |  | TRUE | FALSE | FALSE | 30000 | 18500 | 2.98 | 27500 | 2.82
208674979 | 01/05/23 | Live | Midea Electric Trading | NAKS | Singlezone Non-Ducted, Wall Placement | 208674979 |  | HRCU-A-CB-O | NAKS-SPLIT AC-9K-ODU-115 | Mini-Splits | NAKS-SPLIT AC-9K-IDU-115 | 13.8 | 23 | 11 | 13.8 | 23 | 9.8 | FALSE | FALSE | TRUE | 9000 | 5900 | 2.93 | 9018 | 2.4
207742372 | 10/27/22 | Live | Midea Electric Trading | C&H | Multizone Mix of Ducted and Non-Ducted | 207742372 |  | HMSV-A-CB | CH-48MES-230VO | Mixed Ducted and Non-Ducted Indoor Units |  | 11.3 | 21.45 | 11.25 | 11.65 | 21.95 | 9.2 | FALSE | FALSE | TRUE | 48000 | 35000 | 2.55 | 37000 | 2.17
207643068 | 09/07/22 | Live | Carrier | HEIL | Multizone All Non-Ducted | 207643068 |  | HMSR-A-CB-O | DLCMRBH48EAK | Non-Ducted Indoor Units |  | 11 | 21 | 10.5 |  |  |  | FALSE | FALSE | TRUE | 48000 | 31000 | 2.72 | 34500 | 2.6
207339188 | 01/05/23 | Live | Midea Electric Trading | MRCOOL | Singlezone Non-Ducted, Wall Placement | 207339188 |  | HRCU-A-CB-O | DIY-18-HP-C-230C | Mini-Splits | DIY-18-HP-WMAH-230C25 | 12.5 | 22 | 11.5 | 12.6 | 22.7 | 9.8 | TRUE | FALSE | TRUE | 18000 | 13800 | 2.54 | 14760 | 2.31
208674963 | 01/05/23 | Live | Midea Electric Trading | AIC TECHNOLOGIES | Singlezone Non-Ducted, Wall Placement | 208674963 |  | HRCU-A-CB-O | NAKS-SPLIT AC-9K-ODU-115 | Mini-Splits | NAKS-SPLIT AC-9K-IDU-115 | 13.8 | 23 | 11 | 13.8 | 23 | 9.8 | FALSE | FALSE | TRUE | 9000 | 5900 | 2.93 | 9018 | 2.4
207643065 | 09/07/22 | Live | Carrier | HEIL | Multizone All Non-Ducted | 207643065 |  | HMSR-A-CB-O | DLCMHBH36DAK | Non-Ducted Indoor Units |  | 12.5 | 20 | 10.8 |  |  |  | TRUE | TRUE | TRUE | 36000 | 22000 | 2.63 | 33800 | 2.78
207590851 | 10/27/22 | Live | Midea Electric Trading | CONVECTAIR | Multizone Mix of Ducted and Non-Ducted | 207590851 |  | HMSV-A-CB | 8322-C27-O | Mixed Ducted and Non-Ducted Indoor Units |  | 12 | 21.25 | 10.7 | 12.1 | 21.5 | 10.05 | FALSE | FALSE | TRUE | 28000 | 26800 | 2.3 | 27200 | 2.21
208552788 | 01/05/23 | Live | Midea Electric Trading | MRCOOL | Singlezone Non-Ducted, Wall Placement | 208552788 |  | HRCU-A-CB-O | DIY-18-HP-C-230C25 | Mini-Splits | DIY-18-HP-WMAH-230C25 | 12.5 | 22 | 11.5 | 12.6 | 22.7 | 9.8 | TRUE | FALSE | TRUE | 18000 | 13800 | 2.54 | 14760 | 2.31
201755024 | 02/02/22 | Live | Mitsubishi Electric Trane | MITSUBISHI ELECTRIC | Multizone Mix of Ducted and Non-Ducted | 201755024 |  | HMSV-A-CB | MXZ-8C48NAHZ | Mixed Ducted and Non-Ducted Indoor Units |  | 10.75 | 16.8 | 10.5 |  |  |  | FALSE | FALSE | FALSE | 48000 | 41500 | 2.53 | 54000 | 2.2
207742378 | 10/27/22 | Live | Midea Electric Trading | C&H | Multizone Mix of Ducted and Non-Ducted | 207742378 |  | HMSV-A-CB | CH-HPR28M-230VO | Mixed Ducted and Non-Ducted Indoor Units |  | 12 | 21.25 | 10.7 | 12.1 | 21.5 | 10.05 | TRUE | TRUE | TRUE | 28000 | 26800 | 2.3 | 27200 | 2.21
207643062 | 09/07/22 | Live | Carrier | HEIL | Multizone All Non-Ducted | 207643062 |  | HMSR-A-CB-O | DLCMHBH48EAK | Non-Ducted Indoor Units |  | 11 | 21 | 11.5 |  |  |  | FALSE | FALSE | TRUE | 48000 | 34000 | 2.83 | 46000 | 2.5
207742366 | 10/27/22 | Live | Midea Electric Trading | C&H | Multizone Mix of Ducted and Non-Ducted | 207742366 |  | HMSV-A-CB | CH-28MES-230VO | Mixed Ducted and Non-Ducted Indoor Units |  | 11.85 | 22.4 | 10.35 | 12.2 | 22.8 | 9.35 | TRUE | FALSE | TRUE | 28000 | 21400 | 2.55 | 22600 | 2.25
208816937 | 01/05/23 | Live | Midea Electric Trading | TRUST AIR CONDITIONERS | Singlezone Non-Ducted, Floor Placement | 208816937 |  | HRCU-A-CB-O | OUS24H/O4S4P | Mini-Splits | IUMFC24H/I41P | 12.5 | 20 | 11.2 | 12.5 | 21.2 | 10.3 | FALSE | FALSE | TRUE | 24000 | 16000 | 2.3 | 17600 | 2.16
207643056 | 09/07/22 | Live | Carrier | HEIL | Multizone All Non-Ducted | 207643056 |  | HMSR-A-CB-O | DLCMHBH30DAK | Non-Ducted Indoor Units |  | 11.5 | 23 | 10.8 |  |  |  | TRUE | FALSE | FALSE | 30000 | 18500 | 2.98 | 27500 | 2.82
201755022 | 02/02/22 | Live | Mitsubishi Electric Trane | MITSUBISHI ELECTRIC | Multizone Mix of Ducted and Non-Ducted | 201755022 |  | HMSV-A-CB | MXZ-5C42NAHZ | Mixed Ducted and Non-Ducted Indoor Units |  | 12.1 | 17 | 10.55 |  |  |  | FALSE | FALSE | FALSE | 42000 | 36200 | 2.67 | 48000 | 2.41
208121893 | 01/05/23 | Live | Midea Electric Trading | Alsetria | Singlezone Non-Ducted, Wall Placement | 208121893 |  | HRCU-A-CB-O | MOX430-18HFN1-MT2Q1W | Mini-Splits | MSABE-18HRFN1-MT2Q1W | 12.5 | 22 | 11.5 | 12.6 | 22.7 | 9.8 | TRUE | FALSE | TRUE | 18000 | 13800 | 2.54 | 14760 | 2.31
207742363 | 10/27/22 | Live | Midea Electric Trading | C&H | Multizone Mix of Ducted and Non-Ducted | 207742363 |  | HMSV-A-CB | CH-18MES-230VO | Mixed Ducted and Non-Ducted Indoor Units |  | 12.65 | 20.75 | 10.7 | 12.95 | 20.95 | 10.15 | TRUE | FALSE | TRUE | 18000 | 14500 | 2.5 | 16000 | 2.23
207643047 | 09/07/22 | Live | Carrier | DAY & NIGHT | Multizone All Non-Ducted | 207643047 |  | HMSR-A-CB-O | DLCMRBH48EAK | Non-Ducted Indoor Units |  | 11 | 21 | 10.5 |  |  |  | FALSE | FALSE | TRUE | 48000 | 31000 | 2.72 | 34500 | 2.6
210265864 | 10/31/22 | Live | Midea Electric Trading | MRCOOL | Multizone Mix of Ducted and Non-Ducted | 210265864 |  | HMSV-A-CB | DIY-MULTI3-27HP230C | Mixed Ducted and Non-Ducted Indoor Units |  | 11.5 | 20.75 | 10.35 | 11.5 | 20.75 | 9.3 | FALSE | FALSE | TRUE | 27400 | 20400 | 2.5 | 22600 | 2.25
207643044 | 09/07/22 | Live | Carrier | DAY & NIGHT | Multizone All Non-Ducted | 207643044 |  | HMSR-A-CB-O | DLCMHBH36DAK | Non-Ducted Indoor Units |  | 12.5 | 20 | 10.8 |  |  |  | TRUE | TRUE | TRUE | 36000 | 22000 | 2.63 | 33800 | 2.78
201754912 | 02/02/22 | Live | Mitsubishi Electric Trane | MITSUBISHI ELECTRIC | Multizone All Ducted | 201754912 |  | HMSV-A-CB | MXZ-4C36NAHZ | Ducted Indoor Units |  | 11.3 | 15.8 | 10.1 |  |  |  | FALSE | FALSE | FALSE | 36000 | 36000 | 2.3 | 45000 | 1.99
210410110 | 06/07/23 | Live | Midea Electric Trading | MRCOOL | Multizone Mix of Ducted and Non-Ducted | 210410110 |  | HMSV-A-CB | DIY-MULTI5-48HP230C | Mixed Ducted and Non-Ducted Indoor Units |  | 11 | 20 | 11 | 11.1 | 20.05 | 9.5 | FALSE | FALSE | TRUE | 48500 | 35400 | 2.51 | 37000 | 2.17
207643041 | 09/07/22 | Live | Carrier | DAY & NIGHT | Multizone All Non-Ducted | 207643041 |  | HMSR-A-CB-O | DLCMHBH48EAK | Non-Ducted Indoor Units |  | 11 | 21 | 11.5 |  |  |  | FALSE | FALSE | TRUE | 48000 | 34000 | 2.83 | 46000 | 2.5
208121856 | 01/05/23 | Live | Midea Electric Trading | ECO-AIR | Singlezone Non-Ducted, Wall Placement | 208121856 |  | HRCU-A-CB-O | MOX430-18HFN1-MT2Q1W | Mini-Splits | MSABE-18HRFN1-MT2Q1W | 12.5 | 22 | 11.5 | 12.6 | 22.7 | 9.8 | TRUE | FALSE | TRUE | 18000 | 13800 | 2.54 | 14760 | 2.31
207643035 | 09/07/22 | Live | Carrier | DAY & NIGHT | Multizone All Non-Ducted | 207643035 |  | HMSR-A-CB-O | DLCMHBH30DAK | Non-Ducted Indoor Units |  | 11.5 | 23 | 10.8 |  |  |  | TRUE | FALSE | FALSE | 30000 | 18500 | 2.98 | 27500 | 2.82
201754635 | 02/02/22 | Live | Mitsubishi Electric Trane | MITSUBISHI ELECTRIC | Multizone All Non-Ducted | 201754635 |  | HMSR-A-CB-O | MXZ-8C48NAHZ | Non-Ducted Indoor Units |  | 12 | 18.9 | 11 |  |  |  | FALSE | FALSE | FALSE | 48000 | 40000 | 2.7 | 54000 | 2.64
208121857 | 01/05/23 | Live | Midea Electric Trading | ECO-AIR | Singlezone Non-Ducted, Wall Placement | 208121857 |  | HRCU-A-CB-O | MOD31-23HFN1-MT2Q1W | Mini-Splits | MSABE-23HRFN1-MT2Q1W | 12.5 | 20.5 | 10.5 | 12.5 | 20.5 | 9.2 | TRUE | FALSE | FALSE | 23000 | 17900 | 2.34 | 21492 | 2.25
209319652 | 10/10/22 | Live | Midea Electric Trading | ECO AIR | Multizone Mix of Ducted and Non-Ducted | 209319652 |  | HMSV-A-CB | M5OA-55HFN1-M-[X] | Mixed Ducted and Non-Ducted Indoor Units |  | 10.5 | 20.25 | 10.8 | 10.5 | 20.4 | 9.4 | TRUE | TRUE | TRUE | 55000 | 34800 | 2.5 | 45000 | 2.06
207691832 | 06/07/23 | Live | Midea Electric Trading | YONAN | Multizone Mix of Ducted and Non-Ducted | 207691832 |  | HMSV-A-CB | YSMO-48HRN1 | Mixed Ducted and Non-Ducted Indoor Units |  | 10.55 | 20.75 | 11 | 10.9 | 20.8 | 9.6 | FALSE | FALSE | TRUE | 48000 | 36000 | 2.6 | 37000 | 2.17
208280159 | 01/05/23 | Live | Midea Electric Trading | TRUST AIR CONDITIONERS | Singlezone Non-Ducted, Floor Placement | 208280159 |  | HRCU-A-CB-O | IS24H/O4S41P | Mini-Splits | IUMFC24H/I41P | 12.5 | 20 | 11.2 | 12.5 | 21.2 | 10.3 | FALSE | FALSE | FALSE | 24000 | 16000 | 2.3 | 17600 | 2.16
207643026 | 09/07/22 | Live | Carrier | COMFORTMAKER | Multizone All Non-Ducted | 207643026 |  | HMSR-A-CB-O | DLCMRBH48EAK | Non-Ducted Indoor Units |  | 11 | 21 | 10.5 |  |  |  | FALSE | FALSE | TRUE | 48000 | 31000 | 2.72 | 34500 | 2.6
207657370 | 10/27/22 | Live | Midea Electric Trading | KARDA | Multizone Mix of Ducted and Non-Ducted | 207657370 |  | HMSV-A-CB | 3KARDA48MZ5 | Mixed Ducted and Non-Ducted Indoor Units |  | 10.55 | 20.75 | 11 | 10.9 | 20.8 | 9.6 | FALSE | FALSE | TRUE | 48000 | 36000 | 2.6 | 37000 | 2.17
207643023 | 09/07/22 | Live | Carrier | COMFORTMAKER | Multizone All Non-Ducted | 207643023 |  | HMSR-A-CB-O | DLCMHBH36DAK | Non-Ducted Indoor Units |  | 12.5 | 20 | 10.8 |  |  |  | TRUE | TRUE | TRUE | 36000 | 22000 | 2.63 | 33800 | 2.78
208121894 | 01/05/23 | Live | Midea Electric Trading | Alsetria | Singlezone Non-Ducted, Wall Placement | 208121894 |  | HRCU-A-CB-O | MOD31-23HFN1-MT2Q1W | Mini-Splits | MSABE-23HRFN1-MT2Q1W | 12.5 | 20.5 | 10.5 | 12.5 | 20.5 | 9.2 | TRUE | FALSE | FALSE | 23000 | 17900 | 2.34 | 21492 | 2.25
207657358 | 10/27/22 | Live | Midea Electric Trading | PERFECTAIRE | Multizone Mix of Ducted and Non-Ducted | 207657358 |  | HMSV-A-CB | 3PAMSH48-MZO5 | Mixed Ducted and Non-Ducted Indoor Units |  | 10.55 | 20.75 | 11 | 10.9 | 20.8 | 9.6 | FALSE | FALSE | TRUE | 48000 | 36000 | 2.6 | 37000 | 2.17
201755020 | 01/01/11 | Live | Mitsubishi Electric Trane | MITSUBISHI ELECTRIC | Multizone Mix of Ducted and Non-Ducted | 201755020 |  | HMSV-A-CB | MXZ-4C36NAHZ | Mixed Ducted and Non-Ducted Indoor Units |  | 12.65 | 17.45 | 10.7 |  |  |  | FALSE | FALSE | FALSE | 36000 | 35000 | 2.53 | 45000 | 2.47
210474682 | 06/07/23 | Live | Midea Electric Trading | AIRDACH | Multizone Mix of Ducted and Non-Ducted | 210474682 |  | HMSV-A-CB | AMSH4800VM1-D | Mixed Ducted and Non-Ducted Indoor Units |  | 10.55 | 20.75 | 11 | 10.9 | 20.8 | 9.6 | FALSE | FALSE | TRUE | 48000 | 36000 | 2.6 | 37000 | 2.17
207643020 | 09/07/22 | Live | Carrier | COMFORTMAKER | Multizone All Non-Ducted | 207643020 |  | HMSR-A-CB-O | DLCMHBH48EAK | Non-Ducted Indoor Units |  | 11 | 21 | 11.5 |  |  |  | FALSE | FALSE | TRUE | 48000 | 34000 | 2.83 | 46000 | 2.5
208552791 | 01/05/23 | Live | Midea Electric Trading | MRCOOL | Singlezone Non-Ducted, Wall Placement | 208552791 |  | HRCU-A-CB-O | DIY-24-HP-C-230C25 | Mini-Splits | DIY-24-HP-WMAH-230C25 | 12.5 | 20.5 | 10.5 | 12.5 | 20.5 | 9.2 | TRUE | FALSE | FALSE | 23000 | 17900 | 2.34 | 21492 | 2.25
209843056 | 06/07/23 | Live | Midea Electric Trading | TGM | Multizone Mix of Ducted and Non-Ducted | 209843056 |  | HMSV-A-CB | MMRSHT48AS5 | Mixed Ducted and Non-Ducted Indoor Units |  | 10.55 | 20.75 | 11 | 10.9 | 20.8 | 9.6 | FALSE | FALSE | TRUE | 48000 | 36000 | 2.6 | 37000 | 2.17
209843044 | 06/07/23 | Live | Midea Electric Trading | CLASSIC | Multizone Mix of Ducted and Non-Ducted | 209843044 |  | HMSV-A-CB | MMRSHC48AS5 | Mixed Ducted and Non-Ducted Indoor Units |  | 10.55 | 20.75 | 11 | 10.9 | 20.8 | 9.6 | FALSE | FALSE | TRUE | 48000 | 36000 | 2.6 | 37000 | 2.17
207643014 | 09/07/22 | Live | Carrier | COMFORTMAKER | Multizone All Non-Ducted | 207643014 |  | HMSR-A-CB-O | DLCMHBH30DAK | Non-Ducted Indoor Units |  | 11.5 | 23 | 10.8 |  |  |  | TRUE | FALSE | FALSE | 30000 | 18500 | 2.98 | 27500 | 2.82
212349509 | 03/22/24 | Live | TCL AIR CONDITIONER (ZHONGSHAN) CO.,LTD. | ZERO | Singlezone Non-Ducted, Wall Placement | 212349509 |  | HRCU-A-CB-O | ZMSB-24HVT-USHH | Mini-Splits | ZMSB-24HVT-USHH | 12.5 | 20 | 10 | 12.5 | 20 | 9 | FALSE | FALSE | FALSE | 23000 | 13900 | 2.75 | 21760 | 2.21
207657340 | 10/27/22 | Live | Midea Electric Trading | PERFECTAIRE | Multizone Mix of Ducted and Non-Ducted | 207657340 |  | HMSV-A-CB | 3PAMS27-HH-MZO3 | Mixed Ducted and Non-Ducted Indoor Units |  | 11.5 | 21 | 10.05 | 11.75 | 21.3 | 9.65 | TRUE | TRUE | TRUE | 28000 | 26200 | 2.3 | 27200 | 2.21
212349508 | 03/22/24 | Live | TCL AIR CONDITIONER (ZHONGSHAN) CO.,LTD. | ZERO | Singlezone Non-Ducted, Wall Placement | 212349508 |  | HRCU-A-CB-O | ZMSB-18HVT-USHH | Mini-Splits | ZMSB-18HVT-USHH | 13 | 21.5 | 10 | 13 | 22 | 9 | FALSE | FALSE | FALSE | 18000 | 10000 | 2.85 | 15600 | 2.64
212349507 | 03/22/24 | Live | TCL AIR CONDITIONER (ZHONGSHAN) CO.,LTD. | ZERO | Singlezone Non-Ducted, Wall Placement | 212349507 |  | HRCU-A-CB-O | ZMSB-12HVT-USHH | Mini-Splits | ZMSB-12HVT-USHH | 13 | 23 | 10 | 13 | 23 | 9.5 | FALSE | FALSE | TRUE | 12000 | 7600 | 3.14 | 11100 | 2.48
212349506 | 03/22/24 | Live | TCL AIR CONDITIONER (ZHONGSHAN) CO.,LTD. | ZERO | Singlezone Non-Ducted, Wall Placement | 212349506 |  | HRCU-A-CB-O | ZMSB-09HVT-USHH | Mini-Splits | ZMSB-09HVT-USHH | 13 | 23 | 10 | 13 | 23.5 | 9.2 | FALSE | FALSE | FALSE | 9000 | 5900 | 2.79 | 8380 | 2.61
212349505 | 03/22/24 | Live | TCL AIR CONDITIONER (ZHONGSHAN) CO.,LTD. | ZERO | Singlezone Non-Ducted, Wall Placement | 212349505 |  | HRCU-A-CB-O | ZMSB-12HVT110-USHH | Mini-Splits | ZMSB-12HVT110-USHH | 12.5 | 22 | 10 | 12.5 | 22 | 9 | FALSE | FALSE | FALSE | 12000 | 7100 | 3.02 | 10900 | 2.5
207683240 | 10/27/22 | Live | Midea Electric Trading | NAPOLEON | Multizone Mix of Ducted and Non-Ducted | 207683240 |  | HMSV-A-CB | NDHAM-28-O | Mixed Ducted and Non-Ducted Indoor Units |  | 11.5 | 21 | 10.05 | 11.75 | 21.3 | 9.65 | TRUE | TRUE | TRUE | 28000 | 26200 | 2.3 | 27200 | 2.21
212349504 | 03/22/24 | Live | TCL AIR CONDITIONER (ZHONGSHAN) CO.,LTD. | ZERO | Singlezone Non-Ducted, Wall Placement | 212349504 |  | HRCU-A-CB-O | ZMSB-09HVT110-USHH | Mini-Splits | ZMSB-09HVT110-USHH | 12.5 | 22 | 10 | 12.5 | 23 | 9 | FALSE | FALSE | FALSE | 9000 | 5900 | 2.79 | 8380 | 2.59
209843038 | 06/07/23 | Live | Midea Electric Trading | CLASSIC | Multizone Mix of Ducted and Non-Ducted | 209843038 |  | HMSV-A-CB | MMRSHC27AS3 | Mixed Ducted and Non-Ducted Indoor Units |  | 11.6 | 21.75 | 10.2 | 11.95 | 22.25 | 9.2 | FALSE | FALSE | TRUE | 27400 | 21000 | 2.48 | 22600 | 2.25
207643005 | 09/07/22 | Live | Carrier | ARCOAIRE | Multizone All Non-Ducted | 207643005 |  | HMSR-A-CB-O | DLCMRBH48EAK | Non-Ducted Indoor Units |  | 11 | 21 | 10.5 |  |  |  | FALSE | FALSE | TRUE | 48000 | 31000 | 2.72 | 34500 | 2.6
208280055 | 01/05/23 | Live | Midea Electric Trading | TRUST AIR CONDITIONERS | Singlezone Non-Ducted, Wall Placement | 208280055 |  | HRCU-A-CB-O | IS24H/O4S41P | Mini-Splits | IS24H/I4S41P | 14 | 21 | 12 | 14 | 22 | 10 | FALSE | FALSE | FALSE | 24000 | 16200 | 2.4 | 20000 | 2.1
209843050 | 06/07/23 | Live | Midea Electric Trading | TGM | Multizone Mix of Ducted and Non-Ducted | 209843050 |  | HMSV-A-CB | MMRSHT27AS3 | Mixed Ducted and Non-Ducted Indoor Units |  | 11.6 | 21.75 | 10.2 | 11.95 | 22.25 | 9.2 | FALSE | FALSE | TRUE | 27400 | 21000 | 2.48 | 22600 | 2.25
201754911 | 01/01/11 | Live | Mitsubishi Electric Trane | MITSUBISHI ELECTRIC | Multizone All Non-Ducted | 201754911 |  | HMSR-A-CB-O | MXZ-4C36NAHZ | Non-Ducted Indoor Units |  | 14 | 19.1 | 11.3 |  |  |  | FALSE | FALSE | FALSE | 36000 | 34000 | 2.85 | 45000 | 2.78
207643002 | 09/07/22 | Live | Carrier | ARCOAIRE | Multizone All Non-Ducted | 207643002 |  | HMSR-A-CB-O | DLCMHBH36DAK | Non-Ducted Indoor Units |  | 12.5 | 20 | 10.8 |  |  |  | TRUE | TRUE | TRUE | 36000 | 22000 | 2.63 | 33800 | 2.78
208816926 | 01/05/23 | Live | Midea Electric Trading | TRUST AIR CONDITIONERS | Singlezone Ducted, Compact Ducted | 208816926 |  | HRCU-A-CB | OUS09H/O4S4P | Mini-Splits | IUMDL09H/I43P | 13.5 | 21 | 11.5 | 12.5 | 19.2 | 10.2 | FALSE | FALSE | TRUE | 9000 | 7700 | 2.59 | 10200 | 2.41
208816910 | 01/05/23 | Live | Midea Electric Trading | TRUST AIR CONDITIONERS | Singlezone Non-Ducted, Wall Placement | 208816910 |  | HRCU-A-CB-O | OUS12H/O4S4P | Mini-Splits | IUMW112H/I41P | 13.7 | 23.2 | 13.2 | 13.7 | 24.6 | 10.7 | FALSE | FALSE | TRUE | 12000 | 9000 | 2.69 | 9921 | 2.31
210474676 | 06/07/23 | Live | Midea Electric Trading | AIRDACH | Multizone Mix of Ducted and Non-Ducted | 210474676 |  | HMSV-A-CB | AMSH2700VM1-D | Mixed Ducted and Non-Ducted Indoor Units |  | 11.6 | 21.75 | 10.2 | 11.95 | 22.25 | 9.2 | FALSE | FALSE | TRUE | 27400 | 21000 | 2.48 | 22600 | 2.25
208286575 | 01/23/23 | Live | INNOVAIR | INNOVAIR | Singlezone Non-Ducted, Wall Placement | 208286575 |  | HRCU-A-CB-O | WIN18H7H51(O) | Mini-Splits | WIN18H7H51(I) | 13 | 20.5 | 10.5 | 13.2 | 20.5 | 9.5 | TRUE | TRUE | TRUE | 18000 | 10500 | 1.2 | 17500 | 1.84
207657352 | 10/27/22 | Live | Midea Electric Trading | PERFECTAIRE | Multizone Mix of Ducted and Non-Ducted | 207657352 |  | HMSV-A-CB | 3PAMSH27-MZO3 | Mixed Ducted and Non-Ducted Indoor Units |  | 11.6 | 21.75 | 10.2 | 11.95 | 22.25 | 9.2 | TRUE | FALSE | TRUE | 27400 | 21000 | 2.48 | 22600 | 2.25
208286573 | 01/23/23 | Live | INNOVAIR | INNOVAIR | Singlezone Non-Ducted, Wall Placement | 208286573 |  | HRCU-A-CB-O | WIN09H7H51(O) | Mini-Splits | WIN09H7H51(I) | 14.5 | 24.5 | 12 | 14.5 | 25.5 | 10.5 | TRUE | TRUE | TRUE | 9000 | 5500 | 2.93 | 9500 | 2.14
207642999 | 09/07/22 | Live | Carrier | ARCOAIRE | Multizone All Non-Ducted | 207642999 |  | HMSR-A-CB-O | DLCMHBH48EAK | Non-Ducted Indoor Units |  | 11 | 21 | 11.5 |  |  |  | FALSE | FALSE | TRUE | 48000 | 34000 | 2.83 | 46000 | 2.5
208280051 | 01/05/23 | Live | Midea Electric Trading | TRUST AIR CONDITIONERS | Singlezone Non-Ducted, Wall Placement | 208280051 |  | HRCU-A-CB-O | IS12H/O4S41P | Mini-Splits | IS12H/I4S41P | 13.7 | 23.2 | 13.2 | 13.7 | 24.6 | 10.7 | FALSE | FALSE | FALSE | 12000 | 9000 | 2.69 | 9921 | 2.31
207657364 | 10/27/22 | Live | Midea Electric Trading | KARDA | Multizone Mix of Ducted and Non-Ducted | 207657364 |  | HMSV-A-CB | 3KARDA27MZ3 | Mixed Ducted and Non-Ducted Indoor Units |  | 11.6 | 21.75 | 10.2 | 11.95 | 22.25 | 9.2 | TRUE | FALSE | TRUE | 27400 | 21000 | 2.48 | 22600 | 2.25
201754926 | 01/01/11 | Live | Mitsubishi Electric Trane | MITSUBISHI ELECTRIC | Multizone All Non-Ducted | 201754926 |  | HMSR-A-CB-O | MXZ-5C42NAHZ | Non-Ducted Indoor Units |  | 13.4 | 19 | 11 |  |  |  | FALSE | FALSE | FALSE | 42000 | 35800 | 2.87 | 48000 | 2.89
207691835 | 06/07/23 | Live | Midea Electric Trading | YONAN | Multizone Mix of Ducted and Non-Ducted | 207691835 |  | HMSV-A-CB | YSMO-30HRN1 | Mixed Ducted and Non-Ducted Indoor Units |  | 11.6 | 21.75 | 10.2 | 11.95 | 22.25 | 9.2 | FALSE | FALSE | TRUE | 27400 | 21000 | 2.48 | 22600 | 2.25
207642993 | 09/07/22 | Live | Carrier | ARCOAIRE | Multizone All Non-Ducted | 207642993 |  | HMSR-A-CB-O | DLCMHBH30DAK | Non-Ducted Indoor Units |  | 11.5 | 23 | 10.8 |  |  |  | TRUE | FALSE | FALSE | 30000 | 18500 | 2.98 | 27500 | 2.82
207657346 | 04/29/22 | Live | Midea Electric Trading | PERFECTAIRE | Multizone Mix of Ducted and Non-Ducted | 207657346 |  | HMSV-A-CB | 3PAMS48-HH-MZO5 | Mixed Ducted and Non-Ducted Indoor Units |  | 11.2 | 20.6 | 11 | 11.35 | 21.05 | 9.45 | FALSE | FALSE | TRUE | 47500 | 37400 | 2.4 | 45000 | 2.2
207642978 | 09/07/22 | Live | Carrier | MIDEA | Multizone All Non-Ducted | 207642978 |  | HMSR-A-CB-O | 38MGRBQ48EA3 | Non-Ducted Indoor Units |  | 12.5 | 22.4 | 11 |  |  |  | TRUE | FALSE | FALSE | 48000 | 29600 | 2.6 | 34500 | 2.6
209937050 | 01/05/23 | Live | Midea Electric Trading | C&H | Singlezone Non-Ducted, Wall Placement | 209937050 |  | HRCU-A-CB-O | CH-ES12-230VO | Mini-Splits | CH-12MASTWM-230VI | 13.7 | 23.2 | 13.2 | 13.7 | 24.6 | 10.7 | TRUE | FALSE | TRUE | 12000 | 9000 | 2.69 | 9921 | 2.31
207642975 | 09/07/22 | Live | Carrier | MIDEA | Multizone All Non-Ducted | 207642975 |  | HMSR-A-CB-O | 38MGHBQ36DA3 | Non-Ducted Indoor Units |  | 13.6 | 21.8 | 11 |  |  |  | TRUE | TRUE | TRUE | 36000 | 23200 | 2.78 | 33800 | 2.78
207642972 | 09/07/22 | Live | Carrier | MIDEA | Multizone All Non-Ducted | 207642972 |  | HMSR-A-CB-O | 38MGHBQ48EA3 | Non-Ducted Indoor Units |  | 11.6 | 21.5 | 11 |  |  |  | TRUE | TRUE | TRUE | 48000 | 30000 | 2.5 | 46000 | 2.5
210799673 | 01/05/23 | Live | Midea Electric Trading | Cooper&Hunter | Singlezone Non-Ducted, Wall Placement | 210799673 |  | HRCU-A-CB-O | CH-ES12-230VO | Mini-Splits | CH-12MASTWM-230VI | 13.7 | 23.2 | 13.2 | 13.7 | 24.6 | 10.7 | TRUE | FALSE | TRUE | 12000 | 9000 | 2.69 | 9921 | 2.31
207657349 | 10/27/22 | Live | Midea Electric Trading | PERFECTAIRE | Multizone Mix of Ducted and Non-Ducted | 207657349 |  | HMSV-A-CB | 3PAMSH18-MZO2 | Mixed Ducted and Non-Ducted Indoor Units |  | 12.25 | 20.25 | 10.7 | 12.25 | 20 | 10 | TRUE | FALSE | TRUE | 18000 | 14600 | 2.5 | 16000 | 2.23
207691826 | 06/07/23 | Live | Midea Electric Trading | YONAN | Multizone Mix of Ducted and Non-Ducted | 207691826 |  | HMSV-A-CB | YSMO-18HRN1 | Mixed Ducted and Non-Ducted Indoor Units |  | 12.25 | 20.25 | 10.7 | 12.25 | 20 | 10 | FALSE | FALSE | TRUE | 18000 | 14600 | 2.5 | 16000 | 2.23
207642966 | 09/07/22 | Live | Carrier | MIDEA | Multizone All Non-Ducted | 207642966 |  | HMSR-A-CB-O | 38MGHBQ30DA3 | Non-Ducted Indoor Units |  | 12.5 | 25 | 11.3 |  |  |  | TRUE | TRUE | TRUE | 30000 | 17500 | 2.82 | 27500 | 2.82
207657361 | 10/27/22 | Live | Midea Electric Trading | KARDA | Multizone Mix of Ducted and Non-Ducted | 207657361 |  | HMSV-A-CB | 3KARDA18MZ2 | Mixed Ducted and Non-Ducted Indoor Units |  | 12.25 | 20.25 | 10.7 | 12.25 | 20 | 10 | TRUE | FALSE | TRUE | 18000 | 14600 | 2.5 | 16000 | 2.23
207642957 | 09/07/22 | Live | Carrier | WEATHERMAKER | Multizone All Non-Ducted | 207642957 |  | HMSR-A-CB-O | 38MGRBQ48EA3 | Non-Ducted Indoor Units |  | 12.5 | 22.4 | 11 |  |  |  | TRUE | FALSE | FALSE | 48000 | 29600 | 2.6 | 34500 | 2.6
207642954 | 09/07/22 | Live | Carrier | WEATHERMAKER | Multizone All Non-Ducted | 207642954 |  | HMSR-A-CB-O | 38MGHBQ36DA3 | Non-Ducted Indoor Units |  | 13.6 | 21.8 | 11 |  |  |  | TRUE | TRUE | TRUE | 36000 | 23200 | 2.78 | 33800 | 2.78
210799670 | 01/05/23 | Live | Midea Electric Trading | Cooper&Hunter | Singlezone Non-Ducted, Wall Placement | 210799670 |  | HRCU-A-CB-O | CH-ES09-230VO | Mini-Splits | CH-09MASTWM-230VI | 15 | 25.5 | 12.2 | 15 | 25.5 | 12.3 | TRUE | TRUE | TRUE | 9000 | 8500 | 2.8 | 9611 | 2.29
210474673 | 06/07/23 | Live | Midea Electric Trading | AIRDACH | Multizone Mix of Ducted and Non-Ducted | 210474673 |  | HMSV-A-CB | AMSH1800VM1-D | Mixed Ducted and Non-Ducted Indoor Units |  | 12.25 | 20.25 | 10.7 | 12.25 | 20 | 10 | FALSE | FALSE | TRUE | 18000 | 14600 | 2.5 | 16000 | 2.23
208280097 | 01/05/23 | Live | Midea Electric Trading | TRUST AIR CONDITIONERS | Singlezone Ducted, Compact Ducted | 208280097 |  | HRCU-A-CB | IS09H/O4S41P | Mini-Splits | IUMDL09H/I43P | 13.5 | 21 | 11.5 | 12.5 | 19.2 | 10.2 | FALSE | FALSE | FALSE | 9000 | 7700 | 2.59 | 10200 | 2.41
207642951 | 09/07/22 | Live | Carrier | WEATHERMAKER | Multizone All Non-Ducted | 207642951 |  | HMSR-A-CB-O | 38MGHBQ48EA3 | Non-Ducted Indoor Units |  | 11.6 | 21.5 | 11 |  |  |  | TRUE | TRUE | TRUE | 48000 | 30000 | 2.5 | 46000 | 2.5
209843047 | 06/07/23 | Live | Midea Electric Trading | TGM | Multizone Mix of Ducted and Non-Ducted | 209843047 |  | HMSV-A-CB | MMRSHT18AS2 | Mixed Ducted and Non-Ducted Indoor Units |  | 12.25 | 20.25 | 10.7 | 12.25 | 20 | 10 | TRUE | FALSE | TRUE | 18000 | 14600 | 2.5 | 16000 | 2.23
207642945 | 09/07/22 | Live | Carrier | WEATHERMAKER | Multizone All Non-Ducted | 207642945 |  | HMSR-A-CB-O | 38MGHBQ30DA3 | Non-Ducted Indoor Units |  | 12.5 | 25 | 11.3 |  |  |  | TRUE | TRUE | TRUE | 30000 | 17500 | 2.82 | 27500 | 2.82
209843035 | 06/07/23 | Live | Midea Electric Trading | CLASSIC | Multizone Mix of Ducted and Non-Ducted | 209843035 |  | HMSV-A-CB | MMRSHC18AS2 | Mixed Ducted and Non-Ducted Indoor Units |  | 12.25 | 20.25 | 10.7 | 12.25 | 20 | 10 | TRUE | FALSE | TRUE | 18000 | 14600 | 2.5 | 16000 | 2.23
209937047 | 01/05/23 | Live | Midea Electric Trading | C&H | Singlezone Non-Ducted, Wall Placement | 209937047 |  | HRCU-A-CB-O | CH-ES09-230VO | Mini-Splits | CH-09MASTWM-230VI | 15 | 25.5 | 12.2 | 15 | 25.5 | 12.3 | TRUE | TRUE | TRUE | 9000 | 8500 | 2.8 | 9611 | 2.29
201754904 | 01/01/11 | Live | Mitsubishi Electric Trane | MITSUBISHI ELECTRIC | Multizone All Non-Ducted | 201754904 |  | HMSR-A-CB-O | MXZ-3C24NAHZ2 | Non-Ducted Indoor Units |  | 13.5 | 19 | 10 |  |  |  | FALSE | FALSE | FALSE | 22000 | 14000 | 2.53 | 25000 | 2.06
207642936 | 09/07/22 | Live | Carrier | PAYNE | Multizone All Non-Ducted | 207642936 |  | HMSR-A-CB-O | 38MGRBQ48EA3 | Non-Ducted Indoor Units |  | 12.5 | 22.4 | 11 |  |  |  | TRUE | FALSE | FALSE | 48000 | 29600 | 2.6 | 34500 | 2.6
207642933 | 09/07/22 | Live | Carrier | PAYNE | Multizone All Non-Ducted | 207642933 |  | HMSR-A-CB-O | 38MGHBQ36DA3 | Non-Ducted Indoor Units |  | 13.6 | 21.8 | 11 |  |  |  | TRUE | TRUE | TRUE | 36000 | 23200 | 2.78 | 33800 | 2.78
208280048 | 01/05/23 | Live | Midea Electric Trading | TRUST AIR CONDITIONERS | Singlezone Non-Ducted, Wall Placement | 208280048 |  | HRCU-A-CB-O | IS09H/O4S41P | Mini-Splits | IS09H/I4S41P | 15 | 25.5 | 12.2 | 15 | 25.5 | 12.3 | FALSE | FALSE | FALSE | 9000 | 8500 | 2.8 | 9611 | 2.29
207642930 | 09/07/22 | Live | Carrier | PAYNE | Multizone All Non-Ducted | 207642930 |  | HMSR-A-CB-O | 38MGHBQ48EA3 | Non-Ducted Indoor Units |  | 11.6 | 21.5 | 11 |  |  |  | TRUE | TRUE | TRUE | 48000 | 30000 | 2.5 | 46000 | 2.5
207642924 | 09/07/22 | Live | Carrier | PAYNE | Multizone All Non-Ducted | 207642924 |  | HMSR-A-CB-O | 38MGHBQ30DA3 | Non-Ducted Indoor Units |  | 12.5 | 25 | 11.3 |  |  |  | TRUE | TRUE | TRUE | 30000 | 17500 | 2.82 | 27500 | 2.82
208816909 | 01/05/23 | Live | Midea Electric Trading | TRUST AIR CONDITIONERS | Singlezone Non-Ducted, Wall Placement | 208816909 |  | HRCU-A-CB-O | OUS09H/O4S4P | Mini-Splits | IUMW109H/I41P | 15 | 25.5 | 12.2 | 15 | 25.5 | 12.3 | FALSE | FALSE | TRUE | 9000 | 8500 | 2.8 | 9611 | 2.29
207642915 | 09/07/22 | Live | Carrier | BRYANT | Multizone All Non-Ducted | 207642915 |  | HMSR-A-CB-O | 38MGRBQ48EA3 | Non-Ducted Indoor Units |  | 12.5 | 22.4 | 11 |  |  |  | TRUE | FALSE | FALSE | 48000 | 29600 | 2.6 | 34500 | 2.6
207642912 | 09/07/22 | Live | Carrier | BRYANT | Multizone All Non-Ducted | 207642912 |  | HMSR-A-CB-O | 38MGHBQ36DA3 | Non-Ducted Indoor Units |  | 13.6 | 21.8 | 11 |  |  |  | TRUE | TRUE | TRUE | 36000 | 23200 | 2.78 | 33800 | 2.78
208121916 | 10/27/22 | Live | Midea Electric Trading | ALSETRIA | Multizone Mix of Ducted and Non-Ducted | 208121916 |  | HMSV-A-CB | M5OG-48HFN1-M | Mixed Ducted and Non-Ducted Indoor Units |  | 11.3 | 21.45 | 11.25 | 11.65 | 21.95 | 9.2 | FALSE | FALSE | TRUE | 48000 | 35000 | 2.55 | 37000 | 2.17
208815363 | 01/05/23 | Live | Midea Electric Trading | DUOHOME | Singlezone Non-Ducted, Wall Placement | 208815363 |  | HRCU-A-CB-O | DOX430-24HFN1-MR0W | Mini-Splits | DSAG11D-24HRFN1-MR0W | 9.5 | 18.5 | 10.2 | 9.5 | 18.5 | 8.6 | FALSE | FALSE | FALSE | 24000 | 16500 | 2.38 | 19257 | 2.11
207349355 | 07/22/22 | Live | Samsung Electronics | SAMSUNG | Singlezone Non-Ducted, Wall Placement | 207349355 |  | HRCU-A-CB-O | AR18BSFCMWKX | Mini-Splits | AR18BSFCMWKN | 11.05 | 20 | 11 |  |  |  | FALSE | FALSE | FALSE | 18000 | 13000 | 2.27 | 16000 | 2.53
208552967 | 10/19/22 | Live | Midea Electric Trading | MRCOOL | Multizone Mix of Ducted and Non-Ducted | 208552967 |  | HMSV-A-CB | MULTI5-48HP230B | Mixed Ducted and Non-Ducted Indoor Units |  | 11.3 | 21.45 | 11.25 | 11.65 | 21.95 | 9.2 | FALSE | FALSE | TRUE | 48000 | 35000 | 2.55 | 37000 | 2.17
207642909 | 09/07/22 | Live | Carrier | BRYANT | Multizone All Non-Ducted | 207642909 |  | HMSR-A-CB-O | 38MGHBQ48EA3 | Non-Ducted Indoor Units |  | 11.6 | 21.5 | 11 |  |  |  | TRUE | TRUE | TRUE | 48000 | 30000 | 2.5 | 46000 | 2.5
208121879 | 10/27/22 | Live | Midea Electric Trading | ECO-AIR | Multizone Mix of Ducted and Non-Ducted | 208121879 |  | HMSV-A-CB | M5OG-48HFN1-M | Mixed Ducted and Non-Ducted Indoor Units |  | 11.3 | 21.45 | 11.25 | 11.65 | 21.95 | 9.2 | FALSE | FALSE | TRUE | 48000 | 35000 | 2.55 | 37000 | 2.17
207642903 | 09/07/22 | Live | Carrier | BRYANT | Multizone All Non-Ducted | 207642903 |  | HMSR-A-CB-O | 38MGHBQ30DA3 | Non-Ducted Indoor Units |  | 12.5 | 25 | 11.3 |  |  |  | TRUE | TRUE | TRUE | 30000 | 17500 | 2.82 | 27500 | 2.82
207642894 | 09/07/22 | Live | Carrier | CARRIER | Multizone All Non-Ducted | 207642894 |  | HMSR-A-CB-O | 38MGRBQ48EA3 | Non-Ducted Indoor Units |  | 12.5 | 22.4 | 11 |  |  |  | TRUE | FALSE | FALSE | 48000 | 29600 | 2.6 | 34500 | 2.6
208130813 | 01/05/23 | Live | Midea Electric Trading | LBG Products | Singlezone Ducted, Compact Ducted | 208130813 |  | HRCU-A-CB | LBHB09DUWO | Mini-Splits | LMHB09DFI | 13.5 | 21 | 11.5 | 12.5 | 19.2 | 10.2 | TRUE | TRUE | TRUE | 9000 | 7700 | 2.59 | 10200 | 2.41
207743784 | 10/27/22 | Live | Midea Electric Trading | DIRECT AIR | Multizone Mix of Ducted and Non-Ducted | 207743784 |  | HMSV-A-CB | DIRM-48DA25-5Z | Mixed Ducted and Non-Ducted Indoor Units |  | 11.3 | 21.45 | 11.25 | 11.65 | 21.95 | 9.2 | FALSE | FALSE | TRUE | 48000 | 35000 | 2.55 | 37000 | 2.17
208650633 | 01/05/23 | Live | Midea Electric Trading | FRUIKONAIRE | Singlezone Non-Ducted, Wall Placement | 208650633 |  | HRCU-A-CB-O | KFR-70W/A | Mini-Splits | KFR-70G/A | 9.5 | 18.5 | 10.2 | 9.5 | 18.5 | 8.6 | FALSE | FALSE | FALSE | 24000 | 16500 | 2.38 | 19257 | 2.11
207642891 | 09/07/22 | Live | Carrier | CARRIER | Multizone All Non-Ducted | 207642891 |  | HMSR-A-CB-O | 38MGHBQ36DA3 | Non-Ducted Indoor Units |  | 13.6 | 21.8 | 11 |  |  |  | TRUE | TRUE | TRUE | 36000 | 23200 | 2.78 | 33800 | 2.78
209549034 | 06/07/23 | Live | Midea Electric Trading | THERMOCORE SYSTEMS | Multizone Mix of Ducted and Non-Ducted | 209549034 |  | HMSV-A-CB | T425D-H248-C | Mixed Ducted and Non-Ducted Indoor Units |  | 11.3 | 21.45 | 11.25 | 11.65 | 21.95 | 9.2 | FALSE | FALSE | TRUE | 48000 | 35000 | 2.55 | 37000 | 2.17
207349354 | 07/22/22 | Live | Samsung Electronics | SAMSUNG | Singlezone Non-Ducted, Wall Placement | 207349354 |  | HRCU-A-CB-O | AR12BSFCMWKX | Mini-Splits | AR12BSFCMWKN | 12.05 | 21.5 | 12 |  |  |  | FALSE | FALSE | FALSE | 12000 | 7300 | 2.35 | 13200 | 2.32
208280036 | 01/05/23 | Live | Midea Electric Trading | TRUST AIR CONDITIONERS | Singlezone Non-Ducted, Wall Placement | 208280036 |  | HRCU-A-CB-O | CE24H/O4S41P | Mini-Splits | CE24H/I4S41P | 9.5 | 18.5 | 10.2 | 9.5 | 18.5 | 8.6 | FALSE | FALSE | FALSE | 24000 | 16500 | 2.38 | 19257 | 2.11
209549028 | 06/07/23 | Live | Midea Electric Trading | THERMOCORE SYSTEMS | Multizone Mix of Ducted and Non-Ducted | 209549028 |  | HMSV-A-CB | T423D-H224-C | Mixed Ducted and Non-Ducted Indoor Units |  | 12.8 | 22.6 | 10.75 | 12.95 | 22.95 | 9.85 | FALSE | FALSE | TRUE | 24000 | 21000 | 2.55 | 22600 | 2.25
207642888 | 09/07/22 | Live | Carrier | CARRIER | Multizone All Non-Ducted | 207642888 |  | HMSR-A-CB-O | 38MGHBQ48EA3 | Non-Ducted Indoor Units |  | 11.6 | 21.5 | 11 |  |  |  | TRUE | TRUE | TRUE | 48000 | 30000 | 2.5 | 46000 | 2.5
207642882 | 09/07/22 | Live | Carrier | CARRIER | Multizone All Non-Ducted | 207642882 |  | HMSR-A-CB-O | 38MGHBQ30DA3 | Non-Ducted Indoor Units |  | 12.5 | 25 | 11.3 |  |  |  | TRUE | TRUE | TRUE | 30000 | 17500 | 2.82 | 27500 | 2.82
208073232 | 01/05/23 | Live | Midea Electric Trading | AC BEST LA | Singlezone Non-Ducted, Wall Placement | 208073232 |  | HRCU-A-CB-O | MOX430-24HFN1-MR0W | Mini-Splits | MSAG11D-24HRFN1-MR0W | 9.5 | 18.5 | 10.2 | 9.5 | 18.5 | 8.6 | FALSE | FALSE | FALSE | 24000 | 16500 | 2.38 | 19257 | 2.11
207342941 | 09/07/22 | Live | Mitsubishi Electric Trane | TRANE / MITSUBISHI ELECTRIC | Multizone All Non-Ducted | 207342941 |  | HMSR-A-CB-O | NTXMPH30A132** | Non-Ducted Indoor Units |  | 12.5 | 18 | 11 |  |  |  | FALSE | FALSE | FALSE | 28400 | 18000 | 2.65 | 28600 | 2
207349353 | 07/22/22 | Live | Samsung Electronics | SAMSUNG | Singlezone Non-Ducted, Wall Placement | 207349353 |  | HRCU-A-CB-O | AR09BSFCMWKX | Mini-Splits | AR09BSFCMWKN | 13.95 | 23.5 | 12 |  |  |  | FALSE | FALSE | FALSE | 9000 | 6700 | 2.42 | 12400 | 2.33
207526892 | 10/28/22 | Live | Trane U.S. Inc. | TRANE | Singlezone Ducted, Centrally Ducted | 207526892 |  | HRCU-A-CB | 4TWV0X24A1 |  | TEM6A0B24H21+TDR+RP | 13.1 | 19 | 9.6 |  |  |  | FALSE | FALSE | FALSE | 23600 | 16600 | 2.04 | 16800 | 2.39
209864932 | 01/05/23 | Live | Midea Electric Trading | CTMorley | Singlezone Non-Ducted, Wall Placement | 209864932 |  | HRCU-A-CB-O | MOU-A24G-2 | Mini-Splits | MIU-A24GW-2 | 9.5 | 18.5 | 10.2 | 9.5 | 18.5 | 8.6 | FALSE | FALSE | FALSE | 24000 | 16500 | 2.38 | 19257 | 2.11
207342939 | 09/07/22 | Live | Mitsubishi Electric Trane | TRANE / MITSUBISHI ELECTRIC | Multizone All Non-Ducted | 207342939 |  | HMSR-A-CB-O | NTXMPH24A132** | Non-Ducted Indoor Units |  | 13.5 | 19 | 10 |  |  |  | FALSE | FALSE | FALSE | 22000 | 14000 | 2.53 | 25000 | 2.06
210605815 | 06/07/23 | Live | Midea Electric Trading | CONFORTO | Multizone Mix of Ducted and Non-Ducted | 210605815 |  | HMSV-A-CB | MHMZ327DA | Mixed Ducted and Non-Ducted Indoor Units |  | 12 | 21.25 | 10.7 | 12.1 | 21.5 | 10.05 | TRUE | TRUE | TRUE | 28000 | 26800 | 2.3 | 27200 | 2.21
209319643 | 10/10/22 | Live | Midea Electric Trading | ECO AIR | Multizone Mix of Ducted and Non-Ducted | 209319643 |  | HMSV-A-CB | M3OI-28HFN1-M | Mixed Ducted and Non-Ducted Indoor Units |  | 12 | 21.25 | 10.7 | 12.1 | 21.5 | 10.05 | TRUE | TRUE | TRUE | 28000 | 26800 | 2.3 | 27200 | 2.21
208121937 | 10/27/22 | Live | Midea Electric Trading | EMI | Multizone Mix of Ducted and Non-Ducted | 208121937 |  | HMSV-A-CB | MHMZ327DA | Mixed Ducted and Non-Ducted Indoor Units |  | 12 | 21.25 | 10.7 | 12.1 | 21.5 | 10.05 | TRUE | TRUE | TRUE | 28000 | 26800 | 2.3 | 27200 | 2.21
207342937 | 09/07/22 | Live | Mitsubishi Electric Trane | TRANE / MITSUBISHI ELECTRIC | Multizone All Non-Ducted | 207342937 |  | HMSR-A-CB-O | NTXMPH20A122** | Non-Ducted Indoor Units |  | 13.5 | 17 | 10 |  |  |  | FALSE | FALSE | FALSE | 18000 | 13700 | 3.04 | 22000 | 2.1
208119665 | 01/05/23 | Live | Midea Electric Trading | Airlux | Singlezone Ducted, Compact Ducted | 208119665 |  | HRCU-A-CB | ASZ09O/2022 | Mini-Splits | AMD09I | 13.5 | 21 | 11.5 | 12.5 | 19.2 | 10.2 | FALSE | FALSE | TRUE | 9000 | 7700 | 2.59 | 10200 | 2.41
207743790 | 10/27/22 | Live | Midea Electric Trading | DIRECT AIR | Multizone Mix of Ducted and Non-Ducted | 207743790 |  | HMSV-A-CB | DIRM-28HXPRO28-3Z | Mixed Ducted and Non-Ducted Indoor Units |  | 12 | 21.25 | 10.7 | 12.1 | 21.5 | 10.05 | TRUE | TRUE | TRUE | 28000 | 26800 | 2.3 | 27200 | 2.21
207251117 | 01/05/23 | Live | Midea Electric Trading | LBG Products | Singlezone Non-Ducted, Wall Placement | 207251117 |  | HRCU-A-CB-O | LBH24DTO | Mini-Splits | LBH24DTI | 9.5 | 18.5 | 10.2 | 9.5 | 18.5 | 8.6 | FALSE | FALSE | FALSE | 24000 | 16500 | 2.38 | 19257 | 2.11
207342931 | 09/07/22 | Live | Mitsubishi Electric Trane | TRANE / MITSUBISHI ELECTRIC | Multizone All Non-Ducted | 207342931 |  | HMSR-A-CB-O | NTXMMX24A132** | Non-Ducted Indoor Units |  | 13.6 | 20 | 10 |  |  |  | FALSE | FALSE | FALSE | 22000 | 14000 | 2.89 | 19600 | 2.23
208121873 | 10/27/22 | Live | Midea Electric Trading | ECO-AIR | Multizone Mix of Ducted and Non-Ducted | 208121873 |  | HMSV-A-CB | M3OJ-27HFN1-M | Mixed Ducted and Non-Ducted Indoor Units |  | 11.85 | 22.4 | 10.35 | 12.2 | 22.8 | 9.35 | TRUE | FALSE | TRUE | 28000 | 21400 | 2.55 | 22600 | 2.25
207743778 | 10/27/22 | Live | Midea Electric Trading | DIRECT AIR | Multizone Mix of Ducted and Non-Ducted | 207743778 |  | HMSV-A-CB | DIRM-27DA25-3Z | Mixed Ducted and Non-Ducted Indoor Units |  | 11.85 | 22.4 | 10.35 | 12.2 | 22.8 | 9.35 | TRUE | FALSE | TRUE | 28000 | 21400 | 2.55 | 22600 | 2.25
207201627 | 09/07/22 | Live | Gree | GREE | Singlezone Ducted, Compact Ducted | 207201627 |  | HMSR-A-CB | 3VIR12HP230V1AO | Mini-Splits | DUCT12HP230V1BD | 11.8 | 20.5 | 10.6 |  |  |  | FALSE | FALSE | FALSE | 12000 | 6900 | 2.59 | 10500 | 2.44
210799558 | 01/05/23 | Live | Midea Electric Trading | Cooper&Hunter | Singlezone Non-Ducted, Wall Placement | 210799558 |  | HRCU-A-CB-O | CH-NY24MIA-230VO | Mini-Splits | CH-24MOLV-230VI | 9.5 | 18.5 | 10.2 | 9.5 | 18.5 | 8.6 | FALSE | FALSE | FALSE | 24000 | 16500 | 2.38 | 19257 | 2.11
208552955 | 10/19/22 | Live | Midea Electric Trading | MRCOOL | Multizone Mix of Ducted and Non-Ducted | 208552955 |  | HMSV-A-CB | MULTI3-27HP230B | Mixed Ducted and Non-Ducted Indoor Units |  | 11.85 | 22.4 | 10.35 | 12.2 | 22.8 | 9.35 | TRUE | FALSE | TRUE | 28000 | 21400 | 2.55 | 22600 | 2.25
207201625 | 09/07/22 | Live | Gree | GREE | Singlezone Ducted, Compact Ducted | 207201625 |  | HMSR-A-CB | 3VIR09HP230V1AO | Mini-Splits | DUCT09HP230V1BD | 14.2 | 21 | 11.2 |  |  |  | FALSE | FALSE | FALSE | 9100 | 6900 | 2.85 | 10500 | 2.04
208121910 | 10/27/22 | Live | Midea Electric Trading | ALSETRIA | Multizone Mix of Ducted and Non-Ducted | 208121910 |  | HMSV-A-CB | M3OJ-27HFN1-M | Mixed Ducted and Non-Ducted Indoor Units |  | 11.85 | 22.4 | 10.35 | 12.2 | 22.8 | 9.35 | TRUE | FALSE | TRUE | 28000 | 21400 | 2.55 | 22600 | 2.25
206905356 | 09/07/22 | Live | Midea Electric Trading | BLUERIDGE | Multizone All Non-Ducted | 206905356 |  | HMSR-A-CB-O | BMHH48M22C | Non-Ducted Indoor Units |  | 11.6 | 21.5 | 10.3 |  |  |  | FALSE | FALSE | FALSE | 48000 | 30000 | 2.51 | 48700 | 2.27
210799557 | 01/05/23 | Live | Midea Electric Trading | Cooper&Hunter | Singlezone Non-Ducted, Wall Placement | 210799557 |  | HRCU-A-CB-O | CH-NY18MIA-230VO | Mini-Splits | CH-18MOLV-230VI | 11 | 19.5 | 10 | 11 | 19.5 | 8.7 | FALSE | FALSE | FALSE | 18000 | 11400 | 2.57 | 14370 | 2.49
206842137 | 09/07/22 | Live | GE Appliances, a Haier Company | GE APPLIANCES | Singlezone Ducted, Compact Ducted | 206842137 |  | HRCU-A-CB | ASH118URDSE* | Mini-Splits | USYM18UCDSA* | 11.5 | 19 | 10 |  |  |  | FALSE | FALSE | FALSE | 18000 | 15000 | 2.2 | 20250 | 2.28
207526952 | 01/05/23 | Live | Midea Electric Trading | NOVAIR | Singlezone Non-Ducted, Wall Placement | 207526952 |  | HRCU-A-CB-O | LEA18SZ15SK-O | Mini-Splits | LEA1815SK-I | 11 | 19.5 | 10 | 11 | 19.5 | 8.7 | FALSE | FALSE | FALSE | 18000 | 11400 | 2.57 | 14370 | 2.49
206764071 | 09/07/22 | Live | Daikin North America, LLC | FRANKLIN | Multizone All Non-Ducted | 206764071 |  | HMSR-A-CB-O | MST303E23MHAA | Non-Ducted Indoor Units |  | 13 | 22 | 10.4 |  |  |  | FALSE | FALSE | FALSE | 28000 | 18000 | 2.73 | 30960 | 2.12
207743775 | 10/27/22 | Live | Midea Electric Trading | DIRECT AIR | Multizone Mix of Ducted and Non-Ducted | 207743775 |  | HMSV-A-CB | DIRM-18DA25-2Z | Mixed Ducted and Non-Ducted Indoor Units |  | 12.65 | 20.75 | 10.7 | 12.95 | 20.95 | 10.15 | TRUE | FALSE | TRUE | 18000 | 14500 | 2.5 | 16000 | 2.23
206350467 | 09/07/22 | Live | Carrier | TEMPSTAR | Singlezone Non-Ducted, Ceiling Placement | 206350467 |  | HRCU-A-CB-O | DLCSRBH24AAK | Mini-Splits | DLFSCAH24XAK | 11 | 20 | 11.6 |  |  |  | FALSE | FALSE | FALSE | 24000 | 14500 | 2.71 | 26720 | 3.84
207251118 | 01/05/23 | Live | Midea Electric Trading | LBG Products | Singlezone Non-Ducted, Wall Placement | 207251118 |  | HRCU-A-CB-O | LBH18DTO | Mini-Splits | LBH18DTI | 11 | 19.5 | 10 | 11 | 19.5 | 8.7 | FALSE | FALSE | FALSE | 18000 | 11400 | 2.57 | 14370 | 2.49
207826046 | 01/05/23 | Live | Midea Electric Trading | ECO AC | Singlezone Ducted, Compact Ducted | 207826046 |  | HRCU-A-CB | EHH-O09BB | Mini-Splits | EHH-D09BA | 13.5 | 21 | 11.5 | 12.5 | 19.2 | 10.2 | TRUE | TRUE | TRUE | 9000 | 7700 | 2.59 | 10200 | 2.41
208121870 | 10/27/22 | Live | Midea Electric Trading | ECO-AIR | Multizone Mix of Ducted and Non-Ducted | 208121870 |  | HMSV-A-CB | M2OA-18HFN1-M | Mixed Ducted and Non-Ducted Indoor Units |  | 12.65 | 20.75 | 10.7 | 12.95 | 20.95 | 10.15 | TRUE | FALSE | TRUE | 18000 | 14500 | 2.5 | 16000 | 2.23
206315660 | 09/07/22 | Live | Midea Electric Trading | 1HVAC | Multizone All Non-Ducted | 206315660 |  | HMSR-A-CB-O | ACIQ-48Z-HH-M5 | Non-Ducted Indoor Units |  | 11.6 | 21.5 | 10.3 |  |  |  | FALSE | FALSE | FALSE | 48000 | 30000 | 2.51 | 48700 | 2.27
208121907 | 10/27/22 | Live | Midea Electric Trading | ALSETRIA | Multizone Mix of Ducted and Non-Ducted | 208121907 |  | HMSV-A-CB | M2OA-18HFN1-M | Mixed Ducted and Non-Ducted Indoor Units |  | 12.65 | 20.75 | 10.7 | 12.95 | 20.95 | 10.15 | TRUE | FALSE | TRUE | 18000 | 14500 | 2.5 | 16000 | 2.23
212396762 | 05/02/23 | Live | Lennox Industries | ADP | Singlezone Ducted, Centrally Ducted | 212396762 |  | HRCU-A-CB | 4TXD2060A10NU** | Ducted Indoor Units | BV**C9960 |  |  |  | 9.5 | 15.2 | 8.5 | FALSE | FALSE | FALSE | 46500 | 30200 | 2.1 | 48000 | 2.04
209864931 | 01/05/23 | Live | Midea Electric Trading | CTMorley | Singlezone Non-Ducted, Wall Placement | 209864931 |  | HRCU-A-CB-O | MOU-A18G-2 | Mini-Splits | MIU-A18GW-2 | 11 | 19.5 | 10 | 11 | 19.5 | 8.7 | FALSE | FALSE | FALSE | 18000 | 11400 | 2.57 | 14370 | 2.49
212396761 | 05/02/23 | Live | Lennox Industries | ADP | Singlezone Ducted, Centrally Ducted | 212396761 |  | HRCU-A-CB | 4TXD2060A10NU** | Ducted Indoor Units | BV**C9(1,2)60+TXV |  |  |  | 9.5 | 15.2 | 8.5 | FALSE | FALSE | FALSE | 46500 | 30200 | 2.1 | 48000 | 2.04
212396760 | 05/02/23 | Live | Lennox Industries | ADP | Singlezone Ducted, Centrally Ducted | 212396760 |  | HRCU-A-CB | 4TXD2060A10NU** | Ducted Indoor Units | BV**C9960 |  |  |  | 9.5 | 15.2 | 8.5 | FALSE | FALSE | FALSE | 46500 | 30200 | 2.1 | 48000 | 2.04
212396759 | 05/02/23 | Live | Lennox Industries | ADP | Singlezone Ducted, Centrally Ducted | 212396759 |  | HRCU-A-CB | 4TXD2060A10NU** | Ducted Indoor Units | BV**C9(1,2)60+TXV |  |  |  | 9.5 | 15.2 | 8.5 | FALSE | FALSE | FALSE | 46500 | 30200 | 2.1 | 48000 | 2.04
206315656 | 09/07/22 | Live | Midea Electric Trading | ACIQ | Multizone All Non-Ducted | 206315656 |  | HMSR-A-CB-O | ACIQ-48Z-HH-M5 | Non-Ducted Indoor Units |  | 11.6 | 21.5 | 10.3 |  |  |  | FALSE | FALSE | FALSE | 48000 | 30000 | 2.51 | 48700 | 2.27
212407346 | 05/02/23 | Live | Lennox Industries | ADP | Singlezone Ducted, Centrally Ducted | 212407346 |  | HRCU-A-CB | HMH72B601 | Ducted Indoor Units | F,PE*CC4960 |  |  |  | 8 | 16 | 7.75 | FALSE | FALSE | FALSE | 57500 | 35400 | 2.1 | 35800 | 2.42
208552832 | 10/19/22 | Live | Midea Electric Trading | MRCOOL | Multizone Mix of Ducted and Non-Ducted | 208552832 |  | HMSV-A-CB | MULTI2-18HP230B | Mixed Ducted and Non-Ducted Indoor Units |  | 12.65 | 20.75 | 10.7 | 12.95 | 20.95 | 10.15 | TRUE | FALSE | TRUE | 18000 | 14500 | 2.5 | 16000 | 2.23
212407345 | 05/02/23 | Live | Lennox Industries | ADP | Singlezone Ducted, Centrally Ducted | 212407345 |  | HRCU-A-CB | HMH72B481 | Ducted Indoor Units | F,PE*CC4960 |  |  |  | 10 | 18 | 7.8 | FALSE | FALSE | FALSE | 48000 | 28800 | 2.1 | 29200 | 2.48
206918612 | 10/28/22 | Live | Trane U.S. Inc. | TRANE | Singlezone Ducted, Centrally Ducted | 206918612 |  | HRCU-A-CB | 4TWV0024A1 |  | TEM6A0B24H21+TDR+RP | 13.1 | 19 | 9.6 |  |  |  | FALSE | FALSE | FALSE | 23600 | 16600 | 2.04 | 16800 | 2.39
212407344 | 05/02/23 | Live | Lennox Industries | ADP | Singlezone Ducted, Centrally Ducted | 212407344 |  | HRCU-A-CB | HMH72B481 | Ducted Indoor Units | F,PE*CC3948 |  |  |  | 9.5 | 17 | 7.6 | FALSE | FALSE | FALSE | 46500 | 28800 | 2.1 | 29200 | 2.48
207862062 | 06/07/23 | Live | Midea Electric Trading | MIRAGE | Multizone Mix of Ducted and Non-Ducted | 207862062 |  | HMSV-A-CB | OVMH481B | Mixed Ducted and Non-Ducted Indoor Units |  | 10.55 | 20.75 | 11 | 10.9 | 20.8 | 9.6 | FALSE | FALSE | TRUE | 48000 | 36000 | 2.6 | 37000 | 2.17
212407343 | 05/02/23 | Live | Lennox Industries | ADP | Singlezone Ducted, Centrally Ducted | 212407343 |  | HRCU-A-CB | HMH72B341 | Ducted Indoor Units | F,PE*E34936 |  |  |  | 9.5 | 18 | 8.4 | FALSE | FALSE | FALSE | 33600 | 24400 | 2.1 | 25800 | 2.48
208073229 | 01/05/23 | Live | Midea Electric Trading | AC BEST LA | Singlezone Non-Ducted, Wall Placement | 208073229 |  | HRCU-A-CB-O | MOX330-18HFN1-MS0W | Mini-Splits | MSAG11C-18HRDN1-MS0W | 11 | 19.5 | 10 | 11 | 19.5 | 8.7 | FALSE | FALSE | FALSE | 18000 | 11400 | 2.57 | 14370 | 2.49
212407341 | 05/02/23 | Live | Lennox Industries | ADP | Singlezone Ducted, Centrally Ducted | 212407341 |  | HRCU-A-CB | HMH72B241 | Ducted Indoor Units | F,PE*E31930 |  |  |  | 9 | 16 | 7.6 | FALSE | FALSE | FALSE | 20600 | 14000 | 2.1 | 15100 | 2.3
206315652 | 09/07/22 | Live | Midea Electric Trading | DIYCOOL | Multizone All Non-Ducted | 206315652 |  | HMSR-A-CB-O | ACIQ-48Z-HH-M5 | Non-Ducted Indoor Units |  | 11.6 | 21.5 | 10.3 |  |  |  | FALSE | FALSE | FALSE | 48000 | 30000 | 2.51 | 48700 | 2.27
209862198 | 06/07/23 | Live | Midea Electric Trading | KLIMAIRE | Multizone Mix of Ducted and Non-Ducted | 209862198 |  | HMSV-A-CB | KMIR545-H219-2 | Mixed Ducted and Non-Ducted Indoor Units |  | 10.55 | 20.75 | 11 | 10.9 | 20.8 | 9.6 | FALSE | FALSE | TRUE | 48000 | 36000 | 2.6 | 37000 | 2.17
206221526 | 09/07/22 | Live | Fujitsu General America, Inc. | RUUD | Multizone All Non-Ducted | 206221526 |  | HMSR-A-CB-O | ROMH36FXZHJ | Non-Ducted Indoor Units |  | 13 | 20 | 10.3 |  |  |  | FALSE | FALSE | TRUE | 35200 | 21400 | 2.64 | 39341 | 2.25
209862189 | 06/07/23 | Live | Midea Electric Trading | KLIMAIRE | Multizone Mix of Ducted and Non-Ducted | 209862189 |  | HMSV-A-CB | KMIR327-H217-2 | Mixed Ducted and Non-Ducted Indoor Units |  | 11.6 | 21.75 | 10.2 | 11.95 | 22.25 | 9.2 | FALSE | FALSE | TRUE | 27400 | 21000 | 2.48 | 22600 | 2.25
208280033 | 01/05/23 | Live | Midea Electric Trading | TRUST AIR CONDITIONERS | Singlezone Non-Ducted, Wall Placement | 208280033 |  | HRCU-A-CB-O | CE18H/O4S41P | Mini-Splits | CE18H/I4S41P | 11 | 19.5 | 10 | 11 | 19.5 | 8.7 | FALSE | FALSE | FALSE | 18000 | 11400 | 2.57 | 14370 | 2.49
207862056 | 06/07/23 | Live | Midea Electric Trading | MIRAGE | Multizone Mix of Ducted and Non-Ducted | 207862056 |  | HMSV-A-CB | OVMH271B | Mixed Ducted and Non-Ducted Indoor Units |  | 11.6 | 21.75 | 10.2 | 11.95 | 22.25 | 9.2 | FALSE | FALSE | TRUE | 27400 | 21000 | 2.48 | 22600 | 2.25
208650632 | 01/05/23 | Live | Midea Electric Trading | FRUIKONAIRE | Singlezone Non-Ducted, Wall Placement | 208650632 |  | HRCU-A-CB-O | KFR-51W/A | Mini-Splits | KFR-51G/A | 11 | 19.5 | 10 | 11 | 19.5 | 8.7 | FALSE | FALSE | FALSE | 18000 | 11400 | 2.57 | 14370 | 2.49
206221520 | 09/07/22 | Live | Fujitsu General America, Inc. | RUUD | Multizone All Non-Ducted | 206221520 |  | HMSR-A-CB-O | ROMH18FXZHJ | Non-Ducted Indoor Units |  | 13.5 | 21.5 | 10.3 |  |  |  | FALSE | FALSE | TRUE | 18000 | 14200 | 2.6 | 23500 | 2.17
207825494 | 01/05/23 | Live | Midea Electric Trading | ECO AC | Singlezone Ducted, Compact Ducted | 207825494 |  | HRCU-A-CB | EHH-O9BB | Mini-Splits | EHH-D09BA | 13.5 | 21 | 11.5 | 12.5 | 19.2 | 10.2 | TRUE | TRUE | TRUE | 9000 | 7700 | 2.59 | 10200 | 2.41
207862053 | 06/07/23 | Live | Midea Electric Trading | MIRAGE | Multizone Mix of Ducted and Non-Ducted | 207862053 |  | HMSV-A-CB | OVMH181B | Mixed Ducted and Non-Ducted Indoor Units |  | 12.25 | 20.25 | 10.7 | 12.25 | 20 | 10 | FALSE | FALSE | TRUE | 18000 | 14600 | 2.5 | 16000 | 2.23
209862183 | 06/07/23 | Live | Midea Electric Trading | KLIMAIRE | Multizone Mix of Ducted and Non-Ducted | 209862183 |  | HMSV-A-CB | KMIR218-H221-2 | Mixed Ducted and Non-Ducted Indoor Units |  | 12.25 | 20.25 | 10.7 | 12.25 | 20 | 10 | FALSE | FALSE | TRUE | 18000 | 14600 | 2.5 | 16000 | 2.23
208815362 | 01/05/23 | Live | Midea Electric Trading | DUOHOME | Singlezone Non-Ducted, Wall Placement | 208815362 |  | HRCU-A-CB-O | DOX330-18HFN1-MS0W | Mini-Splits | DSAG11C-18HRDN1-MS0W | 11 | 19.5 | 10 | 11 | 19.5 | 8.7 | FALSE | FALSE | FALSE | 18000 | 11400 | 2.57 | 14370 | 2.49
206319901 | 08/09/22 | Live | Friedrich Air Conditioning | FRIEDRICH | Singlezone Ducted, Centrally Ducted | 206319901 |  | HSP-A | VRP12R******-* |  | VRP12R******-* | 13 | 20 | 10 |  |  |  | FALSE | FALSE | FALSE | 12000 | 7700 | 2.89 | 7750 | 2.39
207641340 | 10/27/22 | Live | Midea Electric Trading | SENVILLE | Multizone Mix of Ducted and Non-Ducted | 207641340 |  | HMSV-A-CB | SENA/48HF/MOQ | Mixed Ducted and Non-Ducted Indoor Units |  | 11.3 | 21.45 | 11.25 | 11.65 | 21.95 | 9.2 | FALSE | FALSE | TRUE | 48000 | 35000 | 2.55 | 37000 | 2.17
208815361 | 01/05/23 | Live | Midea Electric Trading | DUOHOME | Singlezone Non-Ducted, Wall Placement | 208815361 |  | HRCU-A-CB-O | DOX230-12HFN1-MS8W | Mini-Splits | DSAG11B-12HRFN1-MS0W | 10.8 | 20.5 | 10.7 | 10.8 | 21.4 | 9.2 | FALSE | FALSE | FALSE | 12000 | 7000 | 2.5 | 9300 | 2
206221501 | 09/07/22 | Live | Fujitsu General America, Inc. | RUUD | Multizone All Non-Ducted | 206221501 |  | HMSR-A-CB-O | ROMH45AFXZJ | Non-Ducted Indoor Units |  | 10.5 | 19.7 | 10.3 |  |  |  | FALSE | FALSE | FALSE | 45000 | 28200 | 2.58 | 36407 | 2.02
207657603 | 10/27/22 | Live | Midea Electric Trading | KERR | Multizone Mix of Ducted and Non-Ducted | 207657603 |  | HMSV-A-CB | A-KMH28TV-1 | Mixed Ducted and Non-Ducted Indoor Units |  | 12 | 21.25 | 10.7 | 12.1 | 21.5 | 10.05 | TRUE | TRUE | TRUE | 28000 | 26800 | 2.3 | 27200 | 2.21
205920169 | 09/07/22 | Live | Midea Electric Trading | DIRECT AIR | Multizone All Non-Ducted | 205920169 |  | HMSR-A-CB-O | M5OG-48HFN1-M-[X] | Non-Ducted Indoor Units |  | 11.6 | 21.5 | 10.3 |  |  |  | FALSE | FALSE | FALSE | 48000 | 30000 | 2.51 | 48700 | 2.27
208650631 | 01/05/23 | Live | Midea Electric Trading | FRUIKONAIRE | Singlezone Non-Ducted, Wall Placement | 208650631 |  | HRCU-A-CB-O | KFR-35W/A | Mini-Splits | KFR-35G/A | 10.8 | 20.5 | 10.7 | 10.8 | 21.4 | 9.2 | FALSE | FALSE | FALSE | 12000 | 7000 | 2.5 | 9300 | 2
207641334 | 10/27/22 | Live | Midea Electric Trading | SENVILLE | Multizone Mix of Ducted and Non-Ducted | 207641334 |  | HMSV-A-CB | SENA/30HF/MOQ | Mixed Ducted and Non-Ducted Indoor Units |  | 11.85 | 22.4 | 10.35 | 12.2 | 22.8 | 9.35 | TRUE | FALSE | TRUE | 28000 | 21400 | 2.55 | 22600 | 2.25
206319902 | 08/09/22 | Live | Friedrich Air Conditioning | FRIEDRICH | Singlezone Ducted, Centrally Ducted | 206319902 |  | HSP-A | VRP24R******-* |  | VRP24R******-* | 11 | 17.5 | 10 |  |  |  | FALSE | FALSE | FALSE | 23400 | 13000 | 1.77 | 15750 | 1.83
208280030 | 01/05/23 | Live | Midea Electric Trading | TRUST AIR CONDITIONERS | Singlezone Non-Ducted, Wall Placement | 208280030 |  | HRCU-A-CB-O | CE12H/O4S41P | Mini-Splits | CE12H/I4S41P | 10.8 | 20.5 | 10.7 | 10.8 | 21.4 | 9.2 | FALSE | FALSE | FALSE | 12000 | 7000 | 2.5 | 9300 | 2
205747588 | 09/07/22 | Live | Lennox Industries | LENNOX | Multizone All Non-Ducted | 205747588 |  | HMSR-A-CB-O | MLB048S4M-1P | Non-Ducted Indoor Units |  | 11.6 | 21.5 | 10.3 |  |  |  | FALSE | FALSE | FALSE | 48000 | 30000 | 2.51 | 48700 | 2.27
209748103 | 01/05/23 | Live | Midea Electric Trading | AC PRO.COM | Singlezone Ducted, Compact Ducted | 209748103 |  | HRCU-A-CB | AOX230-09HFN1-MW5W | Mini-Splits | ATIU-09HWFN1-M | 13.5 | 21 | 11.5 | 12.5 | 19.2 | 10.2 | TRUE | TRUE | TRUE | 9000 | 7700 | 2.59 | 10200 | 2.41
207641331 | 10/27/22 | Live | Midea Electric Trading | SENVILLE | Multizone Mix of Ducted and Non-Ducted | 207641331 |  | HMSV-A-CB | SENA/18HF/MOQ | Mixed Ducted and Non-Ducted Indoor Units |  | 12.65 | 20.75 | 10.7 | 12.95 | 20.95 | 10.15 | TRUE | FALSE | TRUE | 18000 | 14500 | 2.5 | 16000 | 2.23
205645141 | 09/07/22 | Live | Midea Electric Trading | PERFECTAIRE | Multizone All Non-Ducted | 205645141 |  | HMSR-A-CB-O | 2PAMS48-HH-MZO5 | Non-Ducted Indoor Units |  | 11.6 | 21.5 | 10.3 |  |  |  | FALSE | FALSE | FALSE | 48000 | 30000 | 2.51 | 48700 | 2.27
209864930 | 01/05/23 | Live | Midea Electric Trading | CTMorley | Singlezone Non-Ducted, Wall Placement | 209864930 |  | HRCU-A-CB-O | MOU-A12G-2 | Mini-Splits | MIU-A12GW-2 | 10.8 | 20.5 | 10.7 | 10.8 | 21.4 | 9.2 | FALSE | FALSE | FALSE | 12000 | 7000 | 2.5 | 9300 | 2
208816900 | 10/10/22 | Live | Midea Electric Trading | SEA BREEZE+ | Multizone Mix of Ducted and Non-Ducted | 208816900 |  | HMSV-A-CB | HMZ48H424ZMO | Mixed Ducted and Non-Ducted Indoor Units |  | 10.5 | 19 | 10.9 | 10.5 | 19.4 | 9.4 | FALSE | FALSE | TRUE | 55000 | 35000 | 2.45 | 45000 | 2.06
206319900 | 08/09/22 | Live | Friedrich Air Conditioning | FRIEDRICH | Singlezone Ducted, Centrally Ducted | 206319900 |  | HSP-A | VRP24K******-* |  | VRP24K******-* | 11 | 17.5 | 10 |  |  |  | FALSE | FALSE | FALSE | 23400 | 13000 | 1.77 | 15750 | 1.83
208128293 | 10/27/22 | Live | Midea Electric Trading | SEA BREEZE+ | Multizone Mix of Ducted and Non-Ducted | 208128293 |  | HMSV-A-CB | MZ48H424ZMO | Mixed Ducted and Non-Ducted Indoor Units |  | 10.55 | 20.75 | 11 | 10.9 | 20.8 | 9.6 | FALSE | FALSE | TRUE | 48000 | 36000 | 2.6 | 37000 | 2.17
207251120 | 01/05/23 | Live | Midea Electric Trading | LBG Products | Singlezone Non-Ducted, Wall Placement | 207251120 |  | HRCU-A-CB-O | LBH12DTO | Mini-Splits | LBH12DTI | 10.8 | 20.5 | 10.7 | 10.8 | 21.4 | 9.2 | FALSE | FALSE | FALSE | 12000 | 7000 | 2.5 | 9300 | 2
208128296 | 10/27/22 | Live | Midea Electric Trading | SEA BREEZE+ | Multizone Mix of Ducted and Non-Ducted | 208128296 |  | HMSV-A-CB | HMZ28H424ZMO | Mixed Ducted and Non-Ducted Indoor Units |  | 11.5 | 21 | 10.05 | 11.75 | 21.3 | 9.65 | FALSE | FALSE | TRUE | 28000 | 26200 | 2.3 | 27200 | 2.21
205313423 | 09/07/22 | Live | Midea Electric Trading | C&H | Multizone All Non-Ducted | 205313423 |  | HMSR-A-CB-O | CH-HYP48MSPH-230VO | Non-Ducted Indoor Units |  | 11.6 | 21.5 | 10.3 |  |  |  | FALSE | FALSE | FALSE | 48000 | 30000 | 2.51 | 48700 | 2.27
210799556 | 01/05/23 | Live | Midea Electric Trading | Cooper&Hunter | Singlezone Non-Ducted, Wall Placement | 210799556 |  | HRCU-A-CB-O | CH-NY12MIA-230VO | Mini-Splits | CH-12MOLV-230VI | 10.8 | 20.5 | 10.7 | 10.8 | 21.4 | 9.2 | FALSE | FALSE | FALSE | 12000 | 7000 | 2.5 | 9300 | 2
206319899 | 08/09/22 | Live | Friedrich Air Conditioning | FRIEDRICH | Singlezone Ducted, Centrally Ducted | 206319899 |  | HSP-A | VRP12K******-* |  | VRP12K******-* | 13 | 20 | 10 |  |  |  | FALSE | FALSE | FALSE | 12000 | 7700 | 2.89 | 7750 | 2.39
205309413 | 09/07/22 | Live | Midea Electric Trading | MOOVAIR | Multizone All Non-Ducted | 205309413 |  | HMSR-A-CB-O | DM48HOM25230X3 | Non-Ducted Indoor Units |  | 11.6 | 21.5 | 10.3 |  |  |  | FALSE | FALSE | FALSE | 48000 | 30000 | 2.51 | 48700 | 2.27
208128284 | 10/27/22 | Live | Midea Electric Trading | SEA BREEZE+ | Multizone Mix of Ducted and Non-Ducted | 208128284 |  | HMSV-A-CB | MZ18H424ZMO | Mixed Ducted and Non-Ducted Indoor Units |  | 12.25 | 20.25 | 10.7 | 12.25 | 20 | 10 | FALSE | FALSE | TRUE | 18000 | 14600 | 2.5 | 16000 | 2.23
210799579 | 01/05/23 | Live | Midea Electric Trading | Cooper&Hunter | Singlezone Non-Ducted, Wall Placement | 210799579 |  | HRCU-A-CB-O | CH-NY09MIA-230VO | Mini-Splits | CH-09MOLV-230VI | 12.6 | 21.5 | 10 | 12.6 | 21.7 | 9.4 | TRUE | TRUE | FALSE | 9000 | 6000 | 2.51 | 8065 | 2.17
207251115 | 01/05/23 | Live | Midea Electric Trading | LBG Products | Singlezone Non-Ducted, Wall Placement | 207251115 |  | HRCU-A-CB-O | LBH09DTO | Mini-Splits | LBH09DTI | 12.6 | 21.5 | 10 | 12.6 | 21.7 | 9.4 | TRUE | TRUE | FALSE | 9000 | 6000 | 2.51 | 8065 | 2.17
205306856 | 09/07/22 | Live | Midea Electric Trading | MDV | Multizone All Non-Ducted | 205306856 |  | HMSR-A-CB-O | M5OG-48HFN1-M-[X] | Non-Ducted Indoor Units |  | 11.6 | 21.5 | 10.3 |  |  |  | FALSE | FALSE | FALSE | 48000 | 30000 | 2.51 | 48700 | 2.27
207658975 | 10/27/22 | Live | Midea Electric Trading | COMFORTSTAR | Multizone Mix of Ducted and Non-Ducted | 207658975 |  | HMSV-A-CB | CMZ-54-5Z | Mixed Ducted and Non-Ducted Indoor Units |  | 11.3 | 21.45 | 11.25 | 11.65 | 21.95 | 9.2 | FALSE | FALSE | TRUE | 48000 | 35000 | 2.55 | 37000 | 2.17
206788331 | 08/25/22 | Live | Carrier | CARRIER | Singlezone Ducted, Centrally Ducted | 206788331 |  | HRCU-A-CB | 25VNA424A*031* |  | FE4AN(B,F)005L+UI | 15 | 24 | 13 |  |  |  | FALSE | FALSE | FALSE | 24000 | 23800 | 2.8 | 23800 | 2.8
209864929 | 01/05/23 | Live | Midea Electric Trading | CTMorley | Singlezone Non-Ducted, Wall Placement | 209864929 |  | HRCU-A-CB-O | MOU-A09G-2 | Mini-Splits | MIU-A09GW-2 | 12.6 | 21.5 | 10 | 12.6 | 21.7 | 9.4 | FALSE | FALSE | FALSE | 9000 | 6000 | 2.51 | 8065 | 2.17
210799581 | 01/05/23 | Live | Midea Electric Trading | Cooper&Hunter | Singlezone Ducted, Compact Ducted | 210799581 |  | HRCU-A-CB | CH-ES09-230VO | Mini-Splits | CH-M09DTUI | 13.5 | 21 | 11.5 | 12.5 | 19.2 | 10.2 | TRUE | TRUE | TRUE | 9000 | 7700 | 2.59 | 10200 | 2.41
208816897 | 07/19/22 | Live | Midea Electric Trading | SEA BREEZE+ | Multizone Mix of Ducted and Non-Ducted | 208816897 |  | HMSV-A-CB | HMZ24H424ZMO | Mixed Ducted and Non-Ducted Indoor Units |  | 12.15 | 21 | 10.85 | 12.4 | 21.55 | 10.35 | FALSE | FALSE | TRUE | 24000 | 24000 | 2.45 | 25000 | 2.04
204878533 | 09/07/22 | Live | GE Appliances, a Haier Company | GE APPLIANCES | Multizone All Non-Ducted | 204878533 |  | HMSR-A-CB-O | ASH436NCDW** | Non-Ducted Indoor Units |  | 12.5 | 20 | 10.5 |  |  |  | FALSE | FALSE | FALSE | 34000 | 22000 | 2.5 | 37000 | 2.75
208280028 | 01/05/23 | Live | Midea Electric Trading | TRUST AIR CONDITIONERS | Singlezone Non-Ducted, Wall Placement | 208280028 |  | HRCU-A-CB-O | CE09H/O4S41P | Mini-Splits | CE09H/I4S41P | 12.6 | 21.5 | 10 | 12.6 | 21.7 | 9.4 | FALSE | FALSE | FALSE | 9000 | 6000 | 2.51 | 8065 | 2.17
207658981 | 10/27/22 | Live | Midea Electric Trading | COMFORTSTAR | Multizone Mix of Ducted and Non-Ducted | 207658981 |  | HMSV-A-CB | CVH-27-3SH | Mixed Ducted and Non-Ducted Indoor Units |  | 12 | 21.25 | 10.7 | 12.1 | 21.5 | 10.05 | TRUE | TRUE | TRUE | 28000 | 26800 | 2.3 | 27200 | 2.21
204722816 | 09/07/22 | Live | Carrier | PAYNE | Multizone All Non-Ducted | 204722816 |  | HMSR-A-CB-O | 38MGRQ30D--3 | Non-Ducted Indoor Units |  | 12.5 | 23.8 | 10 |  |  |  | FALSE | FALSE | TRUE | 30000 | 17400 | 2.79 | 30770 | 2.57
207658969 | 10/27/22 | Live | Midea Electric Trading | COMFORTSTAR | Multizone Mix of Ducted and Non-Ducted | 207658969 |  | HMSV-A-CB | CMZ-27-3Z | Mixed Ducted and Non-Ducted Indoor Units |  | 11.85 | 22.4 | 10.35 | 12.2 | 22.8 | 9.35 | TRUE | FALSE | TRUE | 28000 | 21400 | 2.55 | 22600 | 2.25
208650630 | 01/05/23 | Live | Midea Electric Trading | FRUIKONAIRE | Singlezone Non-Ducted, Wall Placement | 208650630 |  | HRCU-A-CB-O | KFR-25W/A | Mini-Splits | KFR-25G/A | 12.6 | 21.5 | 10 | 12.6 | 21.7 | 9.4 | FALSE | FALSE | FALSE | 9000 | 6000 | 2.51 | 8065 | 2.17
206790019 | 08/25/22 | Live | Carrier | BRYANT | Singlezone Ducted, Centrally Ducted | 206790019 |  | HRCU-A-CB | 284ANV024*0**B* |  | FE4AN(B,F)005L+UI | 15 | 24 | 13 |  |  |  | FALSE | FALSE | FALSE | 24000 | 23800 | 2.8 | 23800 | 2.8
208815360 | 01/05/23 | Live | Midea Electric Trading | DUOHOME | Singlezone Non-Ducted, Wall Placement | 208815360 |  | HRCU-A-CB-O | DOX230-12HFN1-BS8W | Mini-Splits | DSAG11B-12HRFN1-BS0W | 10.3 | 20 | 10.8 | 10.3 | 20.8 | 8.7 | FALSE | FALSE | FALSE | 12000 | 7800 | 2.31 | 8200 | 1.35
207658966 | 10/27/22 | Live | Midea Electric Trading | COMFORTSTAR | Multizone Mix of Ducted and Non-Ducted | 207658966 |  | HMSV-A-CB | CMZ-18-2Z | Mixed Ducted and Non-Ducted Indoor Units |  | 12.65 | 20.75 | 10.7 | 12.95 | 20.95 | 10.15 | TRUE | FALSE | TRUE | 18000 | 14500 | 2.5 | 16000 | 2.23
208650629 | 01/05/23 | Live | Midea Electric Trading | FRUIKONAIRE | Singlezone Non-Ducted, Wall Placement | 208650629 |  | HRCU-A-CB-O | KFR-35W/B | Mini-Splits | KFR-35G/B | 10.3 | 20 | 10.8 | 10.3 | 20.8 | 8.7 | FALSE | FALSE | FALSE | 12000 | 7800 | 2.31 | 8200 | 1.35
204722815 | 09/07/22 | Live | Carrier | MIDEA | Multizone All Non-Ducted | 204722815 |  | HMSR-A-CB-O | 38MGRQ30D--3 | Non-Ducted Indoor Units |  | 12.5 | 23.8 | 10 |  |  |  | FALSE | FALSE | TRUE | 30000 | 17400 | 2.79 | 30770 | 2.57
209694742 | 01/05/23 | Live | Midea Electric Trading | CTMorley | Singlezone Non-Ducted, Wall Placement | 209694742 |  | HRCU-A-CB-O | MOU-A12G-1 | Mini-Splits | MIU-A12W-1 | 10.3 | 20 | 10.8 | 10.3 | 20.8 | 8.7 | FALSE | FALSE | FALSE | 12000 | 7800 | 2.31 | 8200 | 1.35
207657614 | 10/27/22 | Live | Midea Electric Trading | COMFORT-AIRE | Multizone Mix of Ducted and Non-Ducted | 207657614 |  | HMSV-A-CB | A-VMH28TV-1 | Mixed Ducted and Non-Ducted Indoor Units |  | 12 | 21.25 | 10.7 | 12.1 | 21.5 | 10.05 | TRUE | TRUE | TRUE | 28000 | 26800 | 2.3 | 27200 | 2.21
204717989 | 09/07/22 | Live | Daikin North America, LLC | DAIKIN | Singlezone Non-Ducted, Floor Placement | 204717989 |  | HRCU-A-CB-O | RXL12QMVJU9 |  | FVXS12NVJU | 12 | 20 | 11.4 |  |  |  | FALSE | FALSE | FALSE | 10200 | 8300 | 2.97 | 14300 | 2.45
208073224 | 01/05/23 | Live | Midea Electric Trading | AC BEST LA | Singlezone Non-Ducted, Wall Placement | 208073224 |  | HRCU-A-CB-O | MOX230-12HFN1-BS8W | Mini-Splits | MSAG11B-12HRFN1-BS0W | 10.3 | 20 | 10.8 | 10.3 | 20.8 | 8.7 | FALSE | FALSE | FALSE | 12000 | 7800 | 2.31 | 8200 | 1.35
204711109 | 09/07/22 | Live | Carrier | MIDEA | Multizone All Non-Ducted | 204711109 |  | HMSR-A-CB-O | 38MGRQ24C--3 | Non-Ducted Indoor Units |  | 12.5 | 23 | 10.3 |  |  |  | TRUE | FALSE | FALSE | 24000 | 17200 | 3.55 | 25150 | 2.64
204711108 | 09/07/22 | Live | Carrier | PAYNE | Multizone All Non-Ducted | 204711108 |  | HMSR-A-CB-O | 38MGRQ24C--3 | Non-Ducted Indoor Units |  | 12.5 | 23 | 10.3 |  |  |  | TRUE | FALSE | FALSE | 24000 | 17200 | 3.55 | 25150 | 2.64
204711107 | 09/07/22 | Live | Carrier | BRYANT | Multizone All Non-Ducted | 204711107 |  | HMSR-A-CB-O | 38MGRQ24C--3 | Non-Ducted Indoor Units |  | 12.5 | 23 | 10.3 |  |  |  | TRUE | FALSE | FALSE | 24000 | 17200 | 3.55 | 25150 | 2.64
204711106 | 09/07/22 | Live | Carrier | CARRIER | Multizone All Non-Ducted | 204711106 |  | HMSR-A-CB-O | 38MGRQ24C--3 | Non-Ducted Indoor Units |  | 12.5 | 23 | 10.3 |  |  |  | TRUE | FALSE | FALSE | 24000 | 17200 | 3.55 | 25150 | 2.64
211911379 | 05/01/23 | Live | Midea Electric Trading | MITS AIR | Singlezone Ducted, Centrally Ducted | 211911379 |  | HRCU-A-C | MOE30U-48HFN1-MR0 |  | MAC-48HWFN1-M | 9.15 | 14 | 9.4 | 8.6 | 14.3 | 8.3 | FALSE | FALSE | FALSE | 48000 | 30400 | 2.2 | 32000 | 2.03
208280025 | 01/05/23 | Live | Midea Electric Trading | TRUST AIR CONDITIONERS | Singlezone Non-Ducted, Wall Placement | 208280025 |  | HRCU-A-CB-O | CE12H/O4S41R | Mini-Splits | CE12H/I4S41R | 10.3 | 20 | 10.8 | 10.3 | 20.8 | 8.7 | FALSE | FALSE | FALSE | 12000 | 7800 | 2.31 | 8200 | 1.35
211911375 | 05/01/23 | Live | Midea Electric Trading | MITS AIR | Singlezone Ducted, Centrally Ducted | 211911375 |  | HRCU-A-C | MOE30U-48HFN1-MR0 |  | MAC-48HWDN1-MN0 | 9.15 | 14 | 9.4 | 8.6 | 14.3 | 8.3 | FALSE | FALSE | FALSE | 48000 | 30400 | 2.2 | 32000 | 2.03
209270317 | 05/01/23 | Live | Midea Electric Trading | ECO-AIR | Singlezone Ducted, Centrally Ducted | 209270317 |  | HRCU-A-C | MOE30U-48HFN1-MR0 |  | MAC-48HWFN1-M | 9.15 | 14 | 9.4 | 8.6 | 14.3 | 8.3 | FALSE | FALSE | FALSE | 48000 | 30400 | 2.2 | 32000 | 2.03
209550331 | 05/01/23 | Live | Midea Electric Trading | CanAir | Singlezone Ducted, Centrally Ducted | 209550331 |  | HRCU-A-C | MOE30U-48HFN1-MR0 |  | MAC-48HWFN1-M | 9.15 | 14 | 9.4 | 8.6 | 14.3 | 8.3 | FALSE | FALSE | FALSE | 48000 | 30400 | 2.2 | 32000 | 2.03
212331385 | 05/01/23 | Live | Midea Electric Trading | LBG Products | Singlezone Ducted, Centrally Ducted | 212331385 |  | HRCU-A-C | LCHB48DO |  | LCHB48DA | 9.15 | 14 | 9.4 | 8.6 | 14.3 | 8.3 | FALSE | FALSE | FALSE | 48000 | 30400 | 2.2 | 32000 | 2.03
212394309 | 05/01/23 | Live | Midea Electric Trading | 1HVAC | Singlezone Ducted, Centrally Ducted | 212394309 |  | HRCU-A-C | ACIQ-48-EHPB |  | ACIQ-48-ACL | 9.15 | 14 | 9.4 | 8.6 | 14.3 | 8.3 | FALSE | FALSE | FALSE | 48000 | 30400 | 2.2 | 32000 | 2.03
212394320 | 05/01/23 | Live | Midea Electric Trading | ACIQ | Singlezone Ducted, Centrally Ducted | 212394320 |  | HRCU-A-C | ACIQ-48-EHPB |  | ACIQ-48-ACL | 9.15 | 14 | 9.4 | 8.6 | 14.3 | 8.3 | FALSE | FALSE | FALSE | 48000 | 30400 | 2.2 | 32000 | 2.03
212394353 | 05/01/23 | Live | Midea Electric Trading | STEALTH | Singlezone Ducted, Centrally Ducted | 212394353 |  | HRCU-A-C | ACIQ-48-EHPB |  | ACIQ-48-ACL | 9.15 | 14 | 9.4 | 8.6 | 14.3 | 8.3 | FALSE | FALSE | FALSE | 48000 | 30400 | 2.2 | 32000 | 2.03
212394331 | 05/01/23 | Live | Midea Electric Trading | DIYCOOL | Singlezone Ducted, Centrally Ducted | 212394331 |  | HRCU-A-C | ACIQ-48-EHPB |  | ACIQ-48-ACL | 9.15 | 14 | 9.4 | 8.6 | 14.3 | 8.3 | FALSE | FALSE | FALSE | 48000 | 30400 | 2.2 | 32000 | 2.03
212394342 | 05/01/23 | Live | Midea Electric Trading | PolarWave | Singlezone Ducted, Centrally Ducted | 212394342 |  | HRCU-A-C | ACIQ-48-EHPB |  | ACIQ-48-ACL | 9.15 | 14 | 9.4 | 8.6 | 14.3 | 8.3 | FALSE | FALSE | FALSE | 48000 | 30400 | 2.2 | 32000 | 2.03
212394341 | 05/01/23 | Live | Midea Electric Trading | PolarWave | Singlezone Ducted, Centrally Ducted | 212394341 |  | HRCU-A-C | ACIQ-36-EHPB |  | ACIQ-36-ACL | 10.1 | 14.2 | 9.2 | 9.3 | 14.4 | 8 | FALSE | FALSE | FALSE | 36000 | 19800 | 2.2 | 24900 | 2.13
212394330 | 05/01/23 | Live | Midea Electric Trading | DIYCOOL | Singlezone Ducted, Centrally Ducted | 212394330 |  | HRCU-A-C | ACIQ-36-EHPB |  | ACIQ-36-ACL | 10.1 | 14.2 | 9.2 | 9.3 | 14.4 | 8 | FALSE | FALSE | FALSE | 36000 | 19800 | 2.2 | 24900 | 2.13
207526950 | 01/05/23 | Live | Midea Electric Trading | NOVAIR | Singlezone Non-Ducted, Wall Placement | 207526950 |  | HRCU-A-CB-O | LEA12SZ15SK-O | Mini-Splits | LEA1215SK-I | 10.3 | 20 | 10.8 | 10.3 | 20.8 | 8.7 | FALSE | FALSE | FALSE | 12000 | 7800 | 2.31 | 8200 | 1.35
212394352 | 05/01/23 | Live | Midea Electric Trading | STEALTH | Singlezone Ducted, Centrally Ducted | 212394352 |  | HRCU-A-C | ACIQ-36-EHPB |  | ACIQ-36-ACL | 10.1 | 14.2 | 9.2 | 9.3 | 14.4 | 8 | FALSE | FALSE | FALSE | 36000 | 19800 | 2.2 | 24900 | 2.13
212394319 | 05/01/23 | Live | Midea Electric Trading | ACIQ | Singlezone Ducted, Centrally Ducted | 212394319 |  | HRCU-A-C | ACIQ-36-EHPB |  | ACIQ-36-ACL | 10.1 | 14.2 | 9.2 | 9.3 | 14.4 | 8 | FALSE | FALSE | FALSE | 36000 | 19800 | 2.2 | 24900 | 2.13
212394308 | 05/01/23 | Live | Midea Electric Trading | 1HVAC | Singlezone Ducted, Centrally Ducted | 212394308 |  | HRCU-A-C | ACIQ-36-EHPB |  | ACIQ-36-ACL | 10.1 | 14.2 | 9.2 | 9.3 | 14.4 | 8 | FALSE | FALSE | FALSE | 36000 | 19800 | 2.2 | 24900 | 2.13
203862745 | 09/07/22 | Live | GE Appliances, a Haier Company | GE APPLIANCES | Multizone All Non-Ducted | 203862745 |  | HMSR-A-CB-O | ASH220NCDWA | Non-Ducted Indoor Units |  | 12.5 | 17 | 10.5 |  |  |  | FALSE | FALSE | FALSE | 18100 | 14000 | 2.77 | 26000 | 3.05
212394343 | 05/01/23 | Live | Midea Electric Trading | PolarWave | Singlezone Ducted, Centrally Ducted | 212394343 |  | HRCU-A-C | ACIQ-60-EHPB |  | ACIQ-60-ACL | 9.5 | 14.9 | 9.3 | 9 | 15.2 | 8.5 | FALSE | FALSE | FALSE | 53000 | 34000 | 2.2 | 36000 | 2.19
212394332 | 05/01/23 | Live | Midea Electric Trading | DIYCOOL | Singlezone Ducted, Centrally Ducted | 212394332 |  | HRCU-A-C | ACIQ-60-EHPB |  | ACIQ-60-ACL | 9.5 | 14.9 | 9.3 | 9 | 15.2 | 8.5 | FALSE | FALSE | FALSE | 53000 | 34000 | 2.2 | 36000 | 2.19
212394354 | 05/01/23 | Live | Midea Electric Trading | STEALTH | Singlezone Ducted, Centrally Ducted | 212394354 |  | HRCU-A-C | ACIQ-60-EHPB |  | ACIQ-60-ACL | 9.5 | 14.9 | 9.3 | 9 | 15.2 | 8.5 | FALSE | FALSE | FALSE | 53000 | 34000 | 2.2 | 36000 | 2.19
207251116 | 01/05/23 | Live | Midea Electric Trading | LBG Products | Singlezone Non-Ducted, Wall Placement | 207251116 |  | HRCU-A-CB-O | LBH12ATO | Mini-Splits | LBH12ATI | 10.3 | 20 | 10.8 | 10.3 | 20.8 | 8.7 | FALSE | FALSE | FALSE | 12000 | 7800 | 2.31 | 8200 | 1.35
212394321 | 05/01/23 | Live | Midea Electric Trading | ACIQ | Singlezone Ducted, Centrally Ducted | 212394321 |  | HRCU-A-C | ACIQ-60-EHPB |  | ACIQ-60-ACL | 9.5 | 14.9 | 9.3 | 9 | 15.2 | 8.5 | FALSE | FALSE | FALSE | 53000 | 34000 | 2.2 | 36000 | 2.19
212394310 | 05/01/23 | Live | Midea Electric Trading | 1HVAC | Singlezone Ducted, Centrally Ducted | 212394310 |  | HRCU-A-C | ACIQ-60-EHPB |  | ACIQ-60-ACL | 9.5 | 14.9 | 9.3 | 9 | 15.2 | 8.5 | FALSE | FALSE | FALSE | 53000 | 34000 | 2.2 | 36000 | 2.19
202732309 | 09/07/22 | Live | Mitsubishi Electric Trane | MITSUBISHI ELECTRIC | Multizone All Non-Ducted | 202732309 |  | HMSR-A-CB-O | MXZ-2C20NAHZ2 | Non-Ducted Indoor Units | MSZ-FH09NAMSZ-FH09NA | 14.3 | 17.15 | 10.1 |  |  |  | FALSE | FALSE | FALSE | 18000 | 13000 | 2.63 | 22000 | 2.1
212394307 | 05/01/23 | Live | Midea Electric Trading | 1HVAC | Singlezone Ducted, Centrally Ducted | 212394307 |  | HRCU-A-C | ACIQ-30-EHPB |  | ACIQ-30-ACL | 10 | 14.2 | 9.5 | 10.2 | 14.9 | 9.3 | FALSE | FALSE | FALSE | 30000 | 22000 | 2.6 | 24400 | 2.1
212394318 | 05/01/23 | Live | Midea Electric Trading | ACIQ | Singlezone Ducted, Centrally Ducted | 212394318 |  | HRCU-A-C | ACIQ-30-EHPB |  | ACIQ-30-ACL | 10 | 14.2 | 9.5 | 10.2 | 14.9 | 9.3 | FALSE | FALSE | FALSE | 30000 | 22000 | 2.6 | 24400 | 2.1
212394351 | 05/01/23 | Live | Midea Electric Trading | STEALTH | Singlezone Ducted, Centrally Ducted | 212394351 |  | HRCU-A-C | ACIQ-30-EHPB |  | ACIQ-30-ACL | 10 | 14.2 | 9.5 | 10.2 | 14.9 | 9.3 | FALSE | FALSE | FALSE | 30000 | 22000 | 2.6 | 24400 | 2.1
212394329 | 05/01/23 | Live | Midea Electric Trading | DIYCOOL | Singlezone Ducted, Centrally Ducted | 212394329 |  | HRCU-A-C | ACIQ-30-EHPB |  | ACIQ-30-ACL | 10 | 14.2 | 9.5 | 10.2 | 14.9 | 9.3 | FALSE | FALSE | FALSE | 30000 | 22000 | 2.6 | 24400 | 2.1
209862296 | 01/05/23 | Live | Midea Electric Trading | DUCTLESSAIRE | Singlezone Non-Ducted, Wall Placement | 209862296 |  | HRCU-A-CB-O | DA-115-12-20-O | Mini-Splits | DA-115-12-20-I | 10.3 | 20 | 10.8 | 10.3 | 20.8 | 8.7 | FALSE | FALSE | FALSE | 12000 | 7800 | 2.31 | 8200 | 1.35
212394340 | 05/01/23 | Live | Midea Electric Trading | PolarWave | Singlezone Ducted, Centrally Ducted | 212394340 |  | HRCU-A-C | ACIQ-30-EHPB |  | ACIQ-30-ACL | 10 | 14.2 | 9.5 | 10.2 | 14.9 | 9.3 | FALSE | FALSE | FALSE | 30000 | 22000 | 2.6 | 24400 | 2.1
9966844 | 02/16/23 | Live | Bosch | BOSCH | Singlezone Non-Ducted, Wall Placement | 9966844 |  | HRCU-A-CB-O | BMS500-AAS024-1CSXXA | Mini-Splits | BMS500-AAU024-1AHXXA | 12.5 | 20 | 10 |  |  |  | FALSE | FALSE | FALSE | 24000 | 16000 | 2.46 | 18650 | 2.2
9966839 | 02/16/23 | Live | Bosch | BOSCH | Singlezone Non-Ducted, Wall Placement | 9966839 |  | HRCU-A-CB-O | BMS500-AAS012-0CSXXA | Mini-Splits | BMS500-AAU012-0AHXXA | 12.5 | 20.9 | 10 |  |  |  | FALSE | FALSE | FALSE | 12000 | 7500 | 2.56 | 7360 | 2.37
9966838 | 02/16/23 | Live | Bosch | BOSCH | Singlezone Non-Ducted, Wall Placement | 9966838 |  | HRCU-A-CB-O | BMS500-AAS009-1CSXXA | Mini-Splits | BMS500-AAU009-1AHXXA | 14 | 20.5 | 10 |  |  |  | FALSE | FALSE | FALSE | 9000 | 6300 | 2.68 | 8111 | 2.33
202638701 | 09/07/22 | Live | Daikin North America, LLC | DAIKIN | Multizone All Non-Ducted | 202638701 |  | HMSR-A-CB-O | 5MXS48TVJU | Non-Ducted Indoor Units |  | 10.5 | 20.2 | 11.1 |  |  |  | FALSE | FALSE | FALSE | 47000 | 31000 | 2.8 | 44660 | 2.54
9966843 | 02/16/23 | Live | Bosch | BOSCH | Singlezone Non-Ducted, Wall Placement | 9966843 |  | HRCU-A-CB-O | BMS500-AAS018-1CSXXA | Mini-Splits | BMS500-AAU018-1AHXXA | 13 | 22 | 10 |  |  |  | FALSE | FALSE | FALSE | 18000 | 11100 | 2.76 | 13730 | 2.48
9966837 | 02/16/23 | Live | Bosch | BOSCH | Singlezone Non-Ducted, Wall Placement | 9966837 |  | HRCU-A-CB-O | BMS500-AAS009-0CSXXA | Mini-Splits | BMS500-AAU009-0AHXXA | 14 | 22 | 10.5 |  |  |  | FALSE | FALSE | FALSE | 9000 | 5800 | 2.74 | 7868 | 2.4
210799555 | 01/05/23 | Live | Midea Electric Trading | Cooper&Hunter | Singlezone Non-Ducted, Wall Placement | 210799555 |  | HRCU-A-CB-O | CH-NY12MIA-115VO | Mini-Splits | CH-12OLV-115VI | 10.3 | 20 | 10.8 | 10.3 | 20.8 | 8.7 | FALSE | FALSE | FALSE | 12000 | 7800 | 2.31 | 8200 | 1.35
10333757 | 02/16/23 | Live | Bosch | BOSCH | Singlezone Ducted, Centrally Ducted | 10333757 |  | HRCU-A-CB | BOVA-60HDN1-M18M |  | BVA-36WN1-M18B | 12.5 | 18.5 | 10.5 |  |  |  | FALSE | FALSE | FALSE | 35200 | 24000 | 2.71 | 31000 | 2.46
202521824 | 09/07/22 | Live | Daikin North America, LLC | DAIKIN | Multizone All Non-Ducted | 202521824 |  | HMSR-A-CB-O | 4MXL36TVJU | Non-Ducted Indoor Units |  | 12.5 | 21.7 | 11.2 |  |  |  | FALSE | FALSE | FALSE | 34400 | 22400 | 2.78 | 41960 | 2.28
208650710 | 02/16/23 | Live | Bosch | BOSCH | Singlezone Non-Ducted, Wall Placement | 208650710 |  | HRCU-A-CB-O | BMS500-AAS009-1CSXRC | Non-Ducted Indoor Units | BMS500-AAU009-1AHWXB | 13 | 24 | 11.5 |  |  |  | FALSE | FALSE | FALSE | 9000 | 6100 | 2.98 | 9543 | 2.48
208650711 | 02/16/23 | Live | Bosch | BOSCH | Singlezone Non-Ducted, Wall Placement | 208650711 |  | HRCU-A-CB-O | BMS500-AAS012-1CSXRC | Non-Ducted Indoor Units | BMS500-AAU012-1AHWXB | 12.5 | 21 | 11.5 |  |  |  | FALSE | FALSE | FALSE | 11000 | 8000 | 2.86 | 9843 | 2.33
208650712 | 02/16/23 | Live | Bosch | BOSCH | Singlezone Non-Ducted, Wall Placement | 208650712 |  | HRCU-A-CB-O | BMS500-AAS018-1CSXRC | Non-Ducted Indoor Units | BMS500-AAU018-1AHWXB | 12 | 20 | 10 |  |  |  | FALSE | FALSE | FALSE | 17000 | 12700 | 2.74 | 16238 | 2.49
207759994 | 02/16/23 | Live | Bosch | BOSCH | Singlezone Non-Ducted, Wall Placement | 207759994 |  | HRCU-A-CB-O | BMS500-AAS009-1CSXHC | Non-Ducted Indoor Units | BMS500-AAU009-1AHWXC | 16.2 | 28.1 | 13 |  |  |  | TRUE | TRUE | TRUE | 9000 | 7500 | 3.01 | 12371 | 2.04
209694741 | 01/05/23 | Live | Midea Electric Trading | CTMorley | Singlezone Non-Ducted, Wall Placement | 209694741 |  | HRCU-A-CB-O | MOU-A09G-1 | Mini-Splits | MIU-A09W-1 | 12.5 | 21.5 | 10.3 | 12.5 | 21.5 | 9.1 | FALSE | FALSE | FALSE | 9000 | 6300 | 2.4 | 7973 | 1.88
208157116 | 02/16/23 | Live | Bosch | BOSCH | Singlezone Non-Ducted, Wall Placement | 208157116 |  | HRCU-A-CB-O | BMS500-AAS009-1CSXHC | Non-Ducted Indoor Units | BMS500-AAU009-1AHWXB | 15.6 | 26.3 | 12.5 |  |  |  | TRUE | FALSE | FALSE | 9000 | 7100 | 2.85 | 12436 | 2.22
202449650 | 09/07/22 | Live | GE Appliances, a Haier Company | HAIER | Multizone All Non-Ducted | 202449650 |  | HMSR-A-CB-O | 3U24EH2VHA | Non-Ducted Indoor Units |  | 12.5 | 18.5 | 10.5 |  |  |  | FALSE | FALSE | FALSE | 22000 | 16000 | 2.86 | 27000 | 3
208157117 | 02/16/23 | Live | Bosch | BOSCH | Singlezone Non-Ducted, Wall Placement | 208157117 |  | HRCU-A-CB-O | BMS500-AAS012-1CSXHC | Non-Ducted Indoor Units | BMS500-AAU012-1AHWXB | 13.5 | 24.5 | 12.5 |  |  |  | TRUE | TRUE | TRUE | 12000 | 7500 | 2.85 | 12737 | 2.26
208157118 | 02/16/23 | Live | Bosch | BOSCH | Singlezone Non-Ducted, Wall Placement | 208157118 |  | HRCU-A-CB-O | BMS500-AAS018-1CSXHC | Non-Ducted Indoor Units | BMS500-AAU018-1AHWXB | 12.5 | 20.5 | 11 |  |  |  | TRUE | FALSE | FALSE | 17000 | 10900 | 2.58 | 14016 | 2.49
207759999 | 02/16/23 | Live | Bosch | BOSCH | Singlezone Non-Ducted, Wall Placement | 207759999 |  | HRCU-A-CB-O | BMS500-AAS036-1CSXRC | Non-Ducted Indoor Units | BMS500-AAU036-1AHWXC | 8.5 | 17.5 | 9 |  |  |  | FALSE | FALSE | FALSE | 36000 | 22400 | 2.18 | 21473 | 1.67
206395966 | 02/16/23 | Live | Bosch | BOSCH | Singlezone Ducted, Centrally Ducted | 206395966 |  | HRCU-A-CB | BOVB-36HDN1-M18M |  | BVA-36WN1-M18B | 11.4 | 17.5 | 9 |  |  |  | FALSE | FALSE | FALSE | 34600 | 25000 | 2.44 | 25000 | 2.44
202449649 | 09/07/22 | Live | GE Appliances, a Haier Company | HAIER | Multizone All Non-Ducted | 202449649 |  | HMSR-A-CB-O | 2U20EH2VHA | Non-Ducted Indoor Units |  | 12.5 | 17 | 10.5 |  |  |  | FALSE | FALSE | FALSE | 18100 | 14000 | 2.77 | 26000 | 2.5
208650628 | 01/05/23 | Live | Midea Electric Trading | FRUIKONAIRE | Singlezone Non-Ducted, Wall Placement | 208650628 |  | HRCU-A-CB-O | KFR-25W/B | Mini-Splits | KFR-25G/B | 12.5 | 21.5 | 10.3 | 12.5 | 21.5 | 9.1 | FALSE | FALSE | FALSE | 9000 | 6300 | 2.4 | 7973 | 1.88
206395964 | 02/16/23 | Live | Bosch | BOSCH | Singlezone Ducted, Centrally Ducted | 206395964 |  | HRCU-A-CB | BOVB-36HDN1-M18M |  | BVA-24WN1-M18 | 13 | 18.5 | 9.5 |  |  |  | FALSE | FALSE | FALSE | 24000 | 21600 | 2.59 | 21600 | 2.59
206395977 | 02/16/23 | Live | Bosch | BOSCH | Singlezone Ducted, Centrally Ducted | 206395977 |  | HRCU-A-C | BOVB-36HDN1-M18M |  | BMA*2430ANTD | 11.5 | 15 | 9 |  |  |  | FALSE | FALSE | FALSE | 23400 | 17200 | 2.4 | 21600 | 2.47
206395978 | 02/16/23 | Live | Bosch | BOSCH | Singlezone Ducted, Centrally Ducted | 206395978 |  | HRCU-A-C | BOVB-36HDN1-M18M |  | BMA*2430BNTD | 11.5 | 15 | 9 |  |  |  | FALSE | FALSE | FALSE | 23400 | 17200 | 2.4 | 21600 | 2.47
206395982 | 02/16/23 | Live | Bosch | BOSCH | Singlezone Ducted, Centrally Ducted | 206395982 |  | HRCU-A-C | BOVB-36HDN1-M18M |  | BMA*4248BNTF | 10 | 15 | 9 |  |  |  | FALSE | FALSE | FALSE | 32400 | 23000 | 2.5 | 23000 | 2.5
206395983 | 02/16/23 | Live | Bosch | BOSCH | Singlezone Ducted, Centrally Ducted | 206395983 |  | HRCU-A-C | BOVB-36HDN1-M18M |  | BMA*4248CNTF | 10 | 15 | 9 |  |  |  | FALSE | FALSE | FALSE | 32400 | 23000 | 2.5 | 23000 | 2.5
206395965 | 02/16/23 | Live | Bosch | BOSCH | Singlezone Ducted, Centrally Ducted | 206395965 |  | HRCU-A-CB | BOVB-60HDN1-M18M |  | BVA-48WN1-M18 | 12.5 | 18.5 | 9.5 |  |  |  | FALSE | FALSE | FALSE | 47000 | 38000 | 2.53 | 38000 | 2.53
206395988 | 02/16/23 | Live | Bosch | BOSCH | Singlezone Ducted, Centrally Ducted | 206395988 |  | HRCU-A-CB | BOVB-60HDN1-M18M |  | BVA-60WN1-M18 | 11.2 | 17.5 | 9.5 |  |  |  | FALSE | FALSE | FALSE | 57000 | 40000 | 2.58 | 44000 | 2.45
206396007 | 02/16/23 | Live | Bosch | BOSCH | Singlezone Ducted, Centrally Ducted | 206396007 |  | HRCU-A-CB | BOVB-60HDN1-M18M |  | BVA-36WN1-M18B | 12.5 | 18.5 | 10.5 |  |  |  | FALSE | FALSE | FALSE | 35200 | 24000 | 2.68 | 25000 | 2.48
206331368 | 02/16/23 | Live | Bosch | BOSCH | Singlezone Ducted, Centrally Ducted | 206331368 |  | HRCU-A-CB | BOVA-36HDN1-M18M |  | BVA-24WN1-M15 | 11.8 | 16 | 9 |  |  |  | FALSE | FALSE | FALSE | 24000 | 21200 | 2.43 | 21200 | 2.43
208674984 | 01/05/23 | Live | Midea Electric Trading | NAKS | Singlezone Non-Ducted, Wall Placement | 208674984 |  | HRCU-A-CB-O | NAKS-SPLIT AC-24K-ODU-208-230 | Mini-Splits | NAKS-SPLIT AC-24K-IDU-208-230 | 13 | 21 | 10 | 13 | 21 | 8.5 | FALSE | FALSE | FALSE | 24000 | 17400 | 2.28 | 23471 | 2.29
202412089 | 09/07/22 | Live | Mitsubishi Electric Trane | MITSUBISHI ELECTRIC | Multizone All Non-Ducted | 202412089 |  | HMSR-A-CB-O | PUMY-P60NKMU2 | Non-Ducted Indoor Units |  | 13.3 | 20 | 12 |  |  |  | FALSE | FALSE | FALSE | 60000 | 41500 | 2.63 | 45144 | 2.86
206331370 | 02/16/23 | Live | Bosch | BOSCH | Singlezone Ducted, Centrally Ducted | 206331370 |  | HRCU-A-CB | BOVA-60HDN1-M18M |  | BVA-48WN1-M15 | 11.2 | 15.5 | 9 |  |  |  | FALSE | FALSE | FALSE | 47000 | 38000 | 2.28 | 38000 | 2.28
206331369 | 02/16/23 | Live | Bosch | BOSCH | Singlezone Ducted, Centrally Ducted | 206331369 |  | HRCU-A-CB | BOVA-36HDN1-M18M |  | BVA-36WN1-M15 | 10.4 | 15 | 9 |  |  |  | FALSE | FALSE | FALSE | 33600 | 25000 | 2.4 | 25000 | 2.4
206331371 | 02/16/23 | Live | Bosch | BOSCH | Singlezone Ducted, Centrally Ducted | 206331371 |  | HRCU-A-CB | BOVA-60HDN1-M18M |  | BVA-60WN1-M15 | 10.2 | 15 | 9 |  |  |  | FALSE | FALSE | FALSE | 55000 | 40500 | 2.22 | 40500 | 2.22
202412088 | 09/07/22 | Live | Mitsubishi Electric Trane | MITSUBISHI ELECTRIC | Multizone All Non-Ducted | 202412088 |  | HMSR-A-CB-O | PUMY-HP48NKMU | Non-Ducted Indoor Units |  | 13.1 | 22.6 | 12 |  |  |  | FALSE | FALSE | FALSE | 48000 | 39000 | 2.1 | 59011 | 3.18
208674968 | 01/05/23 | Live | Midea Electric Trading | AIC TECHNOLOGIES | Singlezone Non-Ducted, Wall Placement | 208674968 |  | HRCU-A-CB-O | NAKS-SPLIT AC-24K-ODU-208-230 | Mini-Splits | NAKS-SPLIT AC-24K-IDU-208-230 | 13 | 21 | 10 | 13 | 21 | 8.5 | FALSE | FALSE | FALSE | 24000 | 17400 | 2.28 | 23471 | 2.29
202412085 | 09/07/22 | Live | Mitsubishi Electric Trane | MITSUBISHI ELECTRIC | Multizone All Non-Ducted | 202412085 |  | HMSR-A-CB-O | PUMY-HP36NKMU | Non-Ducted Indoor Units |  | 15 | 22.3 | 12 |  |  |  | FALSE | FALSE | FALSE | 36000 | 33000 | 2.28 | 45898 | 3.17
208130806 | 01/05/23 | Live | Midea Electric Trading | LBG Products | Singlezone Non-Ducted, Wall Placement | 208130806 |  | HRCU-A-CB-O | LBHB24DUWO | Mini-Splits | LBHB24DUWI | 13 | 21 | 10 | 13 | 21 | 8.5 | TRUE | FALSE | FALSE | 24000 | 17400 | 2.28 | 23471 | 2.29
8111358 | 09/07/22 | Live | LG | LG | Multizone All Non-Ducted | 8111358 |  | HMSR-A-CB-O | LMU480HV | Non-Ducted Indoor Units |  | 12.5 | 19.5 | 10 |  |  |  | FALSE | FALSE | FALSE | 48000 | 34080 | 3.31 | 49014 | 2.83
202119270 | 09/07/22 | Live | Carrier | SMART COMFORT | Multizone All Non-Ducted | 202119270 |  | HMSR-A-CB-O | DLCMRAH27CAK | Non-Ducted Indoor Units |  | 11.5 | 20.4 | 10.8 |  |  |  | FALSE | FALSE | TRUE | 27000 | 17800 | 2.63 | 25150 | 2.64
210665991 | 01/05/23 | Live | Midea Electric Trading | C&H | Singlezone Non-Ducted, Wall Placement | 210665991 |  | HRCU-A-CB-O | CH-ES24-230VO | Mini-Splits | CH-B24MOLVWM-230VI | 13 | 21 | 10 | 13 | 21 | 8.5 | TRUE | FALSE | FALSE | 24000 | 17400 | 2.28 | 23471 | 2.29
8860512 | 02/16/23 | Live | Bosch | BOSCH | Singlezone Ducted, Centrally Ducted | 8860512 |  | HRCU-A-CB | BOVA-36HDN1-M18M |  | BVA-36WN1-M18B | 11.4 | 17.5 | 9 |  |  |  | FALSE | FALSE | FALSE | 34600 | 24000 | 2.44 | 24000 | 2.44
201903177 | 09/07/22 | Live | Bathica | WABBAN | Multizone All Non-Ducted | 201903177 |  | HMSR-A-CB-O | BBM24H4O | Non-Ducted Indoor Units |  | 12.5 | 21 | 11 |  |  |  | FALSE | FALSE | FALSE | 24000 | 16600 | 2.43 | 23000 | 3.02
8860511 | 02/16/23 | Live | Bosch | BOSCH | Singlezone Ducted, Centrally Ducted | 8860511 |  | HRCU-A-CB | BOVA-60HDN1-M18M |  | BVA-60WN1-M18 | 11.2 | 17.5 | 9.5 |  |  |  | FALSE | FALSE | FALSE | 57000 | 40000 | 2.58 | 40000 | 2.58
8860510 | 02/16/23 | Live | Bosch | BOSCH | Singlezone Ducted, Centrally Ducted | 8860510 |  | HRCU-A-CB | BOVA-60HDN1-M18M |  | BVA-48WN1-M18 | 12.5 | 18.5 | 9.5 |  |  |  | FALSE | FALSE | FALSE | 47000 | 35000 | 2.64 | 35000 | 2.64
8860508 | 02/16/23 | Live | Bosch | BOSCH | Singlezone Ducted, Centrally Ducted | 8860508 |  | HRCU-A-CB | BOVA-36HDN1-M18M |  | BVA-24WN1-M18 | 13 | 18.5 | 9.5 |  |  |  | FALSE | FALSE | FALSE | 24000 | 19000 | 2.64 | 19000 | 2.64
10021152 | 02/16/23 | Live | Bosch | BOSCH | Singlezone Ducted, Centrally Ducted | 10021152 |  | HRCU-A-C | BOVA-60HDN1-M18M |  | BMA*4860DNTF | 10.5 | 16 | 9.5 |  |  |  | FALSE | FALSE | FALSE | 55000 | 39000 | 2.6 | 39000 | 2.6
10021151 | 02/16/23 | Live | Bosch | BOSCH | Singlezone Ducted, Centrally Ducted | 10021151 |  | HRCU-A-C | BOVA-60HDN1-M18M |  | BMA*4860CNTF | 10.5 | 16 | 9.5 |  |  |  | FALSE | FALSE | FALSE | 54000 | 32000 | 2.5 | 34000 | 2.4
210799690 | 01/05/23 | Live | Midea Electric Trading | Cooper&Hunter | Singlezone Non-Ducted, Wall Placement | 210799690 |  | HRCU-A-CB-O | CH-ES24-230VO | Mini-Splits | CH-B24MOLVWM-230VI | 13 | 21 | 10 | 13 | 21 | 8.5 | TRUE | FALSE | FALSE | 24000 | 17400 | 2.28 | 23471 | 2.29
10021149 | 02/16/23 | Live | Bosch | BOSCH | Singlezone Ducted, Centrally Ducted | 10021149 |  | HRCU-A-C | BOVA-60HDN1-M18M |  | BMA*4248CNTF | 11 | 16 | 9.5 |  |  |  | FALSE | FALSE | FALSE | 46000 | 32000 | 2.5 | 32000 | 2.5
10021148 | 02/16/23 | Live | Bosch | BOSCH | Singlezone Ducted, Centrally Ducted | 10021148 |  | HRCU-A-C | BOVA-60HDN1-M18M |  | BMA*4248BNTF | 11 | 16 | 9.5 |  |  |  | FALSE | FALSE | FALSE | 44500 | 31000 | 2.5 | 31000 | 2.5
201851577 | 09/07/22 | Live | Daikin North America, LLC | DAIKIN | Multizone All Non-Ducted | 201851577 |  | HMSR-A-CB-O | 3MXL24RMVJU | Non-Ducted Indoor Units |  | 12.7 | 18 | 12.5 |  |  |  | FALSE | FALSE | FALSE | 24000 | 15500 | 2.61 | 26780 | 2.55
10021144 | 02/16/23 | Live | Bosch | BOSCH | Singlezone Ducted, Centrally Ducted | 10021144 |  | HRCU-A-C | BOVA-36HDN1-M18M |  | BMA*2430BNTD | 11.5 | 15 | 9 |  |  |  | FALSE | FALSE | FALSE | 23400 | 17200 | 2.5 | 17200 | 2.5
10021150 | 02/16/23 | Live | Bosch | BOSCH | Singlezone Ducted, Centrally Ducted | 10021150 |  | HRCU-A-C | BOVA-60HDN1-M18M |  | BMA*4248DNTF | 11 | 16 | 9.5 |  |  |  | FALSE | FALSE | FALSE | 46000 | 32000 | 2.5 | 32000 | 2.5
10021143 | 02/16/23 | Live | Bosch | BOSCH | Singlezone Ducted, Centrally Ducted | 10021143 |  | HRCU-A-C | BOVA-36HDN1-M18M |  | BMA*2430ANTD | 11.5 | 15 | 9 |  |  |  | FALSE | FALSE | FALSE | 23400 | 17200 | 2.5 | 17200 | 2.5
8654211 | 09/07/22 | Live | Gree | GREE | Multizone All Non-Ducted | 8654211 |  | HMSR-A-CB-O | GMV-48WL/B-T(U) | Non-Ducted Indoor Units |  | 12.5 | 20 | 11 |  |  |  | FALSE | FALSE | FALSE | 48000 | 38000 | 2.6 | 54000 | 2.45
204427507 | 02/16/23 | Live | Bosch | BOSCH | Singlezone Ducted, Centrally Ducted | 204427507 |  | HRCU-A-C | BOVA-36HDN1-M18M |  | BMA*4248CNTF | 10 | 15 | 9 |  |  |  | FALSE | FALSE | FALSE | 32400 | 23000 | 2.51 | 23000 | 2.41
204396671 | 02/16/23 | Live | Bosch | BOSCH | Singlezone Ducted, Centrally Ducted | 204396671 |  | HRCU-A-C | BOVA-36HDN1-M18M |  | BMA*4248BNTF | 10 | 15 | 9 |  |  |  | FALSE | FALSE | FALSE | 32400 | 23000 | 2.51 | 23000 | 2.41
203991167 | 02/16/23 | Live | Bosch | BOSCH | Singlezone Non-Ducted, Ceiling Placement | 203991167 |  | HRCU-A-CB-O | BMS500-AAS012-1CSXRA | Mini-Splits | BMS500-AAU012-1AHCXB | 14 | 21.5 | 10.5 |  |  |  | FALSE | FALSE | FALSE | 12000 | 7500 | 2.68 | 9444 | 2.49
203991169 | 02/16/23 | Live | Bosch | BOSCH | Singlezone Non-Ducted, Ceiling Placement | 203991169 |  | HRCU-A-CB-O | BMS500-AAS024-1CSXRA | Mini-Splits | BMS500-AAU024-1AHCXB | 12.5 | 20 | 10.5 |  |  |  | FALSE | FALSE | FALSE | 24000 | 15800 | 2.56 | 19270 | 2.26
210799562 | 01/05/23 | Live | Midea Electric Trading | Cooper&Hunter | Singlezone Non-Ducted, Wall Placement | 210799562 |  | HRCU-A-CB-O | CH-ES24-230VO | Mini-Splits | CH-24MOLVWM-230VI | 13 | 21 | 10 | 13 | 21 | 8.5 | TRUE | FALSE | FALSE | 24000 | 17400 | 2.28 | 23471 | 2.29
203991166 | 02/16/23 | Live | Bosch | BOSCH | Singlezone Non-Ducted, Ceiling Placement | 203991166 |  | HRCU-A-CB-O | BMS500-AAS009-1CSXRA | Mini-Splits | BMS500-AAU009-1AHCXB | 13 | 20 | 10.5 |  |  |  | FALSE | FALSE | FALSE | 9000 | 5800 | 2.66 | 8639 | 2.08
203991150 | 02/16/23 | Live | Bosch | BOSCH | Singlezone Non-Ducted, Wall Placement | 203991150 |  | HRCU-A-CB-O | BMS500-AAS018-1CSXRA | Mini-Splits | BMS500-AAU018-1AHWXB | 13 | 21 | 10.4 |  |  |  | TRUE | FALSE | FALSE | 18000 | 11400 | 2.72 | 14016 | 2.49
203991187 | 02/16/23 | Live | Bosch | BOSCH | Multizone All Ducted | 203991187 |  | HMSV-A-CB | BMS500-AAM036-1CSXHB | Ducted Indoor Units |  | 11.3 | 19 | 11 |  |  |  | FALSE | FALSE | FALSE | 36000 | 24600 | 2.7 | 39296 | 2.19
203991176 | 02/16/23 | Live | Bosch | BOSCH | Multizone All Non-Ducted | 203991176 |  | HMSV-A-CB | BMS500-AAM036-1CSXRA | Non-Ducted Indoor Units |  | 12.5 | 23 | 10.2 |  |  |  | FALSE | FALSE | FALSE | 33000 | 24600 | 2.78 | 25750 | 2.18
201851575 | 09/07/22 | Live | Daikin North America, LLC | DAIKIN | Multizone All Non-Ducted | 201851575 |  | HMSR-A-CB-O | 3MXS24RMVJU | Non-Ducted Indoor Units |  | 12.7 | 18 | 12.5 |  |  |  | FALSE | FALSE | FALSE | 24000 | 15500 | 2.61 | 24350 | 2.72
201847005 | 09/07/22 | Live | Carrier | MIDEA | Multizone All Non-Ducted | 201847005 |  | HMSR-A-CB-O | 38MGRQ48E--3 | Non-Ducted Indoor Units |  | 12.5 | 22.4 | 10.2 |  |  |  | TRUE | FALSE | FALSE | 48000 | 29600 | 2.7 | 37900 | 2.09
201847004 | 09/07/22 | Live | Carrier | MIDEA | Multizone All Non-Ducted | 201847004 |  | HMSR-A-CB-O | 38MGRQ36D--3 | Non-Ducted Indoor Units |  | 13.5 | 21.5 | 10.5 |  |  |  | TRUE | TRUE | FALSE | 36000 | 23200 | 2.78 | 37410 | 2.09
210799560 | 01/05/23 | Live | Midea Electric Trading | Cooper&Hunter | Singlezone Non-Ducted, Wall Placement | 210799560 |  | HRCU-A-CB-O | CH-ES12-230VO | Mini-Splits | CH-12MOLVWM-230VI | 13 | 22.2 | 11 | 13 | 23.1 | 10.8 | TRUE | TRUE | TRUE | 12000 | 10000 | 2.69 | 9843 | 2.33
8693474 | 09/07/22 | Live | Fujitsu General America, Inc. | FUJITSU | Multizone All Non-Ducted | 8693474 |  | HMSR-A-CB-O | AOU60RLAVM | Non-Ducted Indoor Units |  | 10.8 | 18.5 | 11.3 |  |  |  | FALSE | FALSE | FALSE | 60000 | 41500 | 2.68 | 56100 | 3.3
201847001 | 09/07/22 | Live | Carrier | MIDEA | Multizone All Non-Ducted | 201847001 |  | HMSR-A-CB-O | 38MGRQ18B--3 | Non-Ducted Indoor Units |  | 12.5 | 22.5 | 10.3 |  |  |  | TRUE | FALSE | FALSE | 18000 | 12000 | 2.79 | 15020 | 2.7
201846985 | 09/07/22 | Live | Carrier | PAYNE | Multizone All Non-Ducted | 201846985 |  | HMSR-A-CB-O | 38MGRQ48E--3 | Non-Ducted Indoor Units |  | 12.5 | 22.4 | 10.2 |  |  |  | TRUE | FALSE | FALSE | 48000 | 29600 | 2.7 | 37900 | 2.09
210799688 | 01/05/23 | Live | Midea Electric Trading | Cooper&Hunter | Singlezone Non-Ducted, Wall Placement | 210799688 |  | HRCU-A-CB-O | CH-ES12-230VO | Mini-Splits | CH-B12MOLVWM-230VI | 13 | 22.2 | 11 | 13 | 23.1 | 10.8 | TRUE | TRUE | TRUE | 12000 | 10000 | 2.69 | 9843 | 2.33
201846984 | 09/07/22 | Live | Carrier | PAYNE | Multizone All Non-Ducted | 201846984 |  | HMSR-A-CB-O | 38MGRQ36D--3 | Non-Ducted Indoor Units |  | 13.5 | 21.5 | 10.5 |  |  |  | TRUE | TRUE | FALSE | 36000 | 23200 | 2.78 | 37410 | 2.09
201846981 | 09/07/22 | Live | Carrier | PAYNE | Multizone All Non-Ducted | 201846981 |  | HMSR-A-CB-O | 38MGRQ18B--3 | Non-Ducted Indoor Units |  | 12.5 | 22.5 | 10.3 |  |  |  | TRUE | FALSE | FALSE | 18000 | 12000 | 2.79 | 15020 | 2.7
210665989 | 01/05/23 | Live | Midea Electric Trading | C&H | Singlezone Non-Ducted, Wall Placement | 210665989 |  | HRCU-A-CB-O | CH-ES12-230VO | Mini-Splits | CH-B12MOLVWM-230VI | 13 | 22.2 | 11 | 13 | 23.1 | 10.8 | TRUE | TRUE | TRUE | 12000 | 10000 | 2.69 | 9843 | 2.33
8693480 | 09/07/22 | Live | Fujitsu General America, Inc. | FUJITSU | Multizone All Non-Ducted | 8693480 |  | HMSR-A-CB-O | AOU36RLAVM | Non-Ducted Indoor Units |  | 13.3 | 19 | 11.4 |  |  |  | FALSE | FALSE | FALSE | 36000 | 25800 | 2.8 | 42000 | 2.84
201835787 | 09/07/22 | Live | Carrier | KENMORE | Multizone All Non-Ducted | 201835787 |  | HMSR-A-CB-O | DLCMRAH27CAK | Non-Ducted Indoor Units |  | 11.5 | 20.4 | 10.8 |  |  |  | FALSE | FALSE | TRUE | 27000 | 17800 | 2.63 | 25150 | 2.64
207526945 | 01/05/23 | Live | Midea Electric Trading | NOVAIR | Singlezone Non-Ducted, Wall Placement | 207526945 |  | HRCU-A-CB-O | LEA12SZ25SK-O | Mini-Splits | LEA12UUSK-I | 13 | 22.2 | 11 | 13 | 23.1 | 10.8 | FALSE | FALSE | TRUE | 12000 | 10000 | 2.69 | 9843 | 2.33
201835786 | 09/07/22 | Live | Carrier | TEMPSTAR | Multizone All Non-Ducted | 201835786 |  | HMSR-A-CB-O | DLCMRAH27CAK | Non-Ducted Indoor Units |  | 11.5 | 20.4 | 10.8 |  |  |  | FALSE | FALSE | TRUE | 27000 | 17800 | 2.63 | 25150 | 2.64
9118461 | 09/07/22 | Live | Carrier | CARRIER | Multizone All Non-Ducted | 9118461 |  | HMSR-A-CB-O | 38MGRQ18B--3 | Non-Ducted Indoor Units |  | 12.5 | 22.5 | 10.3 |  |  |  | TRUE | FALSE | FALSE | 18000 | 12000 | 2.81 | 15020 | 2.7
208130804 | 01/05/23 | Live | Midea Electric Trading | LBG Products | Singlezone Non-Ducted, Wall Placement | 208130804 |  | HRCU-A-CB-O | LBHB12DUWO | Mini-Splits | LBHB12DUWI | 13 | 22.2 | 11 | 13 | 23.1 | 10.8 | TRUE | TRUE | TRUE | 12000 | 10000 | 2.69 | 9843 | 2.33
201835691 | 09/07/22 | Live | Carrier | KEEPRITE | Multizone All Non-Ducted | 201835691 |  | HMSR-A-CB-O | DLCMRAH27CAK | Non-Ducted Indoor Units |  | 11.5 | 20.4 | 10.8 |  |  |  | FALSE | FALSE | TRUE | 27000 | 17800 | 2.63 | 25150 | 2.64
208674966 | 01/05/23 | Live | Midea Electric Trading | AIC TECHNOLOGIES | Singlezone Non-Ducted, Wall Placement | 208674966 |  | HRCU-A-CB-O | NAKS-SPLIT AC-12K-ODU-208-230 | Mini-Splits | NAKS-SPLIT AC-12K-IDU-208-230 | 13 | 22.2 | 11 | 13 | 23.1 | 10.8 | FALSE | FALSE | TRUE | 12000 | 10000 | 2.69 | 9843 | 2.33
201835690 | 09/07/22 | Live | Carrier | HEIL | Multizone All Non-Ducted | 201835690 |  | HMSR-A-CB-O | DLCMRAH27CAK | Non-Ducted Indoor Units |  | 11.5 | 20.4 | 10.8 |  |  |  | FALSE | FALSE | TRUE | 27000 | 17800 | 2.63 | 25150 | 2.64
9118462 | 09/07/22 | Live | Carrier | BRYANT | Multizone All Non-Ducted | 9118462 |  | HMSR-A-CB-O | 38MGRQ18B--3 | Non-Ducted Indoor Units |  | 12.5 | 22.5 | 10.3 |  |  |  | TRUE | FALSE | FALSE | 18000 | 12000 | 2.81 | 15020 | 2.7
208674982 | 01/05/23 | Live | Midea Electric Trading | NAKS | Singlezone Non-Ducted, Wall Placement | 208674982 |  | HRCU-A-CB-O | NAKS-SPLIT AC-12K-ODU-208-230 | Mini-Splits | NAKS-SPLIT AC-12K-IDU-208-230 | 13 | 22.2 | 11 | 13 | 23.1 | 10.8 | FALSE | FALSE | TRUE | 12000 | 10000 | 2.69 | 9843 | 2.33
201835621 | 09/07/22 | Live | Carrier | DAY & NIGHT | Multizone All Non-Ducted | 201835621 |  | HMSR-A-CB-O | DLCMRAH27CAK | Non-Ducted Indoor Units |  | 11.5 | 20.4 | 10.8 |  |  |  | FALSE | FALSE | TRUE | 27000 | 17800 | 2.63 | 25150 | 2.64
208280085 | 01/05/23 | Live | Midea Electric Trading | TRUST AIR CONDITIONERS | Singlezone Non-Ducted, Ceiling Placement | 208280085 |  | HRCU-A-CB-O | AS09H/O4S41P | Mini-Splits | IUMC409H/I41P | 13 | 20.5 | 10.8 | 13 | 20.5 | 10.3 | FALSE | FALSE | FALSE | 9000 | 9000 | 1.91 | 11000 | 1.69
208674980 | 01/05/23 | Live | Midea Electric Trading | NAKS | Singlezone Non-Ducted, Wall Placement | 208674980 |  | HRCU-A-CB-O | NAKS-SPLIT AC-12K-ODU-115 | Mini-Splits | NAKS-SPLIT AC-12K-IDU-115 | 12.5 | 22 | 11.5 | 12.5 | 22.7 | 10.4 | FALSE | FALSE | TRUE | 12000 | 8900 | 2.75 | 9018 | 2.4
9118473 | 09/07/22 | Live | Carrier | CARRIER | Multizone All Non-Ducted | 9118473 |  | HMSR-A-CB-O | 38MGRQ36D--3 | Non-Ducted Indoor Units |  | 13.5 | 21.5 | 10.5 |  |  |  | TRUE | TRUE | FALSE | 36000 | 23200 | 2.79 | 37410 | 2.09
201835573 | 09/07/22 | Live | Carrier | COMFORTMAKER | Multizone All Non-Ducted | 201835573 |  | HMSR-A-CB-O | DLCMRAH27CAK | Non-Ducted Indoor Units |  | 11.5 | 20.4 | 10.8 |  |  |  | FALSE | FALSE | TRUE | 27000 | 17800 | 2.63 | 25150 | 2.64
201835525 | 09/07/22 | Live | Carrier | ARCOAIRE | Multizone All Non-Ducted | 201835525 |  | HMSR-A-CB-O | DLCMRAH27CAK | Non-Ducted Indoor Units |  | 11.5 | 20.4 | 10.8 |  |  |  | FALSE | FALSE | TRUE | 27000 | 17800 | 2.63 | 25150 | 2.64
208674964 | 01/05/23 | Live | Midea Electric Trading | AIC TECHNOLOGIES | Singlezone Non-Ducted, Wall Placement | 208674964 |  | HRCU-A-CB-O | NAKS-SPLIT AC-12K-ODU-115 | Mini-Splits | NAKS-SPLIT AC-12K-IDU-115 | 12.5 | 22 | 11.5 | 12.5 | 22.7 | 10.4 | FALSE | FALSE | TRUE | 12000 | 8900 | 2.75 | 9018 | 2.4
9118474 | 09/07/22 | Live | Carrier | BRYANT | Multizone All Non-Ducted | 9118474 |  | HMSR-A-CB-O | 38MGRQ36D--3 | Non-Ducted Indoor Units |  | 13.5 | 21.5 | 10.5 |  |  |  | TRUE | TRUE | FALSE | 36000 | 23200 | 2.79 | 37410 | 2.09
201771973 | 09/07/22 | Live | Carrier | MIDEA | Multizone All Non-Ducted | 201771973 |  | HMSR-A-CB-O | DLCMRAH27CAK | Non-Ducted Indoor Units |  | 11.5 | 20.4 | 10.8 |  |  |  | FALSE | FALSE | TRUE | 27000 | 17800 | 2.63 | 25150 | 2.64
212316200 | 04/27/23 | Live | Midea Electric Trading | STEALTH | Singlezone Non-Ducted, Ceiling Placement | 212316200 |  | HRCU-A-CB-O | ACIQ-18ZPL-HP230B | Mini-Splits | SCC-1218-HH-M | 12.5 | 19.8 | 11.8 | 12.5 | 19.8 | 11.2 | TRUE | TRUE | TRUE | 16700 | 14500 | 2.4 | 18800 | 2.04
212316114 | 04/27/23 | Live | Midea Electric Trading | PolarWave | Singlezone Non-Ducted, Ceiling Placement | 212316114 |  | HRCU-A-CB-O | ACIQ-18ZPL-HP230B | Mini-Splits | SCC-1218-HH-M | 12.5 | 19.8 | 11.8 | 12.5 | 19.8 | 11.2 | TRUE | TRUE | TRUE | 16700 | 14500 | 2.4 | 18800 | 2.04
210665986 | 01/05/23 | Live | Midea Electric Trading | C&H | Singlezone Non-Ducted, Wall Placement | 210665986 |  | HRCU-A-CB-O | CH-ES12-115VO | Mini-Splits | CH-B12OLVWM-115VI | 12.5 | 22 | 11.5 | 12.5 | 22.7 | 10.4 | TRUE | FALSE | TRUE | 12000 | 8900 | 2.75 | 9018 | 2.4
212316111 | 04/27/23 | Live | Midea Electric Trading | PolarWave | Singlezone Non-Ducted, Ceiling Placement | 212316111 |  | HRCU-A-CB-O | ACIQ-06ZPL-HP230B | Mini-Splits | SCC-0609-HH-M | 14.5 | 22 | 10.6 | 14.5 | 22 | 10.8 | TRUE | TRUE | TRUE | 6500 | 5700 | 2.61 | 10000 | 2.4
212316197 | 04/27/23 | Live | Midea Electric Trading | STEALTH | Singlezone Non-Ducted, Ceiling Placement | 212316197 |  | HRCU-A-CB-O | ACIQ-06ZPL-HP230B | Mini-Splits | SCC-0609-HH-M | 14.5 | 22 | 10.6 | 14.5 | 22 | 10.8 | TRUE | TRUE | TRUE | 6500 | 5700 | 2.61 | 10000 | 2.4
212316199 | 04/27/23 | Live | Midea Electric Trading | STEALTH | Singlezone Non-Ducted, Ceiling Placement | 212316199 |  | HRCU-A-CB-O | ACIQ-12ZPL-HP230B | Mini-Splits | SCC-1218-HH-M | 13 | 22 | 11.3 | 13 | 23 | 10 | TRUE | TRUE | TRUE | 12000 | 9500 | 2.49 | 11500 | 2.07
212316113 | 04/27/23 | Live | Midea Electric Trading | PolarWave | Singlezone Non-Ducted, Ceiling Placement | 212316113 |  | HRCU-A-CB-O | ACIQ-12ZPL-HP230B | Mini-Splits | SCC-1218-HH-M | 13 | 22 | 11.3 | 13 | 23 | 10 | TRUE | TRUE | TRUE | 12000 | 9500 | 2.49 | 11500 | 2.07
212316112 | 04/27/23 | Live | Midea Electric Trading | PolarWave | Singlezone Non-Ducted, Ceiling Placement | 212316112 |  | HRCU-A-CB-O | ACIQ-09ZPL-HP230B | Mini-Splits | SCC-0609-HH-M | 13 | 23 | 13.6 | 13 | 24 | 12.4 | TRUE | TRUE | TRUE | 9000 | 9800 | 2.35 | 11400 | 1.83
212316198 | 04/27/23 | Live | Midea Electric Trading | STEALTH | Singlezone Non-Ducted, Ceiling Placement | 212316198 |  | HRCU-A-CB-O | ACIQ-09ZPL-HP230B | Mini-Splits | SCC-0609-HH-M | 13 | 23 | 13.6 | 13 | 24 | 12.4 | TRUE | TRUE | TRUE | 9000 | 9800 | 2.35 | 11400 | 1.83
210799578 | 01/05/23 | Live | Midea Electric Trading | Cooper&Hunter | Singlezone Non-Ducted, Wall Placement | 210799578 |  | HRCU-A-CB-O | CH-ES12-115VO | Mini-Splits | CH-12OLVWM-115VI | 12.5 | 22 | 11.5 | 12.5 | 22.7 | 10.4 | TRUE | FALSE | TRUE | 12000 | 8900 | 2.75 | 9018 | 2.4
9118477 | 09/07/22 | Live | Carrier | CARRIER | Multizone All Non-Ducted | 9118477 |  | HMSR-A-CB-O | 38MGRQ48E--3 | Non-Ducted Indoor Units |  | 12.5 | 22.4 | 10.2 |  |  |  | TRUE | FALSE | FALSE | 48000 | 29600 | 2.7 | 37900 | 2.09
212316193 | 04/27/23 | Live | Midea Electric Trading | STEALTH | Singlezone Ducted, Compact Ducted | 212316193 |  | HRCU-A-CB | ACIQ-60ZPL-HP230B | Mini-Splits | ACIQ-60CD-HH-MB | 9.4 | 18 | 11 | 9.4 | 15.8 | 9.5 | TRUE | TRUE | FALSE | 55000 | 40000 | 2.46 | 54000 | 2.2
212316107 | 04/27/23 | Live | Midea Electric Trading | PolarWave | Singlezone Ducted, Compact Ducted | 212316107 |  | HRCU-A-CB | ACIQ-60ZPL-HP230B | Mini-Splits | ACIQ-60CD-HH-MB | 9.4 | 18 | 11 | 9.4 | 15.8 | 9.5 | TRUE | TRUE | FALSE | 55000 | 40000 | 2.46 | 54000 | 2.2
10595430 | 09/07/22 | Live | Rheem | RHEEM | Multizone All Non-Ducted | 10595430 |  | HMSR-A-CB-O | ROMH36FXZHJ | Non-Ducted Indoor Units |  | 13 | 20 | 10.3 |  |  |  | FALSE | FALSE | TRUE | 35200 | 21400 | 2.64 | 39341 | 2.25
212316110 | 04/27/23 | Live | Midea Electric Trading | PolarWave | Singlezone Non-Ducted, Floor Placement | 212316110 |  | HRCU-A-CB-O | ACIQ-60ZPL-HP230B | Mini-Splits | ACIQ-60FM-HH-MB | 9 | 16.8 | 11.3 | 9 | 17.3 | 10.2 | TRUE | TRUE | TRUE | 55000 | 40000 | 2.58 | 58600 | 2.35
212316196 | 04/27/23 | Live | Midea Electric Trading | STEALTH | Singlezone Non-Ducted, Floor Placement | 212316196 |  | HRCU-A-CB-O | ACIQ-60ZPL-HP230B | Mini-Splits | ACIQ-60FM-HH-MB | 9 | 16.8 | 11.3 | 9 | 17.3 | 10.2 | TRUE | TRUE | TRUE | 55000 | 40000 | 2.58 | 58600 | 2.35
210799685 | 01/05/23 | Live | Midea Electric Trading | Cooper&Hunter | Singlezone Non-Ducted, Wall Placement | 210799685 |  | HRCU-A-CB-O | CH-ES12-115VO | Mini-Splits | CH-B12OLVWM-115VI | 12.5 | 22 | 11.5 | 12.5 | 22.7 | 10.4 | TRUE | FALSE | TRUE | 12000 | 8900 | 2.75 | 9018 | 2.4
211306400 | 04/27/23 | Live | Midea Electric Trading | Mitsutomo | Singlezone Non-Ducted, Ceiling Placement | 211306400 |  | HRCU-A-CB-O | HO-SZ18-AB-Q | Mini-Splits | HJ-UZ18-AB-Q | 12.5 | 19.8 | 11.8 | 12.5 | 19.8 | 11.2 | FALSE | FALSE | TRUE | 16700 | 14500 | 2.4 | 18800 | 2.04
211277589 | 04/27/23 | Live | Midea Electric Trading | Breeze33 | Singlezone Non-Ducted, Ceiling Placement | 211277589 |  | HRCU-A-CB-O | HSZ18H424ZMO | Mini-Splits | SCA18H424ZMI | 12.5 | 19.8 | 11.8 | 12.5 | 19.8 | 11.2 | TRUE | TRUE | TRUE | 16700 | 14500 | 2.4 | 18800 | 2.04
211273236 | 04/27/23 | Live | Midea Electric Trading | Breeze33 | Singlezone Non-Ducted, Ceiling Placement | 211273236 |  | HRCU-A-CB-O | BZ33-HYP18OUT2-G2-P | Mini-Splits | BZ33-OWCASS18-G2-P | 12.5 | 19.8 | 11.8 | 12.5 | 19.8 | 11.2 | TRUE | TRUE | TRUE | 16700 | 14500 | 2.4 | 18800 | 2.04
211306397 | 04/27/23 | Live | Midea Electric Trading | Mitsutomo | Singlezone Non-Ducted, Ceiling Placement | 211306397 |  | HRCU-A-CB-O | HO-SZ06-AB-Q | Mini-Splits | HJ-UZ06-AB-Q | 14.5 | 22 | 10.6 | 14.5 | 22 | 10.8 | FALSE | FALSE | TRUE | 6500 | 5700 | 2.61 | 10000 | 2.4
211793574 | 04/27/23 | Live | Midea Electric Trading | KADEN | Singlezone Non-Ducted, Ceiling Placement | 211793574 |  | HRCU-A-CB-O | KO-PSX12HP-2AAMA | Mini-Splits | KI-PSX12CW-2AAMA | 12.6 | 21.2 | 10.8 | 12.6 | 22 | 9.8 | FALSE | FALSE | TRUE | 12000 | 7700 | 2 | 9000 | 2.42
10595424 | 09/07/22 | Live | Rheem | RHEEM | Multizone All Non-Ducted | 10595424 |  | HMSR-A-CB-O | ROMH24FXZHJ | Non-Ducted Indoor Units |  | 13.3 | 20 | 10.3 |  |  |  | FALSE | FALSE | TRUE | 22000 | 15400 | 2.61 | 26000 | 2.13
211273235 | 04/27/23 | Live | Midea Electric Trading | Breeze33 | Singlezone Non-Ducted, Ceiling Placement | 211273235 |  | HRCU-A-CB-O | BZ33-HYP12OUT2-G2-P | Mini-Splits | BZ33-OWCASS12-G2-P | 13 | 22 | 11.3 | 13 | 23 | 10 | TRUE | TRUE | TRUE | 12000 | 9500 | 2.49 | 11500 | 2.07
211277585 | 04/27/23 | Live | Midea Electric Trading | Breeze33 | Singlezone Non-Ducted, Ceiling Placement | 211277585 |  | HRCU-A-CB-O | HSZ12H424ZMO | Mini-Splits | SCA12H424ZMI | 13 | 22 | 11.3 | 13 | 23 | 10 | TRUE | TRUE | TRUE | 12000 | 9500 | 2.49 | 11500 | 2.07
211306399 | 04/27/23 | Live | Midea Electric Trading | Mitsutomo | Singlezone Non-Ducted, Ceiling Placement | 211306399 |  | HRCU-A-CB-O | HO-SZ12-AB-Q | Mini-Splits | HJ-UZ12-AB-Q | 13 | 22 | 11.3 | 13 | 23 | 10 | FALSE | FALSE | TRUE | 12000 | 9500 | 2.49 | 11500 | 2.07
211306398 | 04/27/23 | Live | Midea Electric Trading | Mitsutomo | Singlezone Non-Ducted, Ceiling Placement | 211306398 |  | HRCU-A-CB-O | HO-SZ09-AB-Q | Mini-Splits | HJ-UZ09-AB-Q | 13 | 23 | 13.6 | 13 | 24 | 12.4 | FALSE | FALSE | TRUE | 9000 | 9800 | 2.35 | 11400 | 1.83
9118478 | 09/07/22 | Live | Carrier | BRYANT | Multizone All Non-Ducted | 9118478 |  | HMSR-A-CB-O | 38MGRQ48E--3 | Non-Ducted Indoor Units |  | 12.5 | 22.4 | 10.2 |  |  |  | TRUE | FALSE | FALSE | 48000 | 29600 | 2.7 | 37900 | 2.09
211277582 | 04/27/23 | Live | Midea Electric Trading | Breeze33 | Singlezone Non-Ducted, Ceiling Placement | 211277582 |  | HRCU-A-CB-O | HSZ9H424ZMO | Mini-Splits | SCA9H424ZMI | 13 | 23 | 13.6 | 13 | 24 | 12.4 | TRUE | TRUE | TRUE | 9000 | 9800 | 2.35 | 11400 | 1.83
211793572 | 04/27/23 | Live | Midea Electric Trading | KADEN | Singlezone Non-Ducted, Ceiling Placement | 211793572 |  | HRCU-A-CB-O | KO-PSX09HP-2AAMA | Mini-Splits | KI-PSX09CW-2AAMA | 13 | 22 | 13 | 13 | 22.5 | 11.5 | FALSE | FALSE | TRUE | 9000 | 8000 | 2.66 | 10000 | 2.4
211793576 | 04/27/23 | Live | Midea Electric Trading | KADEN | Singlezone Non-Ducted, Ceiling Placement | 211793576 |  | HRCU-A-CB-O | KO-PSX18HP-2AAMA | Mini-Splits | KI-PSX18CW-2AAMA | 12.5 | 21.2 | 12 | 12.5 | 21.8 | 10.7 | FALSE | FALSE | TRUE | 18000 | 12200 | 2.79 | 15500 | 2.4
211290025 | 04/27/23 | Live | Midea Electric Trading | CTMorley | Singlezone Non-Ducted, Wall Placement | 211290025 |  | HRCU-A-CB-O | MOU-A18H-2 | Mini-Splits | MIU-B16F-2 | 11 | 20 | 9.7 | 11 | 20.2 | 8.9 | FALSE | FALSE | FALSE | 16000 | 14700 | 2.1 | 20200 | 1.91
10595418 | 09/07/22 | Live | Rheem | RHEEM | Multizone All Non-Ducted | 10595418 |  | HMSR-A-CB-O | ROMH18FXZHJ | Non-Ducted Indoor Units |  | 13.5 | 21.5 | 10.3 |  |  |  | FALSE | FALSE | TRUE | 18000 | 14200 | 2.6 | 23500 | 2.17
211277591 | 04/27/23 | Live | Midea Electric Trading | Breeze33 | Singlezone Non-Ducted, Wall Placement | 211277591 |  | HRCU-A-CB-O | HSZ18H424ZMO | Mini-Splits | C18H424ZMI | 11 | 20 | 9.7 | 11 | 20.2 | 8.9 | FALSE | FALSE | FALSE | 16000 | 14700 | 2.1 | 20200 | 1.91
212316202 | 04/27/23 | Live | Midea Electric Trading | STEALTH | Singlezone Non-Ducted, Wall Placement | 212316202 |  | HRCU-A-CB-O | ACIQ-18ZPL-HP230B | Mini-Splits | ACIQ-18FM-HH-MC | 11 | 20 | 9.7 | 11 | 20.2 | 8.9 | FALSE | FALSE | FALSE | 16000 | 14700 | 2.1 | 20200 | 1.91
212316116 | 04/27/23 | Live | Midea Electric Trading | PolarWave | Singlezone Non-Ducted, Wall Placement | 212316116 |  | HRCU-A-CB-O | ACIQ-18ZPL-HP230B | Mini-Splits | ACIQ-18FM-HH-MC | 11 | 20 | 9.7 | 11 | 20.2 | 8.9 | FALSE | FALSE | FALSE | 16000 | 14700 | 2.1 | 20200 | 1.91
211290024 | 04/27/23 | Live | Midea Electric Trading | CTMorley | Singlezone Non-Ducted, Wall Placement | 211290024 |  | HRCU-A-CB-O | MOU-A12H-2 | Mini-Splits | MIU-B12F-2 | 13.3 | 23 | 11.8 | 13.3 | 24.2 | 10.7 | FALSE | FALSE | TRUE | 12000 | 10200 | 2.72 | 12800 | 2.33
10443472 | 09/07/22 | Live | LG | LG | Multizone All Non-Ducted | 10443472 |  | HMSR-A-CB-O | LMU360HHV | Non-Ducted Indoor Units |  | 15 | 21 | 11.5 |  |  |  | FALSE | FALSE | FALSE | 36000 | 28000 | 2.9 | 45510 | 2.56
212316115 | 04/27/23 | Live | Midea Electric Trading | PolarWave | Singlezone Non-Ducted, Wall Placement | 212316115 |  | HRCU-A-CB-O | ACIQ-12ZPL-HP230B | Mini-Splits | ACIQ-12FM-HH-MC | 13.3 | 23 | 11.8 | 13.3 | 24.2 | 10.7 | TRUE | TRUE | TRUE | 12000 | 10200 | 2.72 | 12800 | 2.33
212316201 | 04/27/23 | Live | Midea Electric Trading | STEALTH | Singlezone Non-Ducted, Wall Placement | 212316201 |  | HRCU-A-CB-O | ACIQ-12ZPL-HP230B | Mini-Splits | ACIQ-12FM-HH-MC | 13.3 | 23 | 11.8 | 13.3 | 24.2 | 10.7 | TRUE | TRUE | TRUE | 12000 | 10200 | 2.72 | 12800 | 2.33
211277587 | 04/27/23 | Live | Midea Electric Trading | Breeze33 | Singlezone Non-Ducted, Wall Placement | 211277587 |  | HRCU-A-CB-O | HSZ12H424ZMO | Mini-Splits | C12H424ZMI | 13.3 | 23 | 11.8 | 13.3 | 24.2 | 10.7 | TRUE | TRUE | TRUE | 12000 | 10200 | 2.72 | 12800 | 2.33
211306414 | 04/27/23 | Live | Midea Electric Trading | Mitsutomo | Multizone All Ducted | 211306414 |  | HMSV-A-CB | HO-MP55-AB-Q | Ducted Indoor Units |  | 10.5 | 19 | 11 | 10.5 | 18.8 | 9.3 | FALSE | FALSE | TRUE | 55000 | 35200 | 2.5 | 45000 | 2.06
9854622 | 09/07/22 | Live | Carrier | CARRIER | Multizone All Non-Ducted | 9854622 |  | HMSR-A-CB-O | 38MGRQ24C--3 | Non-Ducted Indoor Units |  | 12.5 | 23 | 10 |  |  |  | FALSE | FALSE | FALSE | 24000 | 13600 | 2.69 | 25150 | 2.64
212316204 | 04/27/23 | Live | Midea Electric Trading | STEALTH | Multizone All Ducted | 212316204 |  | HMSV-A-CB | ACIQ-55Z-HH-M5B | Ducted Indoor Units |  | 10.5 | 19 | 11 | 10.5 | 18.8 | 9.3 | TRUE | TRUE | TRUE | 55000 | 35200 | 2.5 | 45000 | 2.06
212316118 | 04/27/23 | Live | Midea Electric Trading | PolarWave | Multizone All Ducted | 212316118 |  | HMSV-A-CB | ACIQ-55Z-HH-M5B | Ducted Indoor Units |  | 10.5 | 19 | 11 | 10.5 | 18.8 | 9.3 | TRUE | TRUE | TRUE | 55000 | 35200 | 2.5 | 45000 | 2.06
211726674 | 04/27/23 | Live | Midea Electric Trading | Star Air Kontrol | Singlezone Ducted, Compact Ducted | 211726674 |  | HRCU-A-CB | SAK-60-DTMS/220V* | Mini-Splits | SAK-60-DTMS/220V | 10.6 | 19.2 | 10.2 | 10.3 | 17 | 8.4 | FALSE | FALSE | FALSE | 59000 | 34400 | 2.37 | 36000 | 2.29
209843082 | 01/05/23 | Live | Midea Electric Trading | CTMorley | Singlezone Ducted, Compact Ducted | 209843082 |  | HRCU-A-CB | MOU-A09H-2 | Mini-Splits | MIU-A09D-2 | 14 | 23 | 12 | 13.2 | 20.2 | 12 | FALSE | FALSE | TRUE | 9000 | 10100 | 2.41 | 11600 | 1.9
10443471 | 09/07/22 | Live | LG | LG | Multizone All Non-Ducted | 10443471 |  | HMSR-A-CB-O | LMU420HHV | Non-Ducted Indoor Units |  | 14 | 20.5 | 11 |  |  |  | FALSE | FALSE | FALSE | 42000 | 29000 | 2.8 | 49950 | 2.6
211504109 | 04/27/23 | Live | Midea Electric Trading | Star Air Kontrol | Singlezone Non-Ducted, Wall Placement | 211504109 |  | HRCU-A-CB-O | SAK-24-21MS/220 | Mini-Splits | SAK-24-21MS/220 | 12.5 | 21 | 10 | 12.5 | 21 | 9 | TRUE | FALSE | FALSE | 24000 | 18000 | 2.26 | 22550 | 2.34
211306405 | 04/27/23 | Live | Midea Electric Trading | Mitsutomo | Multizone All Ducted | 211306405 |  | HMSV-A-CB | HO-MT28-AB-Q | Ducted Indoor Units |  | 11.5 | 20 | 10.1 | 11.7 | 20 | 9.5 | FALSE | FALSE | TRUE | 28000 | 27000 | 2.3 | 27200 | 2.21
10340478 | 09/07/22 | Live | Gree | KINGHOME | Multizone All Non-Ducted | 10340478 |  | HMSR-A-CB-O | KM30H4O | Non-Ducted Indoor Units |  | 12.5 | 21 | 11.5 |  |  |  | FALSE | FALSE | FALSE | 28400 | 18000 | 2.6 | 24000 | 3.13
210655379 | 04/27/23 | Live | Midea Electric Trading | Relief Sciences | Multizone All Ducted | 210655379 |  | HMSV-A-CB | LANG27OD25-3 | Ducted Indoor Units |  | 11.2 | 21 | 10.2 | 11.7 | 21 | 9.2 | FALSE | FALSE | TRUE | 28000 | 22000 | 2.6 | 22600 | 2.25
212360148 | 04/27/23 | Live | Midea Electric Trading | KANIONco | Multizone All Ducted | 212360148 |  | HMSV-A-CB | KWSMO-27R410AIHH | Ducted Indoor Units |  | 11.2 | 21 | 10.2 | 11.7 | 21 | 9.2 | TRUE | FALSE | TRUE | 28000 | 22000 | 2.6 | 22600 | 2.25
211726669 | 04/27/23 | Live | Midea Electric Trading | Star Air Kontrol | Multizone All Ducted | 211726669 |  | HMSV-A-CB | SAK-27-22MUZ/220(OUT)* | Ducted Indoor Units |  | 11.2 | 21 | 10.2 | 11.7 | 21 | 9.2 | TRUE | FALSE | TRUE | 28000 | 22000 | 2.6 | 22600 | 2.25
211911392 | 04/27/23 | Live | Midea Electric Trading | DUOHOME | Multizone All Ducted | 211911392 |  | HMSV-A-CB | D3OJ-27HFN1-M | Ducted Indoor Units |  | 11.2 | 21 | 10.2 | 11.7 | 21 | 9.2 | FALSE | FALSE | TRUE | 28000 | 22000 | 2.6 | 22600 | 2.25
209157099 | 04/27/23 | Live | Midea Electric Trading | ApooDr | Multizone All Ducted | 209157099 |  | HMSV-A-CB | AM3OJ-27HFN1 | Ducted Indoor Units |  | 11.2 | 21 | 10.2 | 11.7 | 21 | 9.2 | FALSE | FALSE | TRUE | 28000 | 22000 | 2.6 | 22600 | 2.25
210655376 | 04/27/23 | Live | Midea Electric Trading | Relief Sciences | Multizone All Ducted | 210655376 |  | HMSV-A-CB | LANG24OD25-2 | Ducted Indoor Units |  | 12 | 19 | 10.8 | 12 | 19 | 9.8 | FALSE | FALSE | TRUE | 18000 | 14800 | 2.49 | 16000 | 2.23
9854623 | 09/07/22 | Live | Carrier | BRYANT | Multizone All Non-Ducted | 9854623 |  | HMSR-A-CB-O | 38MGRQ24C--3 | Non-Ducted Indoor Units |  | 12.5 | 23 | 10 |  |  |  | FALSE | FALSE | FALSE | 24000 | 13600 | 2.69 | 25150 | 2.64
212360145 | 04/27/23 | Live | Midea Electric Trading | KANIONco | Multizone All Ducted | 212360145 |  | HMSV-A-CB | KWSMO-18R410AIHH | Ducted Indoor Units |  | 12 | 19 | 10.8 | 12 | 19 | 9.8 | TRUE | TRUE | TRUE | 18000 | 14800 | 2.49 | 16000 | 2.23
211726666 | 04/27/23 | Live | Midea Electric Trading | Star Air Kontrol | Multizone All Ducted | 211726666 |  | HMSV-A-CB | SAK-18-21MUZ/220(OUT)* | Ducted Indoor Units |  | 12 | 19 | 10.8 | 12 | 19 | 9.8 | TRUE | TRUE | TRUE | 18000 | 14800 | 2.49 | 16000 | 2.23
207526884 | 10/28/22 | Live | Trane U.S. Inc. | TRANE | Singlezone Ducted, Centrally Ducted | 207526884 |  | HRCU-A-CB | 4TWV0X48A1 |  | TEM6A0D60H51+TDR+RP | 12 | 18.5 | 9.6 |  |  |  | FALSE | FALSE | FALSE | 45000 | 35000 | 4.42 | 35400 | 2.32
211911389 | 04/27/23 | Live | Midea Electric Trading | DUOHOME | Multizone All Ducted | 211911389 |  | HMSV-A-CB | D2OA-18HFN1-M | Ducted Indoor Units |  | 12 | 19 | 10.8 | 12 | 19 | 9.8 | FALSE | FALSE | TRUE | 18000 | 14800 | 2.49 | 16000 | 2.23
10339781 | 09/07/22 | Live | Gree | KINGHOME | Multizone All Non-Ducted | 10339781 |  | HMSR-A-CB-O | KM24H4O | Non-Ducted Indoor Units |  | 12.5 | 21 | 11 |  |  |  | FALSE | FALSE | FALSE | 24000 | 16600 | 2.46 | 23000 | 3.02
209157096 | 04/27/23 | Live | Midea Electric Trading | ApooDr | Multizone All Ducted | 209157096 |  | HMSV-A-CB | AM2OA-18HFN1 | Ducted Indoor Units |  | 12 | 19 | 10.8 | 12 | 19 | 9.8 | FALSE | FALSE | TRUE | 18000 | 14800 | 2.49 | 16000 | 2.23
208816930 | 01/05/23 | Live | Midea Electric Trading | TRUST AIR CONDITIONERS | Singlezone Ducted, Compact Ducted | 208816930 |  | HRCU-A-CB | OAH09H/O4S4P | Mini-Splits | IUMDL09H/I43P | 14 | 23 | 12 | 13.2 | 20.2 | 12 | FALSE | FALSE | TRUE | 9000 | 10100 | 2.41 | 11600 | 1.9
211793567 | 04/27/23 | Live | Midea Electric Trading | KADEN | Multizone All Non-Ducted | 211793567 |  | HMSV-A-CB | KO-PS548HP-2AAMA | Non-Ducted Indoor Units |  | 12.5 | 22.4 | 11 | 12.5 | 23.4 | 8.7 | FALSE | FALSE | FALSE | 48000 | 34000 | 2.4 | 37000 | 2.17
211726521 | 04/27/23 | Live | Midea Electric Trading | Star Air Kontrol | Singlezone Ducted, Compact Ducted | 211726521 |  | HRCU-A-CB | SAK-18-DTMS/220V | Mini-Splits | SAK-18-DTMS/220V | 12.5 | 20.5 | 11 | 12.5 | 20 | 10.6 | TRUE | FALSE | TRUE | 17000 | 12600 | 2.66 | 14100 | 2.4
10225932 | 09/07/22 | Live | GE Appliances, a Haier Company | HAIER | Singlezone Ducted, Compact Ducted | 10225932 |  | HRCU-A-CB | 1U24LP2VHA | Mini-Splits | AM24LP2VH* | 11 | 17 | 11 |  |  |  | FALSE | FALSE | FALSE | 24000 | 15300 | 1.62 | 22180 | 2.35
9854626 | 09/07/22 | Live | Carrier | CARRIER | Multizone All Non-Ducted | 9854626 |  | HMSR-A-CB-O | 38MGRQ30D--3 | Non-Ducted Indoor Units |  | 12.5 | 23.8 | 10 |  |  |  | FALSE | FALSE | TRUE | 30000 | 17400 | 2.79 | 27670 | 2.11
211793558 | 04/27/23 | Live | Midea Electric Trading | KADEN | Singlezone Non-Ducted, Wall Placement | 211793558 |  | HRCU-A-CB-O | KO-PSX18HP-2AAMA | Mini-Splits | KI-PSX18WM-2AAMA | 12.5 | 22.6 | 12 | 12.5 | 23.5 | 10.8 | FALSE | FALSE | TRUE | 18000 | 14900 | 2.48 | 15934 | 2.37
211709679 | 04/27/23 | Live | Midea Electric Trading | NOVAIR | Singlezone Non-Ducted, Wall Placement | 211709679 |  | HRCU-A-CB-O | LEA18SZ25SK-O | Mini-Splits | 2LEA18UUSK-I | 12.5 | 22.6 | 12 | 12.5 | 23.5 | 10.8 | FALSE | FALSE | TRUE | 18000 | 14900 | 2.48 | 15934 | 2.37
212348361 | 04/27/23 | Live | Midea Electric Trading | MAXI AIR | Singlezone Non-Ducted, Wall Placement | 212348361 |  | HRCU-A-CB-O | NE-T52-PLA12INT | Mini-Splits | NE-T52-PLA12EXT | 12.5 | 22 | 10.8 | 12.5 | 23.1 | 9.3 | FALSE | FALSE | FALSE | 12000 | 8200 | 2.25 | 9543 | 2.39
211504105 | 04/27/23 | Live | Midea Electric Trading | Star Air Kontrol | Singlezone Non-Ducted, Wall Placement | 211504105 |  | HRCU-A-CB-O | SAK-12-22MS/220 | Mini-Splits | SAK-12-22MS/220 | 12.5 | 22 | 10.8 | 12.5 | 23.1 | 9.3 | TRUE | FALSE | FALSE | 12000 | 8200 | 2.25 | 9543 | 2.39
10221207 | 09/07/22 | Live | Panasonic | PANASONIC | Multizone All Non-Ducted | 10221207 |  | HMSR-A-CB-O | CU5E36QBU5 | Non-Ducted Indoor Units |  | 9.6 | 18.5 | 10 |  |  |  | FALSE | FALSE | FALSE | 36000 | 28000 | 2.25 | 34000 | 2.73
211504107 | 04/27/23 | Live | Midea Electric Trading | Star Air Kontrol | Singlezone Non-Ducted, Wall Placement | 211504107 |  | HRCU-A-CB-O | SAK-18-24MS/220 | Mini-Splits | SAK-18-24MS/220 | 13.5 | 23.5 | 11 | 13.5 | 23.7 | 10.3 | TRUE | TRUE | TRUE | 18000 | 14000 | 2.61 | 15265 | 2.5
211504104 | 04/27/23 | Live | Midea Electric Trading | Star Air Kontrol | Singlezone Non-Ducted, Wall Placement | 211504104 |  | HRCU-A-CB-O | SAK-12-22MS/110 | Mini-Splits | SAK-12-22MS/110 | 12.5 | 21.5 | 11.5 | 12.5 | 22.7 | 10 | TRUE | FALSE | TRUE | 12000 | 8400 | 2.77 | 8448 | 2.27
211504100 | 04/27/23 | Live | Midea Electric Trading | Star Air Kontrol | Singlezone Non-Ducted, Wall Placement | 211504100 |  | HRCU-A-CB-O | SAK-18-19MS/220 | Mini-Splits | SAK-18-19MS/220 | 10.5 | 19 | 10 | 10.5 | 19 | 8.7 | FALSE | FALSE | FALSE | 18000 | 11500 | 2.57 | 14370 | 2.49
212316068 | 04/27/23 | Live | Midea Electric Trading | PolarWave | Singlezone Non-Ducted, Wall Placement | 212316068 |  | HRCU-A-CB-O | ACIQ-18Z-HP230B | Mini-Splits | ACIQ-18W-HP230B | 10.5 | 19 | 10 | 10.5 | 19 | 8.7 | FALSE | FALSE | FALSE | 18000 | 11500 | 2.57 | 14370 | 2.49
10221199 | 09/07/22 | Live | Panasonic | PANASONIC | Multizone All Non-Ducted | 10221199 |  | HMSR-A-CB-O | CU-3E19RBU-5 | Non-Ducted Indoor Units |  | 12.55 | 22 | 10.5 |  |  |  | TRUE | TRUE | TRUE | 19000 | 20800 | 2.57 | 20800 | 2.14
212316154 | 04/27/23 | Live | Midea Electric Trading | STEALTH | Singlezone Non-Ducted, Wall Placement | 212316154 |  | HRCU-A-CB-O | ACIQ-18Z-HP230B | Mini-Splits | ACIQ-18W-HP230B | 10.5 | 19 | 10 | 10.5 | 19 | 8.7 | FALSE | FALSE | FALSE | 18000 | 11500 | 2.57 | 14370 | 2.49
209049124 | 04/27/23 | Live | Midea Electric Trading | CoolTime | Singlezone Non-Ducted, Wall Placement | 209049124 |  | HRCU-A-CB-O | CA18-OD-21 | Mini-Splits | CA18-ID-21 | 10.5 | 19 | 10 | 10.5 | 19 | 8.7 | FALSE | FALSE | FALSE | 18000 | 11500 | 2.57 | 14370 | 2.49
212316152 | 04/27/23 | Live | Midea Electric Trading | STEALTH | Singlezone Non-Ducted, Wall Placement | 212316152 |  | HRCU-A-CB-O | ACIQ-09Z-HP115B | Mini-Splits | ACIQ-09W-HP115B | 12.5 | 20.5 | 10 | 12.5 | 21.5 | 9 | TRUE | FALSE | FALSE | 9000 | 6800 | 2.46 | 8044 | 2.12
212316066 | 04/27/23 | Live | Midea Electric Trading | PolarWave | Singlezone Non-Ducted, Wall Placement | 212316066 |  | HRCU-A-CB-O | ACIQ-09Z-HP115B | Mini-Splits | ACIQ-09W-HP115B | 12.5 | 20.5 | 10 | 12.5 | 21.5 | 9 | TRUE | FALSE | FALSE | 9000 | 6800 | 2.46 | 8044 | 2.12
209049125 | 04/27/23 | Live | Midea Electric Trading | CoolTime | Singlezone Non-Ducted, Wall Placement | 209049125 |  | HRCU-A-CB-O | CA09-OD-21 | Mini-Splits | CA09-ID-21 | 12.5 | 20.5 | 10 | 12.5 | 21.5 | 9 | FALSE | FALSE | FALSE | 9000 | 6800 | 2.46 | 8044 | 2.12
211277593 | 04/27/23 | Live | Midea Electric Trading | Breeze33 | Singlezone Non-Ducted, Wall Placement | 211277593 |  | HRCU-A-CB-O | HSZ24H424ZMO | Mini-Splits | CA24H424ZMI | 11 | 20.2 | 11.6 | 11 | 20.5 | 11.5 | FALSE | FALSE | TRUE | 24000 | 21000 | 2.64 | 24000 | 2.17
10064023 | 09/07/22 | Live | Gree | TOSOT | Multizone All Non-Ducted | 10064023 |  | HMSR-A-CB-O | TM36H4O | Non-Ducted Indoor Units |  | 12.5 | 21 | 11.5 |  |  |  | FALSE | FALSE | FALSE | 34000 | 26600 | 2.88 | 27500 | 2.73
211793577 | 04/27/23 | Live | Midea Electric Trading | KADEN | Singlezone Non-Ducted, Wall Placement | 211793577 |  | HRCU-A-CB-O | KO-PSX24HP-2AAMA | Mini-Splits | KI-PSX24CT-2AAMA | 12.5 | 20.7 | 10.5 | 12.5 | 21.5 | 9.7 | FALSE | FALSE | TRUE | 24000 | 19000 | 2.6 | 20800 | 2.36
211726525 | 04/27/23 | Live | Midea Electric Trading | Star Air Kontrol | Singlezone Non-Ducted, Wall Placement | 211726525 |  | HRCU-A-CB-O | SAK-24-CC(OD)/220VOLT | Mini-Splits | SAK-24-20CC/220(IN) | 12.5 | 20.7 | 10.5 | 12.5 | 21.5 | 9.7 | TRUE | TRUE | TRUE | 24000 | 19000 | 2.6 | 20800 | 2.36
208130837 | 01/05/23 | Live | Midea Electric Trading | LBG Products | Singlezone Ducted, Compact Ducted | 208130837 |  | HRCU-A-CB | LBHB09DVWO | Mini-Splits | LMHB09DFI | 14 | 23 | 12 | 13.2 | 20.2 | 12 | TRUE | TRUE | TRUE | 9000 | 10100 | 2.41 | 11600 | 1.9
10064021 | 09/07/22 | Live | Gree | TOSOT | Multizone All Non-Ducted | 10064021 |  | HMSR-A-CB-O | TM30H4O | Non-Ducted Indoor Units |  | 12.5 | 21 | 11.5 |  |  |  | FALSE | FALSE | FALSE | 28400 | 18000 | 2.6 | 24000 | 3.13
9854627 | 09/07/22 | Live | Carrier | BRYANT | Multizone All Non-Ducted | 9854627 |  | HMSR-A-CB-O | 38MGRQ30D--3 | Non-Ducted Indoor Units |  | 12.5 | 23.8 | 10 |  |  |  | FALSE | FALSE | TRUE | 30000 | 17400 | 2.79 | 27670 | 2.11
206918565 | 10/28/22 | Live | Trane U.S. Inc. | TRANE | Singlezone Ducted, Centrally Ducted | 206918565 |  | HRCU-A-CB | 4TWV0048A1 |  | TEM6A0D60H51+TDR+RP | 12 | 18.5 | 9.6 |  |  |  | FALSE | FALSE | FALSE | 45000 | 35000 | 4.42 | 35400 | 2.32
10064019 | 09/07/22 | Live | Gree | TOSOT | Multizone All Non-Ducted | 10064019 |  | HMSR-A-CB-O | TM24H4O | Non-Ducted Indoor Units |  | 12.5 | 21 | 11 |  |  |  | FALSE | FALSE | FALSE | 24000 | 16600 | 2.46 | 23000 | 3.02
212316108 | 04/27/23 | Live | Midea Electric Trading | PolarWave | Singlezone Non-Ducted, Wall Placement | 212316108 |  | HRCU-A-CB-O | ACIQ-36ZPL-HP230B | Mini-Splits | ACIQ-36FM-HH-MB | 8.6 | 17.5 | 10 | 8.8 | 17.6 | 10 | TRUE | TRUE | FALSE | 36000 | 32000 | 2.23 | 42000 | 1.9
212316194 | 04/27/23 | Live | Midea Electric Trading | STEALTH | Singlezone Non-Ducted, Wall Placement | 212316194 |  | HRCU-A-CB-O | ACIQ-36ZPL-HP230B | Mini-Splits | ACIQ-36FM-HH-MB | 8.6 | 17.5 | 10 | 8.8 | 17.6 | 10 | TRUE | TRUE | FALSE | 36000 | 32000 | 2.23 | 42000 | 1.9
208280115 | 01/05/23 | Live | Midea Electric Trading | TRUST AIR CONDITIONERS | Singlezone Ducted, Compact Ducted | 208280115 |  | HRCU-A-CB | AS09H/O4S41P | Mini-Splits | IUMDL09H/I43P | 14 | 23 | 12 | 13.2 | 20.2 | 12 | FALSE | FALSE | FALSE | 9000 | 10100 | 2.41 | 11600 | 1.9
211726664 | 04/27/23 | Live | Midea Electric Trading | Star Air Kontrol | Singlezone Ducted, Compact Ducted | 211726664 |  | HRCU-A-CB | SAK-48-DTMS/220V* | Mini-Splits | SAK-48-DTMS/220V | 9.2 | 17.4 | 10.3 | 8.5 | 15.1 | 9.3 | FALSE | FALSE | FALSE | 48000 | 34000 | 2.32 | 41000 | 2.32
211726527 | 04/27/23 | Live | Midea Electric Trading | Star Air Kontrol | Singlezone Non-Ducted, Wall Placement | 211726527 |  | HRCU-A-CB-O | SAK-48-CC(OD)/220VOLT | Mini-Splits | SAK-48-20CC/220(IN) | 9.5 | 17.8 | 11.5 | 9.5 | 18.5 | 9.8 | FALSE | FALSE | TRUE | 48000 | 30000 | 2.34 | 39000 | 2.05
211726663 | 04/27/23 | Live | Midea Electric Trading | Star Air Kontrol | Singlezone Ducted, Compact Ducted | 211726663 |  | HRCU-A-CB | SAK-36-DTMS/220V* | Mini-Splits | SAK-36-DTMS/220V | 9 | 16.7 | 11.5 | 8.8 | 15.8 | 8.8 | FALSE | FALSE | FALSE | 36000 | 25000 | 2.49 | 26000 | 2.22
211726526 | 04/27/23 | Live | Midea Electric Trading | Star Air Kontrol | Singlezone Non-Ducted, Wall Placement | 211726526 |  | HRCU-A-CB-O | SAK-36-CC(OD)/220VOLT | Mini-Splits | SAK-36-20CC/220(IN) | 9 | 18.2 | 10.6 | 9.4 | 19.2 | 8.8 | FALSE | FALSE | FALSE | 36000 | 23000 | 2.45 | 26000 | 2.13
10061724 | 09/07/22 | Live | Rheem | RHEEM | Multizone All Non-Ducted | 10061724 |  | HMSR-A-CB-O | ROMH45AFXZJ | Non-Ducted Indoor Units |  | 10.5 | 19.7 | 10.3 |  |  |  | FALSE | FALSE | FALSE | 45000 | 28200 | 2.58 | 36407 | 2.02
212219665 | 04/27/23 | Live | Midea Electric Trading | AC PRO.COM | Singlezone Non-Ducted, Wall Placement | 212219665 |  | HRCU-A-CB-O | AOD30U-36HFN1-MP0(GA) | Mini-Splits | ACD1-36HRFN1-M(GA) | 9 | 18.2 | 10.6 | 9.4 | 19.2 | 8.8 | FALSE | FALSE | FALSE | 36000 | 23000 | 2.45 | 26000 | 2.13
212219666 | 04/27/23 | Live | Midea Electric Trading | AC PRO.COM | Singlezone Non-Ducted, Wall Placement | 212219666 |  | HRCU-A-CB-O | AOD30U-36HFN1-MP0(GA) | Mini-Splits | AUE-36HRFN1-M(C) | 8 | 17 | 10 | 8.5 | 19 | 9 | FALSE | FALSE | FALSE | 36000 | 23000 | 2.2 | 25000 | 2.11
210655373 | 04/27/23 | Live | Midea Electric Trading | Relief Sciences | Singlezone Non-Ducted, Wall Placement | 210655373 |  | HRCU-A-CB-O | LANG09OD25-1 | Mini-Splits | LANG09ID-25 | 14.7 | 24 | 12.7 | 14.7 | 24 | 11.6 | FALSE | FALSE | TRUE | 9000 | 8100 | 2.7 | 9543 | 2.48
10052879 | 09/07/22 | Live | Carrier | TOSHIBA CARRIER | Multizone All Non-Ducted | 10052879 |  | HMSR-A-CB-O | MCY-MAP0487HS-UL | Non-Ducted Indoor Units |  | 12.95 | 21 | 11.5 |  |  |  | TRUE | FALSE | FALSE | 48000 | 32000 | 2.87 | 43100 | 2.5
209157090 | 04/27/23 | Live | Midea Electric Trading | ApooDr | Singlezone Non-Ducted, Wall Placement | 209157090 |  | HRCU-A-CB-O | AGN24-09H220V1B | Mini-Splits | AGN24-09H220V1A | 14.7 | 24 | 12.7 | 14.7 | 24 | 11.6 | FALSE | FALSE | TRUE | 9000 | 8100 | 2.7 | 9543 | 2.48
211709681 | 04/27/23 | Live | Midea Electric Trading | NOVAIR | Singlezone Non-Ducted, Wall Placement | 211709681 |  | HRCU-A-CB-O | LEA09SZ25SK-O | Mini-Splits | 2LEA06UUSK-I | 15.8 | 26.5 | 14 | 15.8 | 26.5 | 13.6 | FALSE | FALSE | TRUE | 6000 | 8500 | 2.9 | 10041 | 2.45
9962523 | 09/07/22 | Live | Fujitsu General America, Inc. | FUJITSU | Multizone All Non-Ducted | 9962523 |  | HMSR-A-CB-O | AOU36RLAVS | Non-Ducted Indoor Units |  | 11.8 | 19.7 | 11.2 |  |  |  | FALSE | FALSE | FALSE | 36000 | 26600 | 2.66 | 37200 | 3.04
212316098 | 04/27/23 | Live | Midea Electric Trading | PolarWave | Singlezone Non-Ducted, Wall Placement | 212316098 |  | HRCU-A-CB-O | ACIQ-06ZPL-HP230B | Mini-Splits | ACIQ-06W-HH-MC | 15.8 | 26.5 | 14 | 15.8 | 26.5 | 13.6 | TRUE | TRUE | TRUE | 6000 | 8500 | 2.9 | 10041 | 2.45
212316184 | 04/27/23 | Live | Midea Electric Trading | STEALTH | Singlezone Non-Ducted, Wall Placement | 212316184 |  | HRCU-A-CB-O | ACIQ-06ZPL-HP230B | Mini-Splits | ACIQ-06W-HH-MC | 15.8 | 26.5 | 14 | 15.8 | 26.5 | 13.6 | TRUE | TRUE | TRUE | 6000 | 8500 | 2.9 | 10041 | 2.45
207825557 | 01/05/23 | Live | Midea Electric Trading | DIYCOOL | Singlezone Ducted, Compact Ducted | 207825557 |  | HRCU-A-CB | ACIQ-09ZPL-HP230B | Mini-Splits | ACIQ-09CD-HH-MB | 14 | 23 | 12 | 13.2 | 20.2 | 12 | TRUE | TRUE | TRUE | 9000 | 10100 | 2.41 | 11600 | 1.9
212316175 | 04/27/23 | Live | Midea Electric Trading | STEALTH | Multizone All Ducted | 212316175 |  | HMSV-A-CB | ACIQ-27Z-HH-M3B | Ducted Indoor Units |  | 11.5 | 20 | 10.1 | 11.7 | 20 | 9.5 | TRUE | TRUE | TRUE | 28000 | 27000 | 2.3 | 27200 | 2.21
212316089 | 04/27/23 | Live | Midea Electric Trading | PolarWave | Multizone All Ducted | 212316089 |  | HMSV-A-CB | ACIQ-27Z-HH-M3B | Ducted Indoor Units |  | 11.5 | 20 | 10.1 | 11.7 | 20 | 9.5 | TRUE | TRUE | TRUE | 28000 | 27000 | 2.3 | 27200 | 2.21
212316210 | 04/27/23 | Live | Midea Electric Trading | STEALTH | Multizone All Ducted | 212316210 |  | HMSV-A-CB | ES-27Z-M3B | Ducted Indoor Units |  | 11.2 | 21 | 10.2 | 11.7 | 21 | 9.2 | TRUE | FALSE | TRUE | 28000 | 22000 | 2.6 | 22600 | 2.25
211793564 | 04/27/23 | Live | Midea Electric Trading | KADEN | Multizone All Ducted | 211793564 |  | HMSV-A-CB | KO-PS327HP-2AAMA | Ducted Indoor Units |  | 11.2 | 21 | 10.2 | 11.7 | 21 | 9.2 | FALSE | FALSE | TRUE | 28000 | 22000 | 2.6 | 22600 | 2.25
212316124 | 04/27/23 | Live | Midea Electric Trading | PolarWave | Multizone All Ducted | 212316124 |  | HMSV-A-CB | ES-27Z-M3B | Ducted Indoor Units |  | 11.2 | 21 | 10.2 | 11.7 | 21 | 9.2 | TRUE | FALSE | TRUE | 28000 | 22000 | 2.6 | 22600 | 2.25
207804190 | 04/27/23 | Live | Midea Electric Trading | SUNCHILLERS | Multizone All Ducted | 207804190 |  | HMSV-A-CB | M27ODU-UL2P | Ducted Indoor Units |  | 11.2 | 21 | 10.2 | 11.7 | 21 | 9.2 | FALSE | FALSE | TRUE | 28000 | 22000 | 2.6 | 22600 | 2.25
206918576 | 10/28/22 | Live | Trane U.S. Inc. | TRANE | Singlezone Ducted, Centrally Ducted | 206918576 |  | HRCU-A-CB | 4TWV8049A1 |  | TEM6A0D60H51+TDR+RP | 12 | 18 | 9.6 |  |  |  | FALSE | FALSE | FALSE | 45000 | 35000 | 4.42 | 35400 | 2.32
207804199 | 04/27/23 | Live | Midea Electric Trading | SUNCHILLERS | Multizone All Ducted | 207804199 |  | HMSV-A-CB | M18ODU-UL2P | Ducted Indoor Units |  | 12 | 19 | 10.8 | 12 | 19 | 9.8 | FALSE | FALSE | TRUE | 18000 | 14800 | 2.49 | 16000 | 2.23
212316207 | 04/27/23 | Live | Midea Electric Trading | STEALTH | Multizone All Ducted | 212316207 |  | HMSV-A-CB | ES-18Z-M2B | Ducted Indoor Units |  | 12 | 19 | 10.8 | 12 | 19 | 9.8 | TRUE | TRUE | TRUE | 18000 | 14800 | 2.49 | 16000 | 2.23
212316121 | 04/27/23 | Live | Midea Electric Trading | PolarWave | Multizone All Ducted | 212316121 |  | HMSV-A-CB | ES-18Z-M2B | Ducted Indoor Units |  | 12 | 19 | 10.8 | 12 | 19 | 9.8 | TRUE | TRUE | TRUE | 18000 | 14800 | 2.49 | 16000 | 2.23
211793561 | 04/27/23 | Live | Midea Electric Trading | KADEN | Multizone All Ducted | 211793561 |  | HMSV-A-CB | KO-PS218HP-2AAMA | Ducted Indoor Units |  | 12 | 19 | 10.8 | 12 | 19 | 9.8 | FALSE | FALSE | TRUE | 18000 | 14800 | 2.49 | 16000 | 2.23
207862079 | 01/05/23 | Live | Midea Electric Trading | Breeze33 | Singlezone Ducted, Compact Ducted | 207862079 |  | HRCU-A-CB | BZ33-HYP09OUT2-G2-P | Mini-Splits | BZ33-DIDU9-P | 14 | 23 | 12 | 13.2 | 20.2 | 12 | TRUE | TRUE | TRUE | 9000 | 10100 | 2.41 | 11600 | 1.9
208447610 | 04/27/23 | Live | Midea Electric Trading | SUNCHILLERS | Singlezone Non-Ducted, Wall Placement | 208447610 |  | HRCU-A-CB-O | 12WODU-UL | Mini-Splits | 12WIDU-UL | 13.7 | 23.2 | 13.2 | 13.7 | 24.6 | 10.7 | FALSE | FALSE | TRUE | 12000 | 9000 | 2.69 | 9921 | 2.31
211709678 | 04/27/23 | Live | Midea Electric Trading | NOVAIR | Singlezone Non-Ducted, Wall Placement | 211709678 |  | HRCU-A-CB-O | LEA12SZ25SK-O | Mini-Splits | 2LEA12UUSK-I | 13.7 | 23.2 | 13.2 | 13.7 | 24.6 | 10.7 | FALSE | FALSE | TRUE | 12000 | 9000 | 2.69 | 9921 | 2.31
211793557 | 04/27/23 | Live | Midea Electric Trading | KADEN | Singlezone Non-Ducted, Wall Placement | 211793557 |  | HRCU-A-CB-O | KO-PSX12HP-2AAMA | Mini-Splits | KI-PSX12WM-2AAMA | 13.7 | 23.2 | 13.2 | 13.7 | 24.6 | 10.7 | FALSE | FALSE | TRUE | 12000 | 9000 | 2.69 | 9921 | 2.31
211793556 | 04/27/23 | Live | Midea Electric Trading | KADEN | Singlezone Non-Ducted, Wall Placement | 211793556 |  | HRCU-A-CB-O | KO-PSX09HP-2AAMA | Mini-Splits | KI-PSX09WM-2AAMA | 15 | 25.5 | 12.2 | 15 | 25.5 | 12.3 | FALSE | FALSE | TRUE | 9000 | 8500 | 2.8 | 9611 | 2.29
211709677 | 04/27/23 | Live | Midea Electric Trading | NOVAIR | Singlezone Non-Ducted, Wall Placement | 211709677 |  | HRCU-A-CB-O | LEA09SZ25SK-O | Mini-Splits | 2LEA09UUSK-I | 15 | 25.5 | 12.2 | 15 | 25.5 | 12.3 | FALSE | FALSE | TRUE | 9000 | 8500 | 2.8 | 9611 | 2.29
208447609 | 04/27/23 | Live | Midea Electric Trading | SUNCHILLERS | Singlezone Non-Ducted, Wall Placement | 208447609 |  | HRCU-A-CB-O | 9WODU-UL | Mini-Splits | 9WIDU-UL | 15 | 25.5 | 12.2 | 15 | 25.5 | 12.3 | FALSE | FALSE | TRUE | 9000 | 8500 | 2.8 | 9611 | 2.29
209157086 | 04/27/23 | Live | Midea Electric Trading | ApooDr | Singlezone Non-Ducted, Wall Placement | 209157086 |  | HRCU-A-CB-O | AAG21-24H1B | Mini-Splits | AAG21-24H1A | 9.5 | 18.5 | 10.2 | 9.5 | 18.5 | 8.6 | FALSE | FALSE | FALSE | 24000 | 16500 | 2.38 | 19257 | 2.11
212360141 | 04/27/23 | Live | Midea Electric Trading | KANIONco | Singlezone Non-Ducted, Wall Placement | 212360141 |  | HRCU-A-CB-O | KWSM-24IR410AHS18.5MVODU | Mini-Splits | KWSM-24IR410AHS18.5MVIDU | 9.5 | 18.5 | 10.2 | 9.5 | 18.5 | 8.6 | FALSE | FALSE | FALSE | 24000 | 16500 | 2.38 | 19257 | 2.11
211126529 | 04/27/23 | Live | Midea Electric Trading | Viking Air | Singlezone Non-Ducted, Wall Placement | 211126529 |  | HRCU-A-CB-O | XJ23-24-4C-HC-2-M | Mini-Splits | XJ23-24-4E-HC-2-M | 9.5 | 18.5 | 10.2 | 9.5 | 18.5 | 8.6 | FALSE | FALSE | FALSE | 24000 | 16500 | 2.38 | 19257 | 2.11
211126528 | 04/27/23 | Live | Midea Electric Trading | Viking Air | Singlezone Non-Ducted, Wall Placement | 211126528 |  | HRCU-A-CB-O | XJ23-18-4C-HC-2-M | Mini-Splits | XJ23-18-4E-HC-2-M | 9.5 | 18.5 | 10.2 | 9.5 | 18.5 | 8.6 | FALSE | FALSE | FALSE | 24000 | 16500 | 2.38 | 19257 | 2.11
209867862 | 04/27/23 | Live | Midea Electric Trading | ZERO | Singlezone Non-Ducted, Wall Placement | 209867862 |  | HRCU-A-CB-O | ZMSB-24HVD-US | Mini-Splits | ZMSB-24HVD-US | 9.5 | 18.5 | 10.2 | 9.5 | 18.5 | 8.6 | FALSE | FALSE | FALSE | 24000 | 16500 | 2.38 | 19257 | 2.11
211744620 | 04/27/23 | Live | Midea Electric Trading | NG Trade | Singlezone Non-Ducted, Wall Placement | 211744620 |  | HRCU-A-CB-O | OBMH241A | Mini-Splits | IBMH241A | 9.5 | 18.5 | 10.2 | 9.5 | 18.5 | 8.6 | FALSE | FALSE | FALSE | 24000 | 16500 | 2.38 | 19257 | 2.11
211306389 | 04/27/23 | Live | Midea Electric Trading | Mitsutomo | Singlezone Non-Ducted, Wall Placement | 211306389 |  | HRCU-A-CB-O | RO-SZ24-AB-Q | Mini-Splits | RW-SZ24-AB-Q | 9.5 | 18.5 | 10.2 | 9.5 | 18.5 | 8.6 | FALSE | FALSE | FALSE | 24000 | 16500 | 2.38 | 19257 | 2.11
207825538 | 01/05/23 | Live | Midea Electric Trading | ACIQ | Singlezone Ducted, Compact Ducted | 207825538 |  | HRCU-A-CB | ACIQ-09ZPL-HP230B | Mini-Splits | ACIQ-09CD-HH-MB | 14 | 23 | 12 | 13.2 | 20.2 | 12 | TRUE | TRUE | TRUE | 9000 | 10100 | 2.41 | 11600 | 1.9
211306388 | 04/27/23 | Live | Midea Electric Trading | Mitsutomo | Singlezone Non-Ducted, Wall Placement | 211306388 |  | HRCU-A-CB-O | RO-SZ18-AB-Q | Mini-Splits | RW-SZ18-AB-Q | 11 | 19.5 | 10 | 11 | 19.5 | 8.7 | FALSE | FALSE | FALSE | 18000 | 11400 | 2.57 | 14370 | 2.49
211744619 | 04/27/23 | Live | Midea Electric Trading | NG Trade | Singlezone Non-Ducted, Wall Placement | 211744619 |  | HRCU-A-CB-O | OBMH181A | Mini-Splits | IBMH181A | 11 | 19.5 | 10 | 11 | 19.5 | 8.7 | FALSE | FALSE | FALSE | 18000 | 11400 | 2.57 | 14370 | 2.49
209867861 | 04/27/23 | Live | Midea Electric Trading | ZERO | Singlezone Non-Ducted, Wall Placement | 209867861 |  | HRCU-A-CB-O | ZMSB-18HVD-US | Mini-Splits | ZMSB-18HVD-US | 11 | 19.5 | 10 | 11 | 19.5 | 8.7 | FALSE | FALSE | FALSE | 18000 | 11400 | 2.57 | 14370 | 2.49
211126527 | 04/27/23 | Live | Midea Electric Trading | Viking Air | Singlezone Non-Ducted, Wall Placement | 211126527 |  | HRCU-A-CB-O | XJ23-12-4C-HC-2-M | Mini-Splits | XJ23-12-4E-HC-2-M | 11 | 19.5 | 10 | 11 | 19.5 | 8.7 | FALSE | FALSE | FALSE | 18000 | 11400 | 2.57 | 14370 | 2.49
212360140 | 04/27/23 | Live | Midea Electric Trading | KANIONco | Singlezone Non-Ducted, Wall Placement | 212360140 |  | HRCU-A-CB-O | KWSM-18IR410AHS19.5MVODU | Mini-Splits | KWSM-18IR410AHS19.5MVIDU | 11 | 19.5 | 10 | 11 | 19.5 | 8.7 | FALSE | FALSE | FALSE | 18000 | 11400 | 2.57 | 14370 | 2.49
209157085 | 04/27/23 | Live | Midea Electric Trading | ApooDr | Singlezone Non-Ducted, Wall Placement | 209157085 |  | HRCU-A-CB-O | AAG21-18H1B | Mini-Splits | AAG21-18H1A | 11 | 19.5 | 10 | 11 | 19.5 | 8.7 | FALSE | FALSE | FALSE | 18000 | 11400 | 2.57 | 14370 | 2.49
209157084 | 04/27/23 | Live | Midea Electric Trading | ApooDr | Singlezone Non-Ducted, Wall Placement | 209157084 |  | HRCU-A-CB-O | AAG21-12H220V1B | Mini-Splits | AAG21-12H220V1A | 10.8 | 20.5 | 10.7 | 10.8 | 21.4 | 9.2 | FALSE | FALSE | FALSE | 12000 | 7000 | 2.5 | 9300 | 2
207526951 | 01/05/23 | Live | Midea Electric Trading | NOVAIR | Singlezone Non-Ducted, Wall Placement | 207526951 |  | HRCU-A-CB-O | LEA18SZ25SK-O | Mini-Splits | LEA18UUSK-I | 13.5 | 24 | 11.6 | 13.5 | 24 | 10.5 | FALSE | FALSE | TRUE | 18000 | 14100 | 2.65 | 16238 | 2.49
212360139 | 04/27/23 | Live | Midea Electric Trading | KANIONco | Singlezone Non-Ducted, Wall Placement | 212360139 |  | HRCU-A-CB-O | KWSM-12IR410AHS20.5MVODU | Mini-Splits | KWSM-12IR410AHS20.5MVIDU | 10.8 | 20.5 | 10.7 | 10.8 | 21.4 | 9.2 | FALSE | FALSE | FALSE | 12000 | 7000 | 2.5 | 9300 | 2
211126526 | 04/27/23 | Live | Midea Electric Trading | Viking Air | Singlezone Non-Ducted, Wall Placement | 211126526 |  | HRCU-A-CB-O | XJ23-09-4C-HC-2-M | Mini-Splits | XJ23-09-4E-HC-2-M | 10.8 | 20.5 | 10.7 | 10.8 | 21.4 | 9.2 | FALSE | FALSE | FALSE | 12000 | 7000 | 2.5 | 9300 | 2
209867860 | 04/27/23 | Live | Midea Electric Trading | ZERO | Singlezone Non-Ducted, Wall Placement | 209867860 |  | HRCU-A-CB-O | ZMSB-12HVD-US | Mini-Splits | ZMSB-12HVD-US | 10.8 | 20.5 | 10.7 | 10.8 | 21.4 | 9.2 | FALSE | FALSE | FALSE | 12000 | 7000 | 2.5 | 9300 | 2
211744618 | 04/27/23 | Live | Midea Electric Trading | NG Trade | Singlezone Non-Ducted, Wall Placement | 211744618 |  | HRCU-A-CB-O | OBMH121A | Mini-Splits | IBMH121A | 10.8 | 20.5 | 10.7 | 10.8 | 21.4 | 9.2 | FALSE | FALSE | FALSE | 12000 | 7000 | 2.5 | 9300 | 2
211306387 | 04/27/23 | Live | Midea Electric Trading | Mitsutomo | Singlezone Non-Ducted, Wall Placement | 211306387 |  | HRCU-A-CB-O | RO-SZ12-AB-Q | Mini-Splits | RW-SZ12-AB-Q | 10.8 | 20.5 | 10.7 | 10.8 | 21.4 | 9.2 | FALSE | FALSE | FALSE | 12000 | 7000 | 2.5 | 9300 | 2
211306386 | 04/27/23 | Live | Midea Electric Trading | Mitsutomo | Singlezone Non-Ducted, Wall Placement | 211306386 |  | HRCU-A-CB-O | RO-SZ09-AB-Q | Mini-Splits | RW-SZ09-AB-Q | 12.6 | 21.5 | 10 | 12.6 | 21.7 | 9.4 | FALSE | FALSE | FALSE | 9000 | 6000 | 2.51 | 8065 | 2.17
208280123 | 01/05/23 | Live | Midea Electric Trading | TRUST AIR CONDITIONERS | Singlezone Ducted, Compact Ducted | 208280123 |  | HRCU-A-CB | AS24H/O4S41P | Mini-Splits | IUMDL24H/I43P | 12.5 | 20.6 | 12.6 | 12 | 19.2 | 10.5 | FALSE | FALSE | FALSE | 24000 | 21000 | 2.64 | 24000 | 2.4
207825519 | 01/05/23 | Live | Midea Electric Trading | 1HVAC | Singlezone Ducted, Compact Ducted | 207825519 |  | HRCU-A-CB | ACIQ-09ZPL-HP230B | Mini-Splits | ACIQ-09CD-HH-MB | 14 | 23 | 12 | 13.2 | 20.2 | 12 | TRUE | TRUE | TRUE | 9000 | 10100 | 2.41 | 11600 | 1.9
209867859 | 04/27/23 | Live | Midea Electric Trading | ZERO | Singlezone Non-Ducted, Wall Placement | 209867859 |  | HRCU-A-CB-O | ZMSB-09HVD-US | Mini-Splits | ZMSB-09HVD-US | 12.6 | 21.5 | 10 | 12.6 | 21.7 | 9.4 | TRUE | TRUE | FALSE | 9000 | 6000 | 2.51 | 8065 | 2.17
211126525 | 04/27/23 | Live | Midea Electric Trading | Viking Air | Singlezone Non-Ducted, Wall Placement | 211126525 |  | HRCU-A-CB-O | XJ23-12-4C-HC-1-110V | Mini-Splits | XJ23-12-4E-HC-1-110V | 12.6 | 21.5 | 10 | 12.6 | 21.7 | 9.4 | FALSE | FALSE | FALSE | 9000 | 6000 | 2.51 | 8065 | 2.17
212360138 | 04/27/23 | Live | Midea Electric Trading | KANIONco | Singlezone Non-Ducted, Wall Placement | 212360138 |  | HRCU-A-CB-O | KWSM-09IR410AHS21.5MVODU | Mini-Splits | KWSM-09IR410AHS21.5MVIDU | 12.6 | 21.5 | 10 | 12.6 | 21.7 | 9.4 | TRUE | TRUE | FALSE | 9000 | 6000 | 2.51 | 8065 | 2.17
209157083 | 04/27/23 | Live | Midea Electric Trading | ApooDr | Singlezone Non-Ducted, Wall Placement | 209157083 |  | HRCU-A-CB-O | AAG21-09H220V1B | Mini-Splits | AAG21-09H220V1A | 12.6 | 21.5 | 10 | 12.6 | 21.7 | 9.4 | FALSE | FALSE | FALSE | 9000 | 6000 | 2.51 | 8065 | 2.17
209157082 | 04/27/23 | Live | Midea Electric Trading | ApooDr | Singlezone Non-Ducted, Wall Placement | 209157082 |  | HRCU-A-CB-O | AAG21-12H1B | Mini-Splits | AAG21-12H1A | 10.3 | 20 | 10.8 | 10.3 | 20.8 | 8.7 | FALSE | FALSE | FALSE | 12000 | 7800 | 2.31 | 8200 | 1.35
212360137 | 04/27/23 | Live | Midea Electric Trading | KANIONco | Singlezone Non-Ducted, Wall Placement | 212360137 |  | HRCU-A-CB-O | KWSM-12IR410AHS20MVLODU | Mini-Splits | KWSM-12IR410AHS20MVLIDU | 10.3 | 20 | 10.8 | 10.3 | 20.8 | 8.7 | FALSE | FALSE | FALSE | 12000 | 7800 | 2.31 | 8200 | 1.35
211126524 | 04/27/23 | Live | Midea Electric Trading | Viking Air | Singlezone Non-Ducted, Wall Placement | 211126524 |  | HRCU-A-CB-O | XJ23-09-4C-HC-1-110V | Mini-Splits | XJ23-09-4E-HC-1-110V | 10.3 | 20 | 10.8 | 10.3 | 20.8 | 8.7 | FALSE | FALSE | FALSE | 12000 | 7800 | 2.31 | 8200 | 1.35
209867858 | 04/27/23 | Live | Midea Electric Trading | ZERO | Singlezone Non-Ducted, Wall Placement | 209867858 |  | HRCU-A-CB-O | ZMSB-12HVD110-US | Mini-Splits | ZMSB-12HVD110-US | 10.3 | 20 | 10.8 | 10.3 | 20.8 | 8.7 | FALSE | FALSE | FALSE | 12000 | 7800 | 2.31 | 8200 | 1.35
211306385 | 04/27/23 | Live | Midea Electric Trading | Mitsutomo | Singlezone Non-Ducted, Wall Placement | 211306385 |  | HRCU-A-CB-O | RO-SZ12-AB-J | Mini-Splits | RW-SZ12-AB-J | 10.3 | 20 | 10.8 | 10.3 | 20.8 | 8.7 | FALSE | FALSE | FALSE | 12000 | 7800 | 2.31 | 8200 | 1.35
211744617 | 04/27/23 | Live | Midea Electric Trading | NG Trade | Singlezone Non-Ducted, Wall Placement | 211744617 |  | HRCU-A-CB-O | OBMH120A | Mini-Splits | IBMH120A | 10.3 | 20 | 10.8 | 10.3 | 20.8 | 8.7 | FALSE | FALSE | FALSE | 12000 | 7800 | 2.31 | 8200 | 1.35
211744616 | 04/27/23 | Live | Midea Electric Trading | NG Trade | Singlezone Non-Ducted, Wall Placement | 211744616 |  | HRCU-A-CB-O | OBMH090A | Mini-Splits | IBMH090A | 12.5 | 21.5 | 10.3 | 12.5 | 21.5 | 9.1 | TRUE | TRUE | FALSE | 9000 | 6300 | 2.4 | 7973 | 1.88
211306384 | 04/27/23 | Live | Midea Electric Trading | Mitsutomo | Singlezone Non-Ducted, Wall Placement | 211306384 |  | HRCU-A-CB-O | RO-SZ09-AB-J | Mini-Splits | RW-SZ09-AB-J | 12.5 | 21.5 | 10.3 | 12.5 | 21.5 | 9.1 | FALSE | FALSE | FALSE | 9000 | 6300 | 2.4 | 7973 | 1.88
212361755 | 04/27/23 | Live | Midea Electric Trading | KANIONco | Singlezone Non-Ducted, Wall Placement | 212361755 |  | HRCU-A-CB-O | KWSM-09IR410AHS20MVLODU | Mini-Splits | KWSM-09IR410AHS20MVLIDU | 12.5 | 21.5 | 10.3 | 12.5 | 21.5 | 9.1 | TRUE | TRUE | FALSE | 9000 | 6300 | 2.4 | 7973 | 1.88
209867857 | 04/27/23 | Live | Midea Electric Trading | ZERO | Singlezone Non-Ducted, Wall Placement | 209867857 |  | HRCU-A-CB-O | ZMSB-09HVD110-US | Mini-Splits | ZMSB-09HVD110-US | 12.5 | 21.5 | 10.3 | 12.5 | 21.5 | 9.1 | TRUE | TRUE | FALSE | 9000 | 6300 | 2.4 | 7973 | 1.88
211126523 | 04/27/23 | Live | Midea Electric Trading | Viking Air | Singlezone Non-Ducted, Wall Placement | 211126523 |  | HRCU-A-CB-O | XJ21-24-4C-HC-2-M | Mini-Splits | XJ21-24-4E-HC-2-M | 12.5 | 21.5 | 10.3 | 12.5 | 21.5 | 9.1 | FALSE | FALSE | FALSE | 9000 | 6300 | 2.4 | 7973 | 1.88
209157081 | 04/27/23 | Live | Midea Electric Trading | ApooDr | Singlezone Non-Ducted, Wall Placement | 209157081 |  | HRCU-A-CB-O | AAG21-09H1B | Mini-Splits | AAG21-09H1A | 12.5 | 21.5 | 10.3 | 12.5 | 21.5 | 9.1 | FALSE | FALSE | FALSE | 9000 | 6300 | 2.4 | 7973 | 1.88
209157094 | 04/27/23 | Live | Midea Electric Trading | ApooDr | Singlezone Non-Ducted, Wall Placement | 209157094 |  | HRCU-A-CB-O | AGN24-24H1B | Mini-Splits | AGN24-24H1A | 13 | 21 | 10 | 13 | 21 | 8.5 | FALSE | FALSE | FALSE | 24000 | 17400 | 2.28 | 23471 | 2.29
210799592 | 01/05/23 | Live | Midea Electric Trading | Cooper&Hunter | Singlezone Ducted, Compact Ducted | 210799592 |  | HRCU-A-CB | CH-HPR09-230VO | Mini-Splits | CH-M09DTUI | 14 | 23 | 12 | 13.2 | 20.2 | 12 | TRUE | TRUE | TRUE | 9000 | 10100 | 2.41 | 11600 | 1.9
210655374 | 04/27/23 | Live | Midea Electric Trading | Relief Sciences | Singlezone Non-Ducted, Wall Placement | 210655374 |  | HRCU-A-CB-O | LANG12OD25-1 | Mini-Splits | LANG12ID-25 | 13 | 22.2 | 11 | 13 | 23.1 | 10.8 | FALSE | FALSE | TRUE | 12000 | 10000 | 2.69 | 9843 | 2.33
209157092 | 04/27/23 | Live | Midea Electric Trading | ApooDr | Singlezone Non-Ducted, Wall Placement | 209157092 |  | HRCU-A-CB-O | AGN24-12H220V1B | Mini-Splits | AGN24-12H220V1A | 13 | 22.2 | 11 | 13 | 23.1 | 10.8 | FALSE | FALSE | TRUE | 12000 | 10000 | 2.69 | 9843 | 2.33
209157091 | 04/27/23 | Live | Midea Electric Trading | ApooDr | Singlezone Non-Ducted, Wall Placement | 209157091 |  | HRCU-A-CB-O | AGN24-12H1B | Mini-Splits | AGN24-12H1A | 12.5 | 22 | 11.5 | 12.5 | 22.7 | 10.4 | FALSE | FALSE | TRUE | 12000 | 8900 | 2.75 | 9018 | 2.4
207827124 | 04/27/23 | Live | Midea Electric Trading | ZENAIR TECHNOLOGIES | Singlezone Non-Ducted, Wall Placement | 207827124 |  | HRCU-A-CB-O | ZEN-WM18HP23S/O | Mini-Splits | ZEN-WM18HP23S/I | 13 | 21.5 | 11 | 13 | 22 | 10.6 | FALSE | FALSE | TRUE | 18000 | 11100 | 2.8 | 21447 | 1.98
207827123 | 04/27/23 | Live | Midea Electric Trading | ZENAIR TECHNOLOGIES | Singlezone Non-Ducted, Wall Placement | 207827123 |  | HRCU-A-CB-O | ZEN-WM12HP23S/O | Mini-Splits | ZEN-WM12HP23S/I | 13 | 22 | 12.7 | 13 | 23.1 | 10.5 | FALSE | FALSE | TRUE | 12000 | 10300 | 2.56 | 12477 | 2.01
211222787 | 05/10/23 | Live | Carrier | AIRQUEST | Singlezone Ducted, Centrally Ducted | 211222787 |  | HRCU-A-CB | DLCURAH30ABK | Ducted Indoor Units | FXM4X36**AL |  |  |  | 9 | 15.2 | 8.1 | FALSE | FALSE | FALSE | 31000 | 23200 | 2.46 | 23560 | 2.61
211222788 | 05/10/23 | Live | Carrier | ARCOAIRE | Singlezone Ducted, Centrally Ducted | 211222788 |  | HRCU-A-CB | DLCURAH30ABK | Ducted Indoor Units | FXM4X36**AL |  |  |  | 9 | 15.2 | 8.1 | FALSE | FALSE | FALSE | 31000 | 23200 | 2.46 | 23560 | 2.61
209157093 | 04/27/23 | Live | Midea Electric Trading | ApooDr | Singlezone Non-Ducted, Wall Placement | 209157093 |  | HRCU-A-CB-O | AGN24-18H1B | Mini-Splits | AGN24-18H1A | 13.5 | 24 | 11.6 | 13.5 | 24 | 10.5 | FALSE | FALSE | TRUE | 18000 | 14100 | 2.65 | 16238 | 2.49
211201017 | 05/10/23 | Live | Carrier | BRYANT HEATING AND COOLING SYSTEMS | Singlezone Ducted, Centrally Ducted | 211201017 |  | HRCU-A-CB | 38MURAQ30AB3* | Ducted Indoor Units | FX4DN(B,F)037L |  |  |  | 9 | 15.2 | 8.1 | FALSE | FALSE | FALSE | 31000 | 23200 | 2.46 | 23560 | 2.61
211194297 | 05/10/23 | Live | Carrier | CARRIER | Singlezone Ducted, Centrally Ducted | 211194297 |  | HRCU-A-CB | 38MURAQ30AB3* | Ducted Indoor Units | FX4DN(B,F)037L |  |  |  | 9 | 15.2 | 8.1 | FALSE | FALSE | FALSE | 31000 | 23200 | 2.46 | 23560 | 2.61
211222789 | 05/10/23 | Live | Carrier | COMFORTMAKER | Singlezone Ducted, Centrally Ducted | 211222789 |  | HRCU-A-CB | DLCURAH30ABK | Ducted Indoor Units | FXM4X36**AL |  |  |  | 9 | 15.2 | 8.1 | FALSE | FALSE | FALSE | 31000 | 23200 | 2.46 | 23560 | 2.61
211222790 | 05/10/23 | Live | Carrier | DAY & NIGHT | Singlezone Ducted, Centrally Ducted | 211222790 |  | HRCU-A-CB | DLCURAH30ABK | Ducted Indoor Units | FXM4X36**AL |  |  |  | 9 | 15.2 | 8.1 | FALSE | FALSE | FALSE | 31000 | 23200 | 2.46 | 23560 | 2.61
211226238 | 05/10/23 | Live | Carrier | GRANDAIRE | Singlezone Ducted, Centrally Ducted | 211226238 |  | HRCU-A-CB | WDLCURAH30ABK | Ducted Indoor Units | WAXL364A* |  |  |  | 9 | 15.2 | 8.1 | FALSE | FALSE | FALSE | 31000 | 23200 | 2.46 | 23560 | 2.61
211222791 | 05/10/23 | Live | Carrier | HEIL | Singlezone Ducted, Centrally Ducted | 211222791 |  | HRCU-A-CB | DLCURAH30ABK | Ducted Indoor Units | FXM4X36**AL |  |  |  | 9 | 15.2 | 8.1 | FALSE | FALSE | FALSE | 31000 | 23200 | 2.46 | 23560 | 2.61
211222792 | 05/10/23 | Live | Carrier | KEEPRITE | Singlezone Ducted, Centrally Ducted | 211222792 |  | HRCU-A-CB | DLCURAH30ABK | Ducted Indoor Units | FXM4X36**AL |  |  |  | 9 | 15.2 | 8.1 | FALSE | FALSE | FALSE | 31000 | 23200 | 2.46 | 23560 | 2.61
211213978 | 05/10/23 | Live | Carrier | PAYNE HEATING AND COOLING | Singlezone Ducted, Centrally Ducted | 211213978 |  | HRCU-A-CB | 38MURAQ30AB3* | Ducted Indoor Units | PF4MNB037L |  |  |  | 9 | 15.2 | 8.1 | FALSE | FALSE | FALSE | 31000 | 23200 | 2.46 | 23560 | 2.61
211222793 | 05/10/23 | Live | Carrier | SMART COMFORT | Singlezone Ducted, Centrally Ducted | 211222793 |  | HRCU-A-CB | DLCURAH30ABK | Ducted Indoor Units | FXM4X36**AL |  |  |  | 9 | 15.2 | 8.1 | FALSE | FALSE | FALSE | 31000 | 23200 | 2.46 | 23560 | 2.61
211222794 | 05/10/23 | Live | Carrier | TEMPSTAR | Singlezone Ducted, Centrally Ducted | 211222794 |  | HRCU-A-CB | DLCURAH30ABK | Ducted Indoor Units | FXM4X36**AL |  |  |  | 9 | 15.2 | 8.1 | FALSE | FALSE | FALSE | 31000 | 23200 | 2.46 | 23560 | 2.61
210819429 | 05/11/23 | Live | Carrier | AIRQUEST | Singlezone Ducted, Centrally Ducted | 210819429 |  | HRCU-A-CB | DLCSRBH30AAK | Ducted Indoor Units | DLFSABH30XBK | 11.1 | 19 | 10 | 11.2 | 17.5 | 8.4 | FALSE | FALSE | TRUE | 30000 | 20400 | 2.6 | 20400 | 2.6
210819420 | 05/11/23 | Live | Carrier | ARCOAIRE | Singlezone Ducted, Centrally Ducted | 210819420 |  | HRCU-A-CB | DLCSRBH30AAK | Ducted Indoor Units | DLFSABH30XBK | 11.1 | 19 | 10 | 11.2 | 17.5 | 8.4 | FALSE | FALSE | TRUE | 30000 | 20400 | 2.6 | 20400 | 2.6
210819416 | 05/11/23 | Live | Carrier | BRYANT | Singlezone Ducted, Centrally Ducted | 210819416 |  | HRCU-A-CB | 38MARBQ30AA3 | Ducted Indoor Units | 40MBABQ30XB3 | 11.1 | 19 | 10 | 11.2 | 17.5 | 8.4 | FALSE | FALSE | TRUE | 30000 | 20400 | 2.6 | 20400 | 2.6
208447891 | 05/11/23 | Live | Carrier | BRYANT | Singlezone Ducted, Centrally Ducted | 208447891 |  | HRCU-A-CB | 38MURAQ48AB3 |  | 40MUAAQ48XA3 | 8.5 | 16 | 10 | 8.2 | 15.6 | 9.4 | TRUE | TRUE | FALSE | 47000 | 36000 | 2.3 | 50000 | 2.3
208447888 | 05/11/23 | Live | Carrier | BRYANT | Singlezone Ducted, Centrally Ducted | 208447888 |  | HRCU-A-CB | 38MURAQ48AA3 |  | 40MUAAQ48XA3 | 9.3 | 17.3 | 10 | 8.8 | 15.8 | 9.4 | FALSE | FALSE | FALSE | 47000 | 37000 | 2.3 | 39300 | 2.3
10153712 | 10/28/22 | Live | Trane U.S. Inc. | TRANE | Singlezone Ducted, Centrally Ducted | 10153712 |  | HRCU-A-CB | 4TWV8024A1 |  | TEM8A0B30V31+TDR | 12.9 | 18 | 9.6 |  |  |  | FALSE | FALSE | FALSE | 24000 | 16700 | 2.02 | 16700 | 2.42
208447889 | 05/11/23 | Live | Carrier | BRYANT | Singlezone Ducted, Centrally Ducted | 208447889 |  | HRCU-A-CB | 38MURAQ36AA3 |  | 40MUAAQ36XA3 | 10.4 | 18 | 9.1 | 10.1 | 16.9 | 8.2 | FALSE | FALSE | FALSE | 36000 | 20400 | 2.4 | 22700 | 2.4
212316169 | 04/27/23 | Live | Midea Electric Trading | STEALTH | Singlezone Non-Ducted, Floor Placement | 212316169 |  | HRCU-A-CB-O | ACIQ-18ZPL-HP230B | Mini-Splits | ACIQ-18FM-HH-MB | 12.5 | 20.2 | 10.6 | 12.5 | 20.5 | 9.8 | TRUE | TRUE | TRUE | 17000 | 12000 | 2.3 | 17000 | 1.9
208447893 | 05/11/23 | Live | Carrier | BRYANT | Singlezone Ducted, Centrally Ducted | 208447893 |  | HRCU-A-CB | 38MURAQ30AB3 |  | 40MUAAQ30XA3 | 11 | 18 | 10.5 | 10 | 16.2 | 8.9 | TRUE | TRUE | TRUE | 30000 | 21000 | 2.3 | 28600 | 2.3
209852145 | 05/11/23 | Live | Carrier | BRYANT | Singlezone Ducted, Centrally Ducted | 209852145 |  | HRCU-A-CB | 38MURAQ30AA3 |  | 40MUAAQ30XA3 | 10.9 | 19.5 | 10.3 | 10.6 | 17.3 | 8.5 | FALSE | FALSE | FALSE | 30000 | 20000 | 2.45 | 20600 | 2.45
208447896 | 05/11/23 | Live | Carrier | BRYANT | Singlezone Ducted, Centrally Ducted | 208447896 |  | HRCU-A-CB | 38MURAQ24AB3 |  | 40MUAAQ24XA3 | 12.5 | 20 | 12 | 11.7 | 17.4 | 10 | TRUE | TRUE | TRUE | 24000 | 19200 | 2.4 | 26700 | 2.4
208447890 | 05/11/23 | Live | Carrier | BRYANT | Singlezone Ducted, Centrally Ducted | 208447890 |  | HRCU-A-CB | 38MURAQ24AA3 |  | 40MUAAQ24XA3 | 11.3 | 19.4 | 11.3 | 10.5 | 17 | 9.2 | TRUE | TRUE | TRUE | 24000 | 21000 | 2.4 | 22000 | 2.4
212316083 | 04/27/23 | Live | Midea Electric Trading | PolarWave | Singlezone Non-Ducted, Floor Placement | 212316083 |  | HRCU-A-CB-O | ACIQ-18ZPL-HP230B | Mini-Splits | ACIQ-18FM-HH-MB | 12.5 | 20.2 | 10.6 | 12.5 | 20.5 | 9.8 | TRUE | TRUE | TRUE | 17000 | 12000 | 2.3 | 17000 | 1.9
208447894 | 05/11/23 | Live | Carrier | BRYANT | Singlezone Ducted, Centrally Ducted | 208447894 |  | HRCU-A-CB | 38MURAQ18AB3 |  | 40MUAAQ18XA3 | 12.5 | 20 | 11 | 12.4 | 18 | 9.3 | TRUE | TRUE | TRUE | 18000 | 13500 | 2.5 | 21400 | 2.5
210799583 | 01/05/23 | Live | Midea Electric Trading | Cooper&Hunter | Singlezone Ducted, Compact Ducted | 210799583 |  | HRCU-A-CB | CH-ES12-230VO | Mini-Splits | CH-M12DTUI | 12.5 | 21.5 | 11.5 | 11.7 | 19 | 10.3 | TRUE | TRUE | TRUE | 11500 | 9300 | 2.78 | 10100 | 2.39
208102133 | 05/11/23 | Live | Carrier | Bryant | Singlezone Non-Ducted, Wall Placement | 208102133 |  | HRCU-A-CB-O | 38MARBQ30AA311 | Mini-Splits | 619AHBQ30XA3 | 11.5 | 20.1 | 10.8 | 11.5 | 20.1 | 9 | FALSE | FALSE | FALSE | 30000 | 19000 | 2.25 | 23410 | 2.61
211277592 | 04/27/23 | Live | Midea Electric Trading | Breeze33 | Singlezone Non-Ducted, Floor Placement | 211277592 |  | HRCU-A-CB-O | HSZ18H424ZMO | Mini-Splits | FC18H424ZMI | 12.5 | 20.2 | 10.6 | 12.5 | 20.5 | 9.8 | TRUE | TRUE | TRUE | 17000 | 12000 | 2.3 | 17000 | 1.9
206348146 | 05/11/23 | Live | Carrier | Bryant | Singlezone Non-Ducted, Wall Placement | 206348146 |  | HRCU-A-CB-O | 38MARBQ30AA3 | Mini-Splits | 619AHBQ30XA3 | 11.5 | 20 | 9.6 | 11.5 | 20 | 9.2 | FALSE | FALSE | FALSE | 30000 | 19000 | 2.25 | 23410 | 2.61
211277590 | 04/27/23 | Live | Midea Electric Trading | Breeze33 | Singlezone Ducted, Compact Ducted | 211277590 |  | HRCU-A-CB | HSZ18H424ZMO | Mini-Splits | D18H424ZMI | 12.5 | 19.6 | 11 | 11.7 | 18 | 9.5 | TRUE | TRUE | TRUE | 17000 | 15000 | 2.27 | 19000 | 2.02
212316080 | 04/27/23 | Live | Midea Electric Trading | PolarWave | Singlezone Ducted, Compact Ducted | 212316080 |  | HRCU-A-CB | ACIQ-18ZPL-HP230B | Mini-Splits | ACIQ-18CD-HH-MB | 12.5 | 19.6 | 11 | 11.7 | 18 | 9.5 | TRUE | TRUE | TRUE | 17000 | 15000 | 2.27 | 19000 | 2.02
212316166 | 04/27/23 | Live | Midea Electric Trading | STEALTH | Singlezone Ducted, Compact Ducted | 212316166 |  | HRCU-A-CB | ACIQ-18ZPL-HP230B | Mini-Splits | ACIQ-18CD-HH-MB | 12.5 | 19.6 | 11 | 11.7 | 18 | 9.5 | TRUE | TRUE | TRUE | 17000 | 15000 | 2.27 | 19000 | 2.02
210819415 | 05/11/23 | Live | Carrier | CARRIER | Singlezone Ducted, Centrally Ducted | 210819415 |  | HRCU-A-CB | 38MARBQ30AA3 | Ducted Indoor Units | 40MBABQ30XB3 | 11.1 | 19 | 10 | 11.2 | 17.5 | 8.4 | FALSE | FALSE | TRUE | 30000 | 20400 | 2.6 | 20400 | 2.6
208102137 | 05/11/23 | Live | Carrier | CARRIER | Singlezone Non-Ducted, Wall Placement | 208102137 |  | HRCU-A-CB-O | 38MARBQ30AA311 | Mini-Splits | 40MAHBQ30XA3 | 11.5 | 20.1 | 10.8 | 11.5 | 20.1 | 9 | FALSE | FALSE | FALSE | 30000 | 19000 | 2.25 | 23410 | 2.61
212316168 | 04/27/23 | Live | Midea Electric Trading | STEALTH | Singlezone Non-Ducted, Wall Placement | 212316168 |  | HRCU-A-CB-O | ACIQ-12ZPL-HP230B | Mini-Splits | ACIQ-12FM-HH-MB | 13 | 23 | 11.5 | 13 | 23.6 | 10 | TRUE | TRUE | TRUE | 12000 | 9600 | 2.56 | 12900 | 2.2
206348139 | 05/11/23 | Live | Carrier | CARRIER | Singlezone Non-Ducted, Wall Placement | 206348139 |  | HRCU-A-CB-O | 38MARBQ30AA3 | Mini-Splits | 40MAHBQ30XA3 | 11.5 | 20 | 9.6 | 11.5 | 20 | 9.2 | FALSE | FALSE | FALSE | 30000 | 19000 | 2.25 | 23410 | 2.61
208447882 | 05/11/23 | Live | Carrier | CARRIER | Singlezone Ducted, Centrally Ducted | 208447882 |  | HRCU-A-CB | 38MURAQ48AB3 |  | 40MUAAQ48XA3 | 8.5 | 16 | 10 | 8.2 | 15.6 | 9.4 | TRUE | TRUE | FALSE | 47000 | 36000 | 2.3 | 50000 | 2.3
212316082 | 04/27/23 | Live | Midea Electric Trading | PolarWave | Singlezone Non-Ducted, Wall Placement | 212316082 |  | HRCU-A-CB-O | ACIQ-12ZPL-HP230B | Mini-Splits | ACIQ-12FM-HH-MB | 13 | 23 | 11.5 | 13 | 23.6 | 10 | TRUE | TRUE | TRUE | 12000 | 9600 | 2.56 | 12900 | 2.2
208447879 | 05/11/23 | Live | Carrier | CARRIER | Singlezone Ducted, Centrally Ducted | 208447879 |  | HRCU-A-CB | 38MURAQ48AA3 |  | 40MUAAQ48XA3 | 9.3 | 17.3 | 10 | 8.8 | 15.8 | 9.4 | FALSE | FALSE | FALSE | 47000 | 37000 | 2.3 | 39300 | 2.3
208447883 | 05/11/23 | Live | Carrier | CARRIER | Singlezone Ducted, Centrally Ducted | 208447883 |  | HRCU-A-CB | 38MURAQ36AB3 |  | 40MUAAQ36XA3 | 10.5 | 18 | 10.5 | 10 | 16 | 9.5 | TRUE | TRUE | TRUE | 36000 | 30400 | 2.4 | 47300 | 2.4
208447880 | 05/11/23 | Live | Carrier | CARRIER | Singlezone Ducted, Centrally Ducted | 208447880 |  | HRCU-A-CB | 38MURAQ36AA3 |  | 40MUAAQ36XA3 | 10.4 | 18 | 9.1 | 10.1 | 16.9 | 8.2 | FALSE | FALSE | FALSE | 36000 | 20400 | 2.4 | 22700 | 2.4
208447884 | 05/11/23 | Live | Carrier | CARRIER | Singlezone Ducted, Centrally Ducted | 208447884 |  | HRCU-A-CB | 38MURAQ30AB3 |  | 40MUAAQ30XA3 | 11 | 18 | 10.5 | 10 | 16.2 | 8.9 | TRUE | TRUE | TRUE | 30000 | 21000 | 2.3 | 28600 | 2.3
212316162 | 04/27/23 | Live | Midea Electric Trading | STEALTH | Singlezone Non-Ducted, Ceiling Placement | 212316162 |  | HRCU-A-CB-O | ACIQ-12ZPL-HP230B | Mini-Splits | ACIQ-12CC-HH-MB | 12.7 | 21.5 | 10.6 | 12.7 | 22.3 | 10.2 | TRUE | TRUE | TRUE | 12000 | 9900 | 2.55 | 14000 | 2.29
209852144 | 05/11/23 | Live | Carrier | CARRIER | Singlezone Ducted, Centrally Ducted | 209852144 |  | HRCU-A-CB | 38MURAQ30AA3 |  | 40MUAAQ30XA3 | 10.9 | 19.5 | 10.3 | 10.6 | 17.3 | 8.5 | FALSE | FALSE | FALSE | 30000 | 20000 | 2.45 | 20600 | 2.45
208447887 | 05/11/23 | Live | Carrier | CARRIER | Singlezone Ducted, Centrally Ducted | 208447887 |  | HRCU-A-CB | 38MURAQ24AB3 |  | 40MUAAQ24XA3 | 12.5 | 20 | 12 | 11.7 | 17.4 | 10 | TRUE | TRUE | TRUE | 24000 | 19200 | 2.4 | 26700 | 2.4
208447881 | 05/11/23 | Live | Carrier | CARRIER | Singlezone Ducted, Centrally Ducted | 208447881 |  | HRCU-A-CB | 38MURAQ24AA3 |  | 40MUAAQ24XA3 | 11.3 | 19.4 | 11.3 | 10.5 | 17 | 9.2 | TRUE | TRUE | TRUE | 24000 | 21000 | 2.4 | 22000 | 2.4
208447885 | 05/11/23 | Live | Carrier | CARRIER | Singlezone Ducted, Centrally Ducted | 208447885 |  | HRCU-A-CB | 38MURAQ18AB3 |  | 40MUAAQ18XA3 | 12.5 | 20 | 11 | 12.4 | 18 | 9.3 | TRUE | TRUE | TRUE | 18000 | 13500 | 2.5 | 21400 | 2.5
212316076 | 04/27/23 | Live | Midea Electric Trading | PolarWave | Singlezone Non-Ducted, Ceiling Placement | 212316076 |  | HRCU-A-CB-O | ACIQ-12ZPL-HP230B | Mini-Splits | ACIQ-12CC-HH-MB | 12.7 | 21.5 | 10.6 | 12.7 | 22.3 | 10.2 | TRUE | TRUE | TRUE | 12000 | 9900 | 2.55 | 14000 | 2.29
209911727 | 05/11/23 | Live | Carrier | CARRIER | Singlezone Ducted, Centrally Ducted | 209911727 |  | HRCU-A-CB | 38MURAQ18AA3 |  | 40MUAAQ18XA3 | 11.1 | 19 | 10.8 | 10.9 | 17 | 8.8 | FALSE | FALSE | TRUE | 18000 | 12000 | 2.75 | 12300 | 2.75
210819421 | 05/11/23 | Live | Carrier | COMFORTMAKER | Singlezone Ducted, Centrally Ducted | 210819421 |  | HRCU-A-CB | DLCSRBH30AAK |  | DLFSABH30XBK | 11.1 | 19 | 10 | 11.2 | 17.5 | 8.4 | FALSE | FALSE | TRUE | 30000 | 20400 | 2.6 | 20400 | 2.6
211277584 | 04/27/23 | Live | Midea Electric Trading | Breeze33 | Singlezone Non-Ducted, Ceiling Placement | 211277584 |  | HRCU-A-CB-O | HSZ12H424ZMO | Mini-Splits | CA12H424ZMI | 12.7 | 21.5 | 10.6 | 12.7 | 22.3 | 10.2 | TRUE | TRUE | TRUE | 12000 | 9900 | 2.55 | 14000 | 2.29
208447612 | 04/27/23 | Live | Midea Electric Trading | SUNCHILLERS | Singlezone Ducted, Compact Ducted | 208447612 |  | HRCU-A-CB | 12WODU-UL | Mini-Splits | 12DIDU-UL | 12.5 | 21.5 | 11.5 | 11.7 | 19 | 10.3 | FALSE | FALSE | TRUE | 11500 | 9300 | 2.78 | 10100 | 2.39
211277583 | 04/27/23 | Live | Midea Electric Trading | Breeze33 | Singlezone Ducted, Compact Ducted | 211277583 |  | HRCU-A-CB | HSZ9H424ZMO | Mini-Splits | D9H424ZMI | 14 | 23 | 12 | 13.2 | 20.2 | 12 | TRUE | TRUE | TRUE | 9000 | 10100 | 2.41 | 11600 | 1.9
210819422 | 05/11/23 | Live | Carrier | DAY & NIGHT | Singlezone Ducted, Centrally Ducted | 210819422 |  | HRCU-A-CB | DLCSRBH30AAK |  | DLFSABH30XBK | 11.1 | 19 | 10 | 11.2 | 17.5 | 8.4 | FALSE | FALSE | TRUE | 30000 | 20400 | 2.6 | 20400 | 2.6
212316078 | 04/27/23 | Live | Midea Electric Trading | PolarWave | Singlezone Ducted, Compact Ducted | 212316078 |  | HRCU-A-CB | ACIQ-09ZPL-HP230B | Mini-Splits | ACIQ-09CD-HH-MB | 14 | 23 | 12 | 13.2 | 20.2 | 12 | TRUE | TRUE | TRUE | 9000 | 10100 | 2.41 | 11600 | 1.9
212316164 | 04/27/23 | Live | Midea Electric Trading | STEALTH | Singlezone Ducted, Compact Ducted | 212316164 |  | HRCU-A-CB | ACIQ-09ZPL-HP230B | Mini-Splits | ACIQ-09CD-HH-MB | 14 | 23 | 12 | 13.2 | 20.2 | 12 | TRUE | TRUE | TRUE | 9000 | 10100 | 2.41 | 11600 | 1.9
210819423 | 05/11/23 | Live | Carrier | HEIL | Singlezone Ducted, Centrally Ducted | 210819423 |  | HRCU-A-CB | DLCSRBH30AAK |  | DLFSABH30XBK | 11.1 | 19 | 10 | 11.2 | 17.5 | 8.4 | FALSE | FALSE | TRUE | 30000 | 20400 | 2.6 | 20400 | 2.6
210819424 | 05/11/23 | Live | Carrier | KEEPRITE | Singlezone Ducted, Centrally Ducted | 210819424 |  | HRCU-A-CB | DLCSRBH30AAK |  | DLFSABH30XBK | 11.1 | 19 | 10 | 11.2 | 17.5 | 8.4 | FALSE | FALSE | TRUE | 30000 | 20400 | 2.6 | 20400 | 2.6
211726523 | 04/27/23 | Live | Midea Electric Trading | Star Air Kontrol | Singlezone Non-Ducted, Ceiling Placement | 211726523 |  | HRCU-A-CB-O | SAK-12-CC(OD)/220VOLT | Mini-Splits | SAK-12-20CC/220(IN) | 14 | 22 | 10.6 | 14 | 22.7 | 10 | TRUE | FALSE | TRUE | 12000 | 8900 | 2.75 | 9300 | 2.39
208102136 | 05/11/23 | Live | Carrier | MIDEA | Singlezone Non-Ducted, Wall Placement | 208102136 |  | HRCU-A-CB-O | 38MARBQ30AA311 | Mini-Splits | DHMAHBQ30XA3 | 11.5 | 20.1 | 10.8 | 11.5 | 20.1 | 9 | FALSE | FALSE | FALSE | 30000 | 19000 | 2.25 | 23410 | 2.61
211793573 | 04/27/23 | Live | Midea Electric Trading | KADEN | Singlezone Non-Ducted, Ceiling Placement | 211793573 |  | HRCU-A-CB-O | KO-PSX12HP-2AAMA | Mini-Splits | KI-PSX12CT-2AAMA | 14 | 22 | 10.6 | 14 | 22.7 | 10 | FALSE | FALSE | TRUE | 12000 | 8900 | 2.75 | 9300 | 2.39
206350308 | 05/11/23 | Live | Carrier | MIDEA | Singlezone Non-Ducted, Wall Placement | 206350308 |  | HRCU-A-CB-O | 38MARBQ30AA3 | Mini-Splits | DHMAHBQ30XA3 | 11.5 | 20 | 9.6 | 11.5 | 20 | 9.2 | FALSE | FALSE | FALSE | 30000 | 19000 | 2.25 | 23410 | 2.61
210819417 | 05/11/23 | Live | Carrier | PAYNE | Singlezone Ducted, Centrally Ducted | 210819417 |  | HRCU-A-CB | 38MARBQ30AA3 |  | 40MBABQ30XB3 | 11.1 | 19 | 10 | 11.2 | 17.5 | 8.4 | FALSE | FALSE | TRUE | 30000 | 20400 | 2.6 | 20400 | 2.6
211793571 | 04/27/23 | Live | Midea Electric Trading | KADEN | Singlezone Non-Ducted, Ceiling Placement | 211793571 |  | HRCU-A-CB-O | KO-PSX09HP-2AAMA | Mini-Splits | KI-PSX09CT-2AAMA | 13 | 20 | 10.5 | 13 | 20 | 10 | FALSE | FALSE | TRUE | 9000 | 7500 | 2.44 | 9400 | 2.19
208102134 | 05/11/23 | Live | Carrier | PAYNE | Singlezone Non-Ducted, Wall Placement | 208102134 |  | HRCU-A-CB-O | 38MARBQ30AA311 | Mini-Splits | DHMAHBQ30XA3 | 11.5 | 20.1 | 10.8 | 11.5 | 20.1 | 9 | FALSE | FALSE | FALSE | 30000 | 19000 | 2.25 | 23410 | 2.61
206350306 | 05/11/23 | Live | Carrier | PAYNE | Singlezone Non-Ducted, Wall Placement | 206350306 |  | HRCU-A-CB-O | 38MARBQ30AA3 | Mini-Splits | DHMAHBQ30XA3 | 11.5 | 20 | 9.6 | 11.5 | 20 | 9.2 | FALSE | FALSE | FALSE | 30000 | 19000 | 2.25 | 23410 | 2.61
211709685 | 04/27/23 | Live | Midea Electric Trading | NOVAIR | Singlezone Non-Ducted, Wall Placement | 211709685 |  | HRCU-A-CB-O | LEA24SZ35SK-O | Mini-Splits | 2LEA24UUSK-I | 13 | 21.5 | 12 | 13 | 21.5 | 11.4 | FALSE | FALSE | TRUE | 24000 | 21200 | 2.88 | 24485 | 1.98
208447900 | 05/11/23 | Live | Carrier | PAYNE | Singlezone Ducted, Centrally Ducted | 208447900 |  | HRCU-A-CB | 38MURAQ48AB3 |  | 40MUAAQ48XA3 | 8.5 | 16 | 10 | 8.2 | 15.6 | 9.4 | TRUE | TRUE | FALSE | 47000 | 36000 | 2.3 | 50000 | 2.3
212316160 | 04/27/23 | Live | Midea Electric Trading | STEALTH | Singlezone Non-Ducted, Wall Placement | 212316160 |  | HRCU-A-CB-O | ACIQ-24ZPL-HP230B | Mini-Splits | ACIQ-24W-HH-MB | 13 | 21.5 | 12 | 13 | 21.5 | 11.4 | TRUE | TRUE | TRUE | 24000 | 21200 | 2.88 | 24485 | 1.98
208280167 | 01/05/23 | Live | Midea Electric Trading | TRUST AIR CONDITIONERS | Singlezone Non-Ducted, Floor Placement | 208280167 |  | HRCU-A-CB-O | AS24H/O4S41P | Mini-Splits | IUMFC24H/I41P | 11.5 | 20.2 | 11.6 | 11.7 | 20.5 | 11 | FALSE | FALSE | FALSE | 24000 | 19000 | 2.64 | 28000 | 2.1
208447897 | 05/11/23 | Live | Carrier | PAYNE | Singlezone Ducted, Centrally Ducted | 208447897 |  | HRCU-A-CB | 38MURAQ48AA3 |  | 40MUAAQ48XA3 | 9.3 | 17.3 | 10 | 8.8 | 15.8 | 9.4 | FALSE | FALSE | FALSE | 47000 | 37000 | 2.3 | 39300 | 2.3
208447901 | 05/11/23 | Live | Carrier | PAYNE | Singlezone Ducted, Centrally Ducted | 208447901 |  | HRCU-A-CB | 38MURAQ36AB3 |  | 40MUAAQ36XA3 | 10.5 | 18 | 10.5 | 10 | 16 | 9.5 | TRUE | TRUE | TRUE | 36000 | 30400 | 2.4 | 47300 | 2.4
212316188 | 04/27/23 | Live | Midea Electric Trading | STEALTH | Singlezone Non-Ducted, Wall Placement | 212316188 |  | HRCU-A-CB-O | ACIQ-24ZPL-HP230B | Mini-Splits | ACIQ-24W-HH-MC | 13 | 21.5 | 12 | 13 | 21.5 | 11.4 | TRUE | TRUE | TRUE | 24000 | 21200 | 2.88 | 24485 | 1.98
208447898 | 05/11/23 | Live | Carrier | PAYNE | Singlezone Ducted, Centrally Ducted | 208447898 |  | HRCU-A-CB | 38MURAQ36AA3 |  | 40MUAAQ36XA3 | 10.4 | 18 | 9.1 | 10.1 | 16.9 | 8.2 | FALSE | FALSE | FALSE | 36000 | 20400 | 2.4 | 22700 | 2.4
208447902 | 05/11/23 | Live | Carrier | PAYNE | Singlezone Ducted, Centrally Ducted | 208447902 |  | HRCU-A-CB | 38MURAQ30AB3 |  | 40MUAAQ30XA3 | 11 | 18 | 10.5 | 10 | 16.2 | 8.9 | TRUE | TRUE | TRUE | 30000 | 21000 | 2.3 | 28600 | 2.3
212316074 | 04/27/23 | Live | Midea Electric Trading | PolarWave | Singlezone Non-Ducted, Wall Placement | 212316074 |  | HRCU-A-CB-O | ACIQ-24ZPL-HP230B | Mini-Splits | ACIQ-24W-HH-MB | 13 | 21.5 | 12 | 13 | 21.5 | 11.4 | TRUE | TRUE | TRUE | 24000 | 21200 | 2.88 | 24485 | 1.98
209852146 | 05/11/23 | Live | Carrier | PAYNE | Singlezone Ducted, Centrally Ducted | 209852146 |  | HRCU-A-CB | 38MURAQ30AA3 |  | 40MUAAQ30XA3 | 10.9 | 19.5 | 10.3 | 10.6 | 17.3 | 8.5 | FALSE | FALSE | FALSE | 30000 | 20000 | 2.45 | 20600 | 2.45
208447905 | 05/11/23 | Live | Carrier | PAYNE | Singlezone Ducted, Centrally Ducted | 208447905 |  | HRCU-A-CB | 38MURAQ24AB3 |  | 40MUAAQ24XA3 | 12.5 | 20 | 12 | 11.7 | 17.4 | 10 | TRUE | TRUE | TRUE | 24000 | 19200 | 2.4 | 26700 | 2.4
208447899 | 05/11/23 | Live | Carrier | PAYNE | Singlezone Ducted, Centrally Ducted | 208447899 |  | HRCU-A-CB | 38MURAQ24AA3 |  | 40MUAAQ24XA3 | 11.3 | 19.4 | 11.3 | 10.5 | 17 | 9.2 | TRUE | TRUE | TRUE | 24000 | 21000 | 2.4 | 22000 | 2.4
208447903 | 05/11/23 | Live | Carrier | PAYNE | Singlezone Ducted, Centrally Ducted | 208447903 |  | HRCU-A-CB | 38MURAQ18AB3 |  | 40MUAAQ18XA3 | 12.5 | 20 | 11 | 12.4 | 18 | 9.3 | TRUE | TRUE | TRUE | 18000 | 13500 | 2.5 | 21400 | 2.5
212316102 | 04/27/23 | Live | Midea Electric Trading | PolarWave | Singlezone Non-Ducted, Wall Placement | 212316102 |  | HRCU-A-CB-O | ACIQ-24ZPL-HP230B | Mini-Splits | ACIQ-24W-HH-MC | 13 | 21.5 | 12 | 13 | 21.5 | 11.4 | TRUE | TRUE | TRUE | 24000 | 21200 | 2.88 | 24485 | 1.98
209911729 | 05/11/23 | Live | Carrier | PAYNE | Singlezone Ducted, Centrally Ducted | 209911729 |  | HRCU-A-CB | 38MURAQ18AA3 |  | 40MUAAQ18XA3 | 11.1 | 19 | 10.8 | 10.9 | 17 | 8.8 | FALSE | FALSE | TRUE | 18000 | 12000 | 2.75 | 12300 | 2.75
210819427 | 05/11/23 | Live | Carrier | TEMPSTAR | Singlezone Ducted, Centrally Ducted | 210819427 |  | HRCU-A-CB | DLCSRBH30AAK |  | DLFSABH30XBK | 11.1 | 19 | 10 | 11.2 | 17.5 | 8.4 | FALSE | FALSE | TRUE | 30000 | 20400 | 2.6 | 20400 | 2.6
212348362 | 04/27/23 | Live | Midea Electric Trading | MAXI AIR | Singlezone Non-Ducted, Wall Placement | 212348362 |  | HRCU-A-CB-O | NE-T52-SUPAE18E | Mini-Splits | NE-T52-SUPAE18I | 12.5 | 21.5 | 13 | 12.5 | 21.5 | 11.3 | FALSE | FALSE | TRUE | 18000 | 15000 | 2.35 | 19200 | 1.99
208102135 | 05/11/23 | Live | Carrier | WEATHERMAKER | Singlezone Non-Ducted, Wall Placement | 208102135 |  | HRCU-A-CB-O | 38MARBQ30AA311 | Mini-Splits | DHMAHBQ30XA3 | 11.5 | 20.1 | 10.8 | 11.5 | 20.1 | 9 | FALSE | FALSE | FALSE | 30000 | 19000 | 2.25 | 23410 | 2.61
209748104 | 01/05/23 | Live | Midea Electric Trading | AC PRO.COM | Singlezone Ducted, Compact Ducted | 209748104 |  | HRCU-A-CB | AOX230-12HFN1-MV5W | Mini-Splits | ATIU-12HWFN1-M | 12.5 | 21.5 | 11.5 | 11.7 | 19 | 10.3 | TRUE | TRUE | TRUE | 11500 | 9300 | 2.78 | 10100 | 2.39
212316101 | 04/27/23 | Live | Midea Electric Trading | PolarWave | Singlezone Non-Ducted, Wall Placement | 212316101 |  | HRCU-A-CB-O | ACIQ-18ZPL-HP230B | Mini-Splits | ACIQ-18W-HH-MC | 12.5 | 21.5 | 13 | 12.5 | 21.5 | 11.3 | TRUE | TRUE | TRUE | 18000 | 15000 | 2.35 | 19200 | 1.99
206350310 | 05/11/23 | Live | Carrier | WEATHERMAKER | Singlezone Non-Ducted, Wall Placement | 206350310 |  | HRCU-A-CB-O | 38MARBQ30AA3 | Mini-Splits | DHMAHBQ30XA3 | 11.5 | 20 | 9.6 | 11.5 | 20 | 9.2 | FALSE | FALSE | FALSE | 30000 | 19000 | 2.25 | 23410 | 2.61
208447909 | 05/11/23 | Live | Carrier | WEATHERMAKER | Singlezone Ducted, Centrally Ducted | 208447909 |  | HRCU-A-CB | 38MURAQ48AB3 |  | 40MUAAQ48XA3 | 8.5 | 16 | 10 | 8.2 | 15.6 | 9.4 | TRUE | TRUE | FALSE | 47000 | 36000 | 2.3 | 50000 | 2.3
212316073 | 04/27/23 | Live | Midea Electric Trading | PolarWave | Singlezone Non-Ducted, Wall Placement | 212316073 |  | HRCU-A-CB-O | ACIQ-18ZPL-HP230B | Mini-Splits | ACIQ-18W-HH-MB | 12.5 | 21.5 | 13 | 12.5 | 21.5 | 11.3 | TRUE | TRUE | TRUE | 18000 | 15000 | 2.35 | 19200 | 1.99
208447906 | 05/11/23 | Live | Carrier | WEATHERMAKER | Singlezone Ducted, Centrally Ducted | 208447906 |  | HRCU-A-CB | 38MURAQ48AA3 |  | 40MUAAQ48XA3 | 9.3 | 17.3 | 10 | 8.8 | 15.8 | 9.4 | FALSE | FALSE | FALSE | 47000 | 37000 | 2.3 | 39300 | 2.3
208447910 | 05/11/23 | Live | Carrier | WEATHERMAKER | Singlezone Ducted, Centrally Ducted | 208447910 |  | HRCU-A-CB | 38MURAQ36AB3 |  | 40MUAAQ36XA3 | 10.5 | 18 | 10.5 | 10 | 16 | 9.5 | TRUE | TRUE | TRUE | 36000 | 30400 | 2.4 | 47300 | 2.4
212316187 | 04/27/23 | Live | Midea Electric Trading | STEALTH | Singlezone Non-Ducted, Wall Placement | 212316187 |  | HRCU-A-CB-O | ACIQ-18ZPL-HP230B | Mini-Splits | ACIQ-18W-HH-MC | 12.5 | 21.5 | 13 | 12.5 | 21.5 | 11.3 | TRUE | TRUE | TRUE | 18000 | 15000 | 2.35 | 19200 | 1.99
208447907 | 05/11/23 | Live | Carrier | WEATHERMAKER | Singlezone Ducted, Centrally Ducted | 208447907 |  | HRCU-A-CB | 38MURAQ36AA3 |  | 40MUAAQ36XA3 | 10.4 | 18 | 9.1 | 10.1 | 16.9 | 8.2 | FALSE | FALSE | FALSE | 36000 | 20400 | 2.4 | 22700 | 2.4
208447911 | 05/11/23 | Live | Carrier | WEATHERMAKER | Singlezone Ducted, Centrally Ducted | 208447911 |  | HRCU-A-CB | 38MURAQ30AB3 |  | 40MUAAQ30XA3 | 11 | 18 | 10.5 | 10 | 16.2 | 8.9 | TRUE | TRUE | TRUE | 30000 | 21000 | 2.3 | 28600 | 2.3
212316159 | 04/27/23 | Live | Midea Electric Trading | STEALTH | Singlezone Non-Ducted, Wall Placement | 212316159 |  | HRCU-A-CB-O | ACIQ-18ZPL-HP230B | Mini-Splits | ACIQ-18W-HH-MB | 12.5 | 21.5 | 13 | 12.5 | 21.5 | 11.3 | TRUE | TRUE | TRUE | 18000 | 15000 | 2.35 | 19200 | 1.99
209852147 | 05/11/23 | Live | Carrier | WEATHERMAKER | Singlezone Ducted, Centrally Ducted | 209852147 |  | HRCU-A-CB | 38MURAQ30AA3 |  | 40MUAAQ30XA3 | 10.9 | 19.5 | 10.3 | 10.6 | 17.3 | 8.5 | FALSE | FALSE | FALSE | 30000 | 20000 | 2.45 | 20600 | 2.45
208447914 | 05/11/23 | Live | Carrier | WEATHERMAKER | Singlezone Ducted, Centrally Ducted | 208447914 |  | HRCU-A-CB | 38MURAQ24AB3 |  | 40MUAAQ24XA3 | 12.5 | 20 | 12 | 11.7 | 17.4 | 10 | TRUE | TRUE | TRUE | 24000 | 19200 | 2.4 | 26700 | 2.4
208447908 | 05/11/23 | Live | Carrier | WEATHERMAKER | Singlezone Ducted, Centrally Ducted | 208447908 |  | HRCU-A-CB | 38MURAQ24AA3 |  | 40MUAAQ24XA3 | 11.3 | 19.4 | 11.3 | 10.5 | 17 | 9.2 | TRUE | TRUE | TRUE | 24000 | 21000 | 2.4 | 22000 | 2.4
208447912 | 05/11/23 | Live | Carrier | WEATHERMAKER | Singlezone Ducted, Centrally Ducted | 208447912 |  | HRCU-A-CB | 38MURAQ18AB3 |  | 40MUAAQ18XA3 | 12.5 | 20 | 11 | 12.4 | 18 | 9.3 | TRUE | TRUE | TRUE | 18000 | 13500 | 2.5 | 21400 | 2.5
211709684 | 04/27/23 | Live | Midea Electric Trading | NOVAIR | Singlezone Non-Ducted, Wall Placement | 211709684 |  | HRCU-A-CB-O | LEA18SZ35SK-O | Mini-Splits | 2LEA18UUSK-I | 12.5 | 21.5 | 13 | 12.5 | 21.5 | 11.3 | FALSE | FALSE | TRUE | 18000 | 15000 | 2.35 | 19200 | 1.99
209911730 | 05/11/23 | Live | Carrier | WEATHERMAKER | Singlezone Ducted, Centrally Ducted | 209911730 |  | HRCU-A-CB | 38MURAQ18AA3 |  | 40MUAAQ18XA3 | 11.1 | 19 | 10.8 | 10.9 | 17 | 8.8 | FALSE | FALSE | TRUE | 18000 | 12000 | 2.75 | 12300 | 2.75
211226121 | 05/11/23 | Live | Carrier | CARRIER | Singlezone Ducted, Centrally Ducted | 211226121 |  | HRCU-A-CB | 38MURAQ36AB3* | Ducted Indoor Units | FB4CNF042L |  |  |  | 10 | 16 | 8.1 | FALSE | FALSE | TRUE | 37000 | 29200 | 2.4 | 29530 | 2.51
212348360 | 04/27/23 | Live | Midea Electric Trading | MAXI AIR | Singlezone Non-Ducted, Wall Placement | 212348360 |  | HRCU-A-CB-O | NE-T52-SUPAE12E | Mini-Splits | NE-T52-SUPAE12I | 14 | 25.5 | 13 | 14 | 25.5 | 10.4 | FALSE | FALSE | TRUE | 12000 | 10000 | 2.4 | 13112 | 2.11
211226122 | 05/11/23 | Live | Carrier | CARRIER | Singlezone Ducted, Centrally Ducted | 211226122 |  | HRCU-A-CB | 38MURAQ36AB3* | Ducted Indoor Units | FB4CNF048L |  |  |  | 10 | 14.5 | 8.1 | FALSE | FALSE | FALSE | 37200 | 29400 | 2.38 | 29730 | 2.49
211226123 | 05/11/23 | Live | Carrier | CARRIER | Singlezone Ducted, Centrally Ducted | 211226123 |  | HRCU-A-CB | 38MURAQ36AB3* | Ducted Indoor Units | FB4CNP042L |  |  |  | 10 | 16 | 8.1 | FALSE | FALSE | TRUE | 37000 | 29200 | 2.4 | 29530 | 2.51
211226124 | 05/11/23 | Live | Carrier | CARRIER | Singlezone Ducted, Centrally Ducted | 211226124 |  | HRCU-A-CB | 38MURAQ36AB3* | Ducted Indoor Units | FB4CNP048L |  |  |  | 10 | 14.5 | 8.1 | FALSE | FALSE | FALSE | 37200 | 29400 | 2.38 | 29730 | 2.49
211709683 | 04/27/23 | Live | Midea Electric Trading | NOVAIR | Singlezone Non-Ducted, Wall Placement | 211709683 |  | HRCU-A-CB-O | LEA12SZ35SK-O | Mini-Splits | 2LEA12UUSK-I | 14 | 25.5 | 13 | 14 | 25.5 | 10.4 | FALSE | FALSE | TRUE | 12000 | 10000 | 2.4 | 13112 | 2.11
211226126 | 05/11/23 | Live | Carrier | CARRIER | Singlezone Ducted, Centrally Ducted | 211226126 |  | HRCU-A-CB | 38MURAQ36AB3* | Ducted Indoor Units | FMA4P36**AL* |  |  |  | 9.5 | 14.5 | 8.1 | FALSE | FALSE | FALSE | 36000 | 29800 | 2.32 | 30130 | 2.43
211226128 | 05/11/23 | Live | Carrier | CARRIER | Singlezone Ducted, Centrally Ducted | 211226128 |  | HRCU-A-CB | 38MURAQ36AB3* | Ducted Indoor Units | FX4DN(B,F)037L |  |  |  | 10 | 16.5 | 8.1 | FALSE | FALSE | TRUE | 35800 | 29000 | 2.34 | 29330 | 2.45
212316158 | 04/27/23 | Live | Midea Electric Trading | STEALTH | Singlezone Non-Ducted, Wall Placement | 212316158 |  | HRCU-A-CB-O | ACIQ-12ZPL-HP230B | Mini-Splits | ACIQ-12W-HH-MB | 14 | 25.5 | 13 | 14 | 25.5 | 10.4 | TRUE | TRUE | TRUE | 12000 | 10000 | 2.4 | 13112 | 2.11
212316186 | 04/27/23 | Live | Midea Electric Trading | STEALTH | Singlezone Non-Ducted, Wall Placement | 212316186 |  | HRCU-A-CB-O | ACIQ-12ZPL-HP230B | Mini-Splits | ACIQ-12W-HH-MC | 14 | 25.5 | 13 | 14 | 25.5 | 10.4 | TRUE | TRUE | TRUE | 12000 | 10000 | 2.4 | 13112 | 2.11
211226131 | 05/11/23 | Live | Carrier | CARRIER | Singlezone Ducted, Centrally Ducted | 211226131 |  | HRCU-A-CB | 38MURAQ36AB3* | Ducted Indoor Units | FZ4ANP048L |  |  |  | 10 | 17 | 8.1 | FALSE | FALSE | TRUE | 36200 | 29000 | 2.36 | 29330 | 2.47
211230815 | 05/11/23 | Live | Carrier | BRYANT HEATING AND COOLING SYSTEMS | Singlezone Ducted, Centrally Ducted | 211230815 |  | HRCU-A-CB | 38MURAQ36AB3* | Ducted Indoor Units | FB4CNF042L |  |  |  | 10 | 16 | 8.1 | FALSE | FALSE | TRUE | 37000 | 29200 | 2.4 | 29530 | 2.51
212316072 | 04/27/23 | Live | Midea Electric Trading | PolarWave | Singlezone Non-Ducted, Wall Placement | 212316072 |  | HRCU-A-CB-O | ACIQ-12ZPL-HP230B | Mini-Splits | ACIQ-12W-HH-MB | 14 | 25.5 | 13 | 14 | 25.5 | 10.4 | TRUE | TRUE | TRUE | 12000 | 10000 | 2.4 | 13112 | 2.11
211230826 | 05/11/23 | Live | Carrier | BRYANT HEATING AND COOLING SYSTEMS | Singlezone Ducted, Centrally Ducted | 211230826 |  | HRCU-A-CB | 38MURAQ36AB3* | Ducted Indoor Units | FB4CNF048L |  |  |  | 10 | 14.5 | 8.1 | FALSE | FALSE | FALSE | 37200 | 29400 | 2.38 | 29730 | 2.49
211230837 | 05/11/23 | Live | Carrier | BRYANT HEATING AND COOLING SYSTEMS | Singlezone Ducted, Centrally Ducted | 211230837 |  | HRCU-A-CB | 38MURAQ36AB3* | Ducted Indoor Units | FB4CNP042L |  |  |  | 10 | 16 | 8.1 | FALSE | FALSE | TRUE | 37000 | 29200 | 2.4 | 29530 | 2.51
211230849 | 05/11/23 | Live | Carrier | BRYANT HEATING AND COOLING SYSTEMS | Singlezone Ducted, Centrally Ducted | 211230849 |  | HRCU-A-CB | 38MURAQ36AB3* | Ducted Indoor Units | FB4CNP048L |  |  |  | 10 | 14.5 | 8.1 | FALSE | FALSE | FALSE | 37200 | 29400 | 2.38 | 29730 | 2.49
212316100 | 04/27/23 | Live | Midea Electric Trading | PolarWave | Singlezone Non-Ducted, Wall Placement | 212316100 |  | HRCU-A-CB-O | ACIQ-12ZPL-HP230B | Mini-Splits | ACIQ-12W-HH-MC | 14 | 25.5 | 13 | 14 | 25.5 | 10.4 | TRUE | TRUE | TRUE | 12000 | 10000 | 2.4 | 13112 | 2.11
211230872 | 05/11/23 | Live | Carrier | BRYANT HEATING AND COOLING SYSTEMS | Singlezone Ducted, Centrally Ducted | 211230872 |  | HRCU-A-CB | 38MURAQ36AB3* | Ducted Indoor Units | FMA4P36**AL* |  |  |  | 9.5 | 14.5 | 8.1 | FALSE | FALSE | FALSE | 36000 | 29800 | 2.32 | 30130 | 2.43
211230904 | 05/11/23 | Live | Carrier | BRYANT HEATING AND COOLING SYSTEMS | Singlezone Ducted, Centrally Ducted | 211230904 |  | HRCU-A-CB | 38MURAQ36AB3* | Ducted Indoor Units | FX4DN(B,F)037L |  |  |  | 10 | 16.5 | 8.1 | FALSE | FALSE | TRUE | 35800 | 29000 | 2.34 | 29330 | 2.45
211230937 | 05/11/23 | Live | Carrier | BRYANT HEATING AND COOLING SYSTEMS | Singlezone Ducted, Centrally Ducted | 211230937 |  | HRCU-A-CB | 38MURAQ36AB3* | Ducted Indoor Units | FZ4ANP048L |  |  |  | 10 | 17 | 8.1 | FALSE | FALSE | TRUE | 36200 | 29000 | 2.36 | 29330 | 2.47
211230816 | 05/11/23 | Live | Carrier | PAYNE HEATING AND COOLING | Singlezone Ducted, Centrally Ducted | 211230816 |  | HRCU-A-CB | 38MURAQ36AB3* | Ducted Indoor Units | FB4CNF042L |  |  |  | 10 | 16 | 8.1 | FALSE | FALSE | TRUE | 37000 | 29200 | 2.4 | 29530 | 2.51
211230817 | 05/11/23 | Live | Carrier | AIRQUEST | Singlezone Ducted, Centrally Ducted | 211230817 |  | HRCU-A-CB | DLCURAH36ABK | Ducted Indoor Units | FEM4P42**AL |  |  |  | 10 | 16 | 8.1 | FALSE | FALSE | TRUE | 37000 | 29200 | 2.4 | 29530 | 2.51
211230818 | 05/11/23 | Live | Carrier | ARCOAIRE | Singlezone Ducted, Centrally Ducted | 211230818 |  | HRCU-A-CB | DLCURAH36ABK | Ducted Indoor Units | FEM4P42**AL |  |  |  | 10 | 16 | 8.1 | FALSE | FALSE | TRUE | 37000 | 29200 | 2.4 | 29530 | 2.51
211230819 | 05/11/23 | Live | Carrier | COMFORTMAKER | Singlezone Ducted, Centrally Ducted | 211230819 |  | HRCU-A-CB | DLCURAH36ABK | Ducted Indoor Units | FEM4P42**AL |  |  |  | 10 | 16 | 8.1 | FALSE | FALSE | TRUE | 37000 | 29200 | 2.4 | 29530 | 2.51
211793555 | 04/27/23 | Live | Midea Electric Trading | KADEN | Singlezone Non-Ducted, Wall Placement | 211793555 |  | HRCU-A-CB-O | KO-PSX12HP-1AAMA | Mini-Splits | KI-PSX12WM-1AAMA | 13 | 23 | 11.6 | 13 | 23.5 | 10 | FALSE | FALSE | TRUE | 12000 | 8400 | 2.8 | 9250 | 2.56
211230820 | 05/11/23 | Live | Carrier | DAY & NIGHT | Singlezone Ducted, Centrally Ducted | 211230820 |  | HRCU-A-CB | DLCURAH36ABK | Ducted Indoor Units | FEM4P42**AL |  |  |  | 10 | 16 | 8.1 | FALSE | FALSE | TRUE | 37000 | 29200 | 2.4 | 29530 | 2.51
211230821 | 05/11/23 | Live | Carrier | HEIL | Singlezone Ducted, Centrally Ducted | 211230821 |  | HRCU-A-CB | DLCURAH36ABK | Ducted Indoor Units | FEM4P42**AL |  |  |  | 10 | 16 | 8.1 | FALSE | FALSE | TRUE | 37000 | 29200 | 2.4 | 29530 | 2.51
211230822 | 05/11/23 | Live | Carrier | KEEPRITE | Singlezone Ducted, Centrally Ducted | 211230822 |  | HRCU-A-CB | DLCURAH36ABK | Ducted Indoor Units | FEM4P42**AL |  |  |  | 10 | 16 | 8.1 | FALSE | FALSE | TRUE | 37000 | 29200 | 2.4 | 29530 | 2.51
211793554 | 04/27/23 | Live | Midea Electric Trading | KADEN | Singlezone Non-Ducted, Wall Placement | 211793554 |  | HRCU-A-CB-O | KO-PSX09HP-1AAMA | Mini-Splits | KI-PSX09WM-1AAMA | 13 | 23 | 11.6 | 13 | 23.5 | 10 | FALSE | FALSE | TRUE | 12000 | 8400 | 2.8 | 9250 | 2.56
208771558 | 04/27/23 | Live | Midea Electric Trading | MIDEA | Singlezone Non-Ducted, Floor Placement | 208771558 |  | HRCU-A-CB-O | MOD30U-36HFN1-M(GA) | Mini-Splits | MFGD-36HRFN1-MQ5W | 9.4 | 17.6 | 11.7 | 9.5 | 19.2 | 10 | FALSE | FALSE | FALSE | 36000 | 25200 | 2.74 | 26306 | 2.4
211230823 | 05/11/23 | Live | Carrier | SMART COMFORT | Singlezone Ducted, Centrally Ducted | 211230823 |  | HRCU-A-CB | DLCURAH36ABK | Ducted Indoor Units | FEM4P42**AL |  |  |  | 10 | 16 | 8.1 | FALSE | FALSE | TRUE | 37000 | 29200 | 2.4 | 29530 | 2.51
208771557 | 04/27/23 | Live | Midea Electric Trading | MIDEA | Singlezone Non-Ducted, Floor Placement | 208771557 |  | HRCU-A-CB-O | MOD30U-36HFN1-M(GA) | Mini-Splits | MFGD-36HRFN1-MQ6W | 9.4 | 17.6 | 11.7 | 9.5 | 19.2 | 10 | FALSE | FALSE | FALSE | 36000 | 25200 | 2.74 | 26306 | 2.4
211230824 | 05/11/23 | Live | Carrier | TEMPSTAR | Singlezone Ducted, Centrally Ducted | 211230824 |  | HRCU-A-CB | DLCURAH36ABK | Ducted Indoor Units | FEM4P42**AL |  |  |  | 10 | 16 | 8.1 | FALSE | FALSE | TRUE | 37000 | 29200 | 2.4 | 29530 | 2.51
208816902 | 04/27/23 | Live | Midea Electric Trading | LIVART | Singlezone Non-Ducted, Floor Placement | 208816902 |  | HRCU-A-CB-O | LF360U | Mini-Splits | LF360N | 9.4 | 17.6 | 11.7 | 9.5 | 19.2 | 10 | FALSE | FALSE | FALSE | 36000 | 25200 | 2.74 | 26306 | 2.4
208280104 | 01/05/23 | Live | Midea Electric Trading | TRUST AIR CONDITIONERS | Singlezone Ducted, Compact Ducted | 208280104 |  | HRCU-A-CB | IS24H/O4S41P | Mini-Splits | IUMDL24H/I43P | 12.6 | 21.5 | 11.2 | 12.5 | 19 | 11.2 | FALSE | FALSE | FALSE | 23000 | 20000 | 2.61 | 22600 | 2.41
211230825 | 05/11/23 | Live | Carrier | GRANDAIRE | Singlezone Ducted, Centrally Ducted | 211230825 |  | HRCU-A-CB | WDLCURAH36ABK | Ducted Indoor Units | WAPL424A* |  |  |  | 10 | 16 | 8.1 | FALSE | FALSE | TRUE | 37000 | 29200 | 2.4 | 29530 | 2.51
207691837 | 04/27/23 | Live | Midea Electric Trading | AIRGREAN | Multizone All Ducted | 207691837 |  | HMSV-A-CB | AG-MO30IR410AH | Ducted Indoor Units |  | 11.2 | 21 | 10.2 | 11.7 | 21 | 9.2 | FALSE | FALSE | TRUE | 28000 | 22000 | 2.6 | 22600 | 2.25
211230827 | 05/11/23 | Live | Carrier | PAYNE HEATING AND COOLING | Singlezone Ducted, Centrally Ducted | 211230827 |  | HRCU-A-CB | 38MURAQ36AB3* | Ducted Indoor Units | FB4CNF048L |  |  |  | 10 | 14.5 | 8.1 | FALSE | FALSE | FALSE | 37200 | 29400 | 2.38 | 29730 | 2.49
211230828 | 05/11/23 | Live | Carrier | AIRQUEST | Singlezone Ducted, Centrally Ducted | 211230828 |  | HRCU-A-CB | DLCURAH36ABK | Ducted Indoor Units | FEM4P48**AL |  |  |  | 10 | 14.5 | 8.1 | FALSE | FALSE | FALSE | 37200 | 29400 | 2.38 | 29730 | 2.49
207691846 | 04/27/23 | Live | Midea Electric Trading | AIRGREAN | Multizone All Ducted | 207691846 |  | HMSV-A-CB | AG-MO18IR410AH | Ducted Indoor Units |  | 12 | 19 | 10.8 | 12 | 19 | 9.8 | FALSE | FALSE | TRUE | 18000 | 14800 | 2.49 | 16000 | 2.23
211230829 | 05/11/23 | Live | Carrier | ARCOAIRE | Singlezone Ducted, Centrally Ducted | 211230829 |  | HRCU-A-CB | DLCURAH36ABK | Ducted Indoor Units | FEM4P48**AL |  |  |  | 10 | 14.5 | 8.1 | FALSE | FALSE | FALSE | 37200 | 29400 | 2.38 | 29730 | 2.49
211230830 | 05/11/23 | Live | Carrier | COMFORTMAKER | Singlezone Ducted, Centrally Ducted | 211230830 |  | HRCU-A-CB | DLCURAH36ABK | Ducted Indoor Units | FEM4P48**AL |  |  |  | 10 | 14.5 | 8.1 | FALSE | FALSE | FALSE | 37200 | 29400 | 2.38 | 29730 | 2.49
211230831 | 05/11/23 | Live | Carrier | DAY & NIGHT | Singlezone Ducted, Centrally Ducted | 211230831 |  | HRCU-A-CB | DLCURAH36ABK | Ducted Indoor Units | FEM4P48**AL |  |  |  | 10 | 14.5 | 8.1 | FALSE | FALSE | FALSE | 37200 | 29400 | 2.38 | 29730 | 2.49
211230832 | 05/11/23 | Live | Carrier | HEIL | Singlezone Ducted, Centrally Ducted | 211230832 |  | HRCU-A-CB | DLCURAH36ABK | Ducted Indoor Units | FEM4P48**AL |  |  |  | 10 | 14.5 | 8.1 | FALSE | FALSE | FALSE | 37200 | 29400 | 2.38 | 29730 | 2.49
208568359 | 04/27/23 | Live | Midea Electric Trading | MIDEA | Singlezone Non-Ducted, Floor Placement | 208568359 |  | HRCU-A-CB-O | MOX430-18HFN1-MU0W | Mini-Splits | MUEU-18HRFN1-M(C) | 12.5 | 21.5 | 10.5 | 12.5 | 23 | 10 | FALSE | FALSE | TRUE | 18000 | 12800 | 2.52 | 14200 | 2.29
211230833 | 05/11/23 | Live | Carrier | KEEPRITE | Singlezone Ducted, Centrally Ducted | 211230833 |  | HRCU-A-CB | DLCURAH36ABK | Ducted Indoor Units | FEM4P48**AL |  |  |  | 10 | 14.5 | 8.1 | FALSE | FALSE | FALSE | 37200 | 29400 | 2.38 | 29730 | 2.49
208568350 | 04/27/23 | Live | Midea Electric Trading | MIDEA | Singlezone Non-Ducted, Wall Placement | 208568350 |  | HRCU-A-CB-O | MOX430-18HFN1-MU0W | Mini-Splits | MSEPC-18HRFN1-MU0W | 12.5 | 22.6 | 12 | 12.5 | 23.5 | 10.8 | FALSE | FALSE | TRUE | 18000 | 14900 | 2.48 | 15934 | 2.37
211230834 | 05/11/23 | Live | Carrier | SMART COMFORT | Singlezone Ducted, Centrally Ducted | 211230834 |  | HRCU-A-CB | DLCURAH36ABK | Ducted Indoor Units | FEM4P48**AL |  |  |  | 10 | 14.5 | 8.1 | FALSE | FALSE | FALSE | 37200 | 29400 | 2.38 | 29730 | 2.49
207643197 | 04/27/23 | Live | Midea Electric Trading | DELTA | Singlezone Non-Ducted, Wall Placement | 207643197 |  | HRCU-A-CB-O | 37HL018J24(3C) | Mini-Splits | 27WL018J24 | 10.5 | 19 | 10 | 10.5 | 19 | 8.7 | FALSE | FALSE | FALSE | 18000 | 11500 | 2.57 | 14370 | 2.49
211230835 | 05/11/23 | Live | Carrier | TEMPSTAR | Singlezone Ducted, Centrally Ducted | 211230835 |  | HRCU-A-CB | DLCURAH36ABK | Ducted Indoor Units | FEM4P48**AL |  |  |  | 10 | 14.5 | 8.1 | FALSE | FALSE | FALSE | 37200 | 29400 | 2.38 | 29730 | 2.49
208141165 | 04/27/23 | Live | Midea Electric Trading | LIVART | Singlezone Non-Ducted, Wall Placement | 208141165 |  | HRCU-A-CB-O | LVA18HRN1-19 | Mini-Splits | LVA18HRN1-19 | 10.5 | 19 | 10 | 10.5 | 19 | 8.7 | FALSE | FALSE | FALSE | 18000 | 11500 | 2.57 | 14370 | 2.49
211230836 | 05/11/23 | Live | Carrier | GRANDAIRE | Singlezone Ducted, Centrally Ducted | 211230836 |  | HRCU-A-CB | WDLCURAH36ABK | Ducted Indoor Units | WAPL484A* |  |  |  | 10 | 14.5 | 8.1 | FALSE | FALSE | FALSE | 37200 | 29400 | 2.38 | 29730 | 2.49
207658988 | 04/27/23 | Live | Midea Electric Trading | DELTA | Singlezone Non-Ducted, Wall Placement | 207658988 |  | HRCU-A-CB-O | 37HL009J24(3C) | Mini-Splits | 27WL009J24 | 12.6 | 21.5 | 10 | 12.6 | 21.7 | 9.1 | FALSE | FALSE | FALSE | 9000 | 6900 | 2.53 | 7500 | 2.02
211230838 | 05/11/23 | Live | Carrier | PAYNE HEATING AND COOLING | Singlezone Ducted, Centrally Ducted | 211230838 |  | HRCU-A-CB | 38MURAQ36AB3* | Ducted Indoor Units | FB4CNP042L |  |  |  | 10 | 16 | 8.1 | FALSE | FALSE | TRUE | 37000 | 29200 | 2.4 | 29530 | 2.51
208141163 | 04/27/23 | Live | Midea Electric Trading | LIVART | Singlezone Non-Ducted, Wall Placement | 208141163 |  | HRCU-A-CB-O | LVA09HRN1-19 | Mini-Splits | LVA09HRN1-19 | 12.6 | 21.5 | 10 | 12.6 | 21.7 | 9.1 | FALSE | FALSE | FALSE | 9000 | 6900 | 2.53 | 7500 | 2.02
207825495 | 01/05/23 | Live | Midea Electric Trading | ECO AC | Singlezone Ducted, Compact Ducted | 207825495 |  | HRCU-A-CB | EHH-O12BB | Mini-Splits | EHH-D12BA | 12.5 | 21.5 | 11.5 | 11.7 | 19 | 10.3 | TRUE | TRUE | TRUE | 11500 | 9300 | 2.78 | 10100 | 2.39
207657373 | 01/05/23 | Live | Midea Electric Trading | FRUIKONAIRE | Singlezone Ducted, Compact Ducted | 207657373 |  | HRCU-A-CB | SIU-24DOR1 | Mini-Splits | SIU-24DIR1 | 12.6 | 21.5 | 11.2 | 12.5 | 19 | 11.2 | FALSE | FALSE | TRUE | 23000 | 20000 | 2.61 | 22600 | 2.41
211230839 | 05/11/23 | Live | Carrier | PAYNE HEATING AND COOLING | Singlezone Ducted, Centrally Ducted | 211230839 |  | HRCU-A-CB | 38MURAQ36AB3* | Ducted Indoor Units | PF4MNP042L* |  |  |  | 10 | 16 | 8.1 | FALSE | FALSE | TRUE | 37000 | 29200 | 2.4 | 29530 | 2.51
211230840 | 05/11/23 | Live | Carrier | AIRQUEST | Singlezone Ducted, Centrally Ducted | 211230840 |  | HRCU-A-CB | DLCURAH36ABK | Ducted Indoor Units | FEM4X42**BL |  |  |  | 10 | 16 | 8.1 | FALSE | FALSE | TRUE | 37000 | 29200 | 2.4 | 29530 | 2.51
211230841 | 05/11/23 | Live | Carrier | ARCOAIRE | Singlezone Ducted, Centrally Ducted | 211230841 |  | HRCU-A-CB | DLCURAH36ABK | Ducted Indoor Units | FEM4X42**BL |  |  |  | 10 | 16 | 8.1 | FALSE | FALSE | TRUE | 37000 | 29200 | 2.4 | 29530 | 2.51
211230842 | 05/11/23 | Live | Carrier | COMFORTMAKER | Singlezone Ducted, Centrally Ducted | 211230842 |  | HRCU-A-CB | DLCURAH36ABK | Ducted Indoor Units | FEM4X42**BL |  |  |  | 10 | 16 | 8.1 | FALSE | FALSE | TRUE | 37000 | 29200 | 2.4 | 29530 | 2.51
211994915 | 04/27/23 | Live | Midea Electric Trading | Daizuki | Multizone All Ducted | 211994915 |  | HMSV-A-CB | DXFM-2723-3Z | Ducted Indoor Units |  | 11.2 | 21 | 10.2 | 11.7 | 21 | 9.2 | FALSE | FALSE | TRUE | 28000 | 22000 | 2.6 | 22600 | 2.25
211230843 | 05/11/23 | Live | Carrier | DAY & NIGHT | Singlezone Ducted, Centrally Ducted | 211230843 |  | HRCU-A-CB | DLCURAH36ABK | Ducted Indoor Units | FEM4X42**BL |  |  |  | 10 | 16 | 8.1 | FALSE | FALSE | TRUE | 37000 | 29200 | 2.4 | 29530 | 2.51
211230844 | 05/11/23 | Live | Carrier | HEIL | Singlezone Ducted, Centrally Ducted | 211230844 |  | HRCU-A-CB | DLCURAH36ABK | Ducted Indoor Units | FEM4X42**BL |  |  |  | 10 | 16 | 8.1 | FALSE | FALSE | TRUE | 37000 | 29200 | 2.4 | 29530 | 2.51
211994918 | 04/27/23 | Live | Midea Electric Trading | Daizuki | Multizone All Ducted | 211994918 |  | HMSV-A-CB | DXFM-1823-2Z | Ducted Indoor Units |  | 12 | 19 | 10.8 | 12 | 19 | 9.8 | FALSE | FALSE | TRUE | 18000 | 14800 | 2.49 | 16000 | 2.23
211230845 | 05/11/23 | Live | Carrier | KEEPRITE | Singlezone Ducted, Centrally Ducted | 211230845 |  | HRCU-A-CB | DLCURAH36ABK | Ducted Indoor Units | FEM4X42**BL |  |  |  | 10 | 16 | 8.1 | FALSE | FALSE | TRUE | 37000 | 29200 | 2.4 | 29530 | 2.51
211230846 | 05/11/23 | Live | Carrier | SMART COMFORT | Singlezone Ducted, Centrally Ducted | 211230846 |  | HRCU-A-CB | DLCURAH36ABK | Ducted Indoor Units | FEM4X42**BL |  |  |  | 10 | 16 | 8.1 | FALSE | FALSE | TRUE | 37000 | 29200 | 2.4 | 29530 | 2.51
211230847 | 05/11/23 | Live | Carrier | TEMPSTAR | Singlezone Ducted, Centrally Ducted | 211230847 |  | HRCU-A-CB | DLCURAH36ABK | Ducted Indoor Units | FEM4X42**BL |  |  |  | 10 | 16 | 8.1 | FALSE | FALSE | TRUE | 37000 | 29200 | 2.4 | 29530 | 2.51
208568348 | 04/27/23 | Live | Midea Electric Trading | MIDEA | Singlezone Non-Ducted, Wall Placement | 208568348 |  | HRCU-A-CB-O | MOX230-12HFN1-MV5W | Mini-Splits | MSEPB-12HRFN1-MW5W(GA) | 13.7 | 23.2 | 13.2 | 13.7 | 24.6 | 10.7 | FALSE | FALSE | TRUE | 12000 | 9000 | 2.69 | 9921 | 2.31
211230848 | 05/11/23 | Live | Carrier | GRANDAIRE | Singlezone Ducted, Centrally Ducted | 211230848 |  | HRCU-A-CB | WDLCURAH36ABK | Ducted Indoor Units | WAHL424B* |  |  |  | 10 | 16 | 8.1 | FALSE | FALSE | TRUE | 37000 | 29200 | 2.4 | 29530 | 2.51
210474688 | 04/27/23 | Live | Midea Electric Trading | ECOX | Singlezone Non-Ducted, Wall Placement | 210474688 |  | HRCU-A-CB-O | EDIM024H21B | Mini-Splits | EDIM024H21B | 9.5 | 18.5 | 10.2 | 9.5 | 18.5 | 8.6 | FALSE | FALSE | FALSE | 24000 | 16500 | 2.38 | 19257 | 2.11
211230850 | 05/11/23 | Live | Carrier | PAYNE HEATING AND COOLING | Singlezone Ducted, Centrally Ducted | 211230850 |  | HRCU-A-CB | 38MURAQ36AB3* | Ducted Indoor Units | FB4CNP048L |  |  |  | 10 | 14.5 | 8.1 | FALSE | FALSE | FALSE | 37200 | 29400 | 2.38 | 29730 | 2.49
211871344 | 04/27/23 | Live | Midea Electric Trading | MIDEA | Singlezone Non-Ducted, Wall Placement | 211871344 |  | HRCU-A-CB-O | MASAG24-21HS2GB* | Mini-Splits | MASAG24-21HS2GA | 9.5 | 18.5 | 10.2 | 9.5 | 18.5 | 8.6 | FALSE | FALSE | FALSE | 24000 | 16500 | 2.38 | 19257 | 2.11
211230851 | 05/11/23 | Live | Carrier | PAYNE HEATING AND COOLING | Singlezone Ducted, Centrally Ducted | 211230851 |  | HRCU-A-CB | 38MURAQ36AB3* | Ducted Indoor Units | PF4MNP048L* |  |  |  | 10 | 14.5 | 8.1 | FALSE | FALSE | FALSE | 37200 | 29400 | 2.38 | 29730 | 2.49
212349510 | 04/27/23 | Live | Midea Electric Trading | MIDEA | Singlezone Non-Ducted, Wall Placement | 212349510 |  | HRCU-A-CB-O | MOX330-18HFN1-MS0W | Mini-Splits | MSAG11C-18HRDN1-MS0W | 11 | 19.5 | 10 | 11 | 19.5 | 8.7 | FALSE | FALSE | FALSE | 18000 | 11400 | 2.57 | 14370 | 2.49
211230852 | 05/11/23 | Live | Carrier | AIRQUEST | Singlezone Ducted, Centrally Ducted | 211230852 |  | HRCU-A-CB | DLCURAH36ABK | Ducted Indoor Units | FEM4X48**BL |  |  |  | 10 | 14.5 | 8.1 | FALSE | FALSE | FALSE | 37200 | 29400 | 2.38 | 29730 | 2.49
211871343 | 04/27/23 | Live | Midea Electric Trading | MIDEA | Singlezone Non-Ducted, Wall Placement | 211871343 |  | HRCU-A-CB-O | MASAG18-21HS2GB* | Mini-Splits | MASAG18-21HS2GA | 11 | 19.5 | 10 | 11 | 19.5 | 8.7 | FALSE | FALSE | FALSE | 18000 | 11400 | 2.57 | 14370 | 2.49
211230853 | 05/11/23 | Live | Carrier | ARCOAIRE | Singlezone Ducted, Centrally Ducted | 211230853 |  | HRCU-A-CB | DLCURAH36ABK | Ducted Indoor Units | FEM4X48**BL |  |  |  | 10 | 14.5 | 8.1 | FALSE | FALSE | FALSE | 37200 | 29400 | 2.38 | 29730 | 2.49
210474694 | 04/27/23 | Live | Midea Electric Trading | ECOX | Singlezone Non-Ducted, Wall Placement | 210474694 |  | HRCU-A-CB-O | EDIM018H21B | Mini-Splits | EDIM018H21B | 11 | 19.5 | 10 | 11 | 19.5 | 8.7 | FALSE | FALSE | FALSE | 18000 | 11400 | 2.57 | 14370 | 2.49
211230854 | 05/11/23 | Live | Carrier | COMFORTMAKER | Singlezone Ducted, Centrally Ducted | 211230854 |  | HRCU-A-CB | DLCURAH36ABK | Ducted Indoor Units | FEM4X48**BL |  |  |  | 10 | 14.5 | 8.1 | FALSE | FALSE | FALSE | 37200 | 29400 | 2.38 | 29730 | 2.49
207683274 | 04/27/23 | Live | Midea Electric Trading | Pasapair | Singlezone Non-Ducted, Wall Placement | 207683274 |  | HRCU-A-CB-O | AMZSAC-OU23V-18 | Mini-Splits | AMZSAC-IN23V-18 | 11 | 19.5 | 10 | 11 | 19.5 | 8.7 | FALSE | FALSE | FALSE | 18000 | 11400 | 2.57 | 14370 | 2.49
210474689 | 04/27/23 | Live | Midea Electric Trading | ECOX | Singlezone Non-Ducted, Wall Placement | 210474689 |  | HRCU-A-CB-O | EDIM012H21B | Mini-Splits | EDIM012H21B | 10.8 | 20.5 | 10.7 | 10.8 | 21.4 | 9.2 | FALSE | FALSE | FALSE | 12000 | 7000 | 2.5 | 9300 | 2
211230855 | 05/11/23 | Live | Carrier | DAY & NIGHT | Singlezone Ducted, Centrally Ducted | 211230855 |  | HRCU-A-CB | DLCURAH36ABK | Ducted Indoor Units | FEM4X48**BL |  |  |  | 10 | 14.5 | 8.1 | FALSE | FALSE | FALSE | 37200 | 29400 | 2.38 | 29730 | 2.49
211871346 | 04/27/23 | Live | Midea Electric Trading | MIDEA | Singlezone Non-Ducted, Wall Placement | 211871346 |  | HRCU-A-CB-O | MASAG12-21HS2GB* | Mini-Splits | MASAG12-21HS2GA | 10.8 | 20.5 | 10.7 | 10.8 | 21.4 | 9.2 | FALSE | FALSE | FALSE | 12000 | 7000 | 2.5 | 9300 | 2
211230856 | 05/11/23 | Live | Carrier | HEIL | Singlezone Ducted, Centrally Ducted | 211230856 |  | HRCU-A-CB | DLCURAH36ABK | Ducted Indoor Units | FEM4X48**BL |  |  |  | 10 | 14.5 | 8.1 | FALSE | FALSE | FALSE | 37200 | 29400 | 2.38 | 29730 | 2.49
211871345 | 04/27/23 | Live | Midea Electric Trading | MIDEA | Singlezone Non-Ducted, Wall Placement | 211871345 |  | HRCU-A-CB-O | MASAG09-21HS2GB* | Mini-Splits | MASAG09-21HS2GA | 12.6 | 21.5 | 10 | 12.6 | 21.7 | 9.4 | TRUE | TRUE | FALSE | 9000 | 6000 | 2.51 | 8065 | 2.17
211230857 | 05/11/23 | Live | Carrier | KEEPRITE | Singlezone Ducted, Centrally Ducted | 211230857 |  | HRCU-A-CB | DLCURAH36ABK | Ducted Indoor Units | FEM4X48**BL |  |  |  | 10 | 14.5 | 8.1 | FALSE | FALSE | FALSE | 37200 | 29400 | 2.38 | 29730 | 2.49
211230858 | 05/11/23 | Live | Carrier | SMART COMFORT | Singlezone Ducted, Centrally Ducted | 211230858 |  | HRCU-A-CB | DLCURAH36ABK | Ducted Indoor Units | FEM4X48**BL |  |  |  | 10 | 14.5 | 8.1 | FALSE | FALSE | FALSE | 37200 | 29400 | 2.38 | 29730 | 2.49
210474690 | 04/27/23 | Live | Midea Electric Trading | ECOX | Singlezone Non-Ducted, Wall Placement | 210474690 |  | HRCU-A-CB-O | EDIM009H21B | Mini-Splits | EDIM009H21B | 12.6 | 21.5 | 10 | 12.6 | 21.7 | 9.4 | FALSE | FALSE | FALSE | 9000 | 6000 | 2.51 | 8065 | 2.17
211230859 | 05/11/23 | Live | Carrier | TEMPSTAR | Singlezone Ducted, Centrally Ducted | 211230859 |  | HRCU-A-CB | DLCURAH36ABK | Ducted Indoor Units | FEM4X48**BL |  |  |  | 10 | 14.5 | 8.1 | FALSE | FALSE | FALSE | 37200 | 29400 | 2.38 | 29730 | 2.49
207683275 | 04/27/23 | Live | Midea Electric Trading | Pasapair | Singlezone Non-Ducted, Wall Placement | 207683275 |  | HRCU-A-CB-O | AMZSAC-OU11V-12 | Mini-Splits | AMZSAC-IN11V-12 | 10.3 | 20 | 10.8 | 10.3 | 20.8 | 8.7 | FALSE | FALSE | FALSE | 12000 | 7800 | 2.31 | 8200 | 1.35
210474691 | 04/27/23 | Live | Midea Electric Trading | ECOX | Singlezone Non-Ducted, Wall Placement | 210474691 |  | HRCU-A-CB-O | EDIM012H21A | Mini-Splits | EDIM012H21A | 10.3 | 20 | 10.8 | 10.3 | 20.8 | 8.7 | FALSE | FALSE | FALSE | 12000 | 7800 | 2.31 | 8200 | 1.35
211230860 | 05/11/23 | Live | Carrier | GRANDAIRE | Singlezone Ducted, Centrally Ducted | 211230860 |  | HRCU-A-CB | WDLCURAH36ABK | Ducted Indoor Units | WAHL484B* |  |  |  | 10 | 14.5 | 8.1 | FALSE | FALSE | FALSE | 37200 | 29400 | 2.38 | 29730 | 2.49
211871341 | 04/27/23 | Live | Midea Electric Trading | MIDEA | Singlezone Non-Ducted, Wall Placement | 211871341 |  | HRCU-A-CB-O | MASAG12-21HS1GB* | Mini-Splits | MASAG12-21HS1GA | 10.3 | 20 | 10.8 | 10.3 | 20.8 | 8.7 | FALSE | FALSE | FALSE | 12000 | 7800 | 2.31 | 8200 | 1.35
211230873 | 05/11/23 | Live | Carrier | PAYNE HEATING AND COOLING | Singlezone Ducted, Centrally Ducted | 211230873 |  | HRCU-A-CB | 38MURAQ36AB3* | Ducted Indoor Units | FMA4P36**AL* |  |  |  | 9.5 | 14.5 | 8.1 | FALSE | FALSE | FALSE | 36000 | 29800 | 2.32 | 30130 | 2.43
211230874 | 05/11/23 | Live | Carrier | AIRQUEST | Singlezone Ducted, Centrally Ducted | 211230874 |  | HRCU-A-CB | DLCURAH36ABK | Ducted Indoor Units | FMA4P36**AL* |  |  |  | 9.5 | 14.5 | 8.1 | FALSE | FALSE | FALSE | 36000 | 29800 | 2.32 | 30130 | 2.43
211871342 | 04/27/23 | Live | Midea Electric Trading | MIDEA | Singlezone Non-Ducted, Wall Placement | 211871342 |  | HRCU-A-CB-O | MASAG09-21HS1GB* | Mini-Splits | MASAG09-21HS1GA | 12.5 | 21.5 | 10.3 | 12.5 | 21.5 | 9.1 | FALSE | FALSE | FALSE | 9000 | 6300 | 2.4 | 7973 | 1.88
211230875 | 05/11/23 | Live | Carrier | ARCOAIRE | Singlezone Ducted, Centrally Ducted | 211230875 |  | HRCU-A-CB | DLCURAH36ABK | Ducted Indoor Units | FMA4P36**AL* |  |  |  | 9.5 | 14.5 | 8.1 | FALSE | FALSE | FALSE | 36000 | 29800 | 2.32 | 30130 | 2.43
210474692 | 04/27/23 | Live | Midea Electric Trading | ECOX | Singlezone Non-Ducted, Wall Placement | 210474692 |  | HRCU-A-CB-O | EDIM009H21A | Mini-Splits | EDIM009H21A | 12.5 | 21.5 | 10.3 | 12.5 | 21.5 | 9.1 | FALSE | FALSE | FALSE | 9000 | 6300 | 2.4 | 7973 | 1.88
211230876 | 05/11/23 | Live | Carrier | COMFORTMAKER | Singlezone Ducted, Centrally Ducted | 211230876 |  | HRCU-A-CB | DLCURAH36ABK | Ducted Indoor Units | FMA4P36**AL* |  |  |  | 9.5 | 14.5 | 8.1 | FALSE | FALSE | FALSE | 36000 | 29800 | 2.32 | 30130 | 2.43
207524718 | 04/27/23 | Live | Midea Electric Trading | UTOPIAN SYSTEMS | Singlezone Non-Ducted, Wall Placement | 207524718 |  | HRCU-A-CB-O | 23935 | Mini-Splits | 23934 | 13 | 21 | 10 | 13 | 21 | 8.5 | FALSE | FALSE | FALSE | 24000 | 17400 | 2.28 | 23471 | 2.29
211230877 | 05/11/23 | Live | Carrier | DAY & NIGHT | Singlezone Ducted, Centrally Ducted | 211230877 |  | HRCU-A-CB | DLCURAH36ABK | Ducted Indoor Units | FMA4P36**AL* |  |  |  | 9.5 | 14.5 | 8.1 | FALSE | FALSE | FALSE | 36000 | 29800 | 2.32 | 30130 | 2.43
207506895 | 04/27/23 | Live | Midea Electric Trading | Olimpia Splendid | Singlezone Non-Ducted, Wall Placement | 207506895 |  | HRCU-A-CB-O | OS-CENIH24EI | Mini-Splits | OS-SENIH24EI | 13 | 21 | 10 | 13 | 21 | 8.5 | FALSE | FALSE | FALSE | 24000 | 17400 | 2.28 | 23471 | 2.29
211230878 | 05/11/23 | Live | Carrier | HEIL | Singlezone Ducted, Centrally Ducted | 211230878 |  | HRCU-A-CB | DLCURAH36ABK | Ducted Indoor Units | FMA4P36**AL* |  |  |  | 9.5 | 14.5 | 8.1 | FALSE | FALSE | FALSE | 36000 | 29800 | 2.32 | 30130 | 2.43
208568341 | 04/27/23 | Live | Midea Electric Trading | MIDEA | Singlezone Non-Ducted, Wall Placement | 208568341 |  | HRCU-A-CB-O | MOD32-24HFN1-MT0W | Mini-Splits | MSAG11D-23HRFN1-MU0W | 13 | 21 | 10 | 13 | 21 | 8.5 | FALSE | FALSE | FALSE | 24000 | 17400 | 2.28 | 23471 | 2.29
211230879 | 05/11/23 | Live | Carrier | KEEPRITE | Singlezone Ducted, Centrally Ducted | 211230879 |  | HRCU-A-CB | DLCURAH36ABK | Ducted Indoor Units | FMA4P36**AL* |  |  |  | 9.5 | 14.5 | 8.1 | FALSE | FALSE | FALSE | 36000 | 29800 | 2.32 | 30130 | 2.43
211230880 | 05/11/23 | Live | Carrier | SMART COMFORT | Singlezone Ducted, Centrally Ducted | 211230880 |  | HRCU-A-CB | DLCURAH36ABK | Ducted Indoor Units | FMA4P36**AL* |  |  |  | 9.5 | 14.5 | 8.1 | FALSE | FALSE | FALSE | 36000 | 29800 | 2.32 | 30130 | 2.43
207506893 | 04/27/23 | Live | Midea Electric Trading | Olimpia Splendid | Singlezone Non-Ducted, Wall Placement | 207506893 |  | HRCU-A-CB-O | OS-CENIH12EI | Mini-Splits | OS-SENIH12EI | 12.5 | 22 | 11.5 | 12.5 | 22.7 | 10.4 | FALSE | FALSE | TRUE | 12000 | 8900 | 2.75 | 9018 | 2.4
207657371 | 01/05/23 | Live | Midea Electric Trading | FRUIKONAIRE | Singlezone Ducted, Compact Ducted | 207657371 |  | HRCU-A-CB | SIU-12DOR1 | Mini-Splits | SIU-12DIR1 | 12.5 | 21.5 | 11.5 | 11.7 | 19 | 10.3 | FALSE | FALSE | TRUE | 11500 | 9300 | 2.78 | 10100 | 2.39
211230881 | 05/11/23 | Live | Carrier | TEMPSTAR | Singlezone Ducted, Centrally Ducted | 211230881 |  | HRCU-A-CB | DLCURAH36ABK | Ducted Indoor Units | FMA4P36**AL* |  |  |  | 9.5 | 14.5 | 8.1 | FALSE | FALSE | FALSE | 36000 | 29800 | 2.32 | 30130 | 2.43
211230882 | 05/11/23 | Live | Carrier | GRANDAIRE | Singlezone Ducted, Centrally Ducted | 211230882 |  | HRCU-A-CB | WDLCURAH36ABK | Ducted Indoor Units | FMA4P36**AL* |  |  |  | 9.5 | 14.5 | 8.1 | FALSE | FALSE | FALSE | 36000 | 29800 | 2.32 | 30130 | 2.43
209550326 | 04/27/23 | Live | Midea Electric Trading | LIVART | Singlezone Non-Ducted, Wall Placement | 209550326 |  | HRCU-A-CB-O | LVAS12KU | Mini-Splits | LVAS12KN | 12.5 | 22 | 11.5 | 12.5 | 22.7 | 10.4 | FALSE | FALSE | TRUE | 12000 | 8900 | 2.75 | 9018 | 2.4
211230905 | 05/11/23 | Live | Carrier | PAYNE HEATING AND COOLING | Singlezone Ducted, Centrally Ducted | 211230905 |  | HRCU-A-CB | 38MURAQ36AB3* | Ducted Indoor Units | PF4MNB037L |  |  |  | 10 | 16.5 | 8.1 | FALSE | FALSE | TRUE | 35800 | 29000 | 2.34 | 29330 | 2.45
211230906 | 05/11/23 | Live | Carrier | AIRQUEST | Singlezone Ducted, Centrally Ducted | 211230906 |  | HRCU-A-CB | DLCURAH36ABK | Ducted Indoor Units | FXM4X36**AL |  |  |  | 10 | 16.5 | 8.1 | FALSE | FALSE | TRUE | 35800 | 29000 | 2.34 | 29330 | 2.45
207506894 | 04/27/23 | Live | Midea Electric Trading | Olimpia Splendid | Singlezone Non-Ducted, Wall Placement | 207506894 |  | HRCU-A-CB-O | OS-CENIH18EI | Mini-Splits | OS-SENIH18EI | 13.5 | 24 | 11.6 | 13.5 | 24 | 10.5 | FALSE | FALSE | TRUE | 18000 | 14100 | 2.65 | 16238 | 2.49
211230907 | 05/11/23 | Live | Carrier | ARCOAIRE | Singlezone Ducted, Centrally Ducted | 211230907 |  | HRCU-A-CB | DLCURAH36ABK | Ducted Indoor Units | FXM4X36**AL |  |  |  | 10 | 16.5 | 8.1 | FALSE | FALSE | TRUE | 35800 | 29000 | 2.34 | 29330 | 2.45
208568355 | 04/27/23 | Live | Midea Electric Trading | MIDEA | Singlezone Non-Ducted, Ceiling Placement | 208568355 |  | HRCU-A-CB-O | MOX230-12HFN1-MV5W | Mini-Splits | CCA3U-12HRFN1-M(C) | 14 | 22 | 10.6 | 14 | 22.7 | 10 | FALSE | FALSE | TRUE | 12000 | 8900 | 2.75 | 9300 | 2.39
211230908 | 05/11/23 | Live | Carrier | COMFORTMAKER | Singlezone Ducted, Centrally Ducted | 211230908 |  | HRCU-A-CB | DLCURAH36ABK | Ducted Indoor Units | FXM4X36**AL |  |  |  | 10 | 16.5 | 8.1 | FALSE | FALSE | TRUE | 35800 | 29000 | 2.34 | 29330 | 2.45
211230909 | 05/11/23 | Live | Carrier | DAY & NIGHT | Singlezone Ducted, Centrally Ducted | 211230909 |  | HRCU-A-CB | DLCURAH36ABK | Ducted Indoor Units | FXM4X36**AL |  |  |  | 10 | 16.5 | 8.1 | FALSE | FALSE | TRUE | 35800 | 29000 | 2.34 | 29330 | 2.45
208568353 | 04/27/23 | Live | Midea Electric Trading | MIDEA | Singlezone Non-Ducted, Ceiling Placement | 208568353 |  | HRCU-A-CB-O | MOX230-09HFN1-MW5W | Mini-Splits | CCA3U-09HRFN1-M(C) | 13 | 20 | 10.5 | 13 | 20 | 10 | FALSE | FALSE | TRUE | 9000 | 7500 | 2.44 | 9400 | 2.19
211230910 | 05/11/23 | Live | Carrier | HEIL | Singlezone Ducted, Centrally Ducted | 211230910 |  | HRCU-A-CB | DLCURAH36ABK | Ducted Indoor Units | FXM4X36**AL |  |  |  | 10 | 16.5 | 8.1 | FALSE | FALSE | TRUE | 35800 | 29000 | 2.34 | 29330 | 2.45
211644095 | 04/27/23 | Live | Midea Electric Trading | ECO-AIR | Singlezone Non-Ducted, Ceiling Placement | 211644095 |  | HRCU-A-CB-O | MOX430-17HFN1-MT0W | Mini-Splits | MCBU-18HRFN1-MU2W | 12.5 | 19.8 | 11.8 | 12.5 | 19.8 | 11.2 | TRUE | TRUE | TRUE | 16700 | 14500 | 2.4 | 18800 | 2.04
211230911 | 05/11/23 | Live | Carrier | KEEPRITE | Singlezone Ducted, Centrally Ducted | 211230911 |  | HRCU-A-CB | DLCURAH36ABK | Ducted Indoor Units | FXM4X36**AL |  |  |  | 10 | 16.5 | 8.1 | FALSE | FALSE | TRUE | 35800 | 29000 | 2.34 | 29330 | 2.45
211230912 | 05/11/23 | Live | Carrier | SMART COMFORT | Singlezone Ducted, Centrally Ducted | 211230912 |  | HRCU-A-CB | DLCURAH36ABK | Ducted Indoor Units | FXM4X36**AL |  |  |  | 10 | 16.5 | 8.1 | FALSE | FALSE | TRUE | 35800 | 29000 | 2.34 | 29330 | 2.45
211230913 | 05/11/23 | Live | Carrier | TEMPSTAR | Singlezone Ducted, Centrally Ducted | 211230913 |  | HRCU-A-CB | DLCURAH36ABK | Ducted Indoor Units | FXM4X36**AL |  |  |  | 10 | 16.5 | 8.1 | FALSE | FALSE | TRUE | 35800 | 29000 | 2.34 | 29330 | 2.45
211644101 | 04/27/23 | Live | Midea Electric Trading | Alsetria | Singlezone Non-Ducted, Ceiling Placement | 211644101 |  | HRCU-A-CB-O | MOX430-17HFN1-MT0W | Mini-Splits | MCBU-18HRFN1-MU2W | 12.5 | 19.8 | 11.8 | 12.5 | 19.8 | 11.2 | TRUE | TRUE | TRUE | 16700 | 14500 | 2.4 | 18800 | 2.04
211230914 | 05/11/23 | Live | Carrier | GRANDAIRE | Singlezone Ducted, Centrally Ducted | 211230914 |  | HRCU-A-CB | WDLCURAH36ABK | Ducted Indoor Units | WAXL364A* |  |  |  | 10 | 16.5 | 8.1 | FALSE | FALSE | TRUE | 35800 | 29000 | 2.34 | 29330 | 2.45
209836198 | 05/13/23 | Live | Mitsubishi Electric Trane | MITSUBISHI ELECTRIC | Multizone All Non-Ducted | 209836198 |  | HMSR-A-CB-O | MXZ-3C24NA3*** | Non-Ducted Indoor Units |  | 13.6 | 20 | 10 | 13.6 | 20 | 9.5 | TRUE | FALSE | TRUE | 22000 | 14600 | 3.01 | 19600 | 2.23
211644098 | 04/27/23 | Live | Midea Electric Trading | Alsetria | Singlezone Non-Ducted, Ceiling Placement | 211644098 |  | HRCU-A-CB-O | MOX230-09HFN1-MW5W | Mini-Splits | MCBU-06HRFN1-MV0W | 14.5 | 22 | 10.6 | 14.5 | 22 | 10.8 | TRUE | TRUE | TRUE | 6500 | 5700 | 2.61 | 10000 | 2.4
208280089 | 01/05/23 | Live | Midea Electric Trading | TRUST AIR CONDITIONERS | Singlezone Non-Ducted, Ceiling Placement | 208280089 |  | HRCU-A-CB-O | AS18H/O4S41P | Mini-Splits | IUMC418H/I41P | 12.5 | 20 | 10.3 | 12.5 | 20 | 9.5 | FALSE | FALSE | FALSE | 16000 | 15600 | 2.24 | 20000 | 1.78
211644092 | 04/27/23 | Live | Midea Electric Trading | ECO-AIR | Singlezone Non-Ducted, Ceiling Placement | 211644092 |  | HRCU-A-CB-O | MOX230-09HFN1-MW5W | Mini-Splits | MCBU-06HRFN1-MV0W | 14.5 | 22 | 10.6 | 14.5 | 22 | 10.8 | TRUE | TRUE | TRUE | 6500 | 5700 | 2.61 | 10000 | 2.4
204834273 | 05/13/23 | Live | Mitsubishi Electric Trane | MITSUBISHI ELECTRIC | Multizone All Ducted | 204834273 |  | HMSV-A-CB | PUMY-HP36NKMU1 | Ducted Indoor Units |  | 12.6 | 18.3 | 11.7 | 12 | 18.5 | 11 | FALSE | FALSE | FALSE | 36000 | 32000 | 2.05 | 45898 | 2.94
204926535 | 05/13/23 | Live | Mitsubishi Electric Trane | MITSUBISHI ELECTRIC | Multizone Mix of Ducted and Non-Ducted | 204926535 |  | HMSV-A-CB | PUMY-HP36NKMU1 | Mixed Ducted and Non-Ducted Indoor Units |  | 13.8 | 20.3 | 11.85 | 13.5 | 20.75 | 11.5 | FALSE | FALSE | FALSE | 36000 | 32400 | 2.15 | 45898 | 3.05
211644094 | 04/27/23 | Live | Midea Electric Trading | ECO-AIR | Singlezone Non-Ducted, Ceiling Placement | 211644094 |  | HRCU-A-CB-O | MOX330-12HFN1-MW5W | Mini-Splits | MCBU-12HRFN1-MV0W | 13 | 22 | 11.3 | 13 | 23 | 10 | TRUE | TRUE | TRUE | 12000 | 9500 | 2.49 | 11500 | 2.07
204834272 | 05/13/23 | Live | Mitsubishi Electric Trane | MITSUBISHI ELECTRIC | Multizone All Non-Ducted | 204834272 |  | HMSR-A-CB-O | PUMY-HP36NKMU1 | Non-Ducted Indoor Units |  | 15 | 22.3 | 12 | 15 | 23 | 12 | FALSE | FALSE | FALSE | 36000 | 33000 | 2.28 | 45898 | 3.17
204834216 | 05/13/23 | Live | Mitsubishi Electric Trane | MITSUBISHI ELECTRIC | Multizone All Ducted | 204834216 |  | HMSV-A-CB | PUMY-HP48NKMU1 | Ducted Indoor Units |  | 11.3 | 16.5 | 11 | 10.5 | 16 | 9.5 | FALSE | FALSE | FALSE | 48000 | 42000 | 1.86 | 59011 | 3.52
211644100 | 04/27/23 | Live | Midea Electric Trading | Alsetria | Singlezone Non-Ducted, Ceiling Placement | 211644100 |  | HRCU-A-CB-O | MOX330-12HFN1-MW5W | Mini-Splits | MCBU-12HRFN1-MV0W | 13 | 22 | 11.3 | 13 | 23 | 10 | TRUE | TRUE | TRUE | 12000 | 9500 | 2.49 | 11500 | 2.07
204926537 | 05/13/23 | Live | Mitsubishi Electric Trane | MITSUBISHI ELECTRIC | Multizone Mix of Ducted and Non-Ducted | 204926537 |  | HMSV-A-CB | PUMY-HP48NKMU1 | Mixed Ducted and Non-Ducted Indoor Units |  | 12.2 | 19.55 | 11.5 | 11.8 | 19.5 | 10.5 | FALSE | FALSE | FALSE | 48000 | 40500 | 1.97 | 59011 | 3.34
211644099 | 04/27/23 | Live | Midea Electric Trading | Alsetria | Singlezone Non-Ducted, Ceiling Placement | 211644099 |  | HRCU-A-CB-O | MOX330-09HFN1-MY5W | Mini-Splits | MCBU-09HRFN1-MW0W | 13 | 23 | 13.6 | 13 | 24 | 12.4 | TRUE | TRUE | TRUE | 9000 | 9800 | 2.35 | 11400 | 1.83
204834275 | 05/13/23 | Live | Mitsubishi Electric Trane | MITSUBISHI ELECTRIC | Multizone All Non-Ducted | 204834275 |  | HMSR-A-CB-O | PUMY-HP48NKMU1 | Non-Ducted Indoor Units |  | 13.1 | 22.6 | 12 | 13.1 | 23 | 11.5 | FALSE | FALSE | FALSE | 48000 | 39000 | 2.1 | 59011 | 3.18
204834271 | 05/13/23 | Live | Mitsubishi Electric Trane | MITSUBISHI ELECTRIC | Multizone All Ducted | 204834271 |  | HMSV-A-CB | PUMY-P36NKMU3 | Ducted Indoor Units |  | 12.6 | 18.3 | 11.2 | 12 | 18.5 | 10 | FALSE | FALSE | FALSE | 36000 | 26600 | 2.39 | 28728 | 2.58
211644093 | 04/27/23 | Live | Midea Electric Trading | ECO-AIR | Singlezone Non-Ducted, Ceiling Placement | 211644093 |  | HRCU-A-CB-O | MOX330-09HFN1-MY5W | Mini-Splits | MCBU-09HRFN1-MW0W | 13 | 23 | 13.6 | 13 | 24 | 12.4 | TRUE | TRUE | TRUE | 9000 | 9800 | 2.35 | 11400 | 1.83
204926538 | 05/13/23 | Live | Mitsubishi Electric Trane | MITSUBISHI ELECTRIC | Multizone Mix of Ducted and Non-Ducted | 204926538 |  | HMSV-A-CB | PUMY-P36NKMU3 | Mixed Ducted and Non-Ducted Indoor Units |  | 13.8 | 20.3 | 11.6 | 13.5 | 20.75 | 10.5 | FALSE | FALSE | FALSE | 36000 | 26400 | 2.46 | 28728 | 2.68
204834270 | 05/13/23 | Live | Mitsubishi Electric Trane | MITSUBISHI ELECTRIC | Multizone All Non-Ducted | 204834270 |  | HMSR-A-CB-O | PUMY-P36NKMU3 | Non-Ducted Indoor Units |  | 15 | 22.3 | 12 | 15 | 23 | 11 | FALSE | FALSE | FALSE | 36000 | 26400 | 2.56 | 28728 | 2.79
211644091 | 04/27/23 | Live | Midea Electric Trading | ECO-AIR | Singlezone Non-Ducted, Wall Placement | 211644091 |  | HRCU-A-CB-O | MOX430-18HFN1-MU0W | Mini-Splits | MFA2U-16HRFN1-MV0W | 12.5 | 22 | 11.6 | 12.5 | 22.4 | 10.4 | TRUE | TRUE | TRUE | 16000 | 13400 | 2.38 | 15600 | 2.46
204834215 | 05/13/23 | Live | Mitsubishi Electric Trane | MITSUBISHI ELECTRIC | Multizone All Ducted | 204834215 |  | HMSV-A-CB | PUMY-P48NKMU3 | Ducted Indoor Units |  | 11.3 | 16.5 | 11 | 10.5 | 16 | 8.9 | FALSE | FALSE | FALSE | 48000 | 35000 | 3.74 | 43000 | 4.6
211644097 | 04/27/23 | Live | Midea Electric Trading | Alsetria | Singlezone Non-Ducted, Wall Placement | 211644097 |  | HRCU-A-CB-O | MOX430-18HFN1-MU0W | Mini-Splits | MFA2U-16HRFN1-MV0W | 12.5 | 22 | 11.6 | 12.5 | 22.4 | 10.4 | TRUE | TRUE | TRUE | 16000 | 13400 | 2.38 | 15600 | 2.46
204926540 | 05/13/23 | Live | Mitsubishi Electric Trane | MITSUBISHI ELECTRIC | Multizone Mix of Ducted and Non-Ducted | 204926540 |  | HMSV-A-CB | PUMY-P48NKMU3 | Mixed Ducted and Non-Ducted Indoor Units |  | 12.2 | 19.55 | 11.5 | 11.8 | 19.5 | 9.65 | FALSE | FALSE | FALSE | 48000 | 33200 | 2.75 | 36936 | 3.06
204834274 | 05/13/23 | Live | Mitsubishi Electric Trane | MITSUBISHI ELECTRIC | Multizone All Non-Ducted | 204834274 |  | HMSR-A-CB-O | PUMY-P48NKMU3 | Non-Ducted Indoor Units |  | 13.1 | 22.6 | 12 | 13.1 | 23 | 10.4 | FALSE | FALSE | FALSE | 48000 | 31400 | 2.37 | 36936 | 2.79
211644096 | 04/27/23 | Live | Midea Electric Trading | Alsetria | Singlezone Non-Ducted, Wall Placement | 211644096 |  | HRCU-A-CB-O | MOX230-12HFN1-MV5W | Mini-Splits | MFA2U-12HRFN1-MW5W | 13 | 23.5 | 13.3 | 13 | 25 | 11 | TRUE | TRUE | TRUE | 12000 | 9200 | 2.43 | 9600 | 2.47
204834276 | 05/13/23 | Live | Mitsubishi Electric Trane | MITSUBISHI ELECTRIC | Multizone All Non-Ducted | 204834276 |  | HMSR-A-CB-O | PUMY-P60NKMU3 | Non-Ducted Indoor Units |  | 13.3 | 20 | 12 | 13.3 | 20 | 10.5 | FALSE | FALSE | FALSE | 60000 | 41500 | 2.63 | 45144 | 2.86
204834217 | 05/13/23 | Live | Mitsubishi Electric Trane | MITSUBISHI ELECTRIC | Multizone All Ducted | 204834217 |  | HMSV-A-CB | PUMY-P60NKMU3 | Ducted Indoor Units |  | 11.1 | 17.8 | 10.7 | 10.6 | 17 | 9 | FALSE | FALSE | FALSE | 60000 | 40500 | 2.84 | 45144 | 3.17
211644090 | 04/27/23 | Live | Midea Electric Trading | ECO-AIR | Singlezone Non-Ducted, Wall Placement | 211644090 |  | HRCU-A-CB-O | MOX230-12HFN1-MV5W | Mini-Splits | MFA2U-12HRFN1-MW5W | 13 | 23.5 | 13.3 | 13 | 25 | 11 | TRUE | TRUE | TRUE | 12000 | 9200 | 2.43 | 9600 | 2.47
204926542 | 05/13/23 | Live | Mitsubishi Electric Trane | MITSUBISHI ELECTRIC | Multizone Mix of Ducted and Non-Ducted | 204926542 |  | HMSV-A-CB | PUMY-P60NKMU3 | Mixed Ducted and Non-Ducted Indoor Units |  | 12.2 | 18.9 | 11.35 | 11.95 | 18.5 | 9.75 | FALSE | FALSE | FALSE | 60000 | 41000 | 2.73 | 45144 | 3.01
211644055 | 04/27/23 | Live | Midea Electric Trading | ECO-AIR | Singlezone Ducted, Compact Ducted | 211644055 |  | HRCU-A-CB | MOE30U-60HFN1-M(GA)(X) | Mini-Splits | MHG-60HWFN1-MW | 10.6 | 19.2 | 10.2 | 10.3 | 17 | 8.4 | FALSE | FALSE | FALSE | 59000 | 34400 | 2.37 | 36000 | 2.29
211644030 | 04/27/23 | Live | Midea Electric Trading | Alsetria | Singlezone Ducted, Compact Ducted | 211644030 |  | HRCU-A-CB | MOE30U-60HFN1-M(GA)(X) | Mini-Splits | MHG-60HWFN1-MW | 10.6 | 19.2 | 10.2 | 10.3 | 17 | 8.4 | FALSE | FALSE | FALSE | 59000 | 34400 | 2.37 | 36000 | 2.29
201754319 | 05/13/23 | Live | Mitsubishi Electric Trane | MITSUBISHI ELECTRIC | Singlezone Non-Ducted, Ceiling Placement | 201754319 |  | HRCU-A-CB-O | PUZ-A36NKA7*** | Mini-Splits | PLA-A36EA* | 12.9 | 21.8 | 10.4 | 12.9 | 22 | 9.3 | TRUE | FALSE | FALSE | 36000 | 22000 | 2.5 | 24000 | 2.34
209948204 | 04/27/23 | Live | Midea Electric Trading | AIRDACH | Singlezone Non-Ducted, Wall Placement | 209948204 |  | HRCU-A-CB-O | ACSH2421VM2-D | Mini-Splits | AIWH2400VM2-D | 12.5 | 21 | 10 | 12.5 | 21 | 9 | FALSE | FALSE | FALSE | 24000 | 18000 | 2.26 | 22550 | 2.34
207683282 | 04/27/23 | Live | Midea Electric Trading | MIDEA | Multizone All Ducted | 207683282 |  | HMSV-A-CB | M3OJ-27HFN1-M | Ducted Indoor Units |  | 11.2 | 21 | 10.2 | 11.7 | 21 | 9.2 | FALSE | FALSE | TRUE | 28000 | 22000 | 2.6 | 22600 | 2.25
207659306 | 04/27/23 | Live | Midea Electric Trading | MIDEA | Multizone All Ducted | 207659306 |  | HMSV-A-CB | M3OJ-27HFN1-M-CO | Ducted Indoor Units |  | 11.2 | 21 | 10.2 | 11.7 | 21 | 9.2 | FALSE | FALSE | TRUE | 28000 | 22000 | 2.6 | 22600 | 2.25
207699119 | 05/13/23 | Live | Mitsubishi Electric Trane | MITSUBISHI ELECTRIC | Singlezone Non-Ducted, Ceiling Placement | 207699119 |  | HRCU-A-CB-O | SUZ-KA09NA2 | Mini-Splits | MLZ-KP09NA* | 12.6 | 19.5 | 13.3 | 12.6 | 20.2 | 11.9 | TRUE | FALSE | TRUE | 9000 | 7700 | 3.22 | 7700 | 3.22
210474675 | 04/27/23 | Live | Midea Electric Trading | AIRDACH | Multizone All Ducted | 210474675 |  | HMSV-A-CB | AMSH2700VM1-D | Ducted Indoor Units |  | 11.2 | 21 | 10.2 | 11.7 | 21 | 9.2 | FALSE | FALSE | TRUE | 28000 | 22000 | 2.6 | 22600 | 2.25
207702709 | 05/13/23 | Live | Mitsubishi Electric Trane | MITSUBISHI ELECTRIC | Singlezone Ducted, Compact Ducted | 207702709 |  | HRCU-A-CB | SUZ-KA15NAHZ | Mini-Splits | PEAD-A15AA* | 12.6 | 18.3 | 9.9 | 11.5 | 17.6 | 8.9 | FALSE | FALSE | FALSE | 15000 | 11700 | 2.29 | 18000 | 2.28
209843063 | 01/05/23 | Live | Midea Electric Trading | CTMorley | Singlezone Non-Ducted, Floor Placement | 209843063 |  | HRCU-A-CB-O | MOU-A18H-2 | Mini-Splits | MIU-A18F-2 | 12.5 | 20.2 | 10.6 | 12.5 | 20.5 | 9.8 | FALSE | FALSE | TRUE | 17000 | 12000 | 2.3 | 17000 | 1.9
209843037 | 04/27/23 | Live | Midea Electric Trading | CLASSIC | Multizone All Ducted | 209843037 |  | HMSV-A-CB | MMRSHC27AS3 | Ducted Indoor Units |  | 11.2 | 21 | 10.2 | 11.7 | 21 | 9.2 | FALSE | FALSE | TRUE | 28000 | 22000 | 2.6 | 22600 | 2.25
209843049 | 04/27/23 | Live | Midea Electric Trading | TGM | Multizone All Ducted | 209843049 |  | HMSV-A-CB | MMRSHT27AS3 | Ducted Indoor Units |  | 11.2 | 21 | 10.2 | 11.7 | 21 | 9.2 | FALSE | FALSE | TRUE | 28000 | 22000 | 2.6 | 22600 | 2.25
208280099 | 01/05/23 | Live | Midea Electric Trading | TRUST AIR CONDITIONERS | Singlezone Ducted, Compact Ducted | 208280099 |  | HRCU-A-CB | IS12H/O4S41P | Mini-Splits | IUMDL12H/I43P | 12.5 | 21.5 | 11.5 | 11.7 | 19 | 10.3 | FALSE | FALSE | FALSE | 11500 | 9300 | 2.78 | 10100 | 2.39
209424843 | 05/14/23 | Live | TCL AIR CONDITIONER (ZHONGSHAN) CO.,LTD. | TCL | Multizone All Non-Ducted | 209424843 |  | HMSR-A-CB-O | TUM-18HA2/I2I22-21ES | Non-Ducted Indoor Units |  | 12.5 | 22 | 10 | 12 | 22 | 9 | FALSE | FALSE | FALSE | 17000 | 12200 | 2.65 | 15000 | 2.2
209424844 | 05/14/23 | Live | TCL AIR CONDITIONER (ZHONGSHAN) CO.,LTD. | TCL | Multizone All Non-Ducted | 209424844 |  | HMSR-A-CB-O | TUM-27HA2/I2I21-21ES | Non-Ducted Indoor Units |  | 12.5 | 22 | 10 | 12 | 22 | 9 | TRUE | FALSE | FALSE | 24000 | 18100 | 2.95 | 19000 | 2.53
212367437 | 05/18/23 | Live | Midea Electric Trading | Bladex | Singlezone Ducted, Centrally Ducted | 212367437 |  | HRCU-A-CB | BX30U-18HPHYHA |  | BLA-18HWAHU1 | 12.5 | 20 | 11 | 12.4 | 18 | 9.3 | FALSE | FALSE | TRUE | 18000 | 13500 | 2.6 | 21000 | 2.21
211991191 | 04/27/23 | Live | Midea Electric Trading | PREMIUM LEVELLA | Multizone All Ducted | 211991191 |  | HMSV-A-CB | PIAWMZ278800B | Ducted Indoor Units |  | 11.2 | 21 | 10.2 | 11.7 | 21 | 9.2 | FALSE | FALSE | TRUE | 28000 | 22000 | 2.6 | 22600 | 2.25
212367438 | 05/18/23 | Live | Midea Electric Trading | Bladex | Singlezone Ducted, Centrally Ducted | 212367438 |  | HRCU-A-CB | BX30-24HPHYHA |  | BLA-24HWAHU1 | 12.5 | 20 | 12 | 11.7 | 17.4 | 10 | FALSE | FALSE | TRUE | 24000 | 19200 | 2.5 | 26400 | 2.14
208280165 | 01/05/23 | Live | Midea Electric Trading | TRUST AIR CONDITIONERS | Singlezone Non-Ducted, Floor Placement | 208280165 |  | HRCU-A-CB-O | AS18H/O4S41P | Mini-Splits | IUMFC18H/I41P | 12.5 | 20.2 | 10.6 | 12.5 | 20.5 | 9.8 | FALSE | FALSE | FALSE | 17000 | 12000 | 2.3 | 17000 | 1.9
210474672 | 04/27/23 | Live | Midea Electric Trading | AIRDACH | Multizone All Ducted | 210474672 |  | HMSV-A-CB | AMSH1800VM1-D | Ducted Indoor Units |  | 12 | 19 | 10.8 | 12 | 19 | 9.8 | FALSE | FALSE | TRUE | 18000 | 14800 | 2.49 | 16000 | 2.23
212386849 | 05/18/23 | Live | Midea Electric Trading | ATK | Singlezone Ducted, Centrally Ducted | 212386849 |  | HRCU-A-CB | ACI-AUO24SHP-M |  | ACI-AUI24VHE | 12.5 | 20 | 12 | 11.7 | 17.4 | 10 | FALSE | FALSE | TRUE | 24000 | 19200 | 2.5 | 26400 | 2.14
209843034 | 04/27/23 | Live | Midea Electric Trading | CLASSIC | Multizone All Ducted | 209843034 |  | HMSV-A-CB | MMRSHC18AS2 | Ducted Indoor Units |  | 12 | 19 | 10.8 | 12 | 19 | 9.8 | TRUE | TRUE | TRUE | 18000 | 14800 | 2.49 | 16000 | 2.23
209843046 | 04/27/23 | Live | Midea Electric Trading | TGM | Multizone All Ducted | 209843046 |  | HMSV-A-CB | MMRSHT18AS2 | Ducted Indoor Units |  | 12 | 19 | 10.8 | 12 | 19 | 9.8 | TRUE | TRUE | TRUE | 18000 | 14800 | 2.49 | 16000 | 2.23
212386843 | 05/18/23 | Live | Midea Electric Trading | ATK | Singlezone Ducted, Centrally Ducted | 212386843 |  | HRCU-A-CB | ACI-AUO48SHP-M |  | ACI-AUI48VHE | 8.5 | 16 | 10 | 8.2 | 15.6 | 9.4 | FALSE | FALSE | FALSE | 47000 | 36000 | 2.36 | 48000 | 2.05
211991187 | 04/27/23 | Live | Midea Electric Trading | PREMIUM LEVELLA | Multizone All Ducted | 211991187 |  | HMSV-A-CB | PIAWMZ188800B | Ducted Indoor Units |  | 12 | 19 | 10.8 | 12 | 19 | 9.8 | FALSE | FALSE | TRUE | 18000 | 14800 | 2.49 | 16000 | 2.23
212367441 | 05/18/23 | Live | Midea Electric Trading | Bladex | Singlezone Ducted, Centrally Ducted | 212367441 |  | HRCU-A-CB | BX30U-48HPHYHA |  | BLA-48HWAHU1 | 8.5 | 16 | 10 | 8.2 | 15.6 | 9.4 | FALSE | FALSE | FALSE | 47000 | 36000 | 2.36 | 48000 | 2.05
212367442 | 05/18/23 | Live | Midea Electric Trading | Bladex | Singlezone Ducted, Centrally Ducted | 212367442 |  | HRCU-A-CB | BX30U-55HPHYHA |  | BLA-60HWAHU1 | 9 | 16.4 | 10.5 | 8.8 | 15.3 | 9.4 | FALSE | FALSE | FALSE | 55000 | 42000 | 2.6 | 52500 | 2.3
208816938 | 01/05/23 | Live | Midea Electric Trading | TRUST AIR CONDITIONERS | Singlezone Non-Ducted, Floor Placement | 208816938 |  | HRCU-A-CB-O | OAH18H/O4S4P | Mini-Splits | IUMFC18H/I41P | 12.5 | 20.2 | 10.6 | 12.5 | 20.5 | 9.8 | FALSE | FALSE | TRUE | 17000 | 12000 | 2.3 | 17000 | 1.9
207742406 | 04/27/23 | Live | Midea Electric Trading | TK'S | Multizone All Ducted | 207742406 |  | HMSV-A-CB | T2C-18HFN1 | Ducted Indoor Units |  | 12 | 19 | 10.8 | 12 | 19 | 9.8 | FALSE | FALSE | TRUE | 18000 | 14800 | 2.49 | 16000 | 2.23
212386842 | 05/18/23 | Live | Midea Electric Trading | ATK | Singlezone Ducted, Centrally Ducted | 212386842 |  | HRCU-A-CB | ACI-AUO60SHP-M |  | ACI-AUI60VHE | 9 | 16.4 | 10.5 | 8.8 | 15.3 | 9.4 | FALSE | FALSE | FALSE | 55000 | 42000 | 2.6 | 52500 | 2.3
209843018 | 04/27/23 | Live | Midea Electric Trading | TGM | Singlezone Ducted, Compact Ducted | 209843018 |  | HRCU-A-CB | MRSVHT18AS | Mini-Splits | MFCHT18S | 12.5 | 20.5 | 11 | 12.5 | 20 | 10.6 | TRUE | FALSE | TRUE | 17000 | 12600 | 2.66 | 14100 | 2.4
209843002 | 04/27/23 | Live | Midea Electric Trading | CLASSIC | Singlezone Ducted, Compact Ducted | 209843002 |  | HRCU-A-CB | MRSVHC18AS | Mini-Splits | MFCHC18S | 12.5 | 20.5 | 11 | 12.5 | 20 | 10.6 | TRUE | FALSE | TRUE | 17000 | 12600 | 2.66 | 14100 | 2.4
211644026 | 04/27/23 | Live | Midea Electric Trading | Alsetria | Singlezone Ducted, Compact Ducted | 211644026 |  | HRCU-A-CB | MOX430-18HFN1-MU0W | Mini-Splits | MTIU-18HWFN1-M | 12.5 | 20.5 | 11 | 12.5 | 20 | 10.6 | TRUE | FALSE | TRUE | 17000 | 12600 | 2.66 | 14100 | 2.4
211644051 | 04/27/23 | Live | Midea Electric Trading | ECO-AIR | Singlezone Ducted, Compact Ducted | 211644051 |  | HRCU-A-CB | MOX430-18HFN1-MU0W | Mini-Splits | MTIU-18HWFN1-M | 12.5 | 20.5 | 11 | 12.5 | 20 | 10.6 | TRUE | FALSE | TRUE | 17000 | 12600 | 2.66 | 14100 | 2.4
207826702 | 04/27/23 | Live | Midea Electric Trading | MIDEA | Singlezone Ducted, Compact Ducted | 207826702 |  | HRCU-A-CB | MOX430-18HFN1-MU0W | Mini-Splits | MTIU-18HWFN1-M | 12.5 | 20.5 | 11 | 12.5 | 20 | 10.6 | FALSE | FALSE | TRUE | 17000 | 12600 | 2.66 | 14100 | 2.4
211749871 | 05/18/23 | Live | Midea Electric Trading | SENVILLE | Singlezone Non-Ducted, Wall Placement | 211749871 |  | HRCU-A-CB-O | SENA-33HF-OQ | Mini-Splits | SENA-33HF-IQ |  |  |  | 12 | 19.5 | 10 | TRUE | TRUE | TRUE | 33000 | 28800 | 2.5 | 33600 | 2.39
211911408 | 05/18/23 | Live | Midea Electric Trading | BLUERIDGE | Singlezone Non-Ducted, Wall Placement | 211911408 |  | HRCU-A-CB-O | BMY33HH20C | Mini-Splits | BMY33HH20WM |  |  |  | 12 | 19.5 | 10 | TRUE | TRUE | TRUE | 33000 | 28800 | 2.5 | 33600 | 2.39
207862083 | 01/05/23 | Live | Midea Electric Trading | Breeze33 | Singlezone Non-Ducted, Floor Placement | 207862083 |  | HRCU-A-CB-O | BZ33-HYP18OUT2-G2-P | Mini-Splits | BZ33-IFMU18-P | 12.5 | 20.2 | 10.6 | 12.5 | 20.5 | 9.8 | TRUE | TRUE | TRUE | 17000 | 12000 | 2.3 | 17000 | 1.9
212360179 | 05/18/23 | Live | Midea Electric Trading | BLUERIDGE | Multizone All Ducted | 212360179 |  | HMSV-A-CB | BMM27HH2C | Ducted Indoor Units |  |  |  |  | 11.8 | 19 | 10 | TRUE | TRUE | TRUE | 27000 | 23000 | 2.4 | 29000 | 2.18
211749882 | 05/18/23 | Live | Midea Electric Trading | CTMorley | Singlezone Non-Ducted, Wall Placement | 211749882 |  | HRCU-A-CB-O | MOU-A33H-2 | Mini-Splits | MIU-A33HW-2 |  |  |  | 11.7 | 20 | 10 | FALSE | FALSE | TRUE | 33000 | 27800 | 2.35 | 34000 | 2.4
212361762 | 05/18/23 | Live | Midea Electric Trading | BREEZE33 | Singlezone Non-Ducted, Wall Placement | 212361762 |  | HRCU-A-CB-O | BZ33-HYP33OUT2-G2-P | Mini-Splits | BZ33-HYP33OUT2-G2-P |  |  |  | 12 | 19.5 | 10 | TRUE | TRUE | TRUE | 33000 | 28800 | 2.5 | 33600 | 2.39
208130844 | 01/05/23 | Live | Midea Electric Trading | LBG Products | Singlezone Non-Ducted, Floor Placement | 208130844 |  | HRCU-A-CB-O | LBHB18DVWO | Mini-Splits | LMHB18DZDI | 12.5 | 20.2 | 10.6 | 12.5 | 20.5 | 9.8 | TRUE | TRUE | TRUE | 17000 | 12000 | 2.3 | 17000 | 1.9
209843023 | 04/27/23 | Live | Midea Electric Trading | TGM | Singlezone Non-Ducted, Floor Placement | 209843023 |  | HRCU-A-CB-O | MC4VHT18S | Mini-Splits | MUVHT18S | 12.5 | 21.5 | 10.5 | 12.5 | 23 | 10 | TRUE | FALSE | TRUE | 18000 | 12800 | 2.52 | 14200 | 2.29
207825543 | 01/05/23 | Live | Midea Electric Trading | ACIQ | Singlezone Non-Ducted, Floor Placement | 207825543 |  | HRCU-A-CB-O | ACIQ-18ZPL-HP230B | Mini-Splits | ACIQ-18FM-HH-MB | 12.5 | 20.2 | 10.6 | 12.5 | 20.5 | 9.8 | TRUE | TRUE | TRUE | 17000 | 12000 | 2.3 | 17000 | 1.9
209843007 | 04/27/23 | Live | Midea Electric Trading | CLASSIC | Singlezone Non-Ducted, Floor Placement | 209843007 |  | HRCU-A-CB-O | MC4VHC18S | Mini-Splits | MUVHC18S | 12.5 | 21.5 | 10.5 | 12.5 | 23 | 10 | TRUE | FALSE | TRUE | 18000 | 12800 | 2.52 | 14200 | 2.29
207821933 | 04/27/23 | Live | Midea Electric Trading | MIDEA | Singlezone Non-Ducted, Wall Placement | 207821933 |  | HRCU-A-CB-O | MOX430-18HFN1-MU0W | Mini-Splits | MSAG11D-18HRFN1-MT8W | 13.5 | 24 | 11.6 | 13.5 | 24 | 10.5 | FALSE | FALSE | TRUE | 18000 | 14100 | 2.65 | 16238 | 2.49
209948209 | 04/27/23 | Live | Midea Electric Trading | AIRDACH | Singlezone Non-Ducted, Wall Placement | 209948209 |  | HRCU-A-CB-O | ACSH1222VM2-D | Mini-Splits | AIWH1200VM2-D | 12.5 | 22 | 10.8 | 12.5 | 23.1 | 9.3 | FALSE | FALSE | FALSE | 12000 | 8200 | 2.25 | 9543 | 2.39
209948205 | 04/27/23 | Live | Midea Electric Trading | AIRDACH | Singlezone Non-Ducted, Wall Placement | 209948205 |  | HRCU-A-CB-O | ACSH0924VM2-D | Mini-Splits | AIWH0900VM2-D | 14 | 24 | 11.3 | 14 | 24 | 11.4 | FALSE | FALSE | TRUE | 9000 | 8300 | 2.67 | 9096 | 2.61
207825562 | 01/05/23 | Live | Midea Electric Trading | DIYCOOL | Singlezone Non-Ducted, Floor Placement | 207825562 |  | HRCU-A-CB-O | ACIQ-18ZPL-HP230B | Mini-Splits | ACIQ-18FM-HH-MB | 12.5 | 20.2 | 10.6 | 12.5 | 20.5 | 9.8 | TRUE | TRUE | TRUE | 17000 | 12000 | 2.3 | 17000 | 1.9
205807088 | 04/27/23 | Live | Midea Electric Trading | TK'S | Singlezone Non-Ducted, Wall Placement | 205807088 |  | HRCU-A-CB-O | TWS-18HRDN1 | Mini-Splits | TWS-18HRDN1 | 10.5 | 19 | 10 | 10.5 | 19 | 8.7 | FALSE | FALSE | FALSE | 18000 | 11500 | 2.57 | 14370 | 2.49
205807086 | 04/27/23 | Live | Midea Electric Trading | TK'S | Singlezone Non-Ducted, Wall Placement | 205807086 |  | HRCU-A-CB-O | TWS-09HRDN1 | Mini-Splits | TWS-09HRDN1 | 12.6 | 21.5 | 10 | 12.6 | 21.7 | 9.1 | FALSE | FALSE | FALSE | 9000 | 6900 | 2.53 | 7500 | 2.02
209948208 | 04/27/23 | Live | Midea Electric Trading | AIRDACH | Singlezone Non-Ducted, Wall Placement | 209948208 |  | HRCU-A-CB-O | ACSH0920VM2-A | Mini-Splits | AIWH0900VM2-A | 12.5 | 20.5 | 10 | 12.5 | 21.5 | 9 | FALSE | FALSE | FALSE | 9000 | 6800 | 2.46 | 8044 | 2.12
205782686 | 04/27/23 | Live | Midea Electric Trading | TK'S | Singlezone Non-Ducted, Wall Placement | 205782686 |  | HRCU-A-CB-O | TWS-09HRDN1-B | Mini-Splits | TWS-09HRDN1-B | 12.5 | 20.5 | 10 | 12.5 | 21.5 | 9 | FALSE | FALSE | FALSE | 9000 | 6800 | 2.46 | 8044 | 2.12
208119666 | 01/05/23 | Live | Midea Electric Trading | Airlux | Singlezone Ducted, Compact Ducted | 208119666 |  | HRCU-A-CB | ASZ12O/2022 | Mini-Splits | AMD12I | 12.5 | 21.5 | 11.5 | 11.7 | 19 | 10.3 | FALSE | FALSE | TRUE | 11500 | 9300 | 2.78 | 10100 | 2.39
207825524 | 01/05/23 | Live | Midea Electric Trading | 1HVAC | Singlezone Non-Ducted, Floor Placement | 207825524 |  | HRCU-A-CB-O | ACIQ-18ZPL-HP230B | Mini-Splits | ACIQ-18FM-HH-MB | 12.5 | 20.2 | 10.6 | 12.5 | 20.5 | 9.8 | TRUE | TRUE | TRUE | 17000 | 12000 | 2.3 | 17000 | 1.9
211644046 | 04/27/23 | Live | Midea Electric Trading | Alsetria | Singlezone Non-Ducted, Wall Placement | 211644046 |  | HRCU-A-CB-O | MOD30-24HFN1-MU0W | Mini-Splits | MCD1-24HRFN1-MT0W(GA) | 11 | 20.2 | 11.6 | 11 | 20.5 | 11.5 | FALSE | FALSE | TRUE | 24000 | 21000 | 2.64 | 24000 | 2.17
211644071 | 04/27/23 | Live | Midea Electric Trading | ECO-AIR | Singlezone Non-Ducted, Wall Placement | 211644071 |  | HRCU-A-CB-O | MOD30-24HFN1-MU0W | Mini-Splits | MCD1-24HRFN1-MT0W(GA) | 11 | 20.2 | 11.6 | 11 | 20.5 | 11.5 | FALSE | FALSE | TRUE | 24000 | 21000 | 2.64 | 24000 | 2.17
209843014 | 04/27/23 | Live | Midea Electric Trading | TGM | Singlezone Non-Ducted, Wall Placement | 209843014 |  | HRCU-A-CB-O | MRSVHT24AS | Mini-Splits | MC4VHT24S | 12.5 | 20.7 | 10.5 | 12.5 | 21.5 | 9.7 | FALSE | FALSE | TRUE | 24000 | 19000 | 2.6 | 20800 | 2.36
209842998 | 04/27/23 | Live | Midea Electric Trading | CLASSIC | Singlezone Non-Ducted, Wall Placement | 209842998 |  | HRCU-A-CB-O | MRSVHC24AS | Mini-Splits | MC4VHC24S | 12.5 | 20.7 | 10.5 | 12.5 | 21.5 | 9.7 | FALSE | FALSE | TRUE | 24000 | 19000 | 2.6 | 20800 | 2.36
211644059 | 04/27/23 | Live | Midea Electric Trading | ECO-AIR | Singlezone Non-Ducted, Wall Placement | 211644059 |  | HRCU-A-CB-O | MOD33-24HFN1-MT0W | Mini-Splits | MCD1-24HRFN1-MT0W(GA) | 12.5 | 20.7 | 10.5 | 12.5 | 21.5 | 9.7 | TRUE | TRUE | TRUE | 24000 | 19000 | 2.6 | 20800 | 2.36
210799598 | 01/05/23 | Live | Midea Electric Trading | Cooper&Hunter | Singlezone Non-Ducted, Floor Placement | 210799598 |  | HRCU-A-CB-O | CH-HPR18-230VO | Mini-Splits | CH-18MSPHFC-230VI | 12.5 | 20.2 | 10.6 | 12.5 | 20.5 | 9.8 | TRUE | TRUE | TRUE | 17000 | 12000 | 2.3 | 17000 | 1.9
211644034 | 04/27/23 | Live | Midea Electric Trading | Alsetria | Singlezone Non-Ducted, Wall Placement | 211644034 |  | HRCU-A-CB-O | MOD33-24HFN1-MT0W | Mini-Splits | MCD1-24HRFN1-MT0W(GA) | 12.5 | 20.7 | 10.5 | 12.5 | 21.5 | 9.7 | TRUE | TRUE | TRUE | 24000 | 19000 | 2.6 | 20800 | 2.36
207821939 | 04/27/23 | Live | Midea Electric Trading | MIDEA | Singlezone Non-Ducted, Wall Placement | 207821939 |  | HRCU-A-CB-O | MOD33-24HFN1-MT0W | Mini-Splits | MCD1-24HRFN1-MT0W(GA) | 12.5 | 20.7 | 10.5 | 12.5 | 21.5 | 9.7 | FALSE | FALSE | TRUE | 24000 | 19000 | 2.6 | 20800 | 2.36
212406546 | 05/20/23 | Live | Lennox Industries | LENNOX | Multizone All Ducted | 212406546 |  | HMSV-A-CB | VPC036H4M-3PD | Ducted Indoor Units |  |  |  |  | 11.7 | 17.7 | 9.2 | FALSE | FALSE | TRUE | 36000 | 29600 | 2.4 | 47100 | 2.12
210799597 | 01/05/23 | Live | Midea Electric Trading | Cooper&Hunter | Singlezone Ducted, Compact Ducted | 210799597 |  | HRCU-A-CB | CH-HPR18-230VO | Mini-Splits | CH-M18DTUI | 12.5 | 19.6 | 11 | 11.7 | 18 | 9.5 | TRUE | TRUE | TRUE | 17000 | 15000 | 2.27 | 19000 | 2.02
207760000 | 04/18/23 | Live | Bosch | BOSCH | Singlezone Ducted, Compact Ducted | 207760000 |  | HRCU-A-CB | BMS500-AAS009-1CSXRC | Mini-Splits | BMS500-AAU009-1AHDXB | 13.5 | 21 | 11.5 | 12.5 | 19.2 | 10.2 | TRUE | TRUE | TRUE | 9000 | 7700 | 3.53 | 9680 | 2.42
207760002 | 04/18/23 | Live | Bosch | BOSCH | Singlezone Ducted, Compact Ducted | 207760002 |  | HRCU-A-CB | BMS500-AAS012-1CSXRC | Mini-Splits | BMS500-AAU012-1AHDXB | 12.5 | 21.5 | 11.5 | 11.7 | 19 | 10.3 | TRUE | TRUE | TRUE | 11500 | 9300 | 3.13 | 11060 | 2.59
207759998 | 04/18/23 | Live | Bosch | BOSCH | Singlezone Non-Ducted, Wall Placement | 207759998 |  | HRCU-A-CB-O | BMS500-AAS030-1CSXRC | Mini-Splits | BMS500-AAU030-1AHWXC | 11.5 | 20.1 | 10.8 | 11.5 | 20.1 | 9 | FALSE | FALSE | FALSE | 30000 | 19000 | 2.25 | 20673 | 1.96
207760001 | 04/18/23 | Live | Bosch | BOSCH | Singlezone Ducted, Compact Ducted | 207760001 |  | HRCU-A-CB | BMS500-AAS009-1CSXHC | Mini-Splits | BMS500-AAU009-1AHDXB | 14 | 23 | 12 | 13.2 | 20.2 | 12 | TRUE | TRUE | TRUE | 9000 | 10100 | 4.35 | 12280 | 1.98
207825521 | 01/05/23 | Live | Midea Electric Trading | 1HVAC | Singlezone Ducted, Compact Ducted | 207825521 |  | HRCU-A-CB | ACIQ-18ZPL-HP230B | Mini-Splits | ACIQ-18CD-HH-MB | 12.5 | 19.6 | 11 | 11.7 | 18 | 9.5 | TRUE | TRUE | TRUE | 17000 | 15000 | 2.27 | 19000 | 2.02
207759989 | 04/18/23 | Live | Bosch | BOSCH | Singlezone Non-Ducted, Wall Placement | 207759989 |  | HRCU-A-CB-O | BMS500-AAS009-1CSXRC | Mini-Splits | BMS500-AAU009-1AHWXC | 15 | 25.5 | 12.2 | 15 | 25.5 | 12.3 | TRUE | TRUE | TRUE | 9000 | 8500 | 4.15 | 9611 | 2.29
207759992 | 04/18/23 | Live | Bosch | BOSCH | Singlezone Non-Ducted, Wall Placement | 207759992 |  | HRCU-A-CB-O | BMS500-AAS024-1CSXRC | Mini-Splits | BMS500-AAU024-1AHWXC | 14 | 22 | 12 | 14 | 22 | 10 | TRUE | FALSE | TRUE | 24000 | 16200 | 3.08 | 20000 | 2.1
207760022 | 04/18/23 | Live | Bosch | BOSCH | Multizone All Ducted | 207760022 |  | HMSV-A-CB | BMS500-AAM018-1CSXRC | Ducted Indoor Units |  | 12 | 19 | 10.8 | 12 | 19 | 9.8 | TRUE | TRUE | TRUE | 18000 | 14800 | 3.5 | 16800 | 2.59
207760004 | 04/18/23 | Live | Bosch | BOSCH | Singlezone Ducted, Compact Ducted | 207760004 |  | HRCU-A-CB | BMS500-AAS018-1CSXRC | Mini-Splits | BMS500-AAU018-1AHDXB | 12.5 | 20.5 | 11 | 12.5 | 20 | 10.6 | TRUE | FALSE | TRUE | 17000 | 12600 | 2.74 | 14000 | 2.28
207759991 | 04/18/23 | Live | Bosch | BOSCH | Singlezone Non-Ducted, Wall Placement | 207759991 |  | HRCU-A-CB-O | BMS500-AAS018-1CSXRC | Mini-Splits | BMS500-AAU018-1AHWXC | 12.5 | 22.6 | 12 | 12.5 | 23.5 | 10.8 | TRUE | FALSE | TRUE | 18000 | 14900 | 2.99 | 15934 | 2.37
207760012 | 04/18/23 | Live | Bosch | BOSCH | Singlezone Non-Ducted, Ceiling Placement | 207760012 |  | HRCU-A-CB-O | BMS500-AAS009-1CSXRC | Mini-Splits | BMS500-AAU009-1AHCXB | 13 | 20 | 10.5 | 13 | 20 | 10 | TRUE | TRUE | TRUE | 9000 | 7500 | 3.33 | 9070 | 2.18
207825540 | 01/05/23 | Live | Midea Electric Trading | ACIQ | Singlezone Ducted, Compact Ducted | 207825540 |  | HRCU-A-CB | ACIQ-18ZPL-HP230B | Mini-Splits | ACIQ-18CD-HH-MB | 12.5 | 19.6 | 11 | 11.7 | 18 | 9.5 | TRUE | TRUE | TRUE | 17000 | 15000 | 2.27 | 19000 | 2.02
207760025 | 04/18/23 | Live | Bosch | BOSCH | Multizone All Ducted | 207760025 |  | HMSV-A-CB | BMS500-AAM027-1CSXRC | Ducted Indoor Units |  | 11.2 | 21 | 10.2 | 11.7 | 21 | 9.2 | TRUE | FALSE | TRUE | 28000 | 22000 | 3.5 | 18500 | 2.05
207760037 | 04/18/23 | Live | Bosch | BOSCH | Multizone All Ducted | 207760037 |  | HMSV-A-CB | BMS500-AAM027-1CSXHC | Ducted Indoor Units |  | 11.5 | 20 | 10.1 | 11.7 | 20 | 9.5 | TRUE | TRUE | TRUE | 28000 | 27000 | 4.14 | 27446 | 2.2
207759997 | 04/18/23 | Live | Bosch | BOSCH | Singlezone Non-Ducted, Wall Placement | 207759997 |  | HRCU-A-CB-O | BMS500-AAS024-1CSXHC | Mini-Splits | BMS500-AAU024-1AHWXC | 13 | 21.5 | 12 | 13 | 21.5 | 11.4 | TRUE | TRUE | TRUE | 24000 | 21200 | 3.27 | 27200 | 2.2
207760045 | 04/18/23 | Live | Bosch | BOSCH | Singlezone Non-Ducted, Ceiling Placement | 207760045 |  | HRCU-A-CB-O | BMS500-AAS012-1CSXRC | Mini-Splits | BMS500-AAU012-1AHCXB | 14 | 22 | 10.6 | 14 | 22.7 | 10 | TRUE | FALSE | TRUE | 12000 | 8900 | 3.26 | 10060 | 2.36
208130814 | 01/05/23 | Live | Midea Electric Trading | LBG Products | Singlezone Ducted, Compact Ducted | 208130814 |  | HRCU-A-CB | LBHB12DUWO | Mini-Splits | LMHB12DFI | 12.5 | 21.5 | 11.5 | 11.7 | 19 | 10.3 | TRUE | TRUE | TRUE | 11500 | 9300 | 2.78 | 10100 | 2.39
207759990 | 04/18/23 | Live | Bosch | BOSCH | Singlezone Non-Ducted, Wall Placement | 207759990 |  | HRCU-A-CB-O | BMS500-AAS012-1CSXRC | Mini-Splits | BMS500-AAU012-1AHWXC | 13.7 | 23.2 | 13.2 | 13.7 | 24.6 | 10.7 | TRUE | FALSE | TRUE | 12000 | 9000 | 3.22 | 9921 | 2.31
207826700 | 04/27/23 | Live | Midea Electric Trading | MIDEA | Singlezone Ducted, Compact Ducted | 207826700 |  | HRCU-A-CB | MOE30U-48HFN1-MP0(GA) | Mini-Splits | MTI-48HWFN1-M | 9.2 | 17.4 | 10.3 | 8.5 | 15.1 | 9.3 | FALSE | FALSE | FALSE | 48000 | 34000 | 2.32 | 41000 | 2.32
207862081 | 01/05/23 | Live | Midea Electric Trading | Breeze33 | Singlezone Ducted, Compact Ducted | 207862081 |  | HRCU-A-CB | BZ33-HYP18OUT2-G2-P | Mini-Splits | BZ33-DIDU18-P | 12.5 | 19.6 | 11 | 11.7 | 18 | 9.5 | TRUE | TRUE | TRUE | 17000 | 15000 | 2.27 | 19000 | 2.02
207759995 | 04/18/23 | Live | Bosch | BOSCH | Singlezone Non-Ducted, Wall Placement | 207759995 |  | HRCU-A-CB-O | BMS500-AAS012-1CSXHC | Mini-Splits | BMS500-AAU012-1AHWXC | 14 | 25.5 | 13 | 14 | 25.5 | 10.4 | TRUE | TRUE | TRUE | 12000 | 10000 | 4.01 | 13112 | 2.11
207760014 | 04/18/23 | Live | Bosch | BOSCH | Singlezone Non-Ducted, Ceiling Placement | 207760014 |  | HRCU-A-CB-O | BMS500-AAS012-1CSXHC | Mini-Splits | BMS500-AAU012-1AHCXB | 12.7 | 21.5 | 10.6 | 12.7 | 22.3 | 10.2 | TRUE | TRUE | TRUE | 12000 | 9900 | 3.3 | 13010 | 2.18
207759993 | 04/18/23 | Live | Bosch | BOSCH | Singlezone Non-Ducted, Ceiling Placement | 207759993 |  | HRCU-A-CB-O | BMS500-AAS009-1CSXRC | Mini-Splits | BMS500-AAU006-1AHWXC | 15.8 | 26.5 | 14 | 15.8 | 26.5 | 13.6 | TRUE | TRUE | TRUE | 6000 | 8500 | 4.15 | 9611 | 2.29
211644029 | 04/27/23 | Live | Midea Electric Trading | Alsetria | Singlezone Ducted, Compact Ducted | 211644029 |  | HRCU-A-CB | MOE30U-48HFN1-MP0(GA) | Mini-Splits | MTI-48HWFN1-M | 9.2 | 17.4 | 10.3 | 8.5 | 15.1 | 9.3 | FALSE | FALSE | FALSE | 48000 | 34000 | 2.32 | 41000 | 2.32
211644054 | 04/27/23 | Live | Midea Electric Trading | ECO-AIR | Singlezone Ducted, Compact Ducted | 211644054 |  | HRCU-A-CB | MOE30U-48HFN1-MP0(GA) | Mini-Splits | MTI-48HWFN1-M | 9.2 | 17.4 | 10.3 | 8.5 | 15.1 | 9.3 | FALSE | FALSE | FALSE | 48000 | 34000 | 2.32 | 41000 | 2.32
209843021 | 04/27/23 | Live | Midea Electric Trading | TGM | Singlezone Ducted, Compact Ducted | 209843021 |  | HRCU-A-CB | MRSVHT48AS | Mini-Splits | MFCHT48S | 9.2 | 17.4 | 10.3 | 8.5 | 15.1 | 9.3 | FALSE | FALSE | FALSE | 48000 | 34000 | 2.32 | 41000 | 2.32
207825559 | 01/05/23 | Live | Midea Electric Trading | DIYCOOL | Singlezone Ducted, Compact Ducted | 207825559 |  | HRCU-A-CB | ACIQ-18ZPL-HP230B | Mini-Splits | ACIQ-18CD-HH-MB | 12.5 | 19.6 | 11 | 11.7 | 18 | 9.5 | TRUE | TRUE | TRUE | 17000 | 15000 | 2.27 | 19000 | 2.02
209843005 | 04/27/23 | Live | Midea Electric Trading | CLASSIC | Singlezone Ducted, Compact Ducted | 209843005 |  | HRCU-A-CB | MRSVHC48AS | Mini-Splits | MFCHC48S | 9.2 | 17.4 | 10.3 | 8.5 | 15.1 | 9.3 | FALSE | FALSE | FALSE | 48000 | 34000 | 2.32 | 41000 | 2.32
209843000 | 04/27/23 | Live | Midea Electric Trading | CLASSIC | Singlezone Non-Ducted, Wall Placement | 209843000 |  | HRCU-A-CB-O | MRSVHC48AS | Mini-Splits | MC4VHC48S | 9.5 | 17.8 | 11.5 | 9.5 | 18.5 | 9.8 | FALSE | FALSE | TRUE | 48000 | 30000 | 2.34 | 39000 | 2.05
209843016 | 04/27/23 | Live | Midea Electric Trading | TGM | Singlezone Non-Ducted, Wall Placement | 209843016 |  | HRCU-A-CB-O | MRSVHT48AS | Mini-Splits | MC4VHT48S | 9.5 | 17.8 | 11.5 | 9.5 | 18.5 | 9.8 | FALSE | FALSE | TRUE | 48000 | 30000 | 2.34 | 39000 | 2.05
211644036 | 04/27/23 | Live | Midea Electric Trading | Alsetria | Singlezone Non-Ducted, Wall Placement | 211644036 |  | HRCU-A-CB-O | MOE30U-48HFN1-MP0(GA) | Mini-Splits | MCD1-48HRFN1-M(GA) | 9.5 | 17.8 | 11.5 | 9.5 | 18.5 | 9.8 | FALSE | FALSE | TRUE | 48000 | 30000 | 2.34 | 39000 | 2.05
211644061 | 04/27/23 | Live | Midea Electric Trading | ECO-AIR | Singlezone Non-Ducted, Wall Placement | 211644061 |  | HRCU-A-CB-O | MOE30U-48HFN1-MP0(GA) | Mini-Splits | MCD1-48HRFN1-M(GA) | 9.5 | 17.8 | 11.5 | 9.5 | 18.5 | 9.8 | FALSE | FALSE | TRUE | 48000 | 30000 | 2.34 | 39000 | 2.05
208280120 | 01/05/23 | Live | Midea Electric Trading | TRUST AIR CONDITIONERS | Singlezone Ducted, Compact Ducted | 208280120 |  | HRCU-A-CB | AS18H/O4S41P | Mini-Splits | IUMDL18H/I43P | 12.5 | 19.6 | 11 | 11.7 | 18 | 9.5 | FALSE | FALSE | FALSE | 17000 | 15000 | 2.27 | 19000 | 2.02
207821941 | 04/27/23 | Live | Midea Electric Trading | MIDEA | Singlezone Non-Ducted, Wall Placement | 207821941 |  | HRCU-A-CB-O | MOE30U-48HFN1-MP0(GA) | Mini-Splits | MCD1-48HRFN1-M(GA) | 9.5 | 17.8 | 11.5 | 9.5 | 18.5 | 9.8 | FALSE | FALSE | TRUE | 48000 | 30000 | 2.34 | 39000 | 2.05
205921394 | 04/18/23 | Live | Bosch | BOSCH | Singlezone Non-Ducted, Wall Placement | 205921394 |  | HRCU-A-CB-O | BMS500-AAS012-1CSXXA | Mini-Splits | BMS500-AAU012-1AHWXB | 13.7 | 22.7 | 11 | 13.7 | 22.3 | 8.8 | TRUE | TRUE | FALSE | 12000 | 7700 | 2.75 | 11116 | 2.45
203991151 | 04/18/23 | Live | Bosch | BOSCH | Singlezone Non-Ducted, Wall Placement | 203991151 |  | HRCU-A-CB-O | BMS500-AAS024-1CSXRA | Mini-Splits | BMS500-AAU024-1AHWXB | 13.7 | 20.7 | 11.5 | 13.7 | 19.8 | 9.3 | TRUE | FALSE | FALSE | 24000 | 15300 | 2.7 | 18500 | 2.14
208130839 | 01/05/23 | Live | Midea Electric Trading | LBG Products | Singlezone Ducted, Compact Ducted | 208130839 |  | HRCU-A-CB | LBHB18DVWO | Mini-Splits | LMHB18DFI | 12.5 | 19.6 | 11 | 11.7 | 18 | 9.5 | TRUE | TRUE | TRUE | 17000 | 15000 | 2.27 | 19000 | 2.02
203991153 | 04/18/23 | Live | Bosch | BOSCH | Singlezone Non-Ducted, Wall Placement | 203991153 |  | HRCU-A-CB-O | BMS500-AAS012-1CSXHB | Mini-Splits | BMS500-AAU012-1AHWXB | 13 | 22.5 | 12 | 13 | 19.9 | 9.1 | TRUE | FALSE | FALSE | 12000 | 7800 | 2.63 | 12259 | 1.96
203991149 | 04/18/23 | Live | Bosch | BOSCH | Singlezone Non-Ducted, Wall Placement | 203991149 |  | HRCU-A-CB-O | BMS500-AAS012-1CSXRA | Mini-Splits | BMS500-AAU012-1AHWXB | 13.7 | 22.7 | 11 | 13.7 | 22.3 | 8.8 | TRUE | TRUE | FALSE | 12000 | 7700 | 2.75 | 11116 | 2.45
209843004 | 04/27/23 | Live | Midea Electric Trading | CLASSIC | Singlezone Ducted, Compact Ducted | 209843004 |  | HRCU-A-CB | MRSVHC36AS | Mini-Splits | MFCHC36S | 9 | 16.7 | 11.5 | 8.8 | 15.8 | 8.8 | FALSE | FALSE | FALSE | 36000 | 25000 | 2.49 | 26000 | 2.22
203991171 | 04/18/23 | Live | Bosch | BOSCH | Singlezone Non-Ducted, Ceiling Placement | 203991171 |  | HRCU-A-CB-O | BMS500-AAS048-1CSXLB | Mini-Splits | BMS500-AAU048-1AHCXB | 9.5 | 16.8 | 11 | 9.5 | 16.8 | 9 | FALSE | FALSE | FALSE | 48000 | 35000 | 2.36 | 40862 | 2.32
203991152 | 04/18/23 | Live | Bosch | BOSCH | Singlezone Non-Ducted, Wall Placement | 203991152 |  | HRCU-A-CB-O | BMS500-AAS009-1CSXHB | Mini-Splits | BMS500-AAU009-1AHWXB | 14.5 | 25 | 11.2 | 14.5 | 23.1 | 9.9 | TRUE | FALSE | FALSE | 9000 | 6900 | 2.73 | 13890 | 2.1
203991148 | 04/18/23 | Live | Bosch | BOSCH | Singlezone Non-Ducted, Wall Placement | 203991148 |  | HRCU-A-CB-O | BMS500-AAS009-1CSXRA | Mini-Splits | BMS500-AAU009-1AHWXB | 14.9 | 23.5 | 10.8 | 14.9 | 21.8 | 9.3 | TRUE | TRUE | FALSE | 9000 | 5800 | 2.74 | 10086 | 2.27
204014465 | 04/18/23 | Live | Bosch | BOSCH | Singlezone Non-Ducted, Ceiling Placement | 204014465 |  | HRCU-A-CB-O | BMS500-AAS012-1CSXHB | Mini-Splits | BMS500-AAU012-1AHCXB | 12.5 | 19.5 | 10.6 | 12.5 | 19.5 | 9.3 | TRUE | FALSE | FALSE | 12000 | 8700 | 2.68 | 13136 | 1.97
209843020 | 04/27/23 | Live | Midea Electric Trading | TGM | Singlezone Ducted, Compact Ducted | 209843020 |  | HRCU-A-CB | MRSVHT36AS | Mini-Splits | MFCHT36S | 9 | 16.7 | 11.5 | 8.8 | 15.8 | 8.8 | FALSE | FALSE | FALSE | 36000 | 25000 | 2.49 | 26000 | 2.22
203991170 | 04/18/23 | Live | Bosch | BOSCH | Singlezone Non-Ducted, Ceiling Placement | 203991170 |  | HRCU-A-CB-O | BMS500-AAS036-1CSXLB | Mini-Splits | BMS500-AAU036-1AHCXB | 9 | 17.5 | 10.5 | 9 | 17.5 | 9.3 | FALSE | FALSE | FALSE | 36000 | 24000 | 2.51 | 31769 | 2.16
211644028 | 04/27/23 | Live | Midea Electric Trading | Alsetria | Singlezone Ducted, Compact Ducted | 211644028 |  | HRCU-A-CB | MOD30U-36HFN1-MP0(GA) | Mini-Splits | MTI-36HWFN1-M | 9 | 16.7 | 11.5 | 8.8 | 15.8 | 8.8 | FALSE | FALSE | FALSE | 36000 | 25000 | 2.49 | 26000 | 2.22
208816932 | 01/05/23 | Live | Midea Electric Trading | TRUST AIR CONDITIONERS | Singlezone Ducted, Compact Ducted | 208816932 |  | HRCU-A-CB | OAH18H/O4S4P | Mini-Splits | IUMDL18H/I43P | 12.5 | 19.6 | 11 | 11.7 | 18 | 9.5 | FALSE | FALSE | TRUE | 17000 | 15000 | 2.27 | 19000 | 2.02
203991168 | 04/18/23 | Live | Bosch | BOSCH | Singlezone Non-Ducted, Ceiling Placement | 203991168 |  | HRCU-A-CB-O | BMS500-AAS018-1CSXRA | Mini-Splits | BMS500-AAU018-1AHCXB | 12.5 | 20 | 10.3 | 12.5 | 20 | 9.1 | TRUE | FALSE | FALSE | 18000 | 12000 | 2.77 | 11276 | 2.23
203991147 | 04/18/23 | Live | Bosch | BOSCH | Singlezone Non-Ducted, Wall Placement | 203991147 |  | HRCU-A-CB-O | BMS500-AAS012-0CSXRB | Mini-Splits | BMS500-AAS012-0AHWXB | 13 | 22 | 10.2 | 13 | 21.2 | 8.5 | TRUE | FALSE | FALSE | 12000 | 7600 | 2.59 | 8034 | 2.53
204014467 | 04/18/23 | Live | Bosch | BOSCH | Singlezone Ducted, Compact Ducted | 204014467 |  | HRCU-A-CB | BMS500-AAS009-1CSXHB | Mini-Splits | BMS500-AAU009-1AHDXB | 13.5 | 23 | 12 | 12.1 | 18.5 | 11.5 | TRUE | TRUE | TRUE | 9000 | 10100 | 3.84 | 11389 | 1.56
203991159 | 04/18/23 | Live | Bosch | BOSCH | Singlezone Ducted, Compact Ducted | 203991159 |  | HRCU-A-CB | BMS500-AAS009-1CSXRA | Mini-Splits | BMS500-AAU009-1AHDXB | 13.5 | 20.5 | 11.5 | 12.1 | 18.7 | 9.8 | TRUE | TRUE | TRUE | 9000 | 8000 | 3.45 | 8959 | 2.1
204014470 | 04/18/23 | Live | Bosch | BOSCH | Singlezone Ducted, Compact Ducted | 204014470 |  | HRCU-A-CB | BMS500-AAS024-1CSXHB | Mini-Splits | BMS500-AAU024-1AHDXB | 12.5 | 20.5 | 12.5 | 11.7 | 19.2 | 10.5 | TRUE | TRUE | TRUE | 24000 | 23000 | 3.42 | 25245 | 1.81
211644053 | 04/27/23 | Live | Midea Electric Trading | ECO-AIR | Singlezone Ducted, Compact Ducted | 211644053 |  | HRCU-A-CB | MOD30U-36HFN1-MP0(GA) | Mini-Splits | MTI-36HWFN1-M | 9 | 16.7 | 11.5 | 8.8 | 15.8 | 8.8 | FALSE | FALSE | FALSE | 36000 | 25000 | 2.49 | 26000 | 2.22
203991162 | 04/18/23 | Live | Bosch | BOSCH | Singlezone Ducted, Compact Ducted | 203991162 |  | HRCU-A-CB | BMS500-AAS024-1CSXRA | Mini-Splits | BMS500-AAU024-1AHDXB | 12.5 | 21.5 | 11 | 11.7 | 19 | 10 | TRUE | TRUE | TRUE | 23000 | 18000 | 3.03 | 18943 | 2.22
204014468 | 04/18/23 | Live | Bosch | BOSCH | Singlezone Ducted, Compact Ducted | 204014468 |  | HRCU-A-CB | BMS500-AAS012-1CSXHB | Mini-Splits | BMS500-AAU012-1AHDXB | 12.5 | 20.5 | 11 | 11.7 | 19 | 10 | TRUE | TRUE | TRUE | 12000 | 10600 | 3.2 | 12467 | 1.8
207826699 | 04/27/23 | Live | Midea Electric Trading | MIDEA | Singlezone Ducted, Compact Ducted | 207826699 |  | HRCU-A-CB | MOD30U-36HFN1-MP0(GA) | Mini-Splits | MTI-36HWFN1-M | 9 | 16.7 | 11.5 | 8.8 | 15.8 | 8.8 | FALSE | FALSE | FALSE | 36000 | 25000 | 2.49 | 26000 | 2.22
209843062 | 01/05/23 | Live | Midea Electric Trading | CTMorley | Singlezone Ducted, Compact Ducted | 209843062 |  | HRCU-A-CB | MOU-A18H-2 | Mini-Splits | MIU-A18D-2 | 12.5 | 19.6 | 11 | 11.7 | 18 | 9.5 | FALSE | FALSE | TRUE | 17000 | 15000 | 2.27 | 19000 | 2.02
207821940 | 04/27/23 | Live | Midea Electric Trading | MIDEA | Singlezone Non-Ducted, Wall Placement | 207821940 |  | HRCU-A-CB-O | MOD30U-36HFN1-MP0(GA) | Mini-Splits | MCD1-36HRFN1-M(GA) | 9 | 18.2 | 10.6 | 9.4 | 19.2 | 8.8 | FALSE | FALSE | FALSE | 36000 | 23000 | 2.45 | 26000 | 2.13
203991163 | 04/18/23 | Live | Bosch | BOSCH | Singlezone Ducted, Compact Ducted | 203991163 |  | HRCU-A-CB | BMS500-AAS036-1CSXLB | Mini-Splits | BMS500-AAU036-1AHDXB | 9 | 16.5 | 11.5 | 8.5 | 15 | 8.8 | FALSE | FALSE | FALSE | 36000 | 25000 | 2.48 | 33127 | 2.31
203991161 | 04/18/23 | Live | Bosch | BOSCH | Singlezone Ducted, Compact Ducted | 203991161 |  | HRCU-A-CB | BMS500-AAS018-1CSXRA | Mini-Splits | BMS500-AAU018-1AHDXB | 12.5 | 19 | 10.5 | 11.7 | 18.5 | 9.2 | TRUE | FALSE | FALSE | 17000 | 11600 | 2.52 | 12504 | 2.4
211644035 | 04/27/23 | Live | Midea Electric Trading | Alsetria | Singlezone Non-Ducted, Wall Placement | 211644035 |  | HRCU-A-CB-O | MOD30U-36HFN1-MP0(GA) | Mini-Splits | MCD1-36HRFN1-M(GA) | 9 | 18.2 | 10.6 | 9.4 | 19.2 | 8.8 | FALSE | FALSE | FALSE | 36000 | 23000 | 2.45 | 26000 | 2.13
203991183 | 04/18/23 | Live | Bosch | BOSCH | Multizone All Non-Ducted | 203991183 |  | HMSV-A-CB | BMS500-AAM027-1CSXHB | Non-Ducted Indoor Units |  | 13 | 22 | 10.4 | 12.5 | 22 | 9 | TRUE | TRUE | FALSE | 28000 | 18000 | 2.73 | 30960 | 2.12
211644060 | 04/27/23 | Live | Midea Electric Trading | ECO-AIR | Singlezone Non-Ducted, Wall Placement | 211644060 |  | HRCU-A-CB-O | MOD30U-36HFN1-MP0(GA) | Mini-Splits | MCD1-36HRFN1-M(GA) | 9 | 18.2 | 10.6 | 9.4 | 19.2 | 8.8 | FALSE | FALSE | FALSE | 36000 | 23000 | 2.45 | 26000 | 2.13
203991174 | 04/18/23 | Live | Bosch | BOSCH | Multizone All Non-Ducted | 203991174 |  | HMSV-A-CB | BMS500-AAM027-1CSXRA | Non-Ducted Indoor Units |  | 12.5 | 23 | 10.3 | 12.5 | 23 | 9.2 | TRUE | FALSE | FALSE | 28000 | 17200 | 2.8 | 20260 | 2.2
209843015 | 04/27/23 | Live | Midea Electric Trading | TGM | Singlezone Non-Ducted, Wall Placement | 209843015 |  | HRCU-A-CB-O | MRSVHT36AS | Mini-Splits | MC4VHT36S | 9 | 18.2 | 10.6 | 9.4 | 19.2 | 8.8 | FALSE | FALSE | FALSE | 36000 | 23000 | 2.45 | 26000 | 2.13
209843060 | 01/05/23 | Live | Midea Electric Trading | CTMorley | Singlezone Non-Ducted, Wall Placement | 209843060 |  | HRCU-A-CB-O | MOU-A12H-2 | Mini-Splits | MIU-A12F-2 | 13 | 23 | 11.5 | 13 | 23.6 | 10 | FALSE | FALSE | TRUE | 12000 | 9600 | 2.56 | 12900 | 2.2
203991178 | 04/18/23 | Live | Bosch | BOSCH | Multizone All Non-Ducted | 203991178 |  | HMSV-A-CB | BMS500-AAM048-1CSXRA | Non-Ducted Indoor Units |  | 12.5 | 22.4 | 10.2 | 12.5 | 23.7 | 8.6 | TRUE | FALSE | FALSE | 48000 | 28400 | 2.59 | 32820 | 2.27
203991165 | 04/18/23 | Live | Bosch | BOSCH | Singlezone Ducted, Compact Ducted | 203991165 |  | HRCU-A-CB | BMS500-AAS060-1CSXLB | Mini-Splits | BMS500-AAU060-1AHDXB | 10 | 18 | 9 | 9 | 15.4 | 8.4 | FALSE | FALSE | FALSE | 57000 | 34400 | 2.39 | 41732 | 2.44
208816927 | 01/05/23 | Live | Midea Electric Trading | TRUST AIR CONDITIONERS | Singlezone Ducted, Compact Ducted | 208816927 |  | HRCU-A-CB | OUS12H/O4S4P | Mini-Splits | IUMDL12H/I43P | 12.5 | 21.5 | 11.5 | 11.7 | 19 | 10.3 | FALSE | FALSE | TRUE | 11500 | 9300 | 2.78 | 10100 | 2.39
207760005 | 04/18/23 | Live | Bosch | BOSCH | Singlezone Ducted, Compact Ducted | 207760005 |  | HRCU-A-CB | BMS500-AAS018-1CSXHC | Mini-Splits | BMS500-AAU018-1AHDXB | 12.5 | 19.6 | 11 | 11.7 | 18 | 9.5 | TRUE | TRUE | TRUE | 17000 | 15000 | 3.05 | 21000 | 1.92
209842999 | 04/27/23 | Live | Midea Electric Trading | CLASSIC | Singlezone Non-Ducted, Wall Placement | 209842999 |  | HRCU-A-CB-O | MRSVHC36AS | Mini-Splits | MC4VHC36S | 9 | 18.2 | 10.6 | 9.4 | 19.2 | 8.8 | FALSE | FALSE | FALSE | 36000 | 23000 | 2.45 | 26000 | 2.13
207760020 | 04/18/23 | Live | Bosch | BOSCH | Singlezone Non-Ducted, Wall Placement | 207760020 |  | HRCU-A-CB-O | BMS500-AAS048-1CSXLC | Mini-Splits | BMS500-AAU048-1AHCXC | 9.5 | 17.8 | 11.5 | 9.5 | 18.5 | 9.8 | FALSE | FALSE | TRUE | 48000 | 30000 | 1.93 | 37903 | 2.22
209843009 | 04/27/23 | Live | Midea Electric Trading | CLASSIC | Singlezone Non-Ducted, Wall Placement | 209843009 |  | HRCU-A-CB-O | MRSVHC36AS | Mini-Splits | MUVHC36S | 8 | 17 | 10 | 8.5 | 19 | 9 | FALSE | FALSE | FALSE | 36000 | 23000 | 2.2 | 25000 | 2.11
207760010 | 04/18/23 | Live | Bosch | BOSCH | Singlezone Ducted, Compact Ducted | 207760010 |  | HRCU-A-CB | BMS500-AAS048-1CSXLC | Mini-Splits | BMS500-AAU048-1AHDXB | 9.2 | 17.4 | 10.3 | 8.5 | 15.1 | 9.3 | FALSE | FALSE | FALSE | 48000 | 34000 | 2.93 | 41070 | 2.32
207760018 | 04/18/23 | Live | Bosch | BOSCH | Singlezone Non-Ducted, Wall Placement | 207760018 |  | HRCU-A-CB-O | BMS500-AAS024-1CSXHC | Mini-Splits | BMS500-AAU024-1AHCXC | 11 | 20.2 | 11.6 | 11 | 20.5 | 11.5 | FALSE | FALSE | TRUE | 24000 | 21000 | 4.05 | 24000 | 2.17
209843025 | 04/27/23 | Live | Midea Electric Trading | TGM | Singlezone Non-Ducted, Wall Placement | 209843025 |  | HRCU-A-CB-O | MRSVHT36AS | Mini-Splits | MUVHT36S | 8 | 17 | 10 | 8.5 | 19 | 9 | FALSE | FALSE | FALSE | 36000 | 23000 | 2.2 | 25000 | 2.11
207760017 | 04/18/23 | Live | Bosch | BOSCH | Singlezone Non-Ducted, Wall Placement | 207760017 |  | HRCU-A-CB-O | BMS500-AAS024-1CSXRC | Mini-Splits | BMS500-AAU024-1AHCXC | 12.5 | 20.7 | 10.5 | 12.5 | 21.5 | 9.7 | TRUE | TRUE | TRUE | 24000 | 19000 | 3.48 | 18680 | 2.28
207821942 | 04/27/23 | Live | Midea Electric Trading | MIDEA | Singlezone Non-Ducted, Wall Placement | 207821942 |  | HRCU-A-CB-O | MOD30U-36HFN1-MP0(GA) | Mini-Splits | MUE-36HRFN1-M(C) | 8 | 17 | 10 | 8.5 | 19 | 9 | FALSE | FALSE | FALSE | 36000 | 23000 | 2.2 | 25000 | 2.11
208816935 | 01/05/23 | Live | Midea Electric Trading | TRUST AIR CONDITIONERS | Singlezone Non-Ducted, Wall Placement | 208816935 |  | HRCU-A-CB-O | OAH12H/O4S4P | Mini-Splits | IUMCO12H/I41P | 13 | 23 | 11.5 | 13 | 23.6 | 10 | FALSE | FALSE | TRUE | 12000 | 9600 | 2.56 | 12900 | 2.2
211253523 | 05/26/23 | Live | Midea Electric Trading | PERFECTAIRE | Singlezone Ducted, Centrally Ducted | 211253523 |  | HRCU-A-CB | 3PAHHSD18-SZO |  | 3PAHHSD18-AHU | 12.5 | 20 | 11 | 12.4 | 18 | 9.3 | TRUE | TRUE | TRUE | 18000 | 13500 | 2.6 | 21000 | 2.21
211253524 | 05/26/23 | Live | Midea Electric Trading | PERFECTAIRE | Singlezone Ducted, Centrally Ducted | 211253524 |  | HRCU-A-CB | 3PAHHSD24-SZO |  | 3PAHHSD24-AHU | 12.5 | 20 | 12 | 11.7 | 17.4 | 10 | TRUE | TRUE | TRUE | 24000 | 19200 | 2.5 | 26400 | 2.14
210568233 | 05/26/23 | Live | Midea Electric Trading | COMFORT-AIRE | Singlezone Ducted, Centrally Ducted | 210568233 |  | HRCU-A-CB | A-VCD24SA-1 |  | B-VCD24SA-1 | 12.5 | 20 | 12 | 11.7 | 17.4 | 10 | TRUE | TRUE | TRUE | 24000 | 19200 | 2.5 | 26400 | 2.14
207821930 | 04/27/23 | Live | Midea Electric Trading | MIDEA | Singlezone Non-Ducted, Wall Placement | 207821930 |  | HRCU-A-CB-O | MOX230-09HFN1-MW5W | Mini-Splits | MSAG11B-09HRFN1-MX7W(GA) | 14.7 | 24 | 12.7 | 14.7 | 24 | 11.6 | FALSE | FALSE | TRUE | 9000 | 8100 | 2.7 | 9543 | 2.48
207862082 | 01/05/23 | Live | Midea Electric Trading | Breeze33 | Singlezone Non-Ducted, Wall Placement | 207862082 |  | HRCU-A-CB-O | BZ33-HYP12OUT2-G2-P | Mini-Splits | BZ33-ICM12-G2-P | 13 | 23 | 11.5 | 13 | 23.6 | 10 | TRUE | TRUE | TRUE | 12000 | 9600 | 2.56 | 12900 | 2.2
210568232 | 05/26/23 | Live | Midea Electric Trading | COMFORT-AIRE | Singlezone Ducted, Centrally Ducted | 210568232 |  | HRCU-A-CB | A-VCD48SA-1 |  | B-VCD48SA-1 | 8.5 | 16 | 10 | 8.2 | 15.6 | 9.4 | TRUE | TRUE | FALSE | 47000 | 36000 | 2.36 | 48000 | 2.05
211253527 | 05/26/23 | Live | Midea Electric Trading | PERFECTAIRE | Singlezone Ducted, Centrally Ducted | 211253527 |  | HRCU-A-CB | 3PAHHSD48-SZO |  | 3PAHHSD48-AHU | 8.5 | 16 | 10 | 8.2 | 15.6 | 9.4 | TRUE | TRUE | FALSE | 47000 | 36000 | 2.36 | 48000 | 2.05
208136323 | 05/26/23 | Live | Midea Electric Trading | COMFORT-AIRE | Singlezone Ducted, Centrally Ducted | 208136323 |  | HRCU-A-CB | A-VMH24SV-1 |  | B-VMH24AV-1 | 12.5 | 21 | 11.6 | 11.7 | 18.4 | 9.3 | TRUE | TRUE | TRUE | 23000 | 16900 | 2.4 | 25000 | 2.22
208136322 | 05/26/23 | Live | Midea Electric Trading | COMFORT-AIRE | Singlezone Ducted, Centrally Ducted | 208136322 |  | HRCU-A-CB | A-VMH18SV-1 |  | B-VMH18AV-1 | 12.5 | 20 | 10.8 | 11.7 | 17.6 | 9.6 | TRUE | TRUE | TRUE | 18000 | 15400 | 2.7 | 18200 | 2.14
208650610 | 05/26/23 | Live | Midea Electric Trading | MIDEA | Singlezone Ducted, Centrally Ducted | 208650610 |  | HRCU-A-CB | MOX430U-24HFN1-MR0 |  | MVC-24HWFN1-M | 11.3 | 19.4 | 11.3 | 10.5 | 17 | 9.2 | TRUE | TRUE | TRUE | 24000 | 21000 | 2.8 | 22000 | 2.8
211253528 | 05/26/23 | Live | Midea Electric Trading | PERFECTAIRE | Singlezone Ducted, Centrally Ducted | 211253528 |  | HRCU-A-CB | 3PAHHSD60-SZO |  | 3PAHHSD60-AHU | 9 | 16.4 | 10.5 | 8.8 | 15.3 | 9.4 | TRUE | TRUE | FALSE | 55000 | 42000 | 2.6 | 52500 | 2.3
210568228 | 05/26/23 | Live | Midea Electric Trading | COMFORT-AIRE | Singlezone Ducted, Centrally Ducted | 210568228 |  | HRCU-A-CB | A-VCD60SA-1 |  | B-VCD60SA-1 | 9 | 16.4 | 10.5 | 8.8 | 15.3 | 9.4 | TRUE | TRUE | FALSE | 55000 | 42000 | 2.6 | 52500 | 2.3
207764688 | 05/26/23 | Live | Midea Electric Trading | MOOVAIR | Singlezone Ducted, Centrally Ducted | 207764688 |  | HRCU-A-CB | DMA18HOS20230E7 |  | FMA18HIAHUU230X7 | 12.5 | 20 | 11 | 12.4 | 18 | 9.3 | TRUE | TRUE | TRUE | 18000 | 13500 | 2.6 | 21000 | 2.21
207706568 | 05/26/23 | Live | Midea Electric Trading | CANAIR | Singlezone Ducted, Centrally Ducted | 207706568 |  | HRCU-A-CB | CDH2018C21 |  | CDH2018F21 | 12.5 | 20 | 11 | 12.4 | 18 | 9.3 | TRUE | TRUE | TRUE | 18000 | 13500 | 2.6 | 21000 | 2.21
208130843 | 01/05/23 | Live | Midea Electric Trading | LBG Products | Singlezone Non-Ducted, Wall Placement | 208130843 |  | HRCU-A-CB-O | LBHB12DVWO | Mini-Splits | LMHB12DZGI | 13 | 23 | 11.5 | 13 | 23.6 | 10 | TRUE | TRUE | TRUE | 12000 | 9600 | 2.56 | 12900 | 2.2
206597211 | 03/02/23 | Live | Fujitsu General America, Inc. | FUJITSU | Singlezone Non-Ducted, Wall Placement | 206597211 |  | HRCU-A-CB-O | AOUG12LZAH1 | Mini-Splits | ASUG12LZBS | 15.2 | 29.4 | 13.8 | 15.2 | 29.4 | 12.7 | TRUE | TRUE | TRUE | 12000 | 10000 | 3.22 | 17500 | 2.32
208284014 | 05/26/23 | Live | Midea Electric Trading | TRUST AIR CONDITIONERS | Singlezone Ducted, Centrally Ducted | 208284014 |  | HRCU-A-CB | AA18H/O44P |  | AH18H/I44P | 12.5 | 20 | 11 | 12.4 | 18 | 9.3 | FALSE | FALSE | TRUE | 18000 | 13500 | 2.6 | 21000 | 2.21
211253511 | 05/26/23 | Live | Midea Electric Trading | NOVAIR | Singlezone Ducted, Centrally Ducted | 211253511 |  | HRCU-A-CB | LEA18-EVOX-30-O |  | LEA18-EVOX-30-I | 12.5 | 20 | 11 | 12.4 | 18 | 9.3 | FALSE | FALSE | TRUE | 18000 | 13500 | 2.6 | 21000 | 2.21
207826693 | 04/27/23 | Live | Midea Electric Trading | MIDEA | Singlezone Non-Ducted, Wall Placement | 207826693 |  | HRCU-A-CB-O | MOX230-09HFN1-MW5W | Mini-Splits | MSEPB-09HRFN1-MY5W(GA) | 15 | 25.5 | 12.2 | 15 | 25.5 | 12.3 | FALSE | FALSE | TRUE | 9000 | 8500 | 2.8 | 9611 | 2.29
211253513 | 05/26/23 | Live | Midea Electric Trading | NOVAIR | Singlezone Ducted, Centrally Ducted | 211253513 |  | HRCU-A-CB | LEA24-EVOX-30-O |  | LEA24-EVOX-30-I | 12.5 | 20 | 12 | 11.7 | 17.4 | 10 | FALSE | FALSE | TRUE | 24000 | 19200 | 2.5 | 26400 | 2.14
208284015 | 05/26/23 | Live | Midea Electric Trading | TRUST AIR CONDITIONERS | Singlezone Ducted, Centrally Ducted | 208284015 |  | HRCU-A-CB | AA24H/O44P |  | AH24H/I44P | 12.5 | 20 | 12 | 11.7 | 17.4 | 10 | FALSE | FALSE | TRUE | 24000 | 19200 | 2.5 | 26400 | 2.14
209862117 | 04/27/23 | Live | Midea Electric Trading | PREMIUM LEVELLA | Singlezone Non-Ducted, Wall Placement | 209862117 |  | HRCU-A-CB-O | PIAW243800B | Mini-Splits | PIAW243790A | 9.5 | 18.5 | 10.2 | 9.5 | 18.5 | 8.6 | FALSE | FALSE | FALSE | 24000 | 16500 | 2.38 | 19257 | 2.11
207706559 | 05/26/23 | Live | Midea Electric Trading | MOOVAIR | Singlezone Ducted, Centrally Ducted | 207706559 |  | HRCU-A-CB | DMA24HOS20230E7 |  | FMA24HIAHUU230X7 | 12.5 | 20 | 12 | 11.7 | 17.4 | 10 | TRUE | TRUE | TRUE | 24000 | 19200 | 2.5 | 26400 | 2.14
209862115 | 04/27/23 | Live | Midea Electric Trading | PREMIUM LEVELLA | Singlezone Non-Ducted, Wall Placement | 209862115 |  | HRCU-A-CB-O | PIAW183800B | Mini-Splits | PIAW183790A | 11 | 19.5 | 10 | 11 | 19.5 | 8.7 | FALSE | FALSE | FALSE | 18000 | 11400 | 2.57 | 14370 | 2.49
207706569 | 05/26/23 | Live | Midea Electric Trading | CANAIR | Singlezone Ducted, Centrally Ducted | 207706569 |  | HRCU-A-CB | CDH2024C21 |  | CDH2024F21 | 12.5 | 20 | 12 | 11.7 | 17.4 | 10 | TRUE | TRUE | TRUE | 24000 | 19200 | 2.5 | 26400 | 2.14
206597210 | 03/02/23 | Live | Fujitsu General America, Inc. | FUJITSU | Singlezone Non-Ducted, Wall Placement | 206597210 |  | HRCU-A-CB-O | AOUG12LZAS1 | Mini-Splits | ASUG12LZBS | 15.2 | 29.4 | 14 | 15.2 | 29.4 | 12.9 | TRUE | TRUE | TRUE | 12000 | 10000 | 3.33 | 17500 | 2.49
209862114 | 04/27/23 | Live | Midea Electric Trading | PREMIUM LEVELLA | Singlezone Non-Ducted, Wall Placement | 209862114 |  | HRCU-A-CB-O | PIAW123800B | Mini-Splits | PIAW123790A | 10.8 | 20.5 | 10.7 | 10.8 | 21.4 | 9.2 | FALSE | FALSE | FALSE | 12000 | 7000 | 2.5 | 9300 | 2
209862121 | 04/27/23 | Live | Midea Electric Trading | PREMIUM LEVELLA | Singlezone Non-Ducted, Wall Placement | 209862121 |  | HRCU-A-CB-O | PIAW93800B | Mini-Splits | PIAW93790A | 12.6 | 21.5 | 10 | 12.6 | 21.7 | 9.4 | FALSE | FALSE | FALSE | 9000 | 6000 | 2.51 | 8065 | 2.17
208280132 | 01/05/23 | Live | Midea Electric Trading | TRUST AIR CONDITIONERS | Singlezone Non-Ducted, Wall Placement | 208280132 |  | HRCU-A-CB-O | AS12H/O4S41P | Mini-Splits | IUMCO12H/I41P | 13 | 23 | 11.5 | 13 | 23.6 | 10 | FALSE | FALSE | FALSE | 12000 | 9600 | 2.56 | 12900 | 2.2
209862116 | 04/27/23 | Live | Midea Electric Trading | PREMIUM LEVELLA | Singlezone Non-Ducted, Wall Placement | 209862116 |  | HRCU-A-CB-O | PIAW123700B | Mini-Splits | PIAW123690A | 10.3 | 20 | 10.8 | 10.3 | 20.8 | 8.7 | FALSE | FALSE | FALSE | 12000 | 7800 | 2.31 | 8200 | 1.35
209862119 | 04/27/23 | Live | Midea Electric Trading | PREMIUM LEVELLA | Singlezone Non-Ducted, Wall Placement | 209862119 |  | HRCU-A-CB-O | PIAW93700B | Mini-Splits | PIAW93690A | 12.5 | 21.5 | 10.3 | 12.5 | 21.5 | 9.1 | FALSE | FALSE | FALSE | 9000 | 6300 | 2.4 | 7973 | 1.88
208816934 | 01/05/23 | Live | Midea Electric Trading | TRUST AIR CONDITIONERS | Singlezone Non-Ducted, Wall Placement | 208816934 |  | HRCU-A-CB-O | OUS12H/O4S4P | Mini-Splits | IUMCO12H/I41P | 13 | 21.5 | 10 | 13 | 22.7 | 10.2 | FALSE | FALSE | TRUE | 12000 | 9000 | 2.69 | 10500 | 2.59
207821928 | 04/27/23 | Live | Midea Electric Trading | MIDEA | Singlezone Non-Ducted, Wall Placement | 207821928 |  | HRCU-A-CB-O | MOX230-09HFN1-BS5W | Mini-Splits | MSAG11A-09HRFN1-BS5W | 12.5 | 21.5 | 10.3 | 12.5 | 21.5 | 9.1 | FALSE | FALSE | FALSE | 9000 | 6300 | 2.4 | 7973 | 1.88
207821945 | 04/27/23 | Live | Midea Electric Trading | ARCTIC KING | Singlezone Non-Ducted, Wall Placement | 207821945 |  | HRCU-A-CB-O | MOD33-24HFN1-MT0W | Mini-Splits | MSAG11D-23HRFN1-MU0W | 13 | 21 | 10 | 13 | 21 | 8.5 | FALSE | FALSE | FALSE | 24000 | 17400 | 2.28 | 23471 | 2.29
207821935 | 04/27/23 | Live | Midea Electric Trading | MIDEA | Singlezone Non-Ducted, Wall Placement | 207821935 |  | HRCU-A-CB-O | MOD33-24HFN1-MT0W | Mini-Splits | MSAG11D-23HRFN1-MU0W | 13 | 21 | 10 | 13 | 21 | 8.5 | FALSE | FALSE | FALSE | 24000 | 17400 | 2.28 | 23471 | 2.29
207706572 | 05/26/23 | Live | Midea Electric Trading | CANAIR | Singlezone Ducted, Centrally Ducted | 207706572 |  | HRCU-A-CB | CDH2048C21 |  | CDH2048F21 | 8.5 | 16 | 10 | 8.2 | 15.6 | 9.4 | TRUE | TRUE | FALSE | 47000 | 36000 | 2.36 | 48000 | 2.05
207706562 | 05/26/23 | Live | Midea Electric Trading | MOOVAIR | Singlezone Ducted, Centrally Ducted | 207706562 |  | HRCU-A-CB | DMA48HOS20230E7 |  | FMA48HIAHUU230X7 | 8.5 | 16 | 10 | 8.2 | 15.6 | 9.4 | TRUE | TRUE | FALSE | 47000 | 36000 | 2.36 | 48000 | 2.05
207821932 | 04/27/23 | Live | Midea Electric Trading | MIDEA | Singlezone Non-Ducted, Wall Placement | 207821932 |  | HRCU-A-CB-O | MOX230-12HFN1-MV5W | Mini-Splits | MSAG11B-12HRFN1-MV0W(GA) | 13 | 22.2 | 11 | 13 | 23.1 | 10.8 | FALSE | FALSE | TRUE | 12000 | 10000 | 2.69 | 9843 | 2.33
211253514 | 05/26/23 | Live | Midea Electric Trading | NOVAIR | Singlezone Ducted, Centrally Ducted | 211253514 |  | HRCU-A-CB | LEA48-EVOX-30-O |  | LEA48-EVOX-30-I | 8.5 | 16 | 10 | 8.2 | 15.6 | 9.4 | FALSE | FALSE | FALSE | 47000 | 36000 | 2.36 | 48000 | 2.05
206263450 | 03/02/23 | Live | Fujitsu General America, Inc. | FUJITSU | Singlezone Non-Ducted, Wall Placement | 206263450 |  | HRCU-A-CB-O | AOUH12LMAH1 | Mini-Splits | ASUH12LMAS | 12.5 | 23 | 12.5 | 12.5 | 23 | 11.2 | TRUE | FALSE | TRUE | 12000 | 10300 | 2.9 | 12700 | 2.68
207821931 | 04/27/23 | Live | Midea Electric Trading | MIDEA | Singlezone Non-Ducted, Wall Placement | 207821931 |  | HRCU-A-CB-O | MOX230-12HFN1-BW0W | Mini-Splits | MSAG11B-12HRFN1-BU5W | 12.5 | 22 | 11.5 | 12.5 | 22.7 | 10.4 | FALSE | FALSE | TRUE | 12000 | 8900 | 2.75 | 9018 | 2.4
208960636 | 05/26/23 | Live | Midea Electric Trading | MRCOOL | Singlezone Ducted, Centrally Ducted | 208960636 |  | HRCU-A-CB | CENTRAL-24-HP-C-23025 |  | CENTRAL-24-HP-MUAH-23025 | 12.5 | 19.2 | 10 | 11.7 | 16.7 | 9.1 | TRUE | TRUE | TRUE | 24000 | 18000 | 2.36 | 18200 | 2.1
211644118 | 05/26/23 | Live | Midea Electric Trading | MRCOOL | Singlezone Ducted, Centrally Ducted | 211644118 |  | HRCU-A-CB | MVP-24-HP-C-230-25 |  | MVP-24-HP-MUAH-230-25 | 12.5 | 19.2 | 10 | 11.7 | 16.7 | 9.1 | TRUE | TRUE | TRUE | 24000 | 18000 | 2.36 | 18200 | 2.1
207821934 | 04/27/23 | Live | Midea Electric Trading | MIDEA | Singlezone Non-Ducted, Wall Placement | 207821934 |  | HRCU-A-CB-O | MOX430-18HFN1-MT8W | Mini-Splits | MSAG11D-18HRFN1-MT8W | 13.5 | 24 | 11.6 | 13.5 | 24 | 10.5 | FALSE | FALSE | TRUE | 18000 | 14100 | 2.65 | 16238 | 2.49
211277596 | 05/26/23 | Live | Midea Electric Trading | BREEZE33 | Singlezone Ducted, Centrally Ducted | 211277596 |  | HRCU-A-CB | HSZ24H424ZMO |  | AH24H424ZMI | 12.5 | 21 | 11.6 | 11.7 | 18.4 | 9.3 | TRUE | TRUE | TRUE | 23000 | 16900 | 2.4 | 25000 | 2.22
207825542 | 01/05/23 | Live | Midea Electric Trading | ACIQ | Singlezone Non-Ducted, Wall Placement | 207825542 |  | HRCU-A-CB-O | ACIQ-12ZPL-HP230B | Mini-Splits | ACIQ-12FM-HH-MB | 13 | 23 | 11.5 | 13 | 23.6 | 10 | TRUE | TRUE | TRUE | 12000 | 9600 | 2.56 | 12900 | 2.2
211277597 | 05/26/23 | Live | Midea Electric Trading | BREEZE33 | Singlezone Ducted, Centrally Ducted | 211277597 |  | HRCU-A-CB | HSZ18H424ZMO |  | AH18H424ZMI | 12.5 | 20 | 10.8 | 11.7 | 17.6 | 9.6 | TRUE | TRUE | TRUE | 18000 | 15400 | 2.7 | 18200 | 2.14
206913028 | 03/02/23 | Live | Fujitsu General America, Inc. | FUJITSU | Singlezone Non-Ducted, Wall Placement | 206913028 |  | HRCU-A-CB-O | AOUH24LMAS1 | Mini-Splits | ASUH24LMAS | 12.5 | 22.5 | 12 | 12.5 | 22.5 | 11.4 | TRUE | TRUE | TRUE | 22000 | 15700 | 3.05 | 28700 | 2.34
208136301 | 05/26/23 | Live | Midea Electric Trading | LBG PRODUCTS | Singlezone Ducted, Centrally Ducted | 208136301 |  | HRCU-A-CB | LCHB24DO |  | LCHB24DHNI | 11.3 | 19.4 | 11.3 | 10.5 | 17 | 9.2 | TRUE | TRUE | TRUE | 24000 | 21000 | 2.8 | 22000 | 2.8
211253512 | 05/26/23 | Live | Midea Electric Trading | NOVAIR | Singlezone Ducted, Centrally Ducted | 211253512 |  | HRCU-A-CB | LEA60-EVOX-30-O |  | LEA60-EVOX-30-I | 9 | 16.4 | 10.5 | 8.8 | 15.3 | 9.4 | FALSE | FALSE | FALSE | 55000 | 42000 | 2.6 | 52500 | 2.3
210426581 | 05/26/23 | Live | Midea Electric Trading | MAXI AIR | Singlezone Ducted, Centrally Ducted | 210426581 |  | HRCU-A-CB | MAXS-4260 |  | AHMS-6020 | 9 | 16.4 | 10.5 | 8.8 | 15.3 | 9.4 | FALSE | FALSE | FALSE | 55000 | 42000 | 2.6 | 52500 | 2.3
210295923 | 05/26/23 | Live | Midea Electric Trading | MOOVAIR | Singlezone Ducted, Centrally Ducted | 210295923 |  | HRCU-A-CB | DMA60HOS20230E7 |  | FMA60HIAHUU230X7 | 9 | 16.4 | 10.5 | 8.8 | 15.3 | 9.4 | TRUE | TRUE | FALSE | 55000 | 42000 | 2.6 | 52500 | 2.3
207615688 | 03/02/23 | Live | Fujitsu General America, Inc. | FUJITSU | Singlezone Non-Ducted, Wall Placement | 207615688 |  | HRCU-A-CB-O | AOUH09LMAS1 | Mini-Splits | ASUH09LMAS | 14.3 | 26.5 | 13 | 14.3 | 26.5 | 12.6 | TRUE | TRUE | TRUE | 9000 | 7400 | 3.19 | 10100 | 2.21
210342131 | 05/26/23 | Live | Midea Electric Trading | CANAIR | Singlezone Ducted, Centrally Ducted | 210342131 |  | HRCU-A-CB | CDH2060C22 |  | CDH2060F21 | 9 | 16.4 | 10.5 | 8.8 | 15.3 | 9.4 | TRUE | TRUE | FALSE | 55000 | 42000 | 2.6 | 52500 | 2.3
210279124 | 05/26/23 | Live | Midea Electric Trading | MRCOOL | Singlezone Ducted, Centrally Ducted | 210279124 |  | HRCU-A-CB | CENTRAL-60-HP-C-230A00 |  | CENTRAL-60-HP-MUAH230A00 | 9 | 16.4 | 10.5 | 8.8 | 15.3 | 9.4 | TRUE | TRUE | FALSE | 55000 | 42000 | 2.6 | 52500 | 2.3
210295926 | 05/26/23 | Live | Midea Electric Trading | MRCOOL | Singlezone Ducted, Centrally Ducted | 210295926 |  | HRCU-A-CB | DIYH-18-HP-C-230C25 |  | DIYH-18-HP-MUAH-230C25 | 12.5 | 20.4 | 11.6 | 11.7 | 17.5 | 10 | TRUE | TRUE | TRUE | 18000 | 15000 | 2.71 | 18500 | 2.2
210288099 | 05/26/23 | Live | Midea Electric Trading | MRCOOL | Singlezone Ducted, Centrally Ducted | 210288099 |  | HRCU-A-CB | DIYH-30-HP-C-230C25 |  | DIYH-30-HP-MUAH-230C25 | 10.5 | 18.5 | 10.2 | 10.1 | 16 | 9.1 | TRUE | TRUE | TRUE | 30000 | 21000 | 2.4 | 29000 | 2.03
210279122 | 05/26/23 | Live | Midea Electric Trading | MRCOOL | Singlezone Ducted, Centrally Ducted | 210279122 |  | HRCU-A-CB | CENTRAL-36-HP-C-230A00 |  | CENTRAL-36-HP-MUAH230A00 | 10.95 | 18.75 | 10.8 | 10 | 16 | 9.5 | TRUE | TRUE | TRUE | 36000 | 30400 | 2.46 | 47000 | 2
207825561 | 01/05/23 | Live | Midea Electric Trading | DIYCOOL | Singlezone Non-Ducted, Wall Placement | 207825561 |  | HRCU-A-CB-O | ACIQ-12ZPL-HP230B | Mini-Splits | ACIQ-12FM-HH-MB | 13 | 23 | 11.5 | 13 | 23.6 | 10 | TRUE | TRUE | TRUE | 12000 | 9600 | 2.56 | 12900 | 2.2
207131734 | 03/02/23 | Live | Fujitsu General America, Inc. | FUJITSU | Singlezone Non-Ducted, Wall Placement | 207131734 |  | HRCU-A-CB-O | AOUH18LPAS1 | Mini-Splits | ASUH18LPAS | 12 | 20 | 11 | 12 | 20 | 10.5 | FALSE | FALSE | TRUE | 18000 | 11200 | 2.93 | 15000 | 2.59
211644064 | 04/27/23 | Live | Midea Electric Trading | ECO-AIR | Singlezone Ducted, Compact Ducted | 211644064 |  | HRCU-A-CB | MOX430-17HFN1-MT0W | Mini-Splits | MTIU-18HWFN1-M | 12.5 | 19.6 | 11 | 11.7 | 18 | 9.5 | TRUE | TRUE | TRUE | 17000 | 15000 | 2.27 | 19000 | 2.02
210288098 | 05/26/23 | Live | Midea Electric Trading | MRCOOL | Singlezone Ducted, Centrally Ducted | 210288098 |  | HRCU-A-CB | DIYH-24-HP-C-230C25 |  | DIYH-24-HP-MUAH-230C25 | 11.7 | 21 | 11.35 | 11.7 | 18 | 9.7 | TRUE | TRUE | TRUE | 23000 | 18400 | 2.49 | 25000 | 2.25
211644039 | 04/27/23 | Live | Midea Electric Trading | Alsetria | Singlezone Ducted, Compact Ducted | 211644039 |  | HRCU-A-CB | MOX430-17HFN1-MT0W | Mini-Splits | MTIU-18HWFN1-M | 12.5 | 19.6 | 11 | 11.7 | 18 | 9.5 | TRUE | TRUE | TRUE | 17000 | 15000 | 2.27 | 19000 | 2.02
210279123 | 05/26/23 | Live | Midea Electric Trading | MRCOOL | Singlezone Ducted, Centrally Ducted | 210279123 |  | HRCU-A-CB | CENTRAL-48-HP-C-230A00 |  | CENTRAL-48-HP-MUAH230A00 | 8.5 | 16 | 10 | 8.2 | 15.6 | 9.4 | TRUE | TRUE | FALSE | 47000 | 36000 | 2.36 | 50000 | 2.18
210568234 | 05/26/23 | Live | Midea Electric Trading | COMFORT-AIRE | Singlezone Ducted, Centrally Ducted | 210568234 |  | HRCU-A-C | A-VCD30SA-1 |  | MCD30/36C1A | 10.7 | 14.2 | 9.5 | 10.5 | 15.5 | 9.7 | TRUE | TRUE | TRUE | 30000 | 22600 | 2.62 | 26000 | 2.28
211644069 | 04/27/23 | Live | Midea Electric Trading | ECO-AIR | Singlezone Non-Ducted, Ceiling Placement | 211644069 |  | HRCU-A-CB-O | MOX330-12HFN1-MW5W | Mini-Splits | CCA3U-12HRFN1-M(C) | 12.7 | 21.5 | 10.6 | 12.7 | 22.3 | 10.2 | TRUE | TRUE | TRUE | 12000 | 9900 | 2.55 | 14000 | 2.29
207131735 | 03/02/23 | Live | Fujitsu General America, Inc. | FUJITSU | Singlezone Non-Ducted, Wall Placement | 207131735 |  | HRCU-A-CB-O | AOUH24LPAS1 | Mini-Splits | ASUH24LPAS | 9.2 | 19 | 11 | 9.2 | 19 | 9.8 | FALSE | FALSE | TRUE | 24000 | 15400 | 2.86 | 19000 | 2.53
210568235 | 05/26/23 | Live | Midea Electric Trading | COMFORT-AIRE | Singlezone Ducted, Centrally Ducted | 210568235 |  | HRCU-A-C | A-VCD48SA-1 |  | MCD48C1A | 9 | 14 | 10 | 8.6 | 14.3 | 9 | FALSE | FALSE | FALSE | 46000 | 32000 | 2.36 | 45000 | 2.11
211644044 | 04/27/23 | Live | Midea Electric Trading | Alsetria | Singlezone Non-Ducted, Ceiling Placement | 211644044 |  | HRCU-A-CB-O | MOX330-12HFN1-MW5W | Mini-Splits | CCA3U-12HRFN1-M(C) | 12.7 | 21.5 | 10.6 | 12.7 | 22.3 | 10.2 | TRUE | TRUE | TRUE | 12000 | 9900 | 2.55 | 14000 | 2.29
207742396 | 04/27/23 | Live | Midea Electric Trading | MIDEA | Singlezone Ducted, Compact Ducted | 207742396 |  | HRCU-A-CB | MOX230-12HFN1-MV5W | Mini-Splits | MTIU-12HWFN1-M | 12.5 | 21.5 | 11.5 | 11.7 | 19 | 10.3 | FALSE | FALSE | TRUE | 11500 | 9300 | 2.78 | 10100 | 2.39
209843001 | 04/27/23 | Live | Midea Electric Trading | CLASSIC | Singlezone Ducted, Compact Ducted | 209843001 |  | HRCU-A-CB | MRSVHC12AS | Mini-Splits | MFCHC12S | 12.5 | 21.5 | 11.5 | 11.7 | 19 | 10.3 | TRUE | TRUE | TRUE | 11500 | 9300 | 2.78 | 10100 | 2.39
212394346 | 05/26/23 | Live | Midea Electric Trading | POLARWAVE | Singlezone Ducted, Centrally Ducted | 212394346 |  | HRCU-A-C | ACIQ-30-HPB |  | ACIQ-30-ACL | 10.7 | 14.2 | 9.5 | 10.5 | 15.5 | 9.7 | TRUE | TRUE | TRUE | 30000 | 22600 | 2.62 | 26000 | 2.28
209843017 | 04/27/23 | Live | Midea Electric Trading | TGM | Singlezone Ducted, Compact Ducted | 209843017 |  | HRCU-A-CB | MRSVHT12AS | Mini-Splits | MFCHT12S | 12.5 | 21.5 | 11.5 | 11.7 | 19 | 10.3 | TRUE | TRUE | TRUE | 11500 | 9300 | 2.78 | 10100 | 2.39
211644025 | 04/27/23 | Live | Midea Electric Trading | Alsetria | Singlezone Ducted, Compact Ducted | 211644025 |  | HRCU-A-CB | MOX230-12HFN1-MV5W | Mini-Splits | MTIU-12HWFN1-M | 12.5 | 21.5 | 11.5 | 11.7 | 19 | 10.3 | TRUE | TRUE | TRUE | 11500 | 9300 | 2.78 | 10100 | 2.39
211644050 | 04/27/23 | Live | Midea Electric Trading | ECO-AIR | Singlezone Ducted, Compact Ducted | 211644050 |  | HRCU-A-CB | MOX230-12HFN1-MV5W | Mini-Splits | MTIU-12HWFN1-M | 12.5 | 21.5 | 11.5 | 11.7 | 19 | 10.3 | TRUE | TRUE | TRUE | 11500 | 9300 | 2.78 | 10100 | 2.39
212394335 | 05/26/23 | Live | Midea Electric Trading | DIYCOOL | Singlezone Ducted, Centrally Ducted | 212394335 |  | HRCU-A-C | ACIQ-30-HPB |  | ACIQ-30-ACL | 10.7 | 14.2 | 9.5 | 10.5 | 15.5 | 9.7 | TRUE | TRUE | TRUE | 30000 | 22600 | 2.62 | 26000 | 2.28
206597212 | 03/02/23 | Live | Fujitsu General America, Inc. | FUJITSU | Singlezone Non-Ducted, Wall Placement | 206597212 |  | HRCU-A-CB-O | AOUG15LZAS1 | Mini-Splits | ASUG15LZBS | 13.9 | 25.3 | 13.4 | 13.9 | 25.3 | 12.8 | TRUE | TRUE | TRUE | 14500 | 11200 | 3.25 | 21500 | 2.43
211644037 | 04/27/23 | Live | Midea Electric Trading | Alsetria | Singlezone Ducted, Compact Ducted | 211644037 |  | HRCU-A-CB | MOX330-09HFN1-MY5W | Mini-Splits | MTIU-09HWFN1-M | 14 | 23 | 12 | 13.2 | 20.2 | 12 | TRUE | TRUE | TRUE | 9000 | 10100 | 2.41 | 11600 | 1.9
212394357 | 05/26/23 | Live | Midea Electric Trading | STEALTH | Singlezone Ducted, Centrally Ducted | 212394357 |  | HRCU-A-C | ACIQ-30-HPB |  | ACIQ-30-ACL | 10.7 | 14.2 | 9.5 | 10.5 | 15.5 | 9.7 | TRUE | TRUE | TRUE | 30000 | 22600 | 2.62 | 26000 | 2.28
211644062 | 04/27/23 | Live | Midea Electric Trading | ECO-AIR | Singlezone Ducted, Compact Ducted | 211644062 |  | HRCU-A-CB | MOX330-09HFN1-MY5W | Mini-Splits | MTIU-09HWFN1-M | 14 | 23 | 12 | 13.2 | 20.2 | 12 | TRUE | TRUE | TRUE | 9000 | 10100 | 2.41 | 11600 | 1.9
212331390 | 05/26/23 | Live | Midea Electric Trading | LBG PRODUCTS | Singlezone Ducted, Centrally Ducted | 212331390 |  | HRCU-A-C | LCUHB30DO |  | LCHB36DA | 10.7 | 14.2 | 9.5 | 10.5 | 15.5 | 9.7 | TRUE | TRUE | TRUE | 30000 | 22600 | 2.62 | 26000 | 2.28
207825523 | 01/05/23 | Live | Midea Electric Trading | 1HVAC | Singlezone Non-Ducted, Wall Placement | 207825523 |  | HRCU-A-CB-O | ACIQ-12ZPL-HP230B | Mini-Splits | ACIQ-12FM-HH-MB | 13 | 23 | 11.5 | 13 | 23.6 | 10 | TRUE | TRUE | TRUE | 12000 | 9600 | 2.56 | 12900 | 2.2
212361760 | 05/26/23 | Live | Midea Electric Trading | MOOVAIR | Singlezone Ducted, Centrally Ducted | 212361760 |  | HRCU-A-C | DMA30HOS20230E7 |  | CUB36HAC20CWT7A | 10.7 | 14.2 | 9.5 | 10.5 | 15.5 | 9.7 | TRUE | TRUE | TRUE | 30000 | 22600 | 2.62 | 26000 | 2.28
211644024 | 04/27/23 | Live | Midea Electric Trading | Alsetria | Singlezone Ducted, Compact Ducted | 211644024 |  | HRCU-A-CB | MOX230-09HFN1-MW5W | Mini-Splits | MTIU-09HWFN1-M | 13.5 | 21 | 11.5 | 12.5 | 19.2 | 10.2 | TRUE | TRUE | TRUE | 9000 | 7700 | 2.59 | 10200 | 2.41
206597209 | 03/02/23 | Live | Fujitsu General America, Inc. | FUJITSU | Singlezone Non-Ducted, Wall Placement | 206597209 |  | HRCU-A-CB-O | AOUG09LZAH1 | Mini-Splits | ASUG09LZBS | 18 | 33.1 | 14 | 18 | 33.1 | 13.3 | TRUE | TRUE | TRUE | 9000 | 7400 | 3.5 | 16000 | 2.12
212394324 | 05/26/23 | Live | Midea Electric Trading | ACIQ | Singlezone Ducted, Centrally Ducted | 212394324 |  | HRCU-A-C | ACIQ-30-HPB |  | ACIQ-30-ACL | 10.7 | 14.2 | 9.5 | 10.5 | 15.5 | 9.7 | TRUE | TRUE | TRUE | 30000 | 22600 | 2.62 | 26000 | 2.28
211644049 | 04/27/23 | Live | Midea Electric Trading | ECO-AIR | Singlezone Ducted, Compact Ducted | 211644049 |  | HRCU-A-CB | MOX230-09HFN1-MW5W | Mini-Splits | MTIU-09HWFN1-M | 13.5 | 21 | 11.5 | 12.5 | 19.2 | 10.2 | TRUE | TRUE | TRUE | 9000 | 7700 | 2.59 | 10200 | 2.41
212394313 | 05/26/23 | Live | Midea Electric Trading | 1HVAC | Singlezone Ducted, Centrally Ducted | 212394313 |  | HRCU-A-C | ACIQ-30-HPB |  | ACIQ-30-ACL | 10.7 | 14.2 | 9.5 | 10.5 | 15.5 | 9.7 | TRUE | TRUE | TRUE | 30000 | 22600 | 2.62 | 26000 | 2.28
212367434 | 05/26/23 | Live | Midea Electric Trading | BLADEX | Singlezone Ducted, Centrally Ducted | 212367434 |  | HRCU-A-C | BX30U-30HPHYHA(X) |  | BLC-36HWAC1 | 10.7 | 14.2 | 9.5 | 10.5 | 15.5 | 9.7 | FALSE | FALSE | TRUE | 30000 | 22600 | 2.62 | 26000 | 2.28
207826697 | 04/27/23 | Live | Midea Electric Trading | MIDEA | Singlezone Non-Ducted, Floor Placement | 207826697 |  | HRCU-A-CB-O | MOD33-24HFN1-MT0W | Mini-Splits | MUEU-24HRFN1-M(C) | 12.5 | 20 | 11.2 | 12.5 | 21.2 | 10.3 | FALSE | FALSE | TRUE | 24000 | 16000 | 2.3 | 17600 | 2.16
212386844 | 05/26/23 | Live | Midea Electric Trading | ATK | Singlezone Ducted, Centrally Ducted | 212386844 |  | HRCU-A-C | ACI-AUO30SHP-M |  | ACI-CCO36CP21 | 10.7 | 14.2 | 9.5 | 10.5 | 15.5 | 9.7 | FALSE | FALSE | TRUE | 30000 | 22600 | 2.62 | 26000 | 2.28
209843024 | 04/27/23 | Live | Midea Electric Trading | TGM | Singlezone Non-Ducted, Floor Placement | 209843024 |  | HRCU-A-CB-O | MRSVHT24AS | Mini-Splits | MUVHT24S | 12.5 | 20 | 11.2 | 12.5 | 21.2 | 10.3 | FALSE | FALSE | TRUE | 24000 | 16000 | 2.3 | 17600 | 2.16
212388353 | 05/26/23 | Live | Midea Electric Trading | DIRECT AIR | Singlezone Ducted, Centrally Ducted | 212388353 |  | HRCU-A-C | DIRM-30MAGICPRO20-OU |  | DIRM-36MAGICPRO20-COIL | 10.7 | 14.2 | 9.5 | 10.5 | 15.5 | 9.7 | TRUE | TRUE | TRUE | 30000 | 22600 | 2.62 | 26000 | 2.28
210799595 | 01/05/23 | Live | Midea Electric Trading | Cooper&Hunter | Singlezone Non-Ducted, Wall Placement | 210799595 |  | HRCU-A-CB-O | CH-HPR12-230VO | Mini-Splits | CH-12MSPHMC-230VI | 13 | 23 | 11.5 | 13 | 23.6 | 10 | TRUE | TRUE | TRUE | 12000 | 9600 | 2.56 | 12900 | 2.2
209843008 | 04/27/23 | Live | Midea Electric Trading | CLASSIC | Singlezone Non-Ducted, Floor Placement | 209843008 |  | HRCU-A-CB-O | MRSVHC24AS | Mini-Splits | MUVHC24S | 12.5 | 20 | 11.2 | 12.5 | 21.2 | 10.3 | FALSE | FALSE | TRUE | 24000 | 16000 | 2.3 | 17600 | 2.16
206597208 | 03/02/23 | Live | Fujitsu General America, Inc. | FUJITSU | Singlezone Non-Ducted, Wall Placement | 206597208 |  | HRCU-A-CB-O | AOUG09LZAS1 | Mini-Splits | ASUG09LZBS | 18 | 33.1 | 14.2 | 18 | 33.1 | 13.4 | TRUE | TRUE | TRUE | 9000 | 7400 | 3.61 | 16000 | 2.28
209270321 | 05/26/23 | Live | Midea Electric Trading | ECO-AIR | Singlezone Ducted, Centrally Ducted | 209270321 |  | HRCU-A-C | MOD30U-30HFN1-MR0(X) |  | MAC-36HWFN1-M | 10.7 | 14.2 | 9.5 | 10.5 | 15.5 | 9.7 | TRUE | TRUE | TRUE | 30000 | 22600 | 2.62 | 26000 | 2.28
209550335 | 05/26/23 | Live | Midea Electric Trading | CANAIR | Singlezone Ducted, Centrally Ducted | 209550335 |  | HRCU-A-C | MOD30U-30HFN1-MR0(X) |  | MAC-36HWFN1-M | 10.7 | 14.2 | 9.5 | 10.5 | 15.5 | 9.7 | TRUE | TRUE | TRUE | 30000 | 22600 | 2.62 | 26000 | 2.28
209843012 | 04/27/23 | Live | Midea Electric Trading | TGM | Singlezone Non-Ducted, Ceiling Placement | 209843012 |  | HRCU-A-CB-O | MRSVHT12AS | Mini-Splits | MC4VHT12S | 14 | 22 | 10.6 | 14 | 22.7 | 10 | TRUE | FALSE | TRUE | 12000 | 8900 | 2.75 | 9300 | 2.39
211644140 | 05/26/23 | Live | Midea Electric Trading | CANAIR | Singlezone Ducted, Centrally Ducted | 211644140 |  | HRCU-A-C | CDH2030C21 |  | MAC-36HWFN1-M | 10.7 | 14.2 | 9.5 | 10.5 | 15.5 | 9.7 | TRUE | TRUE | TRUE | 30000 | 22600 | 2.62 | 26000 | 2.28
210476736 | 04/27/23 | Live | Midea Electric Trading | AIRDACH | Singlezone Non-Ducted, Ceiling Placement | 210476736 |  | HRCU-A-CB-O | ACSH1222VM2-D | Mini-Splits | AICH1200VM1-D | 14 | 22 | 10.6 | 14 | 22.7 | 10 | FALSE | FALSE | TRUE | 12000 | 8900 | 2.75 | 9300 | 2.39
211911382 | 05/26/23 | Live | Midea Electric Trading | MITS AIR | Singlezone Ducted, Centrally Ducted | 211911382 |  | HRCU-A-C | MOD30U-30HFN1-MR0(X) |  | MAC-36HWDN1-MN0 | 10.7 | 14.2 | 9.5 | 10.5 | 15.5 | 9.7 | FALSE | FALSE | TRUE | 30000 | 22600 | 2.62 | 26000 | 2.28
211911385 | 05/26/23 | Live | Midea Electric Trading | MITS AIR | Singlezone Ducted, Centrally Ducted | 211911385 |  | HRCU-A-C | MOD30U-30HFN1-MR0(X) |  | MAC-36HWFN1-M | 10.7 | 14.2 | 9.5 | 10.5 | 15.5 | 9.7 | FALSE | FALSE | TRUE | 30000 | 22600 | 2.62 | 26000 | 2.28
211644032 | 04/27/23 | Live | Midea Electric Trading | Alsetria | Singlezone Non-Ducted, Ceiling Placement | 211644032 |  | HRCU-A-CB-O | MOX230-12HFN1-MV5W | Mini-Splits | CCA3U-12HRFN1-M(C) | 14 | 22 | 10.6 | 14 | 22.7 | 10 | TRUE | FALSE | TRUE | 12000 | 8900 | 2.75 | 9300 | 2.39
206597213 | 03/02/23 | Live | Fujitsu General America, Inc. | FUJITSU | Singlezone Non-Ducted, Wall Placement | 206597213 |  | HRCU-A-CB-O | AOUG15LZAH1 | Mini-Splits | ASUG15LZBS | 13.9 | 25.3 | 13.3 | 13.9 | 25.3 | 12.7 | TRUE | TRUE | TRUE | 14500 | 11200 | 3.16 | 21500 | 2.3
211644057 | 04/27/23 | Live | Midea Electric Trading | ECO-AIR | Singlezone Non-Ducted, Ceiling Placement | 211644057 |  | HRCU-A-CB-O | MOX230-12HFN1-MV5W | Mini-Splits | CCA3U-12HRFN1-M(C) | 14 | 22 | 10.6 | 14 | 22.7 | 10 | TRUE | FALSE | TRUE | 12000 | 8900 | 2.75 | 9300 | 2.39
211644056 | 04/27/23 | Live | Midea Electric Trading | ECO-AIR | Singlezone Non-Ducted, Ceiling Placement | 211644056 |  | HRCU-A-CB-O | MOX230-09HFN1-MW5W | Mini-Splits | CCA3U-09HRFN1-M(C) | 13 | 20 | 10.5 | 13 | 20 | 10 | TRUE | TRUE | TRUE | 9000 | 7500 | 2.44 | 9400 | 2.19
211644031 | 04/27/23 | Live | Midea Electric Trading | Alsetria | Singlezone Non-Ducted, Ceiling Placement | 211644031 |  | HRCU-A-CB-O | MOX230-09HFN1-MW5W | Mini-Splits | CCA3U-09HRFN1-M(C) | 13 | 20 | 10.5 | 13 | 20 | 10 | TRUE | TRUE | TRUE | 9000 | 7500 | 2.44 | 9400 | 2.19
207826694 | 04/27/23 | Live | Midea Electric Trading | MIDEA | Singlezone Non-Ducted, Wall Placement | 207826694 |  | HRCU-A-CB-O | MOX330-12HFN1-MW5W | Mini-Splits | MSEPB-12HRFN1-MW5W(GA) | 14 | 25.5 | 13 | 14 | 25.5 | 10.4 | FALSE | FALSE | TRUE | 12000 | 10000 | 2.4 | 13112 | 2.11
208130820 | 01/05/23 | Live | Midea Electric Trading | LBG Products | Singlezone Non-Ducted, Wall Placement | 208130820 |  | HRCU-A-CB-O | LBHB12DUWO | Mini-Splits | LMHB12DZGI | 13 | 21.5 | 10 | 13 | 22.7 | 10.2 | TRUE | TRUE | TRUE | 12000 | 9000 | 2.69 | 10500 | 2.59
208106988 | 04/27/23 | Live | Midea Electric Trading | YONAN | Singlezone Ducted, Compact Ducted | 208106988 |  | HRCU-A-CB | YOE-60HFN1 | Mini-Splits | YHG-60HWFN1 | 10.6 | 19.2 | 10.2 | 10.3 | 17 | 8.4 | FALSE | FALSE | FALSE | 59000 | 34400 | 2.37 | 36000 | 2.29
209549019 | 04/27/23 | Live | Midea Electric Trading | THERMOCORE SYSTEMS | Singlezone Ducted, Compact Ducted | 209549019 |  | HRCU-A-CB | T4C18S-H260-C-2 | Mini-Splits | T3C18S-H260-EDT | 10.6 | 19.2 | 10.2 | 10.3 | 17 | 8.4 | FALSE | FALSE | FALSE | 59000 | 34400 | 2.37 | 36000 | 2.29
209549025 | 04/27/23 | Live | Midea Electric Trading | THERMOCORE SYSTEMS | Singlezone Non-Ducted, Floor Placement | 209549025 |  | HRCU-A-CB-O | T4C18S-H260-C-2 | Mini-Splits | T3C18S-H260-ESC | 9.8 | 18.7 | 10.5 | 9.8 | 19.8 | 9 | FALSE | FALSE | FALSE | 54000 | 35000 | 2.34 | 35200 | 1.98
208106989 | 04/27/23 | Live | Midea Electric Trading | YONAN | Singlezone Non-Ducted, Floor Placement | 208106989 |  | HRCU-A-CB-O | YOE-60HFN1 | Mini-Splits | YUE-60HRFN1 | 9.8 | 18.7 | 10.5 | 9.8 | 19.8 | 9 | FALSE | FALSE | FALSE | 54000 | 35000 | 2.34 | 35200 | 1.98
212331392 | 05/26/23 | Live | Midea Electric Trading | LBG PRODUCTS | Singlezone Ducted, Centrally Ducted | 212331392 |  | HRCU-A-C | LCUHB36DO |  | LCHB36DA | 10.2 | 14.8 | 9.6 | 10 | 15.2 | 10 | TRUE | TRUE | TRUE | 35000 | 33000 | 2.4 | 38000 | 1.9
209549005 | 04/27/23 | Live | Midea Electric Trading | THERMOCORE SYSTEMS | Singlezone Non-Ducted, Wall Placement | 209549005 |  | HRCU-A-CB-O | T421S-H224-C | Mini-Splits | T421S-H224-E | 12.5 | 21 | 10 | 12.5 | 21 | 9 | FALSE | FALSE | FALSE | 24000 | 18000 | 2.26 | 22550 | 2.34
6937310 | 03/02/23 | Live | Fujitsu General America, Inc. | FUJITSU | Singlezone Non-Ducted, Floor Placement | 6937310 |  | HRCU-A-CB-O | AOU12RLFFH | Mini-Splits | AGU12RLF | 13.1 | 22.7 | 11.3 | 13.1 | 22.7 | 11 | TRUE | TRUE | TRUE | 12000 | 10600 | 2.61 | 15000 | 1.89
207671407 | 04/27/23 | Live | Midea Electric Trading | YONAN | Singlezone Non-Ducted, Wall Placement | 207671407 |  | HRCU-A-CB-O | YSA21-24HRN1 | Mini-Splits | YSA21-24HRN1 | 12.5 | 21 | 10 | 12.5 | 21 | 9 | FALSE | FALSE | FALSE | 24000 | 18000 | 2.26 | 22550 | 2.34
207691834 | 04/27/23 | Live | Midea Electric Trading | YONAN | Multizone All Ducted | 207691834 |  | HMSV-A-CB | YSMO-30HRN1 | Ducted Indoor Units |  | 11.2 | 21 | 10.2 | 11.7 | 21 | 9.2 | FALSE | FALSE | TRUE | 28000 | 22000 | 2.6 | 22600 | 2.25
207691825 | 04/27/23 | Live | Midea Electric Trading | YONAN | Multizone All Ducted | 207691825 |  | HMSV-A-CB | YSMO-18HRN1 | Ducted Indoor Units |  | 12 | 19 | 10.8 | 12 | 19 | 9.8 | FALSE | FALSE | TRUE | 18000 | 14800 | 2.49 | 16000 | 2.23
212394348 | 05/26/23 | Live | Midea Electric Trading | POLARWAVE | Singlezone Ducted, Centrally Ducted | 212394348 |  | HRCU-A-C | ACIQ-48-HPB |  | ACIQ-48-ACL | 9 | 14 | 10 | 8.6 | 14.3 | 9 | FALSE | FALSE | FALSE | 46000 | 32000 | 2.36 | 45000 | 2.11
212394337 | 05/26/23 | Live | Midea Electric Trading | DIYCOOL | Singlezone Ducted, Centrally Ducted | 212394337 |  | HRCU-A-C | ACIQ-48-HPB |  | ACIQ-48-ACL | 9 | 14 | 10 | 8.6 | 14.3 | 9 | FALSE | FALSE | FALSE | 46000 | 32000 | 2.36 | 45000 | 2.11
212394359 | 05/26/23 | Live | Midea Electric Trading | STEALTH | Singlezone Ducted, Centrally Ducted | 212394359 |  | HRCU-A-C | ACIQ-48-HPB |  | ACIQ-48-ACL | 9 | 14 | 10 | 8.6 | 14.3 | 9 | FALSE | FALSE | FALSE | 46000 | 32000 | 2.36 | 45000 | 2.11
6937311 | 03/02/23 | Live | Fujitsu General America, Inc. | FUJITSU | Singlezone Non-Ducted, Floor Placement | 6937311 |  | HRCU-A-CB-O | AOU15RLFFH | Mini-Splits | AGU15RLF | 12.5 | 20.3 | 11 | 12.5 | 20.3 | 10.5 | TRUE | TRUE | TRUE | 14200 | 11600 | 2.62 | 19000 | 1.83
209549027 | 04/27/23 | Live | Midea Electric Trading | THERMOCORE SYSTEMS | Multizone All Ducted | 209549027 |  | HMSV-A-CB | T423D-H224-C | Ducted Indoor Units |  | 12.5 | 21.1 | 10.5 | 12.5 | 21.3 | 9.7 | FALSE | FALSE | TRUE | 24000 | 21600 | 2.61 | 22600 | 2.25
208106977 | 04/27/23 | Live | Midea Electric Trading | YONAN | Singlezone Ducted, Compact Ducted | 208106977 |  | HRCU-A-CB | YOX-18HFN1 | Mini-Splits | YTI-18HWFN1 | 12.5 | 20.5 | 11 | 12.5 | 20 | 10.6 | FALSE | FALSE | TRUE | 17000 | 12600 | 2.66 | 14100 | 2.4
212331393 | 05/26/23 | Live | Midea Electric Trading | LBG PRODUCTS | Singlezone Ducted, Centrally Ducted | 212331393 |  | HRCU-A-C | LCUHB48DO |  | LCHB48DA | 9 | 14 | 10 | 8.6 | 14.3 | 9 | FALSE | FALSE | FALSE | 46000 | 32000 | 2.36 | 45000 | 2.11
212367436 | 05/26/23 | Live | Midea Electric Trading | BLADEX | Singlezone Ducted, Centrally Ducted | 212367436 |  | HRCU-A-C | BX30U-48HPHYHA |  | BLC-48HWAC1 | 9 | 14 | 10 | 8.6 | 14.3 | 9 | FALSE | FALSE | FALSE | 46000 | 32000 | 2.36 | 45000 | 2.11
212388352 | 05/26/23 | Live | Midea Electric Trading | DIRECT AIR | Singlezone Ducted, Centrally Ducted | 212388352 |  | HRCU-A-C | DIRM-48MAGICPRO20-OU |  | DIRM-48MAGICPRO20-COIL | 9 | 14 | 10 | 8.6 | 14.3 | 9 | FALSE | FALSE | FALSE | 46000 | 32000 | 2.36 | 45000 | 2.11
212394326 | 05/26/23 | Live | Midea Electric Trading | ACIQ | Singlezone Ducted, Centrally Ducted | 212394326 |  | HRCU-A-C | ACIQ-48-HPB |  | ACIQ-48-ACL | 9 | 14 | 10 | 8.6 | 14.3 | 9 | FALSE | FALSE | FALSE | 46000 | 32000 | 2.36 | 45000 | 2.11
212394315 | 05/26/23 | Live | Midea Electric Trading | 1HVAC | Singlezone Ducted, Centrally Ducted | 212394315 |  | HRCU-A-C | ACIQ-48-HPB |  | ACIQ-48-ACL | 9 | 14 | 10 | 8.6 | 14.3 | 9 | FALSE | FALSE | FALSE | 46000 | 32000 | 2.36 | 45000 | 2.11
208106978 | 04/27/23 | Live | Midea Electric Trading | YONAN | Singlezone Non-Ducted, Floor Placement | 208106978 |  | HRCU-A-CB-O | YOX-18HFN1 | Mini-Splits | YUE-18HRFN1 | 12.5 | 21.5 | 10.5 | 12.5 | 23 | 10 | FALSE | FALSE | TRUE | 18000 | 12800 | 2.52 | 14200 | 2.29
6936997 | 03/02/23 | Live | Fujitsu General America, Inc. | FUJITSU | Singlezone Non-Ducted, Floor Placement | 6936997 |  | HRCU-A-CB-O | AOU15RLFF | Mini-Splits | AGU15RLF | 12.5 | 20.3 | 11.2 | 12.5 | 20.3 | 10.7 | TRUE | TRUE | TRUE | 14200 | 11600 | 2.62 | 19000 | 1.93
209270323 | 05/26/23 | Live | Midea Electric Trading | ECO-AIR | Singlezone Ducted, Centrally Ducted | 209270323 |  | HRCU-A-C | MOE30U-48HFN1-M-[X1] |  | MAC-48HWFN1-M | 9 | 14 | 10 | 8.6 | 14.3 | 9 | FALSE | FALSE | FALSE | 46000 | 32000 | 2.36 | 45000 | 2.11
209550337 | 05/26/23 | Live | Midea Electric Trading | CANAIR | Singlezone Ducted, Centrally Ducted | 209550337 |  | HRCU-A-C | MOE30U-48HFN1-M-[X1] |  | MAC-48HWFN1-M | 9 | 14 | 10 | 8.6 | 14.3 | 9 | FALSE | FALSE | FALSE | 46000 | 32000 | 2.36 | 45000 | 2.11
209549020 | 04/27/23 | Live | Midea Electric Trading | THERMOCORE SYSTEMS | Singlezone Non-Ducted, Floor Placement | 209549020 |  | HRCU-A-CB-O | T5HH22S-H218-C | Mini-Splits | T3-OS218-ESC | 12.5 | 21.5 | 10.5 | 12.5 | 23 | 10 | FALSE | FALSE | TRUE | 18000 | 12800 | 2.52 | 14200 | 2.29
211644137 | 05/26/23 | Live | Midea Electric Trading | CANAIR | Singlezone Ducted, Centrally Ducted | 211644137 |  | HRCU-A-C | CDH2048C21 |  | MAC-48HWFN1-M | 9 | 14 | 10 | 8.6 | 14.3 | 9 | FALSE | FALSE | FALSE | 46000 | 32000 | 2.36 | 45000 | 2.11
207671410 | 04/27/23 | Live | Midea Electric Trading | YONAN | Singlezone Non-Ducted, Wall Placement | 207671410 |  | HRCU-A-CB-O | YSA25-18HRN1 | Mini-Splits | YSA25-18HRN1 | 12.5 | 22.6 | 12 | 12.5 | 23.5 | 10.8 | FALSE | FALSE | TRUE | 18000 | 14900 | 2.48 | 15934 | 2.37
211911384 | 05/26/23 | Live | Midea Electric Trading | MITS AIR | Singlezone Ducted, Centrally Ducted | 211911384 |  | HRCU-A-C | MOE30U-48HFN1-M-[X1] |  | MAC-48HWDN1-MN0 | 9 | 14 | 10 | 8.6 | 14.3 | 9 | FALSE | FALSE | FALSE | 46000 | 32000 | 2.36 | 45000 | 2.11
207671405 | 04/27/23 | Live | Midea Electric Trading | YONAN | Singlezone Non-Ducted, Wall Placement | 207671405 |  | HRCU-A-CB-O | YSA21-12HRN1 | Mini-Splits | YSA21-12HRN1 | 12.5 | 22 | 10.8 | 12.5 | 23.1 | 9.3 | FALSE | FALSE | FALSE | 12000 | 8200 | 2.25 | 9543 | 2.39
211911387 | 05/26/23 | Live | Midea Electric Trading | MITS AIR | Singlezone Ducted, Centrally Ducted | 211911387 |  | HRCU-A-C | MOE30U-48HFN1-M-[X1] |  | MAC-48HWFN1-M | 9 | 14 | 10 | 8.6 | 14.3 | 9 | FALSE | FALSE | FALSE | 46000 | 32000 | 2.36 | 45000 | 2.11
210365429 | 05/26/23 | Live | Midea Electric Trading | INNOVAIR | Singlezone Ducted, Centrally Ducted | 210365429 |  | HRCU-A-C | MHD-18 |  | MHD-CC2.0-17.5-M | 11.7 | 16.2 | 10.1 | 11.7 | 15.2 | 9.5 | TRUE | TRUE | TRUE | 18000 | 13000 | 2.7 | 14700 | 2.32
6936995 | 03/02/23 | Live | Fujitsu General America, Inc. | FUJITSU | Singlezone Non-Ducted, Floor Placement | 6936995 |  | HRCU-A-CB-O | AOU9RLFF | Mini-Splits | AGU9RLF | 16 | 26 | 12.6 | 16 | 26 | 11.8 | TRUE | TRUE | TRUE | 9000 | 7500 | 2.82 | 14000 | 2.25
210365427 | 05/26/23 | Live | Midea Electric Trading | DETTSON | Singlezone Ducted, Centrally Ducted | 210365427 |  | HRCU-A-C | MHD-18 |  | MHD-CC2.0-17.5-M | 11.7 | 16.2 | 10.1 | 11.7 | 15.2 | 9.5 | TRUE | TRUE | TRUE | 18000 | 13000 | 2.7 | 14700 | 2.32
210365428 | 05/26/23 | Live | Midea Electric Trading | DETTSON | Singlezone Ducted, Centrally Ducted | 210365428 |  | HRCU-A-C | MHD-24 |  | MHD-CC2.0-17.5-M | 11.3 | 16.2 | 10 | 11.7 | 15.2 | 9.8 | TRUE | TRUE | TRUE | 23000 | 22000 | 2.46 | 25800 | 2.27
209549003 | 04/27/23 | Live | Midea Electric Trading | THERMOCORE SYSTEMS | Singlezone Non-Ducted, Wall Placement | 209549003 |  | HRCU-A-CB-O | T422S-H212-C | Mini-Splits | T422S-H212-E | 12.5 | 22 | 10.8 | 12.5 | 23.1 | 9.3 | FALSE | FALSE | FALSE | 12000 | 8200 | 2.25 | 9543 | 2.39
210365430 | 05/26/23 | Live | Midea Electric Trading | INNOVAIR | Singlezone Ducted, Centrally Ducted | 210365430 |  | HRCU-A-C | MHD-24 |  | MHD-CC2.0-17.5-M | 11.3 | 16.2 | 10 | 11.7 | 15.2 | 9.8 | TRUE | TRUE | TRUE | 23000 | 22000 | 2.46 | 25800 | 2.27
212528018 | 05/26/23 | Live | Midea Electric Trading | COOPER&HUNTER | Singlezone Non-Ducted, Wall Placement | 212528018 |  | HRCU-A-CB-O | CH-HPR35-230VO | Mini-Splits | CH-35HASTWM-230VI |  |  |  | 12 | 19.5 | 10 | TRUE | TRUE | TRUE | 33000 | 28800 | 2.5 | 33600 | 2.39
209549002 | 04/27/23 | Live | Midea Electric Trading | THERMOCORE SYSTEMS | Singlezone Non-Ducted, Wall Placement | 209549002 |  | HRCU-A-CB-O | T424S-H209-C | Mini-Splits | T424S-H209-E | 14 | 24 | 11.3 | 14 | 24 | 11.4 | FALSE | FALSE | TRUE | 9000 | 8300 | 2.67 | 9096 | 2.61
212528002 | 05/26/23 | Live | Midea Electric Trading | AC PRO.COM | Singlezone Ducted, Centrally Ducted | 212528002 |  | HRCU-A-C | AOE30U-60HFN1-MR0 |  | AAC-60HWDN1-MN0 | 9.5 | 14.9 | 9.3 | 9 | 15.2 | 8.5 | FALSE | FALSE | FALSE | 53000 | 34000 | 2.2 | 36000 | 2.19
207671404 | 04/27/23 | Live | Midea Electric Trading | YONAN | Singlezone Non-Ducted, Wall Placement | 207671404 |  | HRCU-A-CB-O | YSA21-09HRN1 | Mini-Splits | YSA21-09HRN1 | 14 | 24 | 11.3 | 14 | 24 | 11.4 | FALSE | FALSE | TRUE | 9000 | 8300 | 2.67 | 9096 | 2.61
212528000 | 05/26/23 | Live | Midea Electric Trading | AC PRO.COM | Singlezone Ducted, Centrally Ducted | 212528000 |  | HRCU-A-C | AOD30U-36HFN1-MR0 |  | AAC-36HWDN1-MN0 | 10.1 | 14.2 | 9.2 | 9.3 | 14.4 | 8 | FALSE | FALSE | FALSE | 36000 | 19800 | 2.2 | 24900 | 2.13
212528001 | 05/26/23 | Live | Midea Electric Trading | AC PRO.COM | Singlezone Ducted, Centrally Ducted | 212528001 |  | HRCU-A-C | AOE30U-48HFN1-MR0 |  | AAC-48HWDN1-MN0 | 9.15 | 14 | 9.4 | 8.6 | 14.3 | 8.3 | FALSE | FALSE | FALSE | 48000 | 30400 | 2.2 | 32000 | 2.03
6937309 | 03/02/23 | Live | Fujitsu General America, Inc. | FUJITSU | Singlezone Non-Ducted, Floor Placement | 6937309 |  | HRCU-A-CB-O | AOU9RLFFH | Mini-Splits | AGU9RLF | 16 | 26 | 12.4 | 16 | 26 | 11.6 | TRUE | TRUE | TRUE | 9000 | 7500 | 2.82 | 14000 | 2.08
212396486 | 05/26/23 | Live | Midea Electric Trading | PANASONIC | Singlezone Ducted, Centrally Ducted | 212396486 |  | HRCU-A-CB | CU-E18YAHK6 |  | CS-HE18YAHK6 | 11.1 | 19 | 10.8 | 10.9 | 17 | 8.8 | FALSE | FALSE | TRUE | 18000 | 12000 | 2.71 | 12000 | 2.71
212396487 | 05/26/23 | Live | Midea Electric Trading | PANASONIC | Singlezone Ducted, Centrally Ducted | 212396487 |  | HRCU-A-CB | CU-E24YAHK6 |  | CS-HE24YAHK6 | 11.3 | 19.4 | 11.3 | 10.5 | 17 | 9.2 | FALSE | FALSE | TRUE | 24000 | 21000 | 2.8 | 22000 | 2.8
212396489 | 05/26/23 | Live | Midea Electric Trading | PANASONIC | Singlezone Ducted, Centrally Ducted | 212396489 |  | HRCU-A-CB | CU-E36YAHK6 |  | CS-HE36YAHK6 | 10.4 | 18 | 9.1 | 10.1 | 16.9 | 8.2 | FALSE | FALSE | FALSE | 36000 | 20400 | 2.48 | 22700 | 2.1
212396490 | 05/26/23 | Live | Midea Electric Trading | PANASONIC | Singlezone Ducted, Centrally Ducted | 212396490 |  | HRCU-A-CB | CU-E48YAHK6 |  | CS-HE48YAHK6 | 9.3 | 17.3 | 10 | 8.8 | 15.8 | 9.4 | FALSE | FALSE | FALSE | 47000 | 37000 | 2.4 | 39000 | 2.2
208280117 | 01/05/23 | Live | Midea Electric Trading | TRUST AIR CONDITIONERS | Singlezone Ducted, Compact Ducted | 208280117 |  | HRCU-A-CB | AS12H/O4S41P | Mini-Splits | IUMDL12H/I43P | 13 | 21.5 | 11.5 | 11.7 | 19.5 | 10 | FALSE | FALSE | FALSE | 12000 | 10600 | 2.51 | 12600 | 1.95
207671403 | 04/27/23 | Live | Midea Electric Trading | YONAN | Singlezone Non-Ducted, Wall Placement | 207671403 |  | HRCU-A-CB-O | YSA21-12HRN1B | Mini-Splits | YSA21-12HRN1B | 12.5 | 21.5 | 11.5 | 12.5 | 22.7 | 10 | FALSE | FALSE | TRUE | 12000 | 8400 | 2.77 | 8448 | 2.27
8912454 | 03/02/23 | Live | Fujitsu General America, Inc. | FUJITSU | Singlezone Non-Ducted, Wall Placement | 8912454 |  | HRCU-A-CB-O | AOU30RLXEH | Mini-Splits | ASU30RLE | 12.5 | 18.7 | 11.8 | 12.5 | 18.7 | 10 | TRUE | TRUE | TRUE | 30000 | 18900 | 2.56 | 35200 | 2.29
212396500 | 05/26/23 | Live | Midea Electric Trading | PANASONIC | Singlezone Ducted, Centrally Ducted | 212396500 |  | HRCU-A-C | CU-E30YAHK6 |  | CS-HE30YAC6 | 10 | 14.2 | 9.5 | 10.2 | 14.9 | 9.3 | FALSE | FALSE | FALSE | 30000 | 22000 | 2.6 | 24400 | 2.1
209548997 | 04/27/23 | Live | Midea Electric Trading | THERMOCORE SYSTEMS | Singlezone Non-Ducted, Wall Placement | 209548997 |  | HRCU-A-CB-O | T5E19S-H218-C | Mini-Splits | T5E19S-H218-E | 10.5 | 19 | 10 | 10.5 | 19 | 8.7 | FALSE | FALSE | FALSE | 18000 | 11500 | 2.57 | 14370 | 2.49
212396503 | 05/26/23 | Live | Midea Electric Trading | PANASONIC | Singlezone Ducted, Centrally Ducted | 212396503 |  | HRCU-A-C | CU-E60YAHK6 |  | CS-HE60YAC6 | 9.5 | 14.9 | 9.3 | 9 | 15.2 | 8.5 | FALSE | FALSE | FALSE | 53000 | 34000 | 2.2 | 36000 | 2.19
207671400 | 04/27/23 | Live | Midea Electric Trading | YONAN | Singlezone Non-Ducted, Wall Placement | 207671400 |  | HRCU-A-CB-O | YSA19-18HRN1 | Mini-Splits | YSA19-18HRN1 | 10.5 | 19 | 10 | 10.5 | 19 | 8.7 | FALSE | FALSE | FALSE | 18000 | 11500 | 2.57 | 14370 | 2.49
212396504 | 05/26/23 | Live | Midea Electric Trading | PANASONIC | Singlezone Ducted, Centrally Ducted | 212396504 |  | HRCU-A-C | CU-HE18YAHK6 |  | CS-HE18YAC6 | 11.6 | 15.6 | 8.8 | 11.7 | 16.5 | 9.5 | FALSE | FALSE | TRUE | 18000 | 14700 | 2.6 | 17400 | 2.42
207659286 | 04/27/23 | Live | Midea Electric Trading | PREMIUM LEVELLA | Singlezone Non-Ducted, Wall Placement | 207659286 |  | HRCU-A-CB-O | PIAW182800B | Mini-Splits | PIAW182790A | 10.5 | 19 | 10 | 10.5 | 19 | 8.7 | FALSE | FALSE | FALSE | 18000 | 11500 | 2.57 | 14370 | 2.49
212396501 | 05/26/23 | Live | Midea Electric Trading | PANASONIC | Singlezone Ducted, Centrally Ducted | 212396501 |  | HRCU-A-C | CU-E36YAHK6 |  | CS-HE36YAC6 | 10.1 | 14.2 | 9.2 | 9.3 | 14.4 | 8 | FALSE | FALSE | FALSE | 36000 | 19800 | 2.2 | 24900 | 2.13
209548995 | 04/27/23 | Live | Midea Electric Trading | THERMOCORE SYSTEMS | Singlezone Non-Ducted, Wall Placement | 209548995 |  | HRCU-A-CB-O | T5E22S-H209-C | Mini-Splits | T5E22S-H209-E | 12.6 | 21.5 | 10 | 12.6 | 21.7 | 9.1 | FALSE | FALSE | FALSE | 9000 | 6900 | 2.53 | 7500 | 2.02
212396502 | 05/26/23 | Live | Midea Electric Trading | PANASONIC | Singlezone Ducted, Centrally Ducted | 212396502 |  | HRCU-A-C | CU-E48YAHK6 |  | CS-HE48YAC6 | 9.15 | 14 | 9.4 | 8.6 | 14.3 | 8.3 | FALSE | FALSE | FALSE | 48000 | 30400 | 2.2 | 32000 | 2.03
207671398 | 04/27/23 | Live | Midea Electric Trading | YONAN | Singlezone Non-Ducted, Wall Placement | 207671398 |  | HRCU-A-CB-O | YSA19-09HRN1 | Mini-Splits | YSA19-09HRN1 | 12.6 | 21.5 | 10 | 12.6 | 21.7 | 9.1 | FALSE | FALSE | FALSE | 9000 | 6900 | 2.53 | 7500 | 2.02
204740071 | 03/02/23 | Live | Fujitsu General America, Inc. | FUJITSU | Singlezone Non-Ducted, Wall Placement | 204740071 |  | HRCU-A-CB-O | AOUG15LZAH1 | Mini-Splits | ASUG15LZAS | 13.9 | 25.3 | 13.3 | 13.9 | 25.3 | 12.7 | TRUE | TRUE | TRUE | 14500 | 11200 | 3.16 | 21500 | 2.3
212396508 | 05/26/23 | Live | Midea Electric Trading | PANASONIC | Singlezone Ducted, Centrally Ducted | 212396508 |  | HRCU-A-C | CU-HE48YAHK6 |  | CS-HE48YAC6 | 9 | 14 | 10 | 8.6 | 14.3 | 9 | FALSE | FALSE | FALSE | 46000 | 32000 | 2.36 | 45000 | 2.11
207659284 | 04/27/23 | Live | Midea Electric Trading | PREMIUM LEVELLA | Singlezone Non-Ducted, Wall Placement | 207659284 |  | HRCU-A-CB-O | PIAW92800B | Mini-Splits | PIAW92790A | 12.6 | 21.5 | 10 | 12.6 | 21.7 | 9.1 | FALSE | FALSE | FALSE | 9000 | 6900 | 2.53 | 7500 | 2.02
212396498 | 05/26/23 | Live | Midea Electric Trading | PANASONIC | Singlezone Ducted, Centrally Ducted | 212396498 |  | HRCU-A-C | CU-E18YAHK6 |  | CS-HE18YAC6 | 10 | 14.3 | 9.3 | 10.2 | 15.6 | 8.6 | FALSE | FALSE | TRUE | 18000 | 13000 | 2.59 | 14000 | 2.21
209548993 | 04/27/23 | Live | Midea Electric Trading | THERMOCORE SYSTEMS | Singlezone Non-Ducted, Wall Placement | 209548993 |  | HRCU-A-CB-O | T5E21S-H109-C | Mini-Splits | T5E21S-H109-E | 12.5 | 20.5 | 10 | 12.5 | 21.5 | 9 | FALSE | FALSE | FALSE | 9000 | 6800 | 2.46 | 8044 | 2.12
207671396 | 04/27/23 | Live | Midea Electric Trading | YONAN | Singlezone Non-Ducted, Wall Placement | 207671396 |  | HRCU-A-CB-O | YSA19-09HRN1B | Mini-Splits | YSA19-09HRN1B | 12.5 | 20.5 | 10 | 12.5 | 21.5 | 9 | FALSE | FALSE | FALSE | 9000 | 6800 | 2.46 | 8044 | 2.12
207659290 | 04/27/23 | Live | Midea Electric Trading | PREMIUM LEVELLA | Singlezone Non-Ducted, Wall Placement | 207659290 |  | HRCU-A-CB-O | PIAW92700B | Mini-Splits | PIAW92690A | 12.5 | 20.5 | 10 | 12.5 | 21.5 | 9 | FALSE | FALSE | FALSE | 9000 | 6800 | 2.46 | 8044 | 2.12
209549014 | 04/27/23 | Live | Midea Electric Trading | THERMOCORE SYSTEMS | Singlezone Non-Ducted, Wall Placement | 209549014 |  | HRCU-A-CB-O | T5HH22S-H224-C | Mini-Splits | T3-OS224-EC | 12.5 | 20.7 | 10.5 | 12.5 | 21.5 | 9.7 | FALSE | FALSE | TRUE | 24000 | 19000 | 2.6 | 20800 | 2.36
204740070 | 03/02/23 | Live | Fujitsu General America, Inc. | FUJITSU | Singlezone Non-Ducted, Wall Placement | 204740070 |  | HRCU-A-CB-O | AOUG15LZAS1 | Mini-Splits | ASUG15LZAS | 13.9 | 25.3 | 13.4 | 13.9 | 25.3 | 12.8 | TRUE | TRUE | TRUE | 14500 | 11200 | 3.25 | 21500 | 2.43
210819460 | 01/01/11 | Live | Mitsubishi Electric Trane | MITSUBISHI ELECTRIC | Singlezone Non-Ducted, Floor Placement | 210819460 |  | HRCU-A-CB-O | MUFZ-KJ12NAHZ*** | Mini-Splits | MFZ-KJ12NA*** | 13.6 | 25.5 | 12 | 13.6 | 26.7 | 10.6 | TRUE | FALSE | TRUE | 12000 | 8800 | 2.77 | 14800 | 2.29
208106979 | 04/27/23 | Live | Midea Electric Trading | YONAN | Singlezone Non-Ducted, Wall Placement | 208106979 |  | HRCU-A-CB-O | YOD-24HFN1 | Mini-Splits | YCD-24HRFN1 | 12.5 | 20.7 | 10.5 | 12.5 | 21.5 | 9.7 | FALSE | FALSE | TRUE | 24000 | 19000 | 2.6 | 20800 | 2.36
204740069 | 03/02/23 | Live | Fujitsu General America, Inc. | FUJITSU | Singlezone Non-Ducted, Wall Placement | 204740069 |  | HRCU-A-CB-O | AOUG12LZAH1 | Mini-Splits | ASUG12LZAS | 15.2 | 29.4 | 13.8 | 15.2 | 29.4 | 12.7 | TRUE | TRUE | TRUE | 12000 | 10000 | 3.22 | 17500 | 2.32
208106986 | 04/27/23 | Live | Midea Electric Trading | YONAN | Singlezone Ducted, Compact Ducted | 208106986 |  | HRCU-A-CB | YOE-48HFN1 | Mini-Splits | YTI-48HWFN1 | 9.2 | 17.4 | 10.3 | 8.5 | 15.1 | 9.3 | FALSE | FALSE | FALSE | 48000 | 34000 | 2.32 | 41000 | 2.32
210819448 | 01/01/11 | Live | Mitsubishi Electric Trane | MITSUBISHI ELECTRIC | Singlezone Non-Ducted, Floor Placement | 210819448 |  | HRCU-A-CB-O | MUFZ-KJ18NAHZ*** | Mini-Splits | MFZ-KJ18NA*** | 12.6 | 21 | 11.3 | 12.6 | 22 | 10.3 | TRUE | FALSE | TRUE | 17000 | 12800 | 2.62 | 23000 | 2.1
201754427 | 01/01/11 | Live | Mitsubishi Electric Trane | MITSUBISHI ELECTRIC | Singlezone Non-Ducted, Wall Placement | 201754427 |  | HRCU-A-CB-O | MUZ-FH06NAH | Mini-Splits | MSZ-FH06NA** | 19 | 33.1 | 12.5 | 19 | 32.2 | 10.9 | FALSE | FALSE | FALSE | 6000 | 5900 | 2.74 | 10700 | 2.78
201754297 | 01/01/11 | Live | Mitsubishi Electric Trane | MITSUBISHI ELECTRIC | Singlezone Non-Ducted, Wall Placement | 201754297 |  | HRCU-A-CB-O | MUZ-FH09NAH | Mini-Splits | MSZ-FH09NA** | 16.1 | 30.5 | 12.5 | 16.1 | 29.8 | 10 | FALSE | FALSE | FALSE | 9000 | 6700 | 2.73 | 12200 | 2.84
208106985 | 04/27/23 | Live | Midea Electric Trading | YONAN | Singlezone Non-Ducted, Wall Placement | 208106985 |  | HRCU-A-CB-O | YOE-48HFN1 | Mini-Splits | YCD-48HRFN1 | 9.5 | 17.8 | 11.5 | 9.5 | 18.5 | 9.8 | FALSE | FALSE | TRUE | 48000 | 30000 | 2.34 | 39000 | 2.05
208280129 | 01/05/23 | Live | Midea Electric Trading | TRUST AIR CONDITIONERS | Singlezone Non-Ducted, Wall Placement | 208280129 |  | HRCU-A-CB-O | IS12H/O4S41P | Mini-Splits | IUMCO12H/I41P | 13 | 21.5 | 10 | 13 | 22.7 | 10.2 | FALSE | FALSE | FALSE | 12000 | 9000 | 2.69 | 10500 | 2.59
201754299 | 01/01/11 | Live | Mitsubishi Electric Trane | MITSUBISHI ELECTRIC | Singlezone Non-Ducted, Wall Placement | 201754299 |  | HRCU-A-CB-O | MUZ-FH12NAH | Mini-Splits | MSZ-FH12NA** | 13.8 | 26.1 | 11.5 | 13.8 | 26.3 | 10.4 | FALSE | FALSE | FALSE | 12000 | 8100 | 2.83 | 13600 | 2.03
209549017 | 04/27/23 | Live | Midea Electric Trading | THERMOCORE SYSTEMS | Singlezone Non-Ducted, Wall Placement | 209549017 |  | HRCU-A-CB-O | T4C18S-H248-C | Mini-Splits | T4C17S-H248-EC | 9.5 | 17.8 | 11.5 | 9.5 | 18.5 | 9.8 | FALSE | FALSE | TRUE | 48000 | 30000 | 2.34 | 39000 | 2.05
204740068 | 03/02/23 | Live | Fujitsu General America, Inc. | FUJITSU | Singlezone Non-Ducted, Wall Placement | 204740068 |  | HRCU-A-CB-O | AOUG12LZAS1 | Mini-Splits | ASUG12LZAS | 15.2 | 29.4 | 14 | 15.2 | 29.4 | 12.9 | TRUE | TRUE | TRUE | 12000 | 10000 | 3.33 | 17500 | 2.49
202680594 | 10/16/19 | Live | Mitsubishi Electric Trane | MITSUBISHI ELECTRIC | Singlezone Non-Ducted, Wall Placement | 202680594 |  | HRCU-A-CB-O | MUZ-GL09NA*** | Mini-Splits | MSZ-GL09NA*** | 15.4 | 24.6 | 12.8 | 15.4 | 24.3 | 10.9 | TRUE | FALSE | TRUE | 9000 | 6700 | 3.12 | 10200 | 2.82
209832186 | 01/20/21 | Live | Mitsubishi Electric Trane | MITSUBISHI ELECTRIC | Singlezone Non-Ducted, Wall Placement | 209832186 |  | HRCU-A-CB-O | MUZ-GL09NA*** | Mini-Splits | NAXWST09A112A* | 15.4 | 24.6 | 12.8 | 15.4 | 24.3 | 10.9 | FALSE | FALSE | TRUE | 9000 | 6700 | 3.12 | 10200 | 2.82
209832214 | 01/20/21 | Live | Mitsubishi Electric Trane | MITSUBISHI ELECTRIC | Singlezone Non-Ducted, Wall Placement | 209832214 |  | HRCU-A-CB-O | MUZ-GL09NA*** | Mini-Splits | NTXWST09A112A* | 15.4 | 24.6 | 12.8 | 15.4 | 24.3 | 10.9 | FALSE | FALSE | TRUE | 9000 | 6700 | 3.12 | 10200 | 2.82
202680597 | 10/16/19 | Live | Mitsubishi Electric Trane | MITSUBISHI ELECTRIC | Singlezone Non-Ducted, Wall Placement | 202680597 |  | HRCU-A-CB-O | MUZ-GL09NAH*** | Mini-Splits | MSZ-GL09NA*** | 15.4 | 24.6 | 11.8 | 15.4 | 24.3 | 9.5 | FALSE | FALSE | FALSE | 9000 | 6700 | 2.58 | 10200 | 2.51
202680595 | 10/16/19 | Live | Mitsubishi Electric Trane | MITSUBISHI ELECTRIC | Singlezone Non-Ducted, Wall Placement | 202680595 |  | HRCU-A-CB-O | MUZ-GL12NA*** | Mini-Splits | MSZ-GL12NA*** | 13 | 23.1 | 12.5 | 13 | 23.1 | 10.7 | TRUE | FALSE | TRUE | 12000 | 9200 | 3.1 | 12000 | 2.84
204740066 | 03/02/23 | Live | Fujitsu General America, Inc. | FUJITSU | Singlezone Non-Ducted, Wall Placement | 204740066 |  | HRCU-A-CB-O | AOUG09LZAS1 | Mini-Splits | ASUG09LZAS | 18 | 33.1 | 14.2 | 18 | 33.1 | 13.4 | TRUE | TRUE | TRUE | 9000 | 7400 | 3.61 | 16000 | 2.28
208106983 | 04/27/23 | Live | Midea Electric Trading | YONAN | Singlezone Ducted, Compact Ducted | 208106983 |  | HRCU-A-CB | YOD-36HFN1 | Mini-Splits | YTI-36HWFN1 | 9 | 16.7 | 11.5 | 8.8 | 15.8 | 8.8 | FALSE | FALSE | FALSE | 36000 | 25000 | 2.49 | 26000 | 2.22
209832215 | 01/20/21 | Live | Mitsubishi Electric Trane | MITSUBISHI ELECTRIC | Singlezone Non-Ducted, Wall Placement | 209832215 |  | HRCU-A-CB-O | MUZ-GL12NA*** | Mini-Splits | NTXWST12A112A* | 13 | 23.1 | 12.5 | 13 | 23.1 | 10.7 | FALSE | FALSE | TRUE | 12000 | 9200 | 3.1 | 12000 | 2.84
208106982 | 04/27/23 | Live | Midea Electric Trading | YONAN | Singlezone Non-Ducted, Wall Placement | 208106982 |  | HRCU-A-CB-O | YOD-36HFN1 | Mini-Splits | YCD-36HRFN1 | 9 | 18.2 | 10.6 | 9.4 | 19.2 | 8.8 | FALSE | FALSE | FALSE | 36000 | 23000 | 2.45 | 26000 | 2.13
209832187 | 01/20/21 | Live | Mitsubishi Electric Trane | MITSUBISHI ELECTRIC | Singlezone Non-Ducted, Wall Placement | 209832187 |  | HRCU-A-CB-O | MUZ-GL12NA*** | Mini-Splits | NAXWST12A112A* | 13 | 23.1 | 12.5 | 13 | 23.1 | 10.7 | FALSE | FALSE | TRUE | 12000 | 9200 | 3.1 | 12000 | 2.84
209549016 | 04/27/23 | Live | Midea Electric Trading | THERMOCORE SYSTEMS | Singlezone Non-Ducted, Wall Placement | 209549016 |  | HRCU-A-CB-O | T4C18S-H236-C | Mini-Splits | T4C18S-H236-EC | 9 | 18.2 | 10.6 | 9.4 | 19.2 | 8.8 | FALSE | FALSE | FALSE | 36000 | 23000 | 2.45 | 26000 | 2.13
202680598 | 10/16/19 | Live | Mitsubishi Electric Trane | MITSUBISHI ELECTRIC | Singlezone Non-Ducted, Wall Placement | 202680598 |  | HRCU-A-CB-O | MUZ-GL12NAH*** | Mini-Splits | MSZ-GL12NA*** | 13 | 23.1 | 11.5 | 13 | 23.1 | 9.3 | FALSE | FALSE | FALSE | 12000 | 9200 | 2.7 | 12000 | 2.57
202680596 | 01/20/21 | Live | Mitsubishi Electric Trane | MITSUBISHI ELECTRIC | Singlezone Non-Ducted, Wall Placement | 202680596 |  | HRCU-A-CB-O | MUZ-GL15NA*** | Mini-Splits | MSZ-GL15NA*** | 13 | 21.6 | 11.7 | 13 | 21 | 11 | TRUE | FALSE | TRUE | 14000 | 12100 | 2.22 | 16400 | 2.39
209549022 | 04/27/23 | Live | Midea Electric Trading | THERMOCORE SYSTEMS | Singlezone Non-Ducted, Wall Placement | 209549022 |  | HRCU-A-CB-O | T4C18S-H236-C | Mini-Splits | T3C16S-H236-ED | 8 | 17 | 10 | 8.5 | 19 | 9 | FALSE | FALSE | FALSE | 36000 | 23000 | 2.2 | 25000 | 2.11
209843058 | 01/05/23 | Live | Midea Electric Trading | CTMorley | Singlezone Non-Ducted, Ceiling Placement | 209843058 |  | HRCU-A-CB-O | MOU-A12H-2 | Mini-Splits | MIU-A12C-2 | 12.7 | 21.5 | 10.6 | 12.7 | 22.3 | 10.2 | FALSE | FALSE | TRUE | 12000 | 9900 | 2.55 | 14000 | 2.29
204740067 | 03/02/23 | Live | Fujitsu General America, Inc. | FUJITSU | Singlezone Non-Ducted, Wall Placement | 204740067 |  | HRCU-A-CB-O | AOUG09LZAH1 | Mini-Splits | ASUG09LZAS | 18 | 33.1 | 14 | 18 | 33.1 | 13.3 | TRUE | TRUE | TRUE | 9000 | 7400 | 3.5 | 16000 | 2.12
209832216 | 01/20/21 | Live | Mitsubishi Electric Trane | MITSUBISHI ELECTRIC | Singlezone Non-Ducted, Wall Placement | 209832216 |  | HRCU-A-CB-O | MUZ-GL15NA*** | Mini-Splits | NTXWST15A112A* | 13 | 21.6 | 11.7 | 13 | 21 | 11 | FALSE | FALSE | TRUE | 14000 | 12100 | 2.22 | 16400 | 2.39
208106984 | 04/27/23 | Live | Midea Electric Trading | YONAN | Singlezone Non-Ducted, Wall Placement | 208106984 |  | HRCU-A-CB-O | YOD-36HFN1 | Mini-Splits | YUE-36HRFN1 | 8 | 17 | 10 | 8.5 | 19 | 9 | FALSE | FALSE | FALSE | 36000 | 23000 | 2.2 | 25000 | 2.11
209832188 | 01/20/21 | Live | Mitsubishi Electric Trane | MITSUBISHI ELECTRIC | Singlezone Non-Ducted, Wall Placement | 209832188 |  | HRCU-A-CB-O | MUZ-GL15NA*** | Mini-Splits | NAXWST15A112A* | 13 | 21.6 | 11.7 | 13 | 21 | 11 | FALSE | FALSE | TRUE | 14000 | 12100 | 2.22 | 16400 | 2.39
209549006 | 04/27/23 | Live | Midea Electric Trading | THERMOCORE SYSTEMS | Singlezone Non-Ducted, Wall Placement | 209549006 |  | HRCU-A-CB-O | T5HH27S-H206-C | Mini-Splits | T5HH27S-H206-E | 15.8 | 26.5 | 14 | 15.8 | 26.5 | 13.6 | FALSE | FALSE | TRUE | 6000 | 8500 | 2.9 | 10041 | 2.45
209832343 | 01/20/21 | Live | Mitsubishi Electric Trane | MITSUBISHI ELECTRIC | Singlezone Non-Ducted, Wall Placement | 209832343 |  | HRCU-A-CB-O | MUZ-GL18NA*** | Mini-Splits | NTXWST18A112A* | 13.4 | 20.5 | 11.2 | 13.4 | 20.5 | 10.3 | FALSE | FALSE | TRUE | 18000 | 13800 | 2.73 | 18200 | 2.48
209832342 | 01/20/21 | Live | Mitsubishi Electric Trane | MITSUBISHI ELECTRIC | Singlezone Non-Ducted, Wall Placement | 209832342 |  | HRCU-A-CB-O | MUZ-GL18NA*** | Mini-Splits | NAXWST18A112A* | 13.4 | 20.5 | 11.2 | 13.4 | 20.5 | 10.3 | FALSE | FALSE | TRUE | 18000 | 13800 | 2.73 | 18200 | 2.48
211078833 | 05/13/23 | Live | Fujitsu General America, Inc. | FUJITSU | Singlezone Non-Ducted, Ceiling Placement | 211078833 |  | HRCU-A-CB-O | AOUH36LUAS1 | Mini-Splits | AUUH36LUAS |  |  |  | 10 | 20.5 | 10.2 | FALSE | FALSE | TRUE | 36000 | 24600 | 2.94 | 34500 | 2.41
202680600 | 01/20/21 | Live | Mitsubishi Electric Trane | MITSUBISHI ELECTRIC | Singlezone Non-Ducted, Wall Placement | 202680600 |  | HRCU-A-CB-O | MUZ-HM09NA*** | Mini-Splits | MSZ-HM09NA*** | 12 | 18 | 10 | 12 | 20 | 10 | FALSE | FALSE | TRUE | 9000 | 6700 | 2.52 | 7200 | 1.16
202680604 | 11/22/21 | Live | Mitsubishi Electric Trane | MITSUBISHI ELECTRIC | Singlezone Non-Ducted, Wall Placement | 202680604 |  | HRCU-A-CB-O | MUZ-HM09NAH** | Mini-Splits | MSZ-HM09NA** | 12 | 18 | 9 | 12 | 20 | 8.5 | FALSE | FALSE | FALSE | 9000 | 6700 | 2.52 | 7200 | 1.16
209832224 | 01/20/21 | Live | Mitsubishi Electric Trane | MITSUBISHI ELECTRIC | Singlezone Non-Ducted, Wall Placement | 209832224 |  | HRCU-A-CB-O | MUZ-HM12NA*** | Mini-Splits | NTXWMT12A112A* | 9.9 | 18 | 10 | 9.9 | 20 | 10 | FALSE | FALSE | TRUE | 12000 | 7600 | 2.78 | 9000 | 2.66
202680601 | 01/20/21 | Live | Mitsubishi Electric Trane | MITSUBISHI ELECTRIC | Singlezone Non-Ducted, Wall Placement | 202680601 |  | HRCU-A-CB-O | MUZ-HM12NA*** | Mini-Splits | MSZ-HM12NA*** | 9.9 | 18 | 10 | 9.9 | 20 | 10 | FALSE | FALSE | TRUE | 12000 | 7600 | 2.78 | 9000 | 2.66
208816923 | 01/05/23 | Live | Midea Electric Trading | TRUST AIR CONDITIONERS | Singlezone Non-Ducted, Ceiling Placement | 208816923 |  | HRCU-A-CB-O | OAH12H/O4S4P | Mini-Splits | IUMC412H/I41P | 12.7 | 21.5 | 10.6 | 12.7 | 22.3 | 10.2 | FALSE | FALSE | TRUE | 12000 | 9900 | 2.55 | 14000 | 2.29
202680605 | 11/22/21 | Live | Mitsubishi Electric Trane | MITSUBISHI ELECTRIC | Singlezone Non-Ducted, Wall Placement | 202680605 |  | HRCU-A-CB-O | MUZ-HM12NAH** | Mini-Splits | MSZ-HM12NA** | 9.9 | 18 | 9 | 9.9 | 20 | 8.5 | FALSE | FALSE | FALSE | 12000 | 7600 | 2.78 | 9000 | 2.66
211078832 | 05/13/23 | Live | Fujitsu General America, Inc. | FUJITSU | Singlezone Non-Ducted, Ceiling Placement | 211078832 |  | HRCU-A-CB-O | AOUH30LUAS1 | Mini-Splits | AUUH30LUAS |  |  |  | 11.7 | 21.5 | 10.6 | TRUE | TRUE | TRUE | 30000 | 20800 | 3.17 | 30900 | 2.38
209832225 | 01/20/21 | Live | Mitsubishi Electric Trane | MITSUBISHI ELECTRIC | Singlezone Non-Ducted, Wall Placement | 209832225 |  | HRCU-A-CB-O | MUZ-HM15NA*** | Mini-Splits | NTXWMT15A112A* | 12 | 18 | 10 | 12 | 20 | 10 | FALSE | FALSE | TRUE | 14000 | 11500 | 2.55 | 14000 | 2.25
209832192 | 01/20/21 | Live | Mitsubishi Electric Trane | MITSUBISHI ELECTRIC | Singlezone Non-Ducted, Wall Placement | 209832192 |  | HRCU-A-CB-O | MUZ-HM15NA*** | Mini-Splits | NAXWMT15A112A* | 12 | 18 | 10 | 12 | 20 | 10 | FALSE | FALSE | TRUE | 14000 | 11500 | 2.55 | 14000 | 2.25
202680606 | 12/08/21 | Live | Mitsubishi Electric Trane | MITSUBISHI ELECTRIC | Singlezone Non-Ducted, Wall Placement | 202680606 |  | HRCU-A-CB-O | MUZ-HM15NAH** | Mini-Splits | MSZ-HM15NA** | 12 | 18 | 9 | 12 | 20 | 8.5 | FALSE | FALSE | FALSE | 14000 | 11500 | 2.55 | 14000 | 2.25
209832226 | 01/20/21 | Live | Mitsubishi Electric Trane | MITSUBISHI ELECTRIC | Singlezone Non-Ducted, Wall Placement | 209832226 |  | HRCU-A-CB-O | MUZ-HM18NA*** | Mini-Splits | NTXWMT18A112A* | 10.5 | 18 | 10 | 10.5 | 19 | 9.5 | FALSE | FALSE | TRUE | 17200 | 11500 | 2.59 | 15000 | 2.3
207671409 | 04/27/23 | Live | Midea Electric Trading | YONAN | Singlezone Non-Ducted, Wall Placement | 207671409 |  | HRCU-A-CB-O | YSA25-12HRN1 | Mini-Splits | YSA25-12HRN1 | 13.7 | 23.2 | 13.2 | 13.7 | 24.6 | 10.7 | FALSE | FALSE | TRUE | 12000 | 9000 | 2.69 | 9921 | 2.31
209832193 | 01/20/21 | Live | Mitsubishi Electric Trane | MITSUBISHI ELECTRIC | Singlezone Non-Ducted, Wall Placement | 209832193 |  | HRCU-A-CB-O | MUZ-HM18NA*** | Mini-Splits | NAXWMT18A112A* | 10.5 | 18 | 10 | 10.5 | 19 | 9.5 | FALSE | FALSE | TRUE | 17200 | 11500 | 2.59 | 15000 | 2.3
202680607 | 11/22/21 | Live | Mitsubishi Electric Trane | MITSUBISHI ELECTRIC | Singlezone Non-Ducted, Wall Placement | 202680607 |  | HRCU-A-CB-O | MUZ-HM18NAH** | Mini-Splits | MSZ-HM18NA** | 10.5 | 18 | 9 | 10.5 | 19 | 8.5 | FALSE | FALSE | FALSE | 17200 | 11500 | 2.59 | 15000 | 2.3
211078831 | 05/13/23 | Live | Fujitsu General America, Inc. | FUJITSU | Singlezone Non-Ducted, Ceiling Placement | 211078831 |  | HRCU-A-CB-O | AOUH24LUAS1 | Mini-Splits | AUUH24LUAS |  |  |  | 12.6 | 23 | 11 | TRUE | TRUE | TRUE | 24000 | 18000 | 3.08 | 26000 | 2.41
207671408 | 04/27/23 | Live | Midea Electric Trading | YONAN | Singlezone Non-Ducted, Wall Placement | 207671408 |  | HRCU-A-CB-O | YSA25-09HRN1 | Mini-Splits | YSA25-09HRN1 | 15 | 25.5 | 12.2 | 15 | 25.5 | 12.3 | FALSE | FALSE | TRUE | 9000 | 8500 | 2.8 | 9611 | 2.29
208106975 | 04/27/23 | Live | Midea Electric Trading | YONAN | Singlezone Ducted, Compact Ducted | 208106975 |  | HRCU-A-CB | YOX-12HFN1 | Mini-Splits | YTI-12HWFN1 | 12.5 | 21.5 | 11.5 | 11.7 | 19 | 10.3 | FALSE | FALSE | TRUE | 11500 | 9300 | 2.78 | 10100 | 2.39
208130832 | 01/05/23 | Live | Midea Electric Trading | LBG Products | Singlezone Non-Ducted, Ceiling Placement | 208130832 |  | HRCU-A-CB-O | LBHB12DVWO | Mini-Splits | LMHB12DSI | 12.7 | 21.5 | 10.6 | 12.7 | 22.3 | 10.2 | TRUE | TRUE | TRUE | 12000 | 9900 | 2.55 | 14000 | 2.29
208106973 | 04/27/23 | Live | Midea Electric Trading | YONAN | Singlezone Ducted, Compact Ducted | 208106973 |  | HRCU-A-CB | YOX-09HFN1 | Mini-Splits | YTI-09HWFN1 | 13.5 | 21 | 11.5 | 12.5 | 19.2 | 10.2 | FALSE | FALSE | TRUE | 9000 | 7700 | 2.59 | 10200 | 2.41
202680608 | 11/22/21 | Live | Mitsubishi Electric Trane | MITSUBISHI ELECTRIC | Singlezone Non-Ducted, Wall Placement | 202680608 |  | HRCU-A-CB-O | MUZ-HM24NAH** | Mini-Splits | MSZ-HM24NA** | 8.6 | 18 | 9 | 8.6 | 20 | 8.5 | FALSE | FALSE | FALSE | 22400 | 18500 | 2.36 | 18500 | 2.42
211078844 | 05/13/23 | Live | Fujitsu General America, Inc. | FUJITSU | Singlezone Non-Ducted, Ceiling Placement | 211078844 |  | HRCU-A-CB-O | AOUH18LUAS1 | Mini-Splits | AUUH18LUAS |  |  |  | 13 | 23.5 | 11.2 | TRUE | TRUE | TRUE | 18000 | 15100 | 3.01 | 19300 | 2.42
209310453 | 03/14/23 | Live | Mitsubishi Electric Trane | MITSUBISHI ELECTRIC | Multizone All Non-Ducted | 209310453 |  | HMSR-A-CB-O | MXZ-3C24NA4*** | Non-Ducted Indoor Units |  | 13.6 | 20 | 10 | 13.6 | 20 | 10 | TRUE | FALSE | FALSE | 22000 | 14300 | 3.02 | 19600 | 2.01
209549021 | 04/27/23 | Live | Midea Electric Trading | THERMOCORE SYSTEMS | Singlezone Non-Ducted, Floor Placement | 209549021 |  | HRCU-A-CB-O | T5HH22S-H224-C | Mini-Splits | T3-OS224-ESC | 12.5 | 20 | 11.2 | 12.5 | 21.2 | 10.3 | FALSE | FALSE | TRUE | 24000 | 16000 | 2.3 | 17600 | 2.16
209310457 | 03/14/23 | Live | Mitsubishi Electric Trane | MITSUBISHI ELECTRIC | Multizone All Non-Ducted | 209310457 |  | HMSR-A-CB-O | MXZ-4C36NA4*** | Non-Ducted Indoor Units |  | 9.4 | 19.2 | 11 | 9.4 | 19.2 | 9.8 | FALSE | FALSE | TRUE | 35400 | 22400 | 2.89 | 26600 | 2.27
211078840 | 05/13/23 | Live | Fujitsu General America, Inc. | FUJITSU | Singlezone Ducted, Compact Ducted | 211078840 |  | HRCU-A-CB | AOUH36LUAS1 | Mini-Splits | ARUH36LUAS |  |  |  | 9.6 | 18 | 9.8 | FALSE | FALSE | FALSE | 36000 | 25800 | 2.9 | 34500 | 2.35
208106981 | 04/27/23 | Live | Midea Electric Trading | YONAN | Singlezone Non-Ducted, Floor Placement | 208106981 |  | HRCU-A-CB-O | YOD-24HFN1 | Mini-Splits | YUE-24HRFN1 | 12.5 | 20 | 11.2 | 12.5 | 21.2 | 10.3 | FALSE | FALSE | TRUE | 24000 | 16000 | 2.3 | 17600 | 2.16
208280086 | 01/05/23 | Live | Midea Electric Trading | TRUST AIR CONDITIONERS | Singlezone Non-Ducted, Ceiling Placement | 208280086 |  | HRCU-A-CB-O | AS12H/O4S41P | Mini-Splits | IUMC412H/I41P | 12.7 | 21.5 | 10.6 | 12.7 | 22.3 | 10.2 | FALSE | FALSE | FALSE | 12000 | 9900 | 2.55 | 14000 | 2.29
208106974 | 04/27/23 | Live | Midea Electric Trading | YONAN | Singlezone Non-Ducted, Ceiling Placement | 208106974 |  | HRCU-A-CB-O | YOX-12HFN1 | Mini-Splits | YCA-12HRFN1 | 14 | 22 | 10.6 | 14 | 22.7 | 10 | FALSE | FALSE | TRUE | 12000 | 8900 | 2.75 | 9300 | 2.39
209748106 | 01/05/23 | Live | Midea Electric Trading | AC PRO.COM | Singlezone Non-Ducted, Wall Placement | 209748106 |  | HRCU-A-CB-O | AOX230-12HFN1-MV5W | Mini-Splits | AFAU-12HRFN1-M(C) | 13 | 21.5 | 10 | 13 | 22.7 | 10.2 | TRUE | TRUE | TRUE | 12000 | 9000 | 2.69 | 10500 | 2.59
207825555 | 01/05/23 | Live | Midea Electric Trading | DIYCOOL | Singlezone Non-Ducted, Ceiling Placement | 207825555 |  | HRCU-A-CB-O | ACIQ-12ZPL-HP230B | Mini-Splits | ACIQ-12CC-HH-MB | 12.7 | 21.5 | 10.6 | 12.7 | 22.3 | 10.2 | TRUE | TRUE | TRUE | 12000 | 9900 | 2.55 | 14000 | 2.29
209842996 | 04/27/23 | Live | Midea Electric Trading | CLASSIC | Singlezone Non-Ducted, Ceiling Placement | 209842996 |  | HRCU-A-CB-O | MRSVHC12AS | Mini-Splits | MC4VHC12S | 14 | 22 | 10.6 | 14 | 22.7 | 10 | TRUE | FALSE | TRUE | 12000 | 8900 | 2.75 | 9300 | 2.39
209549012 | 04/27/23 | Live | Midea Electric Trading | THERMOCORE SYSTEMS | Singlezone Non-Ducted, Ceiling Placement | 209549012 |  | HRCU-A-CB-O | T5HH26S-H212-C | Mini-Splits | T3-OS212-EC | 14 | 22 | 10.6 | 14 | 22.7 | 10 | FALSE | FALSE | TRUE | 12000 | 8900 | 2.75 | 9300 | 2.39
211078837 | 05/13/23 | Live | Fujitsu General America, Inc. | FUJITSU | Singlezone Ducted, Compact Ducted | 211078837 |  | HRCU-A-CB | AOUH30LUAS1 | Mini-Splits | ARUH30LUAS |  |  |  | 10.4 | 18.5 | 10 | FALSE | FALSE | TRUE | 30000 | 21200 | 2.94 | 30900 | 2.29
209549011 | 04/27/23 | Live | Midea Electric Trading | THERMOCORE SYSTEMS | Singlezone Non-Ducted, Ceiling Placement | 209549011 |  | HRCU-A-CB-O | T5HH27S-H209-C | Mini-Splits | T3-OS209-EC | 13 | 20 | 10.5 | 13 | 20 | 10 | FALSE | FALSE | TRUE | 9000 | 7500 | 2.44 | 9400 | 2.19
208106972 | 04/27/23 | Live | Midea Electric Trading | YONAN | Singlezone Non-Ducted, Ceiling Placement | 208106972 |  | HRCU-A-CB-O | YOX-09HFN1 | Mini-Splits | YCA-09HRFN1 | 13 | 20 | 10.5 | 13 | 20 | 10 | FALSE | FALSE | TRUE | 9000 | 7500 | 2.44 | 9400 | 2.19
211078834 | 05/13/23 | Live | Fujitsu General America, Inc. | FUJITSU | Singlezone Ducted, Compact Ducted | 211078834 |  | HRCU-A-CB | AOUH24LUAS1 | Mini-Splits | ARUH24LUAS |  |  |  | 11.7 | 18.5 | 10 | TRUE | TRUE | TRUE | 24000 | 18100 | 2.9 | 25700 | 2.29
207862077 | 01/05/23 | Live | Midea Electric Trading | Breeze33 | Singlezone Non-Ducted, Ceiling Placement | 207862077 |  | HRCU-A-CB-O | BZ33-HYP12OUT2-G2-P | Mini-Splits | BZ33-CASS12-P | 12.7 | 21.5 | 10.6 | 12.7 | 22.3 | 10.2 | TRUE | TRUE | TRUE | 12000 | 9900 | 2.55 | 14000 | 2.29
211078842 | 05/13/23 | Live | Fujitsu General America, Inc. | FUJITSU | Singlezone Ducted, Compact Ducted | 211078842 |  | HRCU-A-CB | AOUH18LUAS1 | Mini-Splits | ARUH18LUAS |  |  |  | 11.7 | 18.6 | 10 | TRUE | TRUE | TRUE | 17100 | 15500 | 2.89 | 19300 | 2.32
209549010 | 04/27/23 | Live | Midea Electric Trading | THERMOCORE SYSTEMS | Singlezone Non-Ducted, Wall Placement | 209549010 |  | HRCU-A-CB-O | T5HH22S-H224-C | Mini-Splits | T5HH22S-H224-E | 13 | 21.5 | 12 | 13 | 21.5 | 11.4 | FALSE | FALSE | TRUE | 24000 | 21200 | 2.88 | 24485 | 1.98
211078838 | 05/13/23 | Live | Fujitsu General America, Inc. | FUJITSU | Singlezone Ducted, Centrally Ducted | 211078838 |  | HRCU-A-CB | AOUH30LUAS1 | Mini-Splits | AMUG30LMAS |  |  |  | 10 | 18.5 | 9.5 | FALSE | FALSE | TRUE | 30000 | 21800 | 2.75 | 30200 | 2.13
209549009 | 04/27/23 | Live | Midea Electric Trading | THERMOCORE SYSTEMS | Singlezone Non-Ducted, Wall Placement | 209549009 |  | HRCU-A-CB-O | T5HH22S-H218-C | Mini-Splits | T5HH22S-H218-E | 12.5 | 21.5 | 13 | 12.5 | 21.5 | 11.3 | FALSE | FALSE | TRUE | 18000 | 15000 | 2.35 | 19200 | 1.99
207699120 | 02/02/22 | Live | Mitsubishi Electric Trane | MITSUBISHI ELECTRIC | Singlezone Non-Ducted, Ceiling Placement | 207699120 |  | HRCU-A-CB-O | SUZ-KA09NAH2 | Mini-Splits | MLZ-KP09NA* | 12.6 | 19.5 | 12.5 | 12.6 | 20.2 | 10.2 | FALSE | FALSE | TRUE | 9000 | 7700 | 2.72 | 7700 | 2.72
211289245 | 02/02/22 | Live | Mitsubishi Electric Trane | MITSUBISHI ELECTRIC | Singlezone Non-Ducted, Ceiling Placement | 211289245 |  | HRCU-A-CB-O | SUZ-KA09NAH2 | Mini-Splits | SLZ-KF09NA* | 13.4 | 22.4 | 11.5 | 13.4 | 24 | 8.7 | FALSE | FALSE | FALSE | 9000 | 6900 | 2.15 | 6900 | 2.15
207825536 | 01/05/23 | Live | Midea Electric Trading | ACIQ | Singlezone Non-Ducted, Ceiling Placement | 207825536 |  | HRCU-A-CB-O | ACIQ-12ZPL-HP230B | Mini-Splits | ACIQ-12CC-HH-MB | 12.7 | 21.5 | 10.6 | 12.7 | 22.3 | 10.2 | TRUE | TRUE | TRUE | 12000 | 9900 | 2.55 | 14000 | 2.29
209550324 | 04/27/23 | Live | Midea Electric Trading | TGM | Singlezone Non-Ducted, Wall Placement | 209550324 |  | HRCU-A-CB-O | MRAPT12AS | Mini-Splits | MWAPT12S | 14 | 25.5 | 13 | 14 | 25.5 | 10.4 | TRUE | TRUE | TRUE | 12000 | 10000 | 2.4 | 13112 | 2.11
211078835 | 05/13/23 | Live | Fujitsu General America, Inc. | FUJITSU | Singlezone Ducted, Centrally Ducted | 211078835 |  | HRCU-A-CB | AOUH24LUAS1 | Mini-Splits | AMUG24LMAS |  |  |  | 11.7 | 18.8 | 10 | TRUE | TRUE | TRUE | 24000 | 18700 | 2.85 | 25600 | 2.22
207699123 | 02/02/22 | Live | Mitsubishi Electric Trane | MITSUBISHI ELECTRIC | Singlezone Non-Ducted, Ceiling Placement | 207699123 |  | HRCU-A-CB-O | SUZ-KA12NAH2 | Mini-Splits | MLZ-KP12NA* | 12.5 | 19.8 | 11.6 | 12.2 | 21.7 | 9.7 | FALSE | FALSE | TRUE | 12000 | 9900 | 2.52 | 9900 | 2.52
209549008 | 04/27/23 | Live | Midea Electric Trading | THERMOCORE SYSTEMS | Singlezone Non-Ducted, Wall Placement | 209549008 |  | HRCU-A-CB-O | T5HH26S-H212-C | Mini-Splits | T5HH26S-H212-E | 14 | 25.5 | 13 | 14 | 25.5 | 10.4 | FALSE | FALSE | TRUE | 12000 | 10000 | 2.4 | 13112 | 2.11
211289258 | 02/02/22 | Live | Mitsubishi Electric Trane | MITSUBISHI ELECTRIC | Singlezone Ducted, Centrally Ducted | 211289258 |  | HRCU-A-CB | SUZ-KA12NAH2 | Mini-Splits | SVZ-KP12NA* | 12.7 | 18 | 11.5 | 12.7 | 20.7 | 9.4 | FALSE | FALSE | TRUE | 12000 | 9900 | 2.32 | 9900 | 2.32
211078841 | 05/13/23 | Live | Fujitsu General America, Inc. | FUJITSU | Singlezone Non-Ducted, Ceiling Placement | 211078841 |  | HRCU-A-CB-O | AOUH36LUAS1 | Mini-Splits | ABUH36LUAS |  |  |  | 9.6 | 19.5 | 10 | FALSE | FALSE | TRUE | 36000 | 24200 | 2.94 | 34500 | 2.37
211289248 | 02/02/22 | Live | Mitsubishi Electric Trane | MITSUBISHI ELECTRIC | Singlezone Non-Ducted, Ceiling Placement | 211289248 |  | HRCU-A-CB-O | SUZ-KA12NAH2 | Mini-Splits | SLZ-KF12NA* | 13.3 | 22 | 10.9 | 13.3 | 22 | 8.7 | FALSE | FALSE | FALSE | 12000 | 8900 | 2.07 | 8900 | 2.07
209862177 | 04/27/23 | Live | Midea Electric Trading | KLIMAIRE | Singlezone Ducted, Compact Ducted | 209862177 |  | HRCU-A-CB | KSIR060-H218-2 | Mini-Splits | KDIS060-H2G1 | 10.6 | 19.2 | 10.2 | 10.3 | 17 | 8.4 | FALSE | FALSE | FALSE | 59000 | 34400 | 2.37 | 36000 | 2.29
209862180 | 04/27/23 | Live | Midea Electric Trading | KLIMAIRE | Singlezone Non-Ducted, Floor Placement | 209862180 |  | HRCU-A-CB-O | KSIR060-H218-2 | Mini-Splits | KFUF060-H2G1 | 9.8 | 18.7 | 10.5 | 9.8 | 19.8 | 9 | FALSE | FALSE | FALSE | 54000 | 35000 | 2.34 | 35200 | 1.98
211289252 | 02/02/22 | Live | Mitsubishi Electric Trane | MITSUBISHI ELECTRIC | Singlezone Non-Ducted, Ceiling Placement | 211289252 |  | HRCU-A-CB-O | SUZ-KA15NAH2 | Mini-Splits | SLZ-KF15NA* | 12.2 | 19.8 | 10.9 | 12.2 | 20.7 | 9.6 | FALSE | FALSE | TRUE | 14100 | 11900 | 2.46 | 11900 | 2.46
209862152 | 04/27/23 | Live | Midea Electric Trading | KLIMAIRE | Singlezone Non-Ducted, Wall Placement | 209862152 |  | HRCU-A-CB-O | KSIE024-H220-O-2 | Mini-Splits | KSIE024-H220-IW-2 | 12.5 | 21 | 10 | 12.5 | 21 | 9 | FALSE | FALSE | FALSE | 24000 | 18000 | 2.26 | 22550 | 2.34
207702708 | 02/02/22 | Live | Mitsubishi Electric Trane | MITSUBISHI ELECTRIC | Singlezone Ducted, Compact Ducted | 207702708 |  | HRCU-A-CB | SUZ-KA15NAH2 | Mini-Splits | PEAD-A15AA* | 13 | 19.2 | 11.2 | 12 | 18 | 8.7 | FALSE | FALSE | FALSE | 15000 | 11300 | 2.24 | 11300 | 2.24
207862055 | 04/27/23 | Live | Midea Electric Trading | MIRAGE | Multizone All Ducted | 207862055 |  | HMSV-A-CB | OVMH271B | Ducted Indoor Units |  | 11.2 | 21 | 10.2 | 11.7 | 21 | 9.2 | FALSE | FALSE | TRUE | 28000 | 22000 | 2.6 | 22600 | 2.25
211580586 | 02/02/22 | Live | Mitsubishi Electric Trane | MITSUBISHI ELECTRIC | Singlezone Non-Ducted, Ceiling Placement | 211580586 |  | HRCU-A-CB-O | SUZ-KA18NAH2 | Mini-Splits | SLZ-KF18NA* | 12.5 | 20.7 | 11.3 | 12.5 | 21 | 9.4 | FALSE | FALSE | FALSE | 17700 | 12900 | 2.47 | 12900 | 2.47
209862188 | 04/27/23 | Live | Midea Electric Trading | KLIMAIRE | Multizone All Ducted | 209862188 |  | HMSV-A-CB | KMIR327-H217-2 | Ducted Indoor Units |  | 11.2 | 21 | 10.2 | 11.7 | 21 | 9.2 | FALSE | FALSE | TRUE | 28000 | 22000 | 2.6 | 22600 | 2.25
211078839 | 05/13/23 | Live | Fujitsu General America, Inc. | FUJITSU | Singlezone Non-Ducted, Ceiling Placement | 211078839 |  | HRCU-A-CB-O | AOUH30LUAS1 | Mini-Splits | ABUH30LUAS |  |  |  | 10.8 | 20 | 10.5 | FALSE | FALSE | TRUE | 30000 | 21000 | 3.08 | 30900 | 2.31
207699126 | 02/02/22 | Live | Mitsubishi Electric Trane | MITSUBISHI ELECTRIC | Singlezone Non-Ducted, Ceiling Placement | 207699126 |  | HRCU-A-CB-O | SUZ-KA18NAH2 | Mini-Splits | MLZ-KP18NA* | 12.5 | 22.3 | 12 | 12.5 | 22.9 | 10 | FALSE | FALSE | TRUE | 18000 | 13100 | 2.43 | 13100 | 2.43
207862052 | 04/27/23 | Live | Midea Electric Trading | MIRAGE | Multizone All Ducted | 207862052 |  | HMSV-A-CB | OVMH181B | Ducted Indoor Units |  | 12 | 19 | 10.8 | 12 | 19 | 9.8 | FALSE | FALSE | TRUE | 18000 | 14800 | 2.49 | 16000 | 2.23
209862182 | 04/27/23 | Live | Midea Electric Trading | KLIMAIRE | Multizone All Ducted | 209862182 |  | HMSV-A-CB | KMIR218-H221-2 | Ducted Indoor Units |  | 12 | 19 | 10.8 | 12 | 19 | 9.8 | FALSE | FALSE | TRUE | 18000 | 14800 | 2.49 | 16000 | 2.23
209862162 | 04/27/23 | Live | Midea Electric Trading | KLIMAIRE | Singlezone Ducted, Compact Ducted | 209862162 |  | HRCU-A-CB | KSIE018-H220-O-2 | Mini-Splits | KDIP18-H2 | 12.5 | 20.5 | 11 | 12.5 | 20 | 10.6 | FALSE | FALSE | TRUE | 17000 | 12600 | 2.66 | 14100 | 2.4
207825517 | 01/05/23 | Live | Midea Electric Trading | 1HVAC | Singlezone Non-Ducted, Ceiling Placement | 207825517 |  | HRCU-A-CB-O | ACIQ-12ZPL-HP230B | Mini-Splits | ACIQ-12CC-HH-MB | 12.7 | 21.5 | 10.6 | 12.7 | 22.3 | 10.2 | TRUE | TRUE | TRUE | 12000 | 9900 | 2.55 | 14000 | 2.29
211078836 | 05/13/23 | Live | Fujitsu General America, Inc. | FUJITSU | Singlezone Non-Ducted, Ceiling Placement | 211078836 |  | HRCU-A-CB-O | AOUH24LUAS1 | Mini-Splits | ABUH24LUAS |  |  |  | 12.3 | 21.5 | 10.5 | TRUE | TRUE | TRUE | 24000 | 17500 | 3.07 | 26000 | 2.35
209862164 | 04/27/23 | Live | Midea Electric Trading | KLIMAIRE | Singlezone Non-Ducted, Floor Placement | 209862164 |  | HRCU-A-CB-O | KSIE018-H220-O-2 | Mini-Splits | KUIR18-H2 | 12.5 | 21.5 | 10.5 | 12.5 | 23 | 10 | FALSE | FALSE | TRUE | 18000 | 12800 | 2.52 | 14200 | 2.29
209862150 | 04/27/23 | Live | Midea Electric Trading | KLIMAIRE | Singlezone Non-Ducted, Wall Placement | 209862150 |  | HRCU-A-CB-O | KSIE012-H220-O-2 | Mini-Splits | KSIE012-H220-IW-2 | 12.5 | 22 | 10.8 | 12.5 | 23.1 | 9.3 | FALSE | FALSE | FALSE | 12000 | 8200 | 2.25 | 9543 | 2.39
209862149 | 04/27/23 | Live | Midea Electric Trading | KLIMAIRE | Singlezone Non-Ducted, Wall Placement | 209862149 |  | HRCU-A-CB-O | KSIE009-H221-O-2 | Mini-Splits | KSIE009-H221-IW-2 | 14 | 24 | 11.3 | 14 | 24 | 11.4 | FALSE | FALSE | TRUE | 9000 | 8300 | 2.67 | 9096 | 2.61
209862148 | 04/27/23 | Live | Midea Electric Trading | KLIMAIRE | Singlezone Non-Ducted, Wall Placement | 209862148 |  | HRCU-A-CB-O | KSIE012-H120-O-2 | Mini-Splits | KSIE012-H120-IW-2 | 12.5 | 21.5 | 11.5 | 12.5 | 22.7 | 10 | FALSE | FALSE | TRUE | 12000 | 8400 | 2.77 | 8448 | 2.27
210799584 | 01/05/23 | Live | Midea Electric Trading | Cooper&Hunter | Singlezone Non-Ducted, Wall Placement | 210799584 |  | HRCU-A-CB-O | CH-ES12-230VO | Mini-Splits | CH-12MSPHMC-230VI | 13 | 21.5 | 10 | 13 | 22.7 | 10.2 | TRUE | TRUE | TRUE | 12000 | 9000 | 2.69 | 10500 | 2.59
209862143 | 04/27/23 | Live | Midea Electric Trading | KLIMAIRE | Singlezone Non-Ducted, Wall Placement | 209862143 |  | HRCU-A-CB-O | KSIV018-H219-O-2 | Mini-Splits | KSIV018-H219-IW-2 | 10.5 | 19 | 10 | 10.5 | 19 | 8.7 | FALSE | FALSE | FALSE | 18000 | 11500 | 2.57 | 14370 | 2.49
209862141 | 04/27/23 | Live | Midea Electric Trading | KLIMAIRE | Singlezone Non-Ducted, Wall Placement | 209862141 |  | HRCU-A-CB-O | KSIV009-H219-O-2 | Mini-Splits | KSIV009-H219-IW-2 | 12.6 | 21.5 | 10 | 12.6 | 21.7 | 9.1 | FALSE | FALSE | FALSE | 9000 | 6900 | 2.53 | 7500 | 2.02
209862139 | 04/27/23 | Live | Midea Electric Trading | KLIMAIRE | Singlezone Non-Ducted, Wall Placement | 209862139 |  | HRCU-A-CB-O | KSIV009-H119-O-2 | Mini-Splits | KSIV009-H119-IW-2 | 12.5 | 20.5 | 10 | 12.5 | 21.5 | 9 | FALSE | FALSE | FALSE | 9000 | 6800 | 2.46 | 8044 | 2.12
212316044 | 04/27/23 | Live | Midea Electric Trading | KLIMAIRE | Singlezone Non-Ducted, Wall Placement | 212316044 |  | HRCU-A-CB-O | KSIH024-H220-O-2 | Mini-Splits | KTIS24-H2 | 11 | 20.2 | 11.6 | 11 | 20.5 | 11.5 | FALSE | FALSE | TRUE | 24000 | 21000 | 2.64 | 24000 | 2.17
212316045 | 04/27/23 | Live | Midea Electric Trading | KLIMAIRE | Singlezone Non-Ducted, Wall Placement | 212316045 |  | HRCU-A-CB-O | KSIE024-H220-O-2 | Mini-Splits | KTIS24-H2 | 12.5 | 20.7 | 10.5 | 12.5 | 21.5 | 9.7 | FALSE | FALSE | TRUE | 24000 | 19000 | 2.6 | 20800 | 2.36
209862176 | 04/27/23 | Live | Midea Electric Trading | KLIMAIRE | Singlezone Ducted, Compact Ducted | 209862176 |  | HRCU-A-CB | KSIR048-H218-2 | Mini-Splits | KDIR048-H2G1 | 9.2 | 17.4 | 10.3 | 8.5 | 15.1 | 9.3 | FALSE | FALSE | FALSE | 48000 | 34000 | 2.32 | 41000 | 2.32
211078843 | 05/13/23 | Live | Fujitsu General America, Inc. | FUJITSU | Singlezone Non-Ducted, Ceiling Placement | 211078843 |  | HRCU-A-CB-O | AOUH18LUAS1 | Mini-Splits | ABUH18LUAS |  |  |  | 12.5 | 22.5 | 10.6 | TRUE | TRUE | TRUE | 18000 | 15800 | 2.91 | 19300 | 2.36
210857270 | 01/05/23 | Live | Midea Electric Trading | DIAMONDAIR | Singlezone Non-Ducted, Ceiling Placement | 210857270 |  | HRCU-A-CB-O | D2012SHO2 | Mini-Splits | DF2012CI | 12.7 | 21.5 | 10.6 | 12.7 | 22.3 | 10.2 | FALSE | FALSE | TRUE | 12000 | 9900 | 2.55 | 14000 | 2.29
212316047 | 04/27/23 | Live | Midea Electric Trading | KLIMAIRE | Singlezone Non-Ducted, Wall Placement | 212316047 |  | HRCU-A-CB-O | KSIR048-H218-2 | Mini-Splits | KTIS48-H2 | 9.5 | 17.8 | 11.5 | 9.5 | 18.5 | 9.8 | FALSE | FALSE | TRUE | 48000 | 30000 | 2.34 | 39000 | 2.05
209862175 | 04/27/23 | Live | Midea Electric Trading | KLIMAIRE | Singlezone Ducted, Compact Ducted | 209862175 |  | HRCU-A-CB | KSIR036-H218-2 | Mini-Splits | KDIR036-H2G1 | 9 | 16.7 | 11.5 | 8.8 | 15.8 | 8.8 | FALSE | FALSE | FALSE | 36000 | 25000 | 2.49 | 26000 | 2.22
212555856 | 06/01/23 | Live | Lennox Industries | ADP | Singlezone Ducted, Centrally Ducted | 212555856 |  | HRCU-A-C | 4TXD2060A10NU** | Ducted Indoor Units | H,TG52960 |  |  |  | 10 | 15.2 | 8.5 | FALSE | FALSE | TRUE | 47000 | 30200 | 2.14 | 48000 | 2.04
212316046 | 04/27/23 | Live | Midea Electric Trading | KLIMAIRE | Singlezone Non-Ducted, Wall Placement | 212316046 |  | HRCU-A-CB-O | KSIR036-H218-2 | Mini-Splits | KTIS36-H2 | 9 | 18.2 | 10.6 | 9.4 | 19.2 | 8.8 | FALSE | FALSE | FALSE | 36000 | 23000 | 2.45 | 26000 | 2.13
212555858 | 06/01/23 | Live | Lennox Industries | ADP | Singlezone Ducted, Centrally Ducted | 212555858 |  | HRCU-A-C | 4TXD2060A10NU** | Ducted Indoor Units | H,TE86960 |  |  |  | 10 | 15.2 | 8.5 | FALSE | FALSE | TRUE | 47000 | 30200 | 2.14 | 48000 | 2.04
209862178 | 04/27/23 | Live | Midea Electric Trading | KLIMAIRE | Singlezone Non-Ducted, Wall Placement | 209862178 |  | HRCU-A-CB-O | KSIR036-H218-2 | Mini-Splits | KFUF036-H2G1 | 8 | 17 | 10 | 8.5 | 19 | 9 | FALSE | FALSE | FALSE | 36000 | 23000 | 2.2 | 25000 | 2.11
212555859 | 06/01/23 | Live | Lennox Industries | ADP | Singlezone Ducted, Centrally Ducted | 212555859 |  | HRCU-A-C | 4TXD2060A10NU** | Ducted Indoor Units | H,TE88960 |  |  |  | 10 | 15.2 | 8.5 | FALSE | FALSE | TRUE | 47000 | 30200 | 2.14 | 48000 | 2.04
210191037 | 05/13/23 | Live | Fujitsu General America, Inc. | FUJITSU | Singlezone Non-Ducted, Wall Placement | 210191037 |  | HRCU-A-CB-O | AOUH12LMBH1 | Mini-Splits | ASUH12LMAS |  |  |  | 12.5 | 23 | 11 | TRUE | TRUE | TRUE | 12000 | 8500 | 2.93 | 12700 | 2.68
212544104 | 06/01/23 | Live | Lennox Industries | ADP | Singlezone Ducted, Centrally Ducted | 212544104 |  | HRCU-A-C | 4TXD2036A10NU** | Ducted Indoor Units | H,TG34936 |  |  |  | 11 | 15.2 | 8.5 | FALSE | FALSE | TRUE | 22800 | 15800 | 2.18 | 9250 | 2.56
212555857 | 06/01/23 | Live | Lennox Industries | ADP | Singlezone Ducted, Centrally Ducted | 212555857 |  | HRCU-A-C | 4TXD2060A10NU** | Ducted Indoor Units | H,TG52960 |  |  |  | 10 | 15.2 | 8.5 | FALSE | FALSE | TRUE | 47000 | 30200 | 2.14 | 48000 | 2.04
210799593 | 01/05/23 | Live | Midea Electric Trading | Cooper&Hunter | Singlezone Non-Ducted, Ceiling Placement | 210799593 |  | HRCU-A-CB-O | CH-HPR12-230VO | Mini-Splits | CH-12MSPHCT-230VI | 12.7 | 21.5 | 10.6 | 12.7 | 22.3 | 10.2 | TRUE | TRUE | TRUE | 12000 | 9900 | 2.55 | 14000 | 2.29
212555860 | 06/01/23 | Live | Lennox Industries | ADP | Singlezone Ducted, Centrally Ducted | 212555860 |  | HRCU-A-C | 4TXD2060A10NU** | Ducted Indoor Units | H,TE86960 |  |  |  | 10 | 15.2 | 8.5 | FALSE | FALSE | TRUE | 47000 | 30200 | 2.14 | 48000 | 2.04
212555861 | 06/01/23 | Live | Lennox Industries | ADP | Singlezone Ducted, Centrally Ducted | 212555861 |  | HRCU-A-C | 4TXD2060A10NU** | Ducted Indoor Units | H,TE88960 |  |  |  | 10 | 15.2 | 8.5 | FALSE | FALSE | TRUE | 47000 | 30200 | 2.14 | 48000 | 2.04
207759996 | 04/18/23 | Live | Bosch | BOSCH | Singlezone Non-Ducted, Wall Placement | 207759996 |  | HRCU-A-CB-O | BMS500-AAS018-1CSXHC | Mini-Splits | BMS500-AAU018-1AHWXC | 12.5 | 21.5 | 13 | 12.5 | 21.5 | 11.3 | TRUE | TRUE | TRUE | 18000 | 15000 | 3.89 | 19920 | 1.68
209862173 | 04/27/23 | Live | Midea Electric Trading | KLIMAIRE | Singlezone Non-Ducted, Floor Placement | 209862173 |  | HRCU-A-CB-O | KSIH018-H220-O-2 | Mini-Splits | KUIR18-H2 | 12.5 | 20.2 | 10.6 | 12.5 | 20.5 | 9.8 | FALSE | FALSE | TRUE | 17000 | 12000 | 2.3 | 17000 | 1.9
209862172 | 04/27/23 | Live | Midea Electric Trading | KLIMAIRE | Singlezone Ducted, Compact Ducted | 209862172 |  | HRCU-A-CB | KSIH018-H220-O-2 | Mini-Splits | KDIP18-H2 | 12.5 | 19.6 | 11 | 11.7 | 18 | 9.5 | FALSE | FALSE | TRUE | 17000 | 15000 | 2.27 | 19000 | 2.02
209862167 | 04/27/23 | Live | Midea Electric Trading | KLIMAIRE | Singlezone Non-Ducted, Ceiling Placement | 209862167 |  | HRCU-A-CB-O | KSIH012-H222-O-2 | Mini-Splits | KTIR12-H2 | 12.7 | 21.5 | 10.6 | 12.7 | 22.3 | 10.2 | FALSE | FALSE | TRUE | 12000 | 9900 | 2.55 | 14000 | 2.29
209862161 | 04/27/23 | Live | Midea Electric Trading | KLIMAIRE | Singlezone Ducted, Compact Ducted | 209862161 |  | HRCU-A-CB | KSIE012-H220-O-2 | Mini-Splits | KDIP12-H2 | 12.5 | 21.5 | 11.5 | 11.7 | 19 | 10.3 | FALSE | FALSE | TRUE | 11500 | 9300 | 2.78 | 10100 | 2.39
209862170 | 04/27/23 | Live | Midea Electric Trading | KLIMAIRE | Singlezone Ducted, Compact Ducted | 209862170 |  | HRCU-A-CB | KSIH009-H225-O-2 | Mini-Splits | KDIP09-H2 | 14 | 23 | 12 | 13.2 | 20.2 | 12 | FALSE | FALSE | TRUE | 9000 | 10100 | 2.41 | 11600 | 1.9
209862160 | 04/27/23 | Live | Midea Electric Trading | KLIMAIRE | Singlezone Ducted, Compact Ducted | 209862160 |  | HRCU-A-CB | KSIE009-H221-O-2 | Mini-Splits | KDIP09-H2 | 13.5 | 21 | 11.5 | 12.5 | 19.2 | 10.2 | FALSE | FALSE | TRUE | 9000 | 7700 | 2.59 | 10200 | 2.41
209862165 | 04/27/23 | Live | Midea Electric Trading | KLIMAIRE | Singlezone Non-Ducted, Floor Placement | 209862165 |  | HRCU-A-CB-O | KSIE024-H220-O-2 | Mini-Splits | KUIR24-H2 | 12.5 | 20 | 11.2 | 12.5 | 21.2 | 10.3 | FALSE | FALSE | TRUE | 24000 | 16000 | 2.3 | 17600 | 2.16
209862158 | 04/27/23 | Live | Midea Electric Trading | KLIMAIRE | Singlezone Non-Ducted, Ceiling Placement | 209862158 |  | HRCU-A-CB-O | KSIE012-H220-O-2 | Mini-Splits | KTIR12-H2 | 14 | 22 | 10.6 | 14 | 22.7 | 10 | FALSE | FALSE | TRUE | 12000 | 8900 | 2.75 | 9300 | 2.39
209862157 | 04/27/23 | Live | Midea Electric Trading | KLIMAIRE | Singlezone Non-Ducted, Ceiling Placement | 209862157 |  | HRCU-A-CB-O | KSIE009-H221-O-2 | Mini-Splits | KTIR09-H2 | 13 | 20 | 10.5 | 13 | 20 | 10 | FALSE | FALSE | TRUE | 9000 | 7500 | 2.44 | 9400 | 2.19
208650697 | 04/27/23 | Live | Midea Electric Trading | SEA BREEZE | Singlezone Non-Ducted, Wall Placement | 208650697 |  | HRCU-A-CB-O | 24H421ZOMI | Mini-Splits | 24H421ZIMI | 9.5 | 18.5 | 10.2 | 9.5 | 18.5 | 8.6 | FALSE | FALSE | FALSE | 24000 | 16500 | 2.38 | 19257 | 2.11
208650696 | 04/27/23 | Live | Midea Electric Trading | SEA BREEZE | Singlezone Non-Ducted, Wall Placement | 208650696 |  | HRCU-A-CB-O | 18H421ZOMI | Mini-Splits | 18H421ZIMI | 11 | 19.5 | 10 | 11 | 19.5 | 8.7 | FALSE | FALSE | FALSE | 18000 | 11400 | 2.57 | 14370 | 2.49
208650695 | 04/27/23 | Live | Midea Electric Trading | SEA BREEZE | Singlezone Non-Ducted, Wall Placement | 208650695 |  | HRCU-A-CB-O | 12H421ZOMI | Mini-Splits | 12H421ZIMI | 10.8 | 20.5 | 10.7 | 10.8 | 21.4 | 9.2 | FALSE | FALSE | FALSE | 12000 | 7000 | 2.5 | 9300 | 2
208650694 | 04/27/23 | Live | Midea Electric Trading | SEA BREEZE | Singlezone Non-Ducted, Wall Placement | 208650694 |  | HRCU-A-CB-O | 9H421ZOMI | Mini-Splits | 9H421ZIMI | 12.6 | 21.5 | 10 | 12.6 | 21.7 | 9.4 | FALSE | FALSE | FALSE | 9000 | 6000 | 2.51 | 8065 | 2.17
208650693 | 04/27/23 | Live | Midea Electric Trading | SEA BREEZE | Singlezone Non-Ducted, Wall Placement | 208650693 |  | HRCU-A-CB-O | 12H421YOMI | Mini-Splits | 12H421YIMI | 10.3 | 20 | 10.8 | 10.3 | 20.8 | 8.7 | FALSE | FALSE | FALSE | 12000 | 7800 | 2.31 | 8200 | 1.35
208650692 | 04/27/23 | Live | Midea Electric Trading | SEA BREEZE | Singlezone Non-Ducted, Wall Placement | 208650692 |  | HRCU-A-CB-O | 9H421YOMI | Mini-Splits | 9H421YIMI | 12.5 | 21.5 | 10.3 | 12.5 | 21.5 | 9.1 | FALSE | FALSE | FALSE | 9000 | 6300 | 2.4 | 7973 | 1.88
212361359 | 04/27/23 | Live | TRANE | AMERICAN STANDARD | Singlezone Ducted, Centrally Ducted | 212361359 |  | HRCU-A-C | 4TXD2060A10NU** |  | 4RXCD048AS3HC** |  |  |  | 10 | 15.2 | 8.5 | FALSE | FALSE | TRUE | 47000 | 31200 | 2.1 | 32700 | 2.08
212361357 | 04/27/23 | Live | TRANE | AMERICAN STANDARD | Singlezone Ducted, Centrally Ducted | 212361357 |  | HRCU-A-C | 4TXD2036A10NU** |  | 4RXCB024AS3HC** |  |  |  | 11 | 15.2 | 8.5 | FALSE | FALSE | TRUE | 23000 | 16800 | 2.1 | 17600 | 2.08
212361355 | 04/27/23 | Live | TRANE | TRANE | Singlezone Ducted, Centrally Ducted | 212361355 |  | HRCU-A-C | 4TXD2060A10NU** |  | 4RXCD048AS3HC** |  |  |  | 10 | 15.2 | 8.5 | FALSE | FALSE | TRUE | 47000 | 31200 | 2.1 | 32700 | 2.08
212361353 | 04/27/23 | Live | TRANE | TRANE | Singlezone Ducted, Centrally Ducted | 212361353 |  | HRCU-A-C | 4TXD2036A10NU** |  | 4RXCB024AS3HC** |  |  |  | 11 | 15.2 | 8.5 | FALSE | FALSE | TRUE | 23000 | 16800 | 2.1 | 17600 | 2.08
210822152 | 04/18/23 | Live | Lennox Industries | AIREASE | Singlezone Ducted, Centrally Ducted | 210822152 |  | HRCU-A-CB | 4SHP18LX160P | Ducted Indoor Units | BCE7E48M*4X |  |  |  | 11 | 16.5 | 8.1 | FALSE | FALSE | TRUE | 45500 | 32200 | 2.37 | 32200 | 2.37
210822149 | 04/18/23 | Live | Lennox Industries | AIREASE | Singlezone Ducted, Centrally Ducted | 210822149 |  | HRCU-A-CB | 4SHP18LX160P | Ducted Indoor Units | BCE5V48M |  |  |  | 11 | 16.5 | 7.8 | FALSE | FALSE | FALSE | 44500 | 31400 | 2.13 | 31400 | 2.13
210822147 | 04/18/23 | Live | Lennox Industries | AIREASE | Singlezone Ducted, Centrally Ducted | 210822147 |  | HRCU-A-CB | 4SHP18LX160P | Ducted Indoor Units | BCE5E48M*4X |  |  |  | 10.9 | 16 | 7.8 | FALSE | FALSE | FALSE | 45000 | 31600 | 2.12 | 31600 | 2.12
210822144 | 04/18/23 | Live | Lennox Industries | AIREASE | Singlezone Ducted, Centrally Ducted | 210822144 |  | HRCU-A-CB | 4SHP18LX160P | Ducted Indoor Units | BCE5C48M*4X |  |  |  | 10.9 | 16 | 7.8 | FALSE | FALSE | FALSE | 45000 | 31600 | 2.12 | 31600 | 2.12
210822140 | 04/18/23 | Live | Lennox Industries | AIREASE | Singlezone Ducted, Centrally Ducted | 210822140 |  | HRCU-A-CB | 4SHP18LX160P | Ducted Indoor Units | BCE5C48M*1P+TXV |  |  |  | 10.9 | 16 | 7.8 | FALSE | FALSE | FALSE | 45000 | 31600 | 2.12 | 31600 | 2.12
210822154 | 04/18/23 | Live | Lennox Industries | AIREASE | Singlezone Ducted, Centrally Ducted | 210822154 |  | HRCU-A-CB | 4SHP18LX160P | Ducted Indoor Units | BCE7S48 |  |  |  | 11.7 | 18 | 8.1 | FALSE | FALSE | TRUE | 46000 | 32800 | 2.33 | 32800 | 2.33
210821337 | 04/18/23 | Live | Lennox Industries | AIREASE | Singlezone Ducted, Centrally Ducted | 210821337 |  | HRCU-A-CB | 4SHP18LX160P | Ducted Indoor Units | BCE5V60M |  |  |  | 10 | 16 | 7.8 | FALSE | FALSE | FALSE | 55500 | 38500 | 2.15 | 38500 | 2.15
210821339 | 04/18/23 | Live | Lennox Industries | AIREASE | Singlezone Ducted, Centrally Ducted | 210821339 |  | HRCU-A-CB | 4SHP18LX160P | Ducted Indoor Units | BCE7E60M - TXV |  |  |  | 10.4 | 16 | 8.1 | FALSE | FALSE | TRUE | 57000 | 38000 | 2.29 | 38000 | 2.29
210821329 | 04/18/23 | Live | Lennox Industries | AIREASE | Singlezone Ducted, Centrally Ducted | 210821329 |  | HRCU-A-CB | 4SHP18LX160P | Ducted Indoor Units | BCE7S60 - TXV |  |  |  | 10.9 | 17.1 | 8.5 | FALSE | FALSE | TRUE | 57000 | 38500 | 2.33 | 38500 | 2.33
210821885 | 04/18/23 | Live | Lennox Industries | AIREASE | Singlezone Ducted, Centrally Ducted | 210821885 |  | HRCU-A-CB | 4SHP18LX136P |  | BCE7S30M*4X |  |  |  | 12.3 | 19 | 8.5 | TRUE | FALSE | TRUE | 23400 | 16000 | 2.58 | 16000 | 2.58
210821881 | 04/18/23 | Live | Lennox Industries | AIREASE | Singlezone Ducted, Centrally Ducted | 210821881 |  | HRCU-A-CB | 4SHP18LX136P |  | BCE7E30M*4X |  |  |  | 12.3 | 19 | 8.5 | TRUE | FALSE | TRUE | 24000 | 16200 | 2.62 | 16200 | 2.62
210821878 | 04/18/23 | Live | Lennox Industries | AIREASE | Singlezone Ducted, Centrally Ducted | 210821878 |  | HRCU-A-CB | 4SHP18LX136P |  | BCE7E18M*4X |  |  |  | 12.3 | 18 | 8.5 | TRUE | FALSE | TRUE | 23200 | 15400 | 2.47 | 15400 | 2.47
210821877 | 04/18/23 | Live | Lennox Industries | AIREASE | Singlezone Ducted, Centrally Ducted | 210821877 |  | HRCU-A-CB | 4SHP18LX136P |  | BCE5V30M*4X |  |  |  | 12.3 | 18.5 | 8.5 | TRUE | FALSE | TRUE | 23600 | 15900 | 2.33 | 15900 | 2.33
210821876 | 04/18/23 | Live | Lennox Industries | AIREASE | Singlezone Ducted, Centrally Ducted | 210821876 |  | HRCU-A-CB | 4SHP18LX136P |  | BCE5V24M*4X |  |  |  | 12.3 | 18.5 | 8.5 | TRUE | FALSE | TRUE | 23400 | 16100 | 2.16 | 16100 | 2.16
210821875 | 04/18/23 | Live | Lennox Industries | AIREASE | Singlezone Ducted, Centrally Ducted | 210821875 |  | HRCU-A-CB | 4SHP18LX136P |  | BCE5V18M*4X |  |  |  | 12.3 | 18 | 8.5 | TRUE | FALSE | TRUE | 23400 | 15900 | 2.43 | 15900 | 2.43
210821874 | 04/18/23 | Live | Lennox Industries | AIREASE | Singlezone Ducted, Centrally Ducted | 210821874 |  | HRCU-A-CB | 4SHP18LX136P |  | BCE5E30M*4X |  |  |  | 12.3 | 17.5 | 8.5 | TRUE | FALSE | TRUE | 24000 | 15900 | 2.35 | 15900 | 2.35
210821872 | 04/18/23 | Live | Lennox Industries | AIREASE | Singlezone Ducted, Centrally Ducted | 210821872 |  | HRCU-A-CB | 4SHP18LX136P |  | BCE5C24M*4X |  |  |  | 12.3 | 16.5 | 8.5 | FALSE | FALSE | TRUE | 23000 | 16100 | 2.13 | 16100 | 2.13
210821870 | 04/18/23 | Live | Lennox Industries | AIREASE | Singlezone Ducted, Centrally Ducted | 210821870 |  | HRCU-A-CB | 4SHP18LX136P |  | BCE5C24M*1P+TXV |  |  |  | 12.3 | 16.5 | 8.5 | FALSE | FALSE | TRUE | 23000 | 16100 | 2.13 | 16100 | 2.13
210821869 | 04/18/23 | Live | Lennox Industries | AIREASE | Singlezone Ducted, Centrally Ducted | 210821869 |  | HRCU-A-CB | 4SHP18LX136P |  | BCE5C18M*4X |  |  |  | 12.3 | 17.1 | 8.5 | TRUE | FALSE | TRUE | 22000 | 15400 | 2.3 | 15400 | 2.3
210821868 | 04/18/23 | Live | Lennox Industries | AIREASE | Singlezone Ducted, Centrally Ducted | 210821868 |  | HRCU-A-CB | 4SHP18LX136P |  | BCE5C18M*1P+TXV |  |  |  | 12.3 | 17.1 | 8.5 | TRUE | FALSE | TRUE | 22000 | 15400 | 2.3 | 15400 | 2.3
210821883 | 04/18/23 | Live | Lennox Industries | AIREASE | Singlezone Ducted, Centrally Ducted | 210821883 |  | HRCU-A-CB | 4SHP18LX136P |  | BCE7S24M*4X |  |  |  | 12.3 | 19 | 8.5 | TRUE | FALSE | TRUE | 23000 | 15200 | 2.62 | 15200 | 2.62
210821460 | 04/18/23 | Live | Lennox Industries | AIREASE | Singlezone Ducted, Centrally Ducted | 210821460 |  | HRCU-A-CB | 4SHP18LX136P |  | BCE7E36M*4X |  |  |  | 10.9 | 17.5 | 8.5 | FALSE | FALSE | TRUE | 33600 | 23400 | 2.03 | 23400 | 2.03
203097458 | 04/28/22 | Live | Johnson Controls Inc. (York International Norman) | CHAMPION HEATING AND COOLING | Singlezone Ducted, Centrally Ducted | 203097458 |  | HRCU-A-CB | TH16B3622 |  | AE36CX21+TXV | 10.5 | 16.5 | 9.5 |  |  |  | FALSE | FALSE | FALSE | 34800 | 22600 | 2.66 | 22600 | 2.66
203097456 | 04/28/22 | Live | Johnson Controls Inc. (York International Norman) | FRASER-JOHNSTON | Singlezone Ducted, Centrally Ducted | 203097456 |  | HRCU-A-CB | TH16B3622 |  | AE36CX21+TXV | 10.5 | 16.5 | 9.5 |  |  |  | FALSE | FALSE | FALSE | 34800 | 22600 | 2.66 | 22600 | 2.66
203097452 | 04/28/22 | Live | Johnson Controls Inc. (York International Norman) | COLEMAN | Singlezone Ducted, Centrally Ducted | 203097452 |  | HRCU-A-CB | CH16B3622 |  | AE36CX21+TXV | 10.5 | 16.5 | 9.5 |  |  |  | FALSE | FALSE | FALSE | 34800 | 22600 | 2.66 | 22600 | 2.66
210821864 | 04/18/23 | Live | Lennox Industries | AIREASE | Singlezone Ducted, Centrally Ducted | 210821864 |  | HRCU-A-CB | 4SHP18LX136P |  | BCE5C36M*4X |  |  |  | 11 | 15.5 | 8.5 | FALSE | FALSE | TRUE | 34000 | 22400 | 2.32 | 22400 | 2.32
203112175 | 04/28/22 | Live | Johnson Controls Inc. (York International Norman) | YORK | Singlezone Ducted, Centrally Ducted | 203112175 |  | HRCU-A-CB | YHM36B22 |  | AE36CX21+TXV | 10.5 | 16.5 | 9.5 |  |  |  | FALSE | FALSE | FALSE | 34800 | 22600 | 2.66 | 22600 | 2.66
210821452 | 04/18/23 | Live | Lennox Industries | AIREASE | Singlezone Ducted, Centrally Ducted | 210821452 |  | HRCU-A-CB | 4SHP18LX136P |  | BCE5C36M*1P+TXV |  |  |  | 11 | 15.5 | 8.5 | FALSE | FALSE | TRUE | 34000 | 22400 | 2.32 | 22400 | 2.32
210821455 | 04/18/23 | Live | Lennox Industries | AIREASE | Singlezone Ducted, Centrally Ducted | 210821455 |  | HRCU-A-CB | 4SHP18LX136P |  | BCE5E42M*4X |  |  |  | 11.5 | 18 | 8.5 | FALSE | FALSE | TRUE | 34000 | 22000 | 2.13 | 22000 | 2.13
210821453 | 04/18/23 | Live | Lennox Industries | AIREASE | Singlezone Ducted, Centrally Ducted | 210821453 |  | HRCU-A-CB | 4SHP18LX136P |  | BCE5E36M*4X |  |  |  | 11 | 17.1 | 8.5 | FALSE | FALSE | TRUE | 33800 | 22200 | 2.07 | 22200 | 2.07
210821457 | 04/18/23 | Live | Lennox Industries | AIREASE | Singlezone Ducted, Centrally Ducted | 210821457 |  | HRCU-A-CB | 4SHP18LX136P |  | BCE5V36M*4X |  |  |  | 11.7 | 19 | 8.5 | FALSE | FALSE | TRUE | 34200 | 22000 | 2.16 | 22000 | 2.16
210821458 | 04/18/23 | Live | Lennox Industries | AIREASE | Singlezone Ducted, Centrally Ducted | 210821458 |  | HRCU-A-CB | 4SHP18LX136P |  | BCE5V42M*4X |  |  |  | 11.7 | 17.5 | 8.5 | TRUE | FALSE | TRUE | 34400 | 22200 | 2.18 | 22200 | 2.18
203097454 | 04/28/22 | Live | Johnson Controls Inc. (York International Norman) | LUXAIRE | Singlezone Ducted, Centrally Ducted | 203097454 |  | HRCU-A-CB | TH16B3622 |  | AE36CX21+TXV | 10.5 | 16.5 | 9.5 |  |  |  | FALSE | FALSE | FALSE | 34800 | 22600 | 2.66 | 22600 | 2.66
210821462 | 04/18/23 | Live | Lennox Industries | AIREASE | Singlezone Ducted, Centrally Ducted | 210821462 |  | HRCU-A-CB | 4SHP18LX136P |  | BCE7S42M*4X |  |  |  | 11 | 18 | 8.5 | FALSE | FALSE | TRUE | 35000 | 22400 | 2.12 | 22400 | 2.12
210821450 | 04/18/23 | Live | Lennox Industries | AIREASE | Singlezone Ducted, Centrally Ducted | 210821450 |  | HRCU-A-CB | 4SHP18LX136P |  | BCE7S36 |  |  |  | 11.7 | 19 | 8.5 | FALSE | FALSE | TRUE | 33600 | 22600 | 2.48 | 22600 | 2.48
205543551 | 04/28/22 | Live | Johnson Controls Inc. (York International Norman) | CHAMPION HEATING AND COOLING | Singlezone Ducted, Centrally Ducted | 205543551 |  | HRCU-A-CB | TH16B3622 |  | CM42DXA1+ME14DN21+TXV | 10.75 | 16.5 | 9 |  |  |  | FALSE | FALSE | FALSE | 33800 | 22000 | 2.72 | 22000 | 2.72
205543548 | 04/28/22 | Live | Johnson Controls Inc. (York International Norman) | LUXAIRE | Singlezone Ducted, Centrally Ducted | 205543548 |  | HRCU-A-CB | TH16B3622 |  | CM42DXA1+ME14DN21+TXV | 10.75 | 16.5 | 9 |  |  |  | FALSE | FALSE | FALSE | 33800 | 22000 | 2.72 | 22000 | 2.72
205543550 | 04/28/22 | Live | Johnson Controls Inc. (York International Norman) | FRASER-JOHNSTON | Singlezone Ducted, Centrally Ducted | 205543550 |  | HRCU-A-CB | TH16B3622 |  | CM42DXA1+ME14DN21+TXV | 10.75 | 16.5 | 9 |  |  |  | FALSE | FALSE | FALSE | 33800 | 22000 | 2.72 | 22000 | 2.72
205543546 | 04/28/22 | Live | Johnson Controls Inc. (York International Norman) | COLEMAN | Singlezone Ducted, Centrally Ducted | 205543546 |  | HRCU-A-CB | CH16B3622 |  | CM42DXA1+ME14DN21+TXV | 10.75 | 16.5 | 9 |  |  |  | FALSE | FALSE | FALSE | 33800 | 22000 | 2.72 | 22000 | 2.72
205537170 | 04/28/22 | Live | Johnson Controls Inc. (York International Norman) | YORK | Singlezone Ducted, Centrally Ducted | 205537170 |  | HRCU-A-CB | YHM36B22 |  | CM42DXA1+ME14DN21+TXV | 10.75 | 16.5 | 9 |  |  |  | FALSE | FALSE | FALSE | 33800 | 22000 | 2.72 | 22000 | 2.72
205543544 | 04/28/22 | Live | Johnson Controls Inc. (York International Norman) | CHAMPION HEATING AND COOLING | Singlezone Ducted, Centrally Ducted | 205543544 |  | HRCU-A-CB | TH16B3622 |  | CF42DXA1+ME14DN21+TXV | 10.75 | 16.5 | 9 |  |  |  | FALSE | FALSE | FALSE | 33800 | 22000 | 2.72 | 22000 | 2.72
205543541 | 04/28/22 | Live | Johnson Controls Inc. (York International Norman) | LUXAIRE | Singlezone Ducted, Centrally Ducted | 205543541 |  | HRCU-A-CB | TH16B3622 |  | CF42DXA1+ME14DN21+TXV | 10.75 | 16.5 | 9 |  |  |  | FALSE | FALSE | FALSE | 33800 | 22000 | 2.72 | 22000 | 2.72
205543542 | 04/28/22 | Live | Johnson Controls Inc. (York International Norman) | FRASER-JOHNSTON | Singlezone Ducted, Centrally Ducted | 205543542 |  | HRCU-A-CB | TH16B3622 |  | CF42DXA1+ME14DN21+TXV | 10.75 | 16.5 | 9 |  |  |  | FALSE | FALSE | FALSE | 33800 | 22000 | 2.72 | 22000 | 2.72
205543538 | 04/28/22 | Live | Johnson Controls Inc. (York International Norman) | COLEMAN | Singlezone Ducted, Centrally Ducted | 205543538 |  | HRCU-A-CB | CH16B3622 |  | CF42DXA1+ME14DN21+TXV | 10.75 | 16.5 | 9 |  |  |  | FALSE | FALSE | FALSE | 33800 | 22000 | 2.72 | 22000 | 2.72
205537168 | 04/28/22 | Live | Johnson Controls Inc. (York International Norman) | YORK | Singlezone Ducted, Centrally Ducted | 205537168 |  | HRCU-A-CB | YHM36B22 |  | CF42DXA1+ME14DN21+TXV | 10.75 | 16.5 | 9 |  |  |  | FALSE | FALSE | FALSE | 33800 | 22000 | 2.72 | 22000 | 2.72
203096750 | 04/28/22 | Live | Johnson Controls Inc. (York International Norman) | CHAMPION HEATING AND COOLING | Singlezone Ducted, Centrally Ducted | 203096750 |  | HRCU-A-CB | TH16B3622 |  | AVC48CX21+TXV | 11 | 16.75 | 9.75 |  |  |  | FALSE | FALSE | FALSE | 35200 | 22400 | 2.74 | 22400 | 2.74
203096748 | 04/28/22 | Live | Johnson Controls Inc. (York International Norman) | FRASER-JOHNSTON | Singlezone Ducted, Centrally Ducted | 203096748 |  | HRCU-A-CB | TH16B3622 |  | AVC48CX21+TXV | 11 | 16.75 | 9.75 |  |  |  | FALSE | FALSE | FALSE | 35200 | 22400 | 2.74 | 22400 | 2.74
203096746 | 04/28/22 | Live | Johnson Controls Inc. (York International Norman) | LUXAIRE | Singlezone Ducted, Centrally Ducted | 203096746 |  | HRCU-A-CB | TH16B3622 |  | AVC48CX21+TXV | 11 | 16.75 | 9.75 |  |  |  | FALSE | FALSE | FALSE | 35200 | 22400 | 2.74 | 22400 | 2.74
203111990 | 04/28/22 | Live | Johnson Controls Inc. (York International Norman) | YORK | Singlezone Ducted, Centrally Ducted | 203111990 |  | HRCU-A-CB | YHM36B22 |  | AVC48CX21+TXV | 11 | 16.75 | 9.75 |  |  |  | FALSE | FALSE | FALSE | 35200 | 22400 | 2.74 | 22400 | 2.74
203096700 | 04/28/22 | Live | Johnson Controls Inc. (York International Norman) | FRASER-JOHNSTON | Singlezone Ducted, Centrally Ducted | 203096700 |  | HRCU-A-CB | TH16B3622 |  | CM48DBCA1+ME14DN21 | 11.25 | 17 | 9.75 |  |  |  | FALSE | FALSE | FALSE | 34200 | 22000 | 2.78 | 22000 | 2.78
203096744 | 04/28/22 | Live | Johnson Controls Inc. (York International Norman) | COLEMAN | Singlezone Ducted, Centrally Ducted | 203096744 |  | HRCU-A-CB | CH16B3622 |  | AVC48CX21+TXV | 11 | 16.75 | 9.75 |  |  |  | FALSE | FALSE | FALSE | 35200 | 22400 | 2.74 | 22400 | 2.74
203096698 | 04/28/22 | Live | Johnson Controls Inc. (York International Norman) | LUXAIRE | Singlezone Ducted, Centrally Ducted | 203096698 |  | HRCU-A-CB | TH16B3622 |  | CM48DBCA1+ME14DN21 | 11.25 | 17 | 9.75 |  |  |  | FALSE | FALSE | FALSE | 34200 | 22000 | 2.78 | 22000 | 2.78
205543168 | 04/28/22 | Live | Johnson Controls Inc. (York International Norman) | FRASER-JOHNSTON | Singlezone Ducted, Centrally Ducted | 205543168 |  | HRCU-A-CB | TH16B3622 |  | CM48DXA1+ME14DN21+TXV | 11.25 | 17 | 9.75 |  |  |  | FALSE | FALSE | FALSE | 34200 | 22000 | 2.78 | 22000 | 2.78
205543171 | 04/28/22 | Live | Johnson Controls Inc. (York International Norman) | CHAMPION HEATING AND COOLING | Singlezone Ducted, Centrally Ducted | 205543171 |  | HRCU-A-CB | TH16B3622 |  | CM48DXA1+ME14DN21+TXV | 11.25 | 17 | 9.75 |  |  |  | FALSE | FALSE | FALSE | 34200 | 22000 | 2.78 | 22000 | 2.78
203096696 | 04/28/22 | Live | Johnson Controls Inc. (York International Norman) | COLEMAN | Singlezone Ducted, Centrally Ducted | 203096696 |  | HRCU-A-CB | CH16B3622 |  | CM48DBCA1+ME14DN21 | 11.25 | 17 | 9.75 |  |  |  | FALSE | FALSE | FALSE | 34200 | 22000 | 2.78 | 22000 | 2.78
205543166 | 04/28/22 | Live | Johnson Controls Inc. (York International Norman) | LUXAIRE | Singlezone Ducted, Centrally Ducted | 205543166 |  | HRCU-A-CB | TH16B3622 |  | CM48DXA1+ME14DN21+TXV | 11.25 | 17 | 9.75 |  |  |  | FALSE | FALSE | FALSE | 34200 | 22000 | 2.78 | 22000 | 2.78
205543161 | 04/28/22 | Live | Johnson Controls Inc. (York International Norman) | CHAMPION HEATING AND COOLING | Singlezone Ducted, Centrally Ducted | 205543161 |  | HRCU-A-CB | TH16B3622 |  | CF48DXA1+ME14DN21+TXV | 11.25 | 17 | 9.75 |  |  |  | FALSE | FALSE | FALSE | 34200 | 22000 | 2.78 | 22000 | 2.78
205537146 | 04/28/22 | Live | Johnson Controls Inc. (York International Norman) | YORK | Singlezone Ducted, Centrally Ducted | 205537146 |  | HRCU-A-CB | YHM36B22 |  | CM48DXA1+ME14DN21+TXV | 11.25 | 17 | 9.75 |  |  |  | FALSE | FALSE | FALSE | 34200 | 22000 | 2.78 | 22000 | 2.78
205543160 | 04/28/22 | Live | Johnson Controls Inc. (York International Norman) | FRASER-JOHNSTON | Singlezone Ducted, Centrally Ducted | 205543160 |  | HRCU-A-CB | TH16B3622 |  | CF48DXA1+ME14DN21+TXV | 11.25 | 17 | 9.75 |  |  |  | FALSE | FALSE | FALSE | 34200 | 22000 | 2.78 | 22000 | 2.78
203096703 | 04/28/22 | Live | Johnson Controls Inc. (York International Norman) | CHAMPION HEATING AND COOLING | Singlezone Ducted, Centrally Ducted | 203096703 |  | HRCU-A-CB | TH16B3622 |  | CM48DBCA1+ME14DN21 | 11.25 | 17 | 9.75 |  |  |  | FALSE | FALSE | FALSE | 34200 | 22000 | 2.78 | 22000 | 2.78
203111978 | 04/28/22 | Live | Johnson Controls Inc. (York International Norman) | YORK | Singlezone Ducted, Centrally Ducted | 203111978 |  | HRCU-A-CB | YHM36B22 |  | CM48DBCA1+ME14DN21 | 11.25 | 17 | 9.75 |  |  |  | FALSE | FALSE | FALSE | 34200 | 22000 | 2.78 | 22000 | 2.78
205543158 | 04/28/22 | Live | Johnson Controls Inc. (York International Norman) | LUXAIRE | Singlezone Ducted, Centrally Ducted | 205543158 |  | HRCU-A-CB | TH16B3622 |  | CF48DXA1+ME14DN21+TXV | 11.25 | 17 | 9.75 |  |  |  | FALSE | FALSE | FALSE | 34200 | 22000 | 2.78 | 22000 | 2.78
205543155 | 04/28/22 | Live | Johnson Controls Inc. (York International Norman) | COLEMAN | Singlezone Ducted, Centrally Ducted | 205543155 |  | HRCU-A-CB | CH16B3622 |  | CF48DXA1+ME14DN21+TXV | 11.25 | 17 | 9.75 |  |  |  | FALSE | FALSE | FALSE | 34200 | 22000 | 2.78 | 22000 | 2.78
203096670 | 04/28/22 | Live | Johnson Controls Inc. (York International Norman) | CHAMPION HEATING AND COOLING | Singlezone Ducted, Centrally Ducted | 203096670 |  | HRCU-A-CB | TH16B3622 |  | CM36CBCA1+MVC16CN21 | 11 | 16.75 | 9.5 |  |  |  | FALSE | FALSE | FALSE | 34200 | 22000 | 2.74 | 22000 | 2.74
203096668 | 04/28/22 | Live | Johnson Controls Inc. (York International Norman) | FRASER-JOHNSTON | Singlezone Ducted, Centrally Ducted | 203096668 |  | HRCU-A-CB | TH16B3622 |  | CM36CBCA1+MVC16CN21 | 11 | 16.75 | 9.5 |  |  |  | FALSE | FALSE | FALSE | 34200 | 22000 | 2.74 | 22000 | 2.74
205537144 | 04/28/22 | Live | Johnson Controls Inc. (York International Norman) | YORK | Singlezone Ducted, Centrally Ducted | 205537144 |  | HRCU-A-CB | YHM36B22 |  | CF48DXA1+ME14DN21+TXV | 11.25 | 17 | 9.75 |  |  |  | FALSE | FALSE | FALSE | 34200 | 22000 | 2.78 | 22000 | 2.78
205543163 | 04/28/22 | Live | Johnson Controls Inc. (York International Norman) | COLEMAN | Singlezone Ducted, Centrally Ducted | 205543163 |  | HRCU-A-CB | CH16B3622 |  | CM48DXA1+ME14DN21+TXV | 11.25 | 17 | 9.75 |  |  |  | FALSE | FALSE | FALSE | 34200 | 22000 | 2.78 | 22000 | 2.78
203096666 | 04/28/22 | Live | Johnson Controls Inc. (York International Norman) | LUXAIRE | Singlezone Ducted, Centrally Ducted | 203096666 |  | HRCU-A-CB | TH16B3622 |  | CM36CBCA1+MVC16CN21 | 11 | 16.75 | 9.5 |  |  |  | FALSE | FALSE | FALSE | 34200 | 22000 | 2.74 | 22000 | 2.74
203096664 | 04/28/22 | Live | Johnson Controls Inc. (York International Norman) | COLEMAN | Singlezone Ducted, Centrally Ducted | 203096664 |  | HRCU-A-CB | CH16B3622 |  | CM36CBCA1+MVC16CN21 | 11 | 16.75 | 9.5 |  |  |  | FALSE | FALSE | FALSE | 34200 | 22000 | 2.74 | 22000 | 2.74
205543153 | 04/28/22 | Live | Johnson Controls Inc. (York International Norman) | CHAMPION HEATING AND COOLING | Singlezone Ducted, Centrally Ducted | 205543153 |  | HRCU-A-CB | TH16B3622 |  | CM36CXA1+MVC16CN21+TXV | 11 | 16.75 | 9.5 |  |  |  | FALSE | FALSE | FALSE | 34200 | 22000 | 2.74 | 22000 | 2.74
203111970 | 04/28/22 | Live | Johnson Controls Inc. (York International Norman) | YORK | Singlezone Ducted, Centrally Ducted | 203111970 |  | HRCU-A-CB | YHM36B22 |  | CM36CBCA1+MVC16CN21 | 11 | 16.75 | 9.5 |  |  |  | FALSE | FALSE | FALSE | 34200 | 22000 | 2.74 | 22000 | 2.74
205543151 | 04/28/22 | Live | Johnson Controls Inc. (York International Norman) | FRASER-JOHNSTON | Singlezone Ducted, Centrally Ducted | 205543151 |  | HRCU-A-CB | TH16B3622 |  | CM36CXA1+MVC16CN21+TXV | 11 | 16.75 | 9.5 |  |  |  | FALSE | FALSE | FALSE | 34200 | 22000 | 2.74 | 22000 | 2.74
205543150 | 04/28/22 | Live | Johnson Controls Inc. (York International Norman) | LUXAIRE | Singlezone Ducted, Centrally Ducted | 205543150 |  | HRCU-A-CB | TH16B3622 |  | CM36CXA1+MVC16CN21+TXV | 11 | 16.75 | 9.5 |  |  |  | FALSE | FALSE | FALSE | 34200 | 22000 | 2.74 | 22000 | 2.74
205543143 | 04/28/22 | Live | Johnson Controls Inc. (York International Norman) | FRASER-JOHNSTON | Singlezone Ducted, Centrally Ducted | 205543143 |  | HRCU-A-CB | TH16B3622 |  | CF36CXA1+MVC16CN21+TXV | 11 | 16.75 | 9.5 |  |  |  | FALSE | FALSE | FALSE | 34200 | 22000 | 2.74 | 22000 | 2.74
205543148 | 04/28/22 | Live | Johnson Controls Inc. (York International Norman) | COLEMAN | Singlezone Ducted, Centrally Ducted | 205543148 |  | HRCU-A-CB | CH16B3622 |  | CM36CXA1+MVC16CN21+TXV | 11 | 16.75 | 9.5 |  |  |  | FALSE | FALSE | FALSE | 34200 | 22000 | 2.74 | 22000 | 2.74
205537094 | 04/28/22 | Live | Johnson Controls Inc. (York International Norman) | YORK | Singlezone Ducted, Centrally Ducted | 205537094 |  | HRCU-A-CB | YHM36B22 |  | CM36CXA1+MVC16CN21+TXV | 11 | 16.75 | 9.5 |  |  |  | FALSE | FALSE | FALSE | 34200 | 22000 | 2.74 | 22000 | 2.74
205543145 | 04/28/22 | Live | Johnson Controls Inc. (York International Norman) | CHAMPION HEATING AND COOLING | Singlezone Ducted, Centrally Ducted | 205543145 |  | HRCU-A-CB | TH16B3622 |  | CF36CXA1+MVC16CN21+TXV | 11 | 16.75 | 9.5 |  |  |  | FALSE | FALSE | FALSE | 34200 | 22000 | 2.74 | 22000 | 2.74
205543141 | 04/28/22 | Live | Johnson Controls Inc. (York International Norman) | LUXAIRE | Singlezone Ducted, Centrally Ducted | 205543141 |  | HRCU-A-CB | TH16B3622 |  | CF36CXA1+MVC16CN21+TXV | 11 | 16.75 | 9.5 |  |  |  | FALSE | FALSE | FALSE | 34200 | 22000 | 2.74 | 22000 | 2.74
205543138 | 04/28/22 | Live | Johnson Controls Inc. (York International Norman) | COLEMAN | Singlezone Ducted, Centrally Ducted | 205543138 |  | HRCU-A-CB | CH16B3622 |  | CF36CXA1+MVC16CN21+TXV | 11 | 16.75 | 9.5 |  |  |  | FALSE | FALSE | FALSE | 34200 | 22000 | 2.74 | 22000 | 2.74
205537092 | 04/28/22 | Live | Johnson Controls Inc. (York International Norman) | YORK | Singlezone Ducted, Centrally Ducted | 205537092 |  | HRCU-A-CB | YHM36B22 |  | CF36CXA1+MVC16CN21+TXV | 11 | 16.75 | 9.5 |  |  |  | FALSE | FALSE | FALSE | 34200 | 22000 | 2.74 | 22000 | 2.74
203096650 | 04/28/22 | Live | Johnson Controls Inc. (York International Norman) | LUXAIRE | Singlezone Ducted, Centrally Ducted | 203096650 |  | HRCU-A-CB | TH16B3622 |  | CM42CBCA1+MVC16CN21 | 11.25 | 16.75 | 9.75 |  |  |  | FALSE | FALSE | FALSE | 34400 | 21800 | 2.75 | 21800 | 2.75
203096652 | 04/28/22 | Live | Johnson Controls Inc. (York International Norman) | FRASER-JOHNSTON | Singlezone Ducted, Centrally Ducted | 203096652 |  | HRCU-A-CB | TH16B3622 |  | CM42CBCA1+MVC16CN21 | 11.25 | 16.75 | 9.75 |  |  |  | FALSE | FALSE | FALSE | 34400 | 21800 | 2.75 | 21800 | 2.75
203096654 | 04/28/22 | Live | Johnson Controls Inc. (York International Norman) | CHAMPION HEATING AND COOLING | Singlezone Ducted, Centrally Ducted | 203096654 |  | HRCU-A-CB | TH16B3622 |  | CM42CBCA1+MVC16CN21 | 11.25 | 16.75 | 9.75 |  |  |  | FALSE | FALSE | FALSE | 34400 | 21800 | 2.75 | 21800 | 2.75
203111966 | 04/28/22 | Live | Johnson Controls Inc. (York International Norman) | YORK | Singlezone Ducted, Centrally Ducted | 203111966 |  | HRCU-A-CB | YHM36B22 |  | CM42CBCA1+MVC16CN21 | 11.25 | 16.75 | 9.75 |  |  |  | FALSE | FALSE | FALSE | 34400 | 21800 | 2.75 | 21800 | 2.75
203096648 | 04/28/22 | Live | Johnson Controls Inc. (York International Norman) | COLEMAN | Singlezone Ducted, Centrally Ducted | 203096648 |  | HRCU-A-CB | CH16B3622 |  | CM42CBCA1+MVC16CN21 | 11.25 | 16.75 | 9.75 |  |  |  | FALSE | FALSE | FALSE | 34400 | 21800 | 2.75 | 21800 | 2.75
205543134 | 04/28/22 | Live | Johnson Controls Inc. (York International Norman) | FRASER-JOHNSTON | Singlezone Ducted, Centrally Ducted | 205543134 |  | HRCU-A-CB | TH16B3622 |  | CM42CXA1+MVC16CN21+TXV | 11.25 | 16.75 | 9.75 |  |  |  | FALSE | FALSE | FALSE | 34400 | 21800 | 2.75 | 21800 | 2.75
205543136 | 04/28/22 | Live | Johnson Controls Inc. (York International Norman) | CHAMPION HEATING AND COOLING | Singlezone Ducted, Centrally Ducted | 205543136 |  | HRCU-A-CB | TH16B3622 |  | CM42CXA1+MVC16CN21+TXV | 11.25 | 16.75 | 9.75 |  |  |  | FALSE | FALSE | FALSE | 34400 | 21800 | 2.75 | 21800 | 2.75
205543130 | 04/28/22 | Live | Johnson Controls Inc. (York International Norman) | COLEMAN | Singlezone Ducted, Centrally Ducted | 205543130 |  | HRCU-A-CB | CH16B3622 |  | CM42CXA1+MVC16CN21+TXV | 11.25 | 16.75 | 9.75 |  |  |  | FALSE | FALSE | FALSE | 34400 | 21800 | 2.75 | 21800 | 2.75
205543133 | 04/28/22 | Live | Johnson Controls Inc. (York International Norman) | LUXAIRE | Singlezone Ducted, Centrally Ducted | 205543133 |  | HRCU-A-CB | TH16B3622 |  | CM42CXA1+MVC16CN21+TXV | 11.25 | 16.75 | 9.75 |  |  |  | FALSE | FALSE | FALSE | 34400 | 21800 | 2.75 | 21800 | 2.75
205537090 | 04/28/22 | Live | Johnson Controls Inc. (York International Norman) | YORK | Singlezone Ducted, Centrally Ducted | 205537090 |  | HRCU-A-CB | YHM36B22 |  | CM42CXA1+MVC16CN21+TXV | 11.25 | 16.75 | 9.75 |  |  |  | FALSE | FALSE | FALSE | 34400 | 21800 | 2.75 | 21800 | 2.75
203096646 | 04/28/22 | Live | Johnson Controls Inc. (York International Norman) | CHAMPION HEATING AND COOLING | Singlezone Ducted, Centrally Ducted | 203096646 |  | HRCU-A-CB | TH16B3622 |  | CF42CBCA1+MVC16CN21 | 11.25 | 16.75 | 9.75 |  |  |  | FALSE | FALSE | FALSE | 34400 | 21800 | 2.75 | 21800 | 2.75
203096644 | 04/28/22 | Live | Johnson Controls Inc. (York International Norman) | FRASER-JOHNSTON | Singlezone Ducted, Centrally Ducted | 203096644 |  | HRCU-A-CB | TH16B3622 |  | CF42CBCA1+MVC16CN21 | 11.25 | 16.75 | 9.75 |  |  |  | FALSE | FALSE | FALSE | 34400 | 21800 | 2.75 | 21800 | 2.75
203096642 | 04/28/22 | Live | Johnson Controls Inc. (York International Norman) | LUXAIRE | Singlezone Ducted, Centrally Ducted | 203096642 |  | HRCU-A-CB | TH16B3622 |  | CF42CBCA1+MVC16CN21 | 11.25 | 16.75 | 9.75 |  |  |  | FALSE | FALSE | FALSE | 34400 | 21800 | 2.75 | 21800 | 2.75
203096640 | 04/28/22 | Live | Johnson Controls Inc. (York International Norman) | COLEMAN | Singlezone Ducted, Centrally Ducted | 203096640 |  | HRCU-A-CB | CH16B3622 |  | CF42CBCA1+MVC16CN21 | 11.25 | 16.75 | 9.75 |  |  |  | FALSE | FALSE | FALSE | 34400 | 21800 | 2.75 | 21800 | 2.75
203111964 | 04/28/22 | Live | Johnson Controls Inc. (York International Norman) | YORK | Singlezone Ducted, Centrally Ducted | 203111964 |  | HRCU-A-CB | YHM36B22 |  | CF42CBCA1+MVC16CN21 | 11.25 | 16.75 | 9.75 |  |  |  | FALSE | FALSE | FALSE | 34400 | 21800 | 2.75 | 21800 | 2.75
205543128 | 04/28/22 | Live | Johnson Controls Inc. (York International Norman) | CHAMPION HEATING AND COOLING | Singlezone Ducted, Centrally Ducted | 205543128 |  | HRCU-A-CB | TH16B3622 |  | CF42CXA1+MVC16CN21+TXV | 11.25 | 16.75 | 9.75 |  |  |  | FALSE | FALSE | FALSE | 34400 | 21800 | 2.75 | 21800 | 2.75
205543125 | 04/28/22 | Live | Johnson Controls Inc. (York International Norman) | FRASER-JOHNSTON | Singlezone Ducted, Centrally Ducted | 205543125 |  | HRCU-A-CB | TH16B3622 |  | CF42CXA1+MVC16CN21+TXV | 11.25 | 16.75 | 9.75 |  |  |  | FALSE | FALSE | FALSE | 34400 | 21800 | 2.75 | 21800 | 2.75
205543121 | 04/28/22 | Live | Johnson Controls Inc. (York International Norman) | LUXAIRE | Singlezone Ducted, Centrally Ducted | 205543121 |  | HRCU-A-CB | TH16B3622 |  | CF42CXA1+MVC16CN21+TXV | 11.25 | 16.75 | 9.75 |  |  |  | FALSE | FALSE | FALSE | 34400 | 21800 | 2.75 | 21800 | 2.75
205543119 | 04/28/22 | Live | Johnson Controls Inc. (York International Norman) | COLEMAN | Singlezone Ducted, Centrally Ducted | 205543119 |  | HRCU-A-CB | CH16B3622 |  | CF42CXA1+MVC16CN21+TXV | 11.25 | 16.75 | 9.75 |  |  |  | FALSE | FALSE | FALSE | 34400 | 21800 | 2.75 | 21800 | 2.75
205537088 | 04/28/22 | Live | Johnson Controls Inc. (York International Norman) | YORK | Singlezone Ducted, Centrally Ducted | 205537088 |  | HRCU-A-CB | YHM36B22 |  | CF42CXA1+MVC16CN21+TXV | 11.25 | 16.75 | 9.75 |  |  |  | FALSE | FALSE | FALSE | 34400 | 21800 | 2.75 | 21800 | 2.75
211246029 | 04/26/23 | Live | Midea Electric Trading | Cooper&Hunter | Singlezone Ducted, Centrally Ducted | 211246029 |  | HRCU-A-CB | CH-NHPR60LCU-230VO |  | CH-60AHU | 9 | 16.4 | 10.5 | 9 | 15.5 | 9.2 | TRUE | TRUE | FALSE | 55000 | 41000 | 2.56 | 57000 | 2.35
210191036 | 04/26/23 | Live | Midea Electric Trading | KLIMAIRE | Singlezone Ducted, Centrally Ducted | 210191036 |  | HRCU-A-CB | KOIF60H2-1S |  | KIDF60H2-1S | 9 | 16.4 | 10.5 | 8.8 | 15.3 | 9.4 | FALSE | FALSE | FALSE | 55000 | 42000 | 2.6 | 52500 | 2.3
210191035 | 04/26/23 | Live | Midea Electric Trading | CTMorley | Singlezone Ducted, Centrally Ducted | 210191035 |  | HRCU-A-CB | MOU-A55VH-4 |  | MIU-A60V-4 | 9 | 16.4 | 10.5 | 8.8 | 15.3 | 9.4 | FALSE | FALSE | FALSE | 55000 | 42000 | 2.6 | 52500 | 2.3
210025757 | 04/26/23 | Live | Midea Electric Trading | BLUERIDGE | Singlezone Ducted, Centrally Ducted | 210025757 |  | HRCU-A-CB | BMAH6016C |  | BMAH6016I | 9 | 16.4 | 10.5 | 8.8 | 15.3 | 9.4 | TRUE | TRUE | FALSE | 55000 | 42000 | 2.6 | 52500 | 2.3
210365436 | 04/26/23 | Live | Midea Electric Trading | Dettson | Singlezone Ducted, Centrally Ducted | 210365436 |  | HRCU-A-CB | EVD-60-O |  | EVD-60-I | 9 | 16.4 | 10.5 | 8.8 | 15.3 | 9.4 | TRUE | TRUE | FALSE | 55000 | 42000 | 2.6 | 52500 | 2.3
210342132 | 04/26/23 | Live | Midea Electric Trading | DIRECT AIR | Singlezone Ducted, Centrally Ducted | 210342132 |  | HRCU-A-CB | DIRM-60MAGICPRO20-OU |  | DIRM-60MAGICPRO20-AH | 9 | 16.4 | 10.5 | 8.8 | 15.3 | 9.4 | TRUE | TRUE | FALSE | 55000 | 42000 | 2.6 | 52500 | 2.3
210857356 | 04/26/23 | Live | Midea Electric Trading | ACIQ | Singlezone Ducted, Centrally Ducted | 210857356 |  | HRCU-A-CB | ACIQ-60HPB |  | ACIQ-60AHB | 9 | 16.4 | 10.5 | 8.8 | 15.3 | 9.4 | TRUE | TRUE | FALSE | 55000 | 42000 | 2.6 | 52500 | 2.3
210857353 | 04/26/23 | Live | Midea Electric Trading | 1HVAC | Singlezone Ducted, Centrally Ducted | 210857353 |  | HRCU-A-CB | ACIQ-60HPB |  | ACIQ-60AHB | 9 | 16.4 | 10.5 | 8.8 | 15.3 | 9.4 | TRUE | TRUE | FALSE | 55000 | 42000 | 2.6 | 52500 | 2.3
210857359 | 04/26/23 | Live | Midea Electric Trading | DIYCOOL | Singlezone Ducted, Centrally Ducted | 210857359 |  | HRCU-A-CB | ACIQ-60HPB |  | ACIQ-60AHB | 9 | 16.4 | 10.5 | 8.8 | 15.3 | 9.4 | TRUE | TRUE | FALSE | 55000 | 42000 | 2.6 | 52500 | 2.3
211306383 | 04/26/23 | Live | Midea Electric Trading | Mitsutomo | Singlezone Ducted, Centrally Ducted | 211306383 |  | HRCU-A-CB | UHO60-NB-Q |  | UHM60-DB-Q | 9 | 16.4 | 10.5 | 8.8 | 15.3 | 9.4 | FALSE | FALSE | FALSE | 55000 | 42000 | 2.6 | 52500 | 2.3
211253520 | 04/26/23 | Live | Midea Electric Trading | ECO AC | Singlezone Ducted, Centrally Ducted | 211253520 |  | HRCU-A-CB | EHI-O60BAH |  | EHI-V60BA | 9 | 16.4 | 10.5 | 8.8 | 15.3 | 9.4 | TRUE | TRUE | FALSE | 55000 | 42000 | 2.6 | 52500 | 2.3
211257310 | 04/26/23 | Live | Midea Electric Trading | MITS AIR | Singlezone Ducted, Centrally Ducted | 211257310 |  | HRCU-A-CB | MOE30U-55HFN1-M |  | MVC-60HWFN1-M | 9 | 16.4 | 10.5 | 8.8 | 15.3 | 9.4 | FALSE | FALSE | FALSE | 55000 | 42000 | 2.6 | 52500 | 2.3
208141207 | 04/26/23 | Live | Midea Electric Trading | Cooper&Hunter | Singlezone Ducted, Centrally Ducted | 208141207 |  | HRCU-A-CB | CH-NHPR36LCU-230VO |  | CH-36AHU | 11 | 18 | 10.6 | 10 | 14.9 | 8.9 | FALSE | FALSE | FALSE | 36000 | 28600 | 2.2 | 43000 | 2.2
211273237 | 04/26/23 | Live | Midea Electric Trading | Breeze33 | Singlezone Ducted, Centrally Ducted | 211273237 |  | HRCU-A-CB | BZ33-HYP36OUT2-G2-P |  | BZ33-MSAHU36-G2-P | 11 | 18 | 10.6 | 10 | 14.9 | 8.9 | FALSE | FALSE | FALSE | 36000 | 28600 | 2.2 | 43000 | 2.2
211001954 | 04/26/23 | Live | Midea Electric Trading | AC PRO.COM | Singlezone Ducted, Centrally Ducted | 211001954 |  | HRCU-A-CB | AOD30U-36HFN1-M(GA) |  | AVCU-36HWFN1-M(GA) | 8.8 | 17.5 | 11.3 | 8.2 | 15.4 | 9 | FALSE | FALSE | FALSE | 36000 | 27000 | 2.54 | 27200 | 2.53
211644105 | 04/26/23 | Live | Midea Electric Trading | Alsetria | Singlezone Ducted, Centrally Ducted | 211644105 |  | HRCU-A-CB | MOD30U-36HFN1-M(GA) |  | MVCU-36HWFN1-M(GA) | 8.8 | 17.5 | 11.3 | 8.2 | 15.4 | 9 | FALSE | FALSE | FALSE | 36000 | 27000 | 2.54 | 27200 | 2.53
211644111 | 04/26/23 | Live | Midea Electric Trading | ECO-AIR | Singlezone Ducted, Centrally Ducted | 211644111 |  | HRCU-A-CB | MOD30U-36HFN1-M(GA) |  | MVCU-36HWFN1-M(GA) | 8.8 | 17.5 | 11.3 | 8.2 | 15.4 | 9 | FALSE | FALSE | FALSE | 36000 | 27000 | 2.54 | 27200 | 2.53
209550330 | 04/26/23 | Live | Midea Electric Trading | CanAir | Singlezone Ducted, Centrally Ducted | 209550330 |  | HRCU-A-C | MOD30U-36HFN1-MR0 |  | MAC-36HWFN1-M | 10.1 | 14.2 | 9.2 | 9.3 | 14.4 | 8 | FALSE | FALSE | FALSE | 36000 | 19800 | 2.2 | 24900 | 2.13
212331383 | 04/26/23 | Live | Midea Electric Trading | LBG Products | Singlezone Ducted, Centrally Ducted | 212331383 |  | HRCU-A-C | LCHB36DO |  | LCHB36DA | 10.1 | 14.2 | 9.2 | 9.3 | 14.4 | 8 | FALSE | FALSE | FALSE | 36000 | 19800 | 2.2 | 24900 | 2.13
211911378 | 04/26/23 | Live | Midea Electric Trading | MITS AIR | Singlezone Ducted, Centrally Ducted | 211911378 |  | HRCU-A-C | MOD30U-36HFN1-MR0 |  | MAC-36HWFN1-M | 10.1 | 14.2 | 9.2 | 9.3 | 14.4 | 8 | FALSE | FALSE | FALSE | 36000 | 19800 | 2.2 | 24900 | 2.13
211911374 | 04/26/23 | Live | Midea Electric Trading | MITS AIR | Singlezone Ducted, Centrally Ducted | 211911374 |  | HRCU-A-C | MOD30U-36HFN1-MR0 |  | MAC-36HWDN1-MN0 | 10.1 | 14.2 | 9.2 | 9.3 | 14.4 | 8 | FALSE | FALSE | FALSE | 36000 | 19800 | 2.2 | 24900 | 2.13
209550332 | 04/26/23 | Live | Midea Electric Trading | CanAir | Singlezone Ducted, Centrally Ducted | 209550332 |  | HRCU-A-C | MOE30U-60HFN1-MR0 |  | MAC-60HWDN1-MN0 | 9.5 | 14.9 | 9.3 | 9 | 15.2 | 8.5 | FALSE | FALSE | FALSE | 53000 | 34000 | 2.2 | 36000 | 2.19
212331386 | 04/26/23 | Live | Midea Electric Trading | LBG Products | Singlezone Ducted, Centrally Ducted | 212331386 |  | HRCU-A-C | LCHB60DO |  | LCHB60DA | 9.5 | 14.9 | 9.3 | 9 | 15.2 | 8.5 | FALSE | FALSE | FALSE | 53000 | 34000 | 2.2 | 36000 | 2.19
211911376 | 04/26/23 | Live | Midea Electric Trading | MITS AIR | Singlezone Ducted, Centrally Ducted | 211911376 |  | HRCU-A-C | MOE30U-60HFN1-MR0 |  | MAC-60HWDN1-MN0 | 9.5 | 14.9 | 9.3 | 9 | 15.2 | 8.5 | FALSE | FALSE | FALSE | 53000 | 34000 | 2.2 | 36000 | 2.19
211911373 | 04/26/23 | Live | Midea Electric Trading | MITS AIR | Singlezone Ducted, Centrally Ducted | 211911373 |  | HRCU-A-C | MOD30U-30HFN1-MR0 |  | MAC-36HWDN1-MN0 | 10 | 14.2 | 9.5 | 10.2 | 14.9 | 9.3 | FALSE | FALSE | FALSE | 30000 | 22000 | 2.6 | 24400 | 2.1
212331382 | 04/26/23 | Live | Midea Electric Trading | LBG Products | Singlezone Ducted, Centrally Ducted | 212331382 |  | HRCU-A-C | LCHB30DO |  | LCHB36DA | 10 | 14.2 | 9.5 | 10.2 | 14.9 | 9.3 | FALSE | FALSE | FALSE | 30000 | 22000 | 2.6 | 24400 | 2.1
211911377 | 04/26/23 | Live | Midea Electric Trading | MITS AIR | Singlezone Ducted, Centrally Ducted | 211911377 |  | HRCU-A-C | MOD30U-30HFN1-MR0 |  | MAC-36HWFN1-M | 10 | 14.2 | 9.5 | 10.2 | 14.9 | 9.3 | FALSE | FALSE | FALSE | 30000 | 22000 | 2.6 | 24400 | 2.1
209550329 | 04/26/23 | Live | Midea Electric Trading | CanAir | Singlezone Ducted, Centrally Ducted | 209550329 |  | HRCU-A-C | MOD30U-30HFN1-MR0 |  | MAC-36HWFN1-M | 10 | 14.2 | 9.5 | 10.2 | 14.9 | 9.3 | FALSE | FALSE | FALSE | 30000 | 22000 | 2.6 | 24400 | 2.1
208106857 | 04/26/23 | Live | Midea Electric Trading | AC BEST LA | Singlezone Ducted, Centrally Ducted | 208106857 |  | HRCU-A-CB | MOE30U-60HFN1-MR0 |  | MVC-60HWFN1-M | 10.3 | 18 | 9.2 | 8.8 | 14.7 | 8.5 | FALSE | FALSE | FALSE | 57000 | 37000 | 2.4 | 39000 | 2.2
208130400 | 04/26/23 | Live | Midea Electric Trading | ECO-AIR | Singlezone Ducted, Centrally Ducted | 208130400 |  | HRCU-A-CB | MOE30U-48HFN1-MR0 |  | MVC-48HWFN1-M | 9.3 | 17.3 | 10 | 8.8 | 15.8 | 9.4 | FALSE | FALSE | FALSE | 47000 | 37000 | 2.4 | 39000 | 2.2
208106862 | 04/26/23 | Live | Midea Electric Trading | INNOVAIR | Singlezone Ducted, Centrally Ducted | 208106862 |  | HRCU-A-CB | SEV48H2R19 |  | DEV48H2R19 | 9.3 | 17.3 | 10 | 8.8 | 15.8 | 9.4 | FALSE | FALSE | FALSE | 47000 | 37000 | 2.4 | 39000 | 2.2
208130389 | 04/26/23 | Live | Midea Electric Trading | Alsetria | Singlezone Ducted, Centrally Ducted | 208130389 |  | HRCU-A-CB | MOE30U-48HFN1-MR0 |  | MVC-48HWFN1-M | 9.3 | 17.3 | 10 | 8.8 | 15.8 | 9.4 | FALSE | FALSE | FALSE | 47000 | 37000 | 2.4 | 39000 | 2.2
209847224 | 04/26/23 | Live | Midea Electric Trading | CTMorley | Singlezone Ducted, Centrally Ducted | 209847224 |  | HRCU-A-CB | MOU-A48V-4 |  | MIU-A48V-4 | 9.3 | 17.3 | 10 | 8.8 | 15.8 | 9.4 | FALSE | FALSE | FALSE | 47000 | 37000 | 2.4 | 39000 | 2.2
209748111 | 04/26/23 | Live | Midea Electric Trading | AC PRO.COM | Singlezone Ducted, Centrally Ducted | 209748111 |  | HRCU-A-CB | AOE30U-48HFN1-MR0 |  | AVC-48HWFN1-M | 9.3 | 17.3 | 10 | 8.8 | 15.8 | 9.4 | FALSE | FALSE | FALSE | 47000 | 37000 | 2.4 | 39000 | 2.2
208284012 | 04/26/23 | Live | Midea Electric Trading | TRUST AIR CONDITIONERS | Singlezone Ducted, Centrally Ducted | 208284012 |  | HRCU-A-CB | AH48H/O44P |  | AH48H/I44P | 9.3 | 17.3 | 10 | 8.8 | 15.8 | 9.4 | FALSE | FALSE | FALSE | 47000 | 37000 | 2.4 | 39000 | 2.2
209270311 | 04/26/23 | Live | Midea Electric Trading | ApooDr | Singlezone Ducted, Centrally Ducted | 209270311 |  | HRCU-A-CB | AHU19-48HN1-MR |  | AHU19-48HN1-M | 9.3 | 17.3 | 10 | 8.8 | 15.8 | 9.4 | FALSE | FALSE | FALSE | 47000 | 37000 | 2.4 | 39000 | 2.2
208136304 | 04/26/23 | Live | Midea Electric Trading | LBG Products | Singlezone Ducted, Centrally Ducted | 208136304 |  | HRCU-A-CB | LCHB48DO |  | LCHB48DHNI | 9.3 | 17.3 | 10 | 8.8 | 15.8 | 9.4 | FALSE | FALSE | FALSE | 47000 | 37000 | 2.4 | 39000 | 2.2
208142956 | 04/26/23 | Live | Midea Electric Trading | COMFORTSTAR | Singlezone Ducted, Centrally Ducted | 208142956 |  | HRCU-A-CB | CPR48CD(O) |  | AHU48-SG2 | 9.3 | 17.3 | 10 | 8.8 | 15.8 | 9.4 | FALSE | FALSE | FALSE | 47000 | 37000 | 2.4 | 39000 | 2.2
211726531 | 04/26/23 | Live | Midea Electric Trading | Star Air Kontrol | Singlezone Ducted, Centrally Ducted | 211726531 |  | HRCU-A-CB | SAK-48ADN2-M18M |  | SAK-48WN1-M18 | 9.3 | 17.3 | 10 | 8.8 | 15.8 | 9.4 | FALSE | FALSE | FALSE | 47000 | 37000 | 2.4 | 39000 | 2.2
211273246 | 04/26/23 | Live | Midea Electric Trading | Journey Comfort | Singlezone Ducted, Centrally Ducted | 211273246 |  | HRCU-A-CB | RGV18ODU48 |  | RGV18AHU48 | 9.3 | 17.3 | 10 | 8.8 | 15.8 | 9.4 | FALSE | FALSE | FALSE | 47000 | 37000 | 2.4 | 39000 | 2.2
211273245 | 04/26/23 | Live | Midea Electric Trading | Journey Comfort | Singlezone Ducted, Centrally Ducted | 211273245 |  | HRCU-A-CB | RGV18ODU36 |  | RGV18AHU36 | 10.4 | 18 | 9.1 | 10.1 | 16.9 | 8.2 | FALSE | FALSE | FALSE | 36000 | 20400 | 2.48 | 22700 | 2.1
211726530 | 04/26/23 | Live | Midea Electric Trading | Star Air Kontrol | Singlezone Ducted, Centrally Ducted | 211726530 |  | HRCU-A-CB | SAK-36ADN2-M18M |  | SAK-36WN1-M18 | 10.4 | 18 | 9.1 | 10.1 | 16.9 | 8.2 | FALSE | FALSE | FALSE | 36000 | 20400 | 2.48 | 22700 | 2.1
208142955 | 04/26/23 | Live | Midea Electric Trading | COMFORTSTAR | Singlezone Ducted, Centrally Ducted | 208142955 |  | HRCU-A-CB | CPR36CD(O) |  | AHU36-SG2 | 10.4 | 18 | 9.1 | 10.1 | 16.9 | 8.2 | FALSE | FALSE | FALSE | 36000 | 20400 | 2.48 | 22700 | 2.1
208136303 | 04/26/23 | Live | Midea Electric Trading | LBG Products | Singlezone Ducted, Centrally Ducted | 208136303 |  | HRCU-A-CB | LCHB36DO |  | LCHB36DHNI | 10.4 | 18 | 9.1 | 10.1 | 16.9 | 8.2 | FALSE | FALSE | FALSE | 36000 | 20400 | 2.48 | 22700 | 2.1
209270310 | 04/26/23 | Live | Midea Electric Trading | ApooDr | Singlezone Ducted, Centrally Ducted | 209270310 |  | HRCU-A-CB | AHU19-36HN1-MR |  | AHU19-36HN1-M | 10.4 | 18 | 9.1 | 10.1 | 16.9 | 8.2 | FALSE | FALSE | FALSE | 36000 | 20400 | 2.48 | 22700 | 2.1
208284011 | 04/26/23 | Live | Midea Electric Trading | TRUST AIR CONDITIONERS | Singlezone Ducted, Centrally Ducted | 208284011 |  | HRCU-A-CB | AH36H/O44P |  | AH36H/I44P | 10.4 | 18 | 9.1 | 10.1 | 16.9 | 8.2 | FALSE | FALSE | FALSE | 36000 | 20400 | 2.48 | 22700 | 2.1
209748110 | 04/26/23 | Live | Midea Electric Trading | AC PRO.COM | Singlezone Ducted, Centrally Ducted | 209748110 |  | HRCU-A-CB | AOD30U-36HFN1-MR0 |  | AVC-36HWFN1-M | 10.4 | 18 | 9.1 | 10.1 | 16.9 | 8.2 | FALSE | FALSE | FALSE | 36000 | 20400 | 2.48 | 22700 | 2.1
209847223 | 04/26/23 | Live | Midea Electric Trading | CTMorley | Singlezone Ducted, Centrally Ducted | 209847223 |  | HRCU-A-CB | MOU-A36V-4 |  | MIU-A36V-4 | 10.4 | 18 | 9.1 | 10.1 | 16.9 | 8.2 | FALSE | FALSE | FALSE | 36000 | 20400 | 2.48 | 22700 | 2.1
208130388 | 04/26/23 | Live | Midea Electric Trading | Alsetria | Singlezone Ducted, Centrally Ducted | 208130388 |  | HRCU-A-CB | MOD30U-36HFN1-MR0 |  | MVC-36HWFN1-M | 10.4 | 18 | 9.1 | 10.1 | 16.9 | 8.2 | FALSE | FALSE | FALSE | 36000 | 20400 | 2.48 | 22700 | 2.1
208106861 | 04/26/23 | Live | Midea Electric Trading | INNOVAIR | Singlezone Ducted, Centrally Ducted | 208106861 |  | HRCU-A-CB | SEV36H2R19 |  | DEV36H2R19 | 10.4 | 18 | 9.1 | 10.1 | 16.9 | 8.2 | FALSE | FALSE | FALSE | 36000 | 20400 | 2.48 | 22700 | 2.1
208130399 | 04/26/23 | Live | Midea Electric Trading | ECO-AIR | Singlezone Ducted, Centrally Ducted | 208130399 |  | HRCU-A-CB | MOD30U-36HFN1-MR0 |  | MVC-36HWFN1-M | 10.4 | 18 | 9.1 | 10.1 | 16.9 | 8.2 | FALSE | FALSE | FALSE | 36000 | 20400 | 2.48 | 22700 | 2.1
211273244 | 04/26/23 | Live | Midea Electric Trading | Journey Comfort | Singlezone Ducted, Centrally Ducted | 211273244 |  | HRCU-A-CB | RGV18ODU24 |  | RGV18AHU24 | 11.3 | 19.4 | 11.3 | 10.5 | 17 | 9.2 | FALSE | FALSE | TRUE | 24000 | 21000 | 2.8 | 22000 | 2.8
211726529 | 04/26/23 | Live | Midea Electric Trading | Star Air Kontrol | Singlezone Ducted, Centrally Ducted | 211726529 |  | HRCU-A-CB | SAK-24ADN2-M18M |  | SAK-24WN1-M18 | 11.3 | 19.4 | 11.3 | 10.5 | 17 | 9.2 | TRUE | TRUE | TRUE | 24000 | 21000 | 2.8 | 22000 | 2.8
208142953 | 04/26/23 | Live | Midea Electric Trading | COMFORTSTAR | Singlezone Ducted, Centrally Ducted | 208142953 |  | HRCU-A-CB | CPR24CD(O) |  | AHU24-SG2 | 11.3 | 19.4 | 11.3 | 10.5 | 17 | 9.2 | TRUE | TRUE | TRUE | 24000 | 21000 | 2.8 | 22000 | 2.8
209270308 | 04/26/23 | Live | Midea Electric Trading | ApooDr | Singlezone Ducted, Centrally Ducted | 209270308 |  | HRCU-A-CB | AHU19-24HN1-MR |  | AHU19-24HN1-M | 11.3 | 19.4 | 11.3 | 10.5 | 17 | 9.2 | FALSE | FALSE | TRUE | 24000 | 21000 | 2.8 | 22000 | 2.8
208284009 | 04/26/23 | Live | Midea Electric Trading | TRUST AIR CONDITIONERS | Singlezone Ducted, Centrally Ducted | 208284009 |  | HRCU-A-CB | AH24H/O44P |  | AH24H/I44P | 11.3 | 19.4 | 11.3 | 10.5 | 17 | 9.2 | FALSE | FALSE | TRUE | 24000 | 21000 | 2.8 | 22000 | 2.8
209748109 | 04/26/23 | Live | Midea Electric Trading | AC PRO.COM | Singlezone Ducted, Centrally Ducted | 209748109 |  | HRCU-A-CB | AOX430-24HFN1-MR0 |  | AVC-24HWFN1-M | 11.3 | 19.4 | 11.3 | 10.5 | 17 | 9.2 | TRUE | TRUE | TRUE | 24000 | 21000 | 2.8 | 22000 | 2.8
209847221 | 04/26/23 | Live | Midea Electric Trading | CTMorley | Singlezone Ducted, Centrally Ducted | 209847221 |  | HRCU-A-CB | MOU-A24V-4 |  | MIU-A24V-4 | 11.3 | 19.4 | 11.3 | 10.5 | 17 | 9.2 | FALSE | FALSE | TRUE | 24000 | 21000 | 2.8 | 22000 | 2.8
208130386 | 04/26/23 | Live | Midea Electric Trading | Alsetria | Singlezone Ducted, Centrally Ducted | 208130386 |  | HRCU-A-CB | MOX430U-24HFN1-MR0 |  | MVC-24HWFN1-M | 11.3 | 19.4 | 11.3 | 10.5 | 17 | 9.2 | TRUE | TRUE | TRUE | 24000 | 21000 | 2.8 | 22000 | 2.8
208106859 | 04/26/23 | Live | Midea Electric Trading | INNOVAIR | Singlezone Ducted, Centrally Ducted | 208106859 |  | HRCU-A-CB | SEV24H2R19 |  | DEV24H2R19 | 11.3 | 19.4 | 11.3 | 10.5 | 17 | 9.2 | TRUE | TRUE | TRUE | 24000 | 21000 | 2.8 | 22000 | 2.8
208130397 | 04/26/23 | Live | Midea Electric Trading | ECO-AIR | Singlezone Ducted, Centrally Ducted | 208130397 |  | HRCU-A-CB | MOX430U-24HFN1-MR0 |  | MVC-24HWFN1-M | 11.3 | 19.4 | 11.3 | 10.5 | 17 | 9.2 | TRUE | TRUE | TRUE | 24000 | 21000 | 2.8 | 22000 | 2.8
208130396 | 04/26/23 | Live | Midea Electric Trading | ECO-AIR | Singlezone Ducted, Centrally Ducted | 208130396 |  | HRCU-A-CB | MOX330U-18HFN1-MR0 |  | MVC-18HWFN1-M | 11.1 | 19 | 10.8 | 10.9 | 17 | 8.8 | FALSE | FALSE | TRUE | 18000 | 12000 | 2.71 | 12000 | 2.71
208106858 | 04/26/23 | Live | Midea Electric Trading | INNOVAIR | Singlezone Ducted, Centrally Ducted | 208106858 |  | HRCU-A-CB | SEV18H2R19 |  | DEV18H2R19 | 11.1 | 19 | 10.8 | 10.9 | 17 | 8.8 | FALSE | FALSE | TRUE | 18000 | 12000 | 2.71 | 12000 | 2.71
208130385 | 04/26/23 | Live | Midea Electric Trading | Alsetria | Singlezone Ducted, Centrally Ducted | 208130385 |  | HRCU-A-CB | MOX330U-18HFN1-MR0 |  | MVC-18HWFN1-M | 11.1 | 19 | 10.8 | 10.9 | 17 | 8.8 | FALSE | FALSE | TRUE | 18000 | 12000 | 2.71 | 12000 | 2.71
208650715 | 04/26/23 | Live | Midea Electric Trading | AC PRO.COM | Singlezone Ducted, Centrally Ducted | 208650715 |  | HRCU-A-CB | AOX330-18HFN1-MR0 |  | AVC-18HWFN1-M | 11.1 | 19 | 10.8 | 10.9 | 17 | 8.8 | FALSE | FALSE | TRUE | 18000 | 12000 | 2.71 | 12000 | 2.71
209847220 | 04/26/23 | Live | Midea Electric Trading | CTMorley | Singlezone Ducted, Centrally Ducted | 209847220 |  | HRCU-A-CB | MOU-A18V-4 |  | MIU-A18V-4 | 11.1 | 19 | 10.8 | 10.9 | 17 | 8.8 | FALSE | FALSE | TRUE | 18000 | 12000 | 2.71 | 12000 | 2.71
208284007 | 04/26/23 | Live | Midea Electric Trading | TRUST AIR CONDITIONERS | Singlezone Ducted, Centrally Ducted | 208284007 |  | HRCU-A-CB | AH18H/O44P |  | AH18H/I44P | 11.1 | 19 | 10.8 | 10.9 | 17 | 8.8 | FALSE | FALSE | TRUE | 18000 | 12000 | 2.71 | 12000 | 2.71
209270307 | 04/26/23 | Live | Midea Electric Trading | ApooDr | Singlezone Ducted, Centrally Ducted | 209270307 |  | HRCU-A-CB | AHU19-18HN1-MR |  | AHU19-18HN1-M | 11.1 | 19 | 10.8 | 10.9 | 17 | 8.8 | FALSE | FALSE | TRUE | 18000 | 12000 | 2.71 | 12000 | 2.71
208136300 | 04/26/23 | Live | Midea Electric Trading | LBG Products | Singlezone Ducted, Centrally Ducted | 208136300 |  | HRCU-A-CB | LCHB18DO |  | LCHB18DHNI | 11.1 | 19 | 10.8 | 10.9 | 17 | 8.8 | FALSE | FALSE | TRUE | 18000 | 12000 | 2.71 | 12000 | 2.71
208142952 | 04/26/23 | Live | Midea Electric Trading | COMFORTSTAR | Singlezone Ducted, Centrally Ducted | 208142952 |  | HRCU-A-CB | CPR18CD(O) |  | AHU18-SG2 | 11.1 | 19 | 10.8 | 10.9 | 17 | 8.8 | FALSE | FALSE | TRUE | 18000 | 12000 | 2.71 | 12000 | 2.71
211726528 | 04/26/23 | Live | Midea Electric Trading | Star Air Kontrol | Singlezone Ducted, Centrally Ducted | 211726528 |  | HRCU-A-CB | SAK-18ADN2-M18M |  | SAK-18WN1-M18 | 11.1 | 19 | 10.8 | 10.9 | 17 | 8.8 | FALSE | FALSE | TRUE | 18000 | 12000 | 2.71 | 12000 | 2.71
210857354 | 04/26/23 | Live | Midea Electric Trading | 1HVAC | Singlezone Ducted, Centrally Ducted | 210857354 |  | HRCU-A-CB | ACIQ-18ZPL-HP230B |  | ACIQ-18AHB-HH-M | 12.5 | 20 | 10.8 | 11.7 | 17.6 | 9.6 | TRUE | TRUE | TRUE | 18000 | 15400 | 2.7 | 18200 | 2.14
210857360 | 04/26/23 | Live | Midea Electric Trading | DIYCOOL | Singlezone Ducted, Centrally Ducted | 210857360 |  | HRCU-A-CB | ACIQ-18ZPL-HP230B |  | ACIQ-18AHB-HH-M | 12.5 | 20 | 10.8 | 11.7 | 17.6 | 9.6 | TRUE | TRUE | TRUE | 18000 | 15400 | 2.7 | 18200 | 2.14
210857357 | 04/26/23 | Live | Midea Electric Trading | ACIQ | Singlezone Ducted, Centrally Ducted | 210857357 |  | HRCU-A-CB | ACIQ-18ZPL-HP230B |  | ACIQ-18AHB-HH-M | 12.5 | 20 | 10.8 | 11.7 | 17.6 | 9.6 | TRUE | TRUE | TRUE | 18000 | 15400 | 2.7 | 18200 | 2.14
211644106 | 04/26/23 | Live | Midea Electric Trading | Alsetria | Singlezone Ducted, Centrally Ducted | 211644106 |  | HRCU-A-CB | MOX430-17HFN1-MT0W |  | MVC-18HWFN1-MW(GA) | 12.5 | 20 | 10.8 | 11.7 | 17.6 | 9.6 | TRUE | TRUE | TRUE | 18000 | 15400 | 2.7 | 18200 | 2.14
211644112 | 04/26/23 | Live | Midea Electric Trading | ECO-AIR | Singlezone Ducted, Centrally Ducted | 211644112 |  | HRCU-A-CB | MOX430-17HFN1-MT0W |  | MVC-18HWFN1-MW(GA) | 12.5 | 20 | 10.8 | 11.7 | 17.6 | 9.6 | TRUE | TRUE | TRUE | 18000 | 15400 | 2.7 | 18200 | 2.14
208141205 | 04/26/23 | Live | Midea Electric Trading | Cooper&Hunter | Singlezone Ducted, Centrally Ducted | 208141205 |  | HRCU-A-CB | CH-HPR18-230VO |  | CH-M18AHU | 12.5 | 20 | 10.8 | 11.7 | 17.6 | 9.6 | TRUE | TRUE | TRUE | 18000 | 15400 | 2.7 | 18200 | 2.14
208130311 | 04/26/23 | Live | Midea Electric Trading | Breeze33 | Singlezone Ducted, Centrally Ducted | 208130311 |  | HRCU-A-CB | BZ33-HYP18OUT2-G2-P |  | BZ33-MSAHU18-G2-P | 12.5 | 20 | 10.8 | 11.7 | 17.6 | 9.6 | TRUE | TRUE | TRUE | 18000 | 15400 | 2.7 | 18200 | 2.14
208141206 | 04/26/23 | Live | Midea Electric Trading | Cooper&Hunter | Singlezone Ducted, Centrally Ducted | 208141206 |  | HRCU-A-CB | CH-N60LCU-230VO |  | CH-60AHU | 10 | 17 | 10.4 | 9.6 | 16 | 8.5 | FALSE | FALSE | FALSE | 57000 | 37800 | 2.48 | 37800 | 2.48
208101229 | 04/26/23 | Live | Midea Electric Trading | Cooper&Hunter | Singlezone Ducted, Centrally Ducted | 208101229 |  | HRCU-A-CB | CH-N48LCU-230VO |  | CH-48AHU | 8.6 | 16.2 | 10.8 | 8.2 | 15.3 | 9.2 | FALSE | FALSE | FALSE | 48000 | 38000 | 2.1 | 39000 | 2.1
208101230 | 04/26/23 | Live | Midea Electric Trading | Cooper&Hunter | Singlezone Ducted, Centrally Ducted | 208101230 |  | HRCU-A-CB | CH-N36LCU-230VO |  | CH-36AHU | 8.8 | 17 | 11.3 | 8.2 | 15.4 | 9 | FALSE | FALSE | FALSE | 36000 | 27000 | 2.54 | 27200 | 2.53
211644110 | 04/26/23 | Live | Midea Electric Trading | ECO-AIR | Singlezone Ducted, Centrally Ducted | 211644110 |  | HRCU-A-CB | MOD30U-30HFN1-M(GA) |  | MVC-30HWFN1-M(GA) | 11.1 | 19 | 10 | 11.2 | 17.5 | 8.4 | FALSE | FALSE | TRUE | 30000 | 20400 | 2.04 | 22000 | 2.04
211001953 | 04/26/23 | Live | Midea Electric Trading | AC PRO.COM | Singlezone Ducted, Centrally Ducted | 211001953 |  | HRCU-A-CB | AOD30U-30HFN1-M(GA) |  | AVC-30HWFN1-M(GA) | 11.1 | 19 | 10 | 11.2 | 17.5 | 8.4 | FALSE | FALSE | TRUE | 30000 | 20400 | 2.04 | 22000 | 2.04
211644104 | 04/26/23 | Live | Midea Electric Trading | Alsetria | Singlezone Ducted, Centrally Ducted | 211644104 |  | HRCU-A-CB | MOD30U-30HFN1-M(GA) |  | MVC-30HWFN1-M(GA) | 11.1 | 19 | 10 | 11.2 | 17.5 | 8.4 | FALSE | FALSE | TRUE | 30000 | 20400 | 2.04 | 22000 | 2.04
208130312 | 04/26/23 | Live | Midea Electric Trading | Breeze33 | Singlezone Ducted, Centrally Ducted | 208130312 |  | HRCU-A-CB | BZ33-HYP24OUT2-G2-P |  | BZ33-MSAHU24-G2-P | 12.5 | 21 | 11.6 | 11.7 | 18.4 | 9.3 | TRUE | TRUE | TRUE | 23000 | 16900 | 2.4 | 25000 | 2.22
208101232 | 04/26/23 | Live | Midea Electric Trading | Cooper&Hunter | Singlezone Ducted, Centrally Ducted | 208101232 |  | HRCU-A-CB | CH-HPR24-230VO |  | CH-M24AHU | 12.5 | 21 | 11.6 | 11.7 | 18.4 | 9.3 | TRUE | TRUE | TRUE | 23000 | 16900 | 2.4 | 25000 | 2.22
210857355 | 04/26/23 | Live | Midea Electric Trading | 1HVAC | Singlezone Ducted, Centrally Ducted | 210857355 |  | HRCU-A-CB | ACIQ-24ZPL-HP230B |  | ACIQ-24AHB-HH-M | 12.5 | 21 | 11.6 | 11.7 | 18.4 | 9.3 | TRUE | TRUE | TRUE | 23000 | 16900 | 2.4 | 25000 | 2.22
210857358 | 04/26/23 | Live | Midea Electric Trading | ACIQ | Singlezone Ducted, Centrally Ducted | 210857358 |  | HRCU-A-CB | ACIQ-24ZPL-HP230B |  | ACIQ-24AHB-HH-M | 12.5 | 21 | 11.6 | 11.7 | 18.4 | 9.3 | TRUE | TRUE | TRUE | 23000 | 16900 | 2.4 | 25000 | 2.22
211644107 | 04/26/23 | Live | Midea Electric Trading | Alsetria | Singlezone Ducted, Centrally Ducted | 211644107 |  | HRCU-A-CB | MOD30-24HFN1-MU0W |  | MVC-23HWFN1-M | 12.5 | 21 | 11.6 | 11.7 | 18.4 | 9.3 | TRUE | TRUE | TRUE | 23000 | 16900 | 2.4 | 25000 | 2.22
210857361 | 04/26/23 | Live | Midea Electric Trading | DIYCOOL | Singlezone Ducted, Centrally Ducted | 210857361 |  | HRCU-A-CB | ACIQ-24ZPL-HP230B |  | ACIQ-24AHB-HH-M | 12.5 | 21 | 11.6 | 11.7 | 18.4 | 9.3 | TRUE | TRUE | TRUE | 23000 | 16900 | 2.4 | 25000 | 2.22
211644113 | 04/26/23 | Live | Midea Electric Trading | ECO-AIR | Singlezone Ducted, Centrally Ducted | 211644113 |  | HRCU-A-CB | MOD30-24HFN1-MU0W |  | MVC-23HWFN1-M | 12.5 | 21 | 11.6 | 11.7 | 18.4 | 9.3 | TRUE | TRUE | TRUE | 23000 | 16900 | 2.4 | 25000 | 2.22
211644132 | 04/26/23 | Live | Midea Electric Trading | MRCOOL | Singlezone Ducted, Centrally Ducted | 211644132 |  | HRCU-A-CB | MVP-36-HP-C-230-00 |  | MVP-36-HP-MUAH-230-00 | 10.4 | 18 | 9.1 | 10.1 | 16.9 | 8.3 | FALSE | FALSE | FALSE | 36000 | 20400 | 2.42 | 22700 | 2
208960638 | 04/26/23 | Live | Midea Electric Trading | MRCOOL | Singlezone Ducted, Centrally Ducted | 208960638 |  | HRCU-A-CB | CENTRAL-36-HP-C-23000 |  | CENTRAL-36-HP-MUAH-23000 | 10.4 | 18 | 9.1 | 10.1 | 16.9 | 8.3 | FALSE | FALSE | FALSE | 36000 | 20400 | 2.42 | 22700 | 2
208960640 | 04/26/23 | Live | Midea Electric Trading | MRCOOL | Singlezone Ducted, Centrally Ducted | 208960640 |  | HRCU-A-CB | CENTRAL-60-HP-C-23000 |  | CENTRAL-60-HP-MUAH-23000 | 10.3 | 18 | 9.2 | 8.8 | 14.7 | 8.5 | FALSE | FALSE | FALSE | 57000 | 37000 | 2.4 | 39000 | 2
211644133 | 04/26/23 | Live | Midea Electric Trading | MRCOOL | Singlezone Ducted, Centrally Ducted | 211644133 |  | HRCU-A-CB | MVP-60-HP-C-230-00 |  | MVP-60-HP-MUAH-230-00 | 10.3 | 18 | 9.2 | 8.8 | 14.7 | 8.5 | FALSE | FALSE | FALSE | 57000 | 37000 | 2.4 | 39000 | 2
211644135 | 04/26/23 | Live | Midea Electric Trading | MRCOOL | Singlezone Ducted, Centrally Ducted | 211644135 |  | HRCU-A-CB | MVP-48-HP-C-230-00 |  | MVP-48-HP-MUAH-230-00 | 9.3 | 17.3 | 10 | 8.8 | 15.8 | 9.4 | FALSE | FALSE | FALSE | 47000 | 37000 | 2.4 | 39000 | 2
208960639 | 04/26/23 | Live | Midea Electric Trading | MRCOOL | Singlezone Ducted, Centrally Ducted | 208960639 |  | HRCU-A-CB | CENTRAL-48-HP-C-23000 |  | CENTRAL-48-HP-MUAH-23000 | 9.3 | 17.3 | 10 | 8.8 | 15.8 | 9.4 | FALSE | FALSE | FALSE | 47000 | 37000 | 2.4 | 39000 | 2
208960637 | 04/26/23 | Live | Midea Electric Trading | MRCOOL | Singlezone Ducted, Centrally Ducted | 208960637 |  | HRCU-A-CB | CENTRAL-30-HP-C-23025 |  | CENTRAL-30-HP-MUAH-23025 | 10.3 | 18.5 | 9.5 | 10 | 16.5 | 8.1 | FALSE | FALSE | FALSE | 30000 | 19000 | 2.3 | 19300 | 1.65
211644134 | 04/26/23 | Live | Midea Electric Trading | MRCOOL | Singlezone Ducted, Centrally Ducted | 211644134 |  | HRCU-A-CB | MVP-30-HP-C-230-25 |  | MVP-30-HP-MUAH-230-25 | 10.3 | 18.5 | 9.5 | 10 | 16.5 | 8.1 | FALSE | FALSE | FALSE | 30000 | 19000 | 2.3 | 19300 | 1.65
211644103 | 04/26/23 | Live | Midea Electric Trading | Alsetria | Singlezone Ducted, Centrally Ducted | 211644103 |  | HRCU-A-CB | MOD33-24HFN1-MT0W |  | MVC-23HWFN1-M | 12.5 | 20 | 10 | 11.7 | 18 | 8.1 | TRUE | FALSE | TRUE | 24000 | 17000 | 2.98 | 18000 | 2.2
211001952 | 04/26/23 | Live | Midea Electric Trading | AC PRO.COM | Singlezone Ducted, Centrally Ducted | 211001952 |  | HRCU-A-CB | AOD32-24HFN1-MT0W |  | AVC-23HWFN1-M | 12.5 | 20 | 10 | 11.7 | 18 | 8.1 | TRUE | FALSE | TRUE | 24000 | 17000 | 2.98 | 18000 | 2.2
211644109 | 04/26/23 | Live | Midea Electric Trading | ECO-AIR | Singlezone Ducted, Centrally Ducted | 211644109 |  | HRCU-A-CB | MOD33-24HFN1-MT0W |  | MVC-23HWFN1-M | 12.5 | 20 | 10 | 11.7 | 18 | 8.1 | TRUE | FALSE | TRUE | 24000 | 17000 | 2.98 | 18000 | 2.2
208101233 | 04/26/23 | Live | Midea Electric Trading | Cooper&Hunter | Singlezone Ducted, Centrally Ducted | 208101233 |  | HRCU-A-CB | CH-ES24-230VO |  | CH-M24AHU | 12.5 | 20 | 10 | 11.7 | 18 | 8.1 | TRUE | FALSE | TRUE | 24000 | 17000 | 2.98 | 18000 | 2.2
208101231 | 04/26/23 | Live | Midea Electric Trading | Cooper&Hunter | Singlezone Ducted, Centrally Ducted | 208101231 |  | HRCU-A-CB | CH-ES18-230VO |  | CH-M18AHU | 12.5 | 21.6 | 11.5 | 11.7 | 17.8 | 9.3 | TRUE | FALSE | TRUE | 18000 | 13200 | 2.67 | 14000 | 2.41
211644108 | 04/26/23 | Live | Midea Electric Trading | ECO-AIR | Singlezone Ducted, Centrally Ducted | 211644108 |  | HRCU-A-CB | MOX430-18HFN1-MU0W |  | MVC-18HWFN1-MW(GA) | 12.5 | 21.6 | 11.5 | 11.7 | 17.8 | 9.3 | TRUE | FALSE | TRUE | 18000 | 13200 | 2.67 | 14000 | 2.41
211001951 | 04/26/23 | Live | Midea Electric Trading | AC PRO.COM | Singlezone Ducted, Centrally Ducted | 211001951 |  | HRCU-A-CB | AOX430-18HFN1-MT8W |  | AVC-18HWFN1-MW(GA) | 12.5 | 21.6 | 11.5 | 11.7 | 17.8 | 9.3 | TRUE | FALSE | TRUE | 18000 | 13200 | 2.67 | 14000 | 2.41
211644102 | 04/26/23 | Live | Midea Electric Trading | Alsetria | Singlezone Ducted, Centrally Ducted | 211644102 |  | HRCU-A-CB | MOX430-18HFN1-MU0W |  | MVC-18HWFN1-MW(GA) | 12.5 | 21.6 | 11.5 | 11.7 | 17.8 | 9.3 | TRUE | FALSE | TRUE | 18000 | 13200 | 2.67 | 14000 | 2.41
211306382 | 04/26/23 | Live | Midea Electric Trading | Mitsutomo | Singlezone Ducted, Centrally Ducted | 211306382 |  | HRCU-A-CB | UHO48-NB-Q |  | UHM48-CB-Q | 8.5 | 16 | 10 | 8.2 | 15.6 | 9.4 | FALSE | FALSE | FALSE | 47000 | 36000 | 2.36 | 48000 | 2.05
211257309 | 04/26/23 | Live | Midea Electric Trading | MITS AIR | Singlezone Ducted, Centrally Ducted | 211257309 |  | HRCU-A-CB | MOE30U-48HFN1-M-[X1] |  | MVC-48HWFN1-M | 8.5 | 16 | 10 | 8.2 | 15.6 | 9.4 | FALSE | FALSE | FALSE | 47000 | 36000 | 2.36 | 48000 | 2.05
211253519 | 04/26/23 | Live | Midea Electric Trading | ECO AC | Singlezone Ducted, Centrally Ducted | 211253519 |  | HRCU-A-CB | EHI-O48BAH |  | EHI-V48BA | 8.5 | 16 | 10 | 8.2 | 15.6 | 9.4 | TRUE | TRUE | FALSE | 47000 | 36000 | 2.36 | 48000 | 2.05
210365435 | 04/26/23 | Live | Midea Electric Trading | Dettson | Singlezone Ducted, Centrally Ducted | 210365435 |  | HRCU-A-CB | EVD-48-O |  | EVD-48-I | 8.5 | 16 | 10 | 8.2 | 15.6 | 9.4 | TRUE | TRUE | FALSE | 47000 | 36000 | 2.36 | 48000 | 2.05
212316043 | 04/26/23 | Live | Midea Electric Trading | KLIMAIRE | Singlezone Ducted, Centrally Ducted | 212316043 |  | HRCU-A-CB | KOIF48H2-1S |  | KIDF48H2-1S | 8.5 | 16 | 10 | 8.2 | 15.6 | 9.4 | FALSE | FALSE | FALSE | 47000 | 36000 | 2.36 | 48000 | 2.05
209865028 | 04/26/23 | Live | Midea Electric Trading | CTMorley | Singlezone Ducted, Centrally Ducted | 209865028 |  | HRCU-A-CB | MOU-A48VH-4 |  | MIU-A48V-4 | 8.5 | 16 | 10 | 8.2 | 15.6 | 9.4 | FALSE | FALSE | FALSE | 47000 | 36000 | 2.36 | 48000 | 2.05
208284018 | 04/26/23 | Live | Midea Electric Trading | TRUST AIR CONDITIONERS | Singlezone Ducted, Centrally Ducted | 208284018 |  | HRCU-A-CB | AA48H/O44P |  | AH48H/I44P | 8.5 | 16 | 10 | 8.2 | 15.6 | 9.4 | FALSE | FALSE | FALSE | 47000 | 36000 | 2.36 | 48000 | 2.05
208130406 | 04/26/23 | Live | Midea Electric Trading | ECO-AIR | Singlezone Ducted, Centrally Ducted | 208130406 |  | HRCU-A-CB | MOE30U-48HFN1-M-[X1] |  | MVC-48HWFN1-M | 8.5 | 16 | 10 | 8.2 | 15.6 | 9.4 | TRUE | TRUE | FALSE | 47000 | 36000 | 2.36 | 48000 | 2.05
208130395 | 04/26/23 | Live | Midea Electric Trading | Alsetria | Singlezone Ducted, Centrally Ducted | 208130395 |  | HRCU-A-CB | MOE30U-48HFN1-M-[X1] |  | MVC-48HWFN1-M | 8.5 | 16 | 10 | 8.2 | 15.6 | 9.4 | TRUE | TRUE | FALSE | 47000 | 36000 | 2.36 | 48000 | 2.05
208101246 | 04/26/23 | Live | Midea Electric Trading | BLUERIDGE | Singlezone Ducted, Centrally Ducted | 208101246 |  | HRCU-A-CB | BMAH4816C |  | BMAH4816I | 8.5 | 16 | 10 | 8.2 | 15.6 | 9.4 | TRUE | TRUE | FALSE | 47000 | 36000 | 2.36 | 48000 | 2.05
208106640 | 04/26/23 | Live | Midea Electric Trading | 1HVAC | Singlezone Ducted, Centrally Ducted | 208106640 |  | HRCU-A-CB | ACIQ-48-HPB |  | ACIQ-48-AHB | 8.5 | 16 | 10 | 8.2 | 15.6 | 9.4 | TRUE | TRUE | FALSE | 47000 | 36000 | 2.36 | 48000 | 2.05
208106637 | 04/26/23 | Live | Midea Electric Trading | ACIQ | Singlezone Ducted, Centrally Ducted | 208106637 |  | HRCU-A-CB | ACIQ-48-HPB |  | ACIQ-48-AHB | 8.5 | 16 | 10 | 8.2 | 15.6 | 9.4 | TRUE | TRUE | FALSE | 47000 | 36000 | 2.36 | 48000 | 2.05
208106634 | 04/26/23 | Live | Midea Electric Trading | DIYCOOL | Singlezone Ducted, Centrally Ducted | 208106634 |  | HRCU-A-CB | ACIQ-48-HPB |  | ACIQ-48-AHB | 8.5 | 16 | 10 | 8.2 | 15.6 | 9.4 | TRUE | TRUE | FALSE | 47000 | 36000 | 2.36 | 48000 | 2.05
207911500 | 04/26/23 | Live | Midea Electric Trading | ZENAIR TECHNOLOGIES | Singlezone Ducted, Centrally Ducted | 207911500 |  | HRCU-A-CB | ZEN-PC48HP20S/O |  | ZEN-PC48HP20S/I | 8.5 | 16 | 10 | 8.2 | 15.6 | 9.4 | FALSE | FALSE | FALSE | 47000 | 36000 | 2.36 | 48000 | 2.05
207706567 | 04/26/23 | Live | Midea Electric Trading | DIRECT AIR | Singlezone Ducted, Centrally Ducted | 207706567 |  | HRCU-A-CB | DIRM-48MAGICPRO20-OU |  | DIRM-48MAGICPRO20-AH | 8.5 | 16 | 10 | 8.2 | 15.6 | 9.4 | TRUE | TRUE | FALSE | 47000 | 36000 | 2.36 | 48000 | 2.05
207706564 | 04/26/23 | Live | Midea Electric Trading | DIRECT AIR | Singlezone Ducted, Centrally Ducted | 207706564 |  | HRCU-A-CB | DIRM-24MAGICPRO20-OU |  | DIRM-24MAGICPRO20-AH | 12.5 | 20 | 12 | 11.7 | 17.4 | 10 | TRUE | TRUE | TRUE | 24000 | 19200 | 2.5 | 26400 | 2.14
208106638 | 04/26/23 | Live | Midea Electric Trading | 1HVAC | Singlezone Ducted, Centrally Ducted | 208106638 |  | HRCU-A-CB | ACIQ-24-HPB |  | ACIQ-24-AHB | 12.5 | 20 | 12 | 11.7 | 17.4 | 10 | TRUE | TRUE | TRUE | 24000 | 19200 | 2.5 | 26400 | 2.14
208106635 | 04/26/23 | Live | Midea Electric Trading | ACIQ | Singlezone Ducted, Centrally Ducted | 208106635 |  | HRCU-A-CB | ACIQ-24-HPB |  | ACIQ-24-AHB | 12.5 | 20 | 12 | 11.7 | 17.4 | 10 | TRUE | TRUE | TRUE | 24000 | 19200 | 2.5 | 26400 | 2.14
208106632 | 04/26/23 | Live | Midea Electric Trading | DIYCOOL | Singlezone Ducted, Centrally Ducted | 208106632 |  | HRCU-A-CB | ACIQ-24-HPB |  | ACIQ-24-AHB | 12.5 | 20 | 12 | 11.7 | 17.4 | 10 | TRUE | TRUE | TRUE | 24000 | 19200 | 2.5 | 26400 | 2.14
208101243 | 04/26/23 | Live | Midea Electric Trading | BLUERIDGE | Singlezone Ducted, Centrally Ducted | 208101243 |  | HRCU-A-CB | BMAH2420C |  | BMAH2420I | 12.5 | 20 | 12 | 11.7 | 17.4 | 10 | TRUE | TRUE | TRUE | 24000 | 19200 | 2.5 | 26400 | 2.14
208130392 | 04/26/23 | Live | Midea Electric Trading | Alsetria | Singlezone Ducted, Centrally Ducted | 208130392 |  | HRCU-A-CB | MOD30-24HFN1-MW |  | MVC-24HWFN1-M | 12.5 | 20 | 12 | 11.7 | 17.4 | 10 | TRUE | TRUE | TRUE | 24000 | 19200 | 2.5 | 26400 | 2.14
208130403 | 04/26/23 | Live | Midea Electric Trading | ECO-AIR | Singlezone Ducted, Centrally Ducted | 208130403 |  | HRCU-A-CB | MOD30-24HFN1-MW |  | MVC-24HWFN1-M | 12.5 | 20 | 12 | 11.7 | 17.4 | 10 | TRUE | TRUE | TRUE | 24000 | 19200 | 2.5 | 26400 | 2.14
209865025 | 04/26/23 | Live | Midea Electric Trading | CTMorley | Singlezone Ducted, Centrally Ducted | 209865025 |  | HRCU-A-CB | MOU-A24VH-4 |  | MIU-A24V-4 | 12.5 | 20 | 12 | 11.7 | 17.4 | 10 | FALSE | FALSE | TRUE | 24000 | 19200 | 2.5 | 26400 | 2.14
212316040 | 04/26/23 | Live | Midea Electric Trading | KLIMAIRE | Singlezone Ducted, Centrally Ducted | 212316040 |  | HRCU-A-CB | KOIF24H2-1S |  | KIDF24H2-1S | 12.5 | 20 | 12 | 11.7 | 17.4 | 10 | FALSE | FALSE | TRUE | 24000 | 19200 | 2.5 | 26400 | 2.14
210343158 | 04/26/23 | Live | Midea Electric Trading | INNOVAIR | Singlezone Ducted, Centrally Ducted | 210343158 |  | HRCU-A-CB | SHV24H2R20 |  | DEV24H2R19 | 12.5 | 20 | 12 | 11.7 | 17.4 | 10 | TRUE | TRUE | TRUE | 24000 | 19200 | 2.5 | 26400 | 2.14
210365432 | 04/26/23 | Live | Midea Electric Trading | Dettson | Singlezone Ducted, Centrally Ducted | 210365432 |  | HRCU-A-CB | EVD-24-O |  | EVD-24-I | 12.5 | 20 | 12 | 11.7 | 17.4 | 10 | TRUE | TRUE | TRUE | 24000 | 19200 | 2.5 | 26400 | 2.14
211253516 | 04/26/23 | Live | Midea Electric Trading | ECO AC | Singlezone Ducted, Centrally Ducted | 211253516 |  | HRCU-A-CB | EHI-O24BAH |  | EHI-V24BA | 12.5 | 20 | 12 | 11.7 | 17.4 | 10 | TRUE | TRUE | TRUE | 24000 | 19200 | 2.5 | 26400 | 2.14
211257306 | 04/26/23 | Live | Midea Electric Trading | MITS AIR | Singlezone Ducted, Centrally Ducted | 211257306 |  | HRCU-A-CB | MOD30-24HFN1-MW |  | MVC-24HWFN1-M | 12.5 | 20 | 12 | 11.7 | 17.4 | 10 | FALSE | FALSE | TRUE | 24000 | 19200 | 2.5 | 26400 | 2.14
211306379 | 04/26/23 | Live | Midea Electric Trading | Mitsutomo | Singlezone Ducted, Centrally Ducted | 211306379 |  | HRCU-A-CB | UHO24-NB-Q |  | UHM24-BB-Q | 12.5 | 20 | 12 | 11.7 | 17.4 | 10 | FALSE | FALSE | TRUE | 24000 | 19200 | 2.5 | 26400 | 2.14
211306378 | 04/26/23 | Live | Midea Electric Trading | Mitsutomo | Singlezone Ducted, Centrally Ducted | 211306378 |  | HRCU-A-CB | UHO18-NB-Q |  | UHM18-BB-Q | 12.5 | 20 | 11 | 12.4 | 18 | 9.3 | FALSE | FALSE | TRUE | 18000 | 13500 | 2.6 | 21000 | 2.21
211257305 | 04/26/23 | Live | Midea Electric Trading | MITS AIR | Singlezone Ducted, Centrally Ducted | 211257305 |  | HRCU-A-CB | MOX430U-18HFN1-M |  | MVC-18HWFN1-M | 12.5 | 20 | 11 | 12.4 | 18 | 9.3 | FALSE | FALSE | TRUE | 18000 | 13500 | 2.6 | 21000 | 2.21
211253515 | 04/26/23 | Live | Midea Electric Trading | ECO AC | Singlezone Ducted, Centrally Ducted | 211253515 |  | HRCU-A-CB | EHI-O18BAH |  | EHI-V18BA | 12.5 | 20 | 11 | 12.4 | 18 | 9.3 | TRUE | TRUE | TRUE | 18000 | 13500 | 2.6 | 21000 | 2.21
210365431 | 04/26/23 | Live | Midea Electric Trading | Dettson | Singlezone Ducted, Centrally Ducted | 210365431 |  | HRCU-A-CB | EVD-18-O |  | EVD-18-I | 12.5 | 20 | 11 | 12.4 | 18 | 9.3 | TRUE | TRUE | TRUE | 18000 | 13500 | 2.6 | 21000 | 2.21
209865024 | 04/26/23 | Live | Midea Electric Trading | CTMorley | Singlezone Ducted, Centrally Ducted | 209865024 |  | HRCU-A-CB | MOU-A18VH-4 |  | MIU-A18V-4 | 12.5 | 20 | 11 | 12.4 | 18 | 9.3 | FALSE | FALSE | TRUE | 18000 | 13500 | 2.6 | 21000 | 2.21
208130402 | 04/26/23 | Live | Midea Electric Trading | ECO-AIR | Singlezone Ducted, Centrally Ducted | 208130402 |  | HRCU-A-CB | MOX430U-18HFN1-M |  | MVC-18HWFN1-M | 12.5 | 20 | 11 | 12.4 | 18 | 9.3 | TRUE | TRUE | TRUE | 18000 | 13500 | 2.6 | 21000 | 2.21
208130391 | 04/26/23 | Live | Midea Electric Trading | Alsetria | Singlezone Ducted, Centrally Ducted | 208130391 |  | HRCU-A-CB | MOX430U-18HFN1-M |  | MVC-18HWFN1-M | 12.5 | 20 | 11 | 12.4 | 18 | 9.3 | TRUE | TRUE | TRUE | 18000 | 13500 | 2.6 | 21000 | 2.21
208101242 | 04/26/23 | Live | Midea Electric Trading | BLUERIDGE | Singlezone Ducted, Centrally Ducted | 208101242 |  | HRCU-A-CB | BMAH1820C |  | BMAH1820I | 12.5 | 20 | 11 | 12.4 | 18 | 9.3 | TRUE | TRUE | TRUE | 18000 | 13500 | 2.6 | 21000 | 2.21
207706563 | 04/26/23 | Live | Midea Electric Trading | DIRECT AIR | Singlezone Ducted, Centrally Ducted | 207706563 |  | HRCU-A-CB | DIRM-18MAGICPRO20-OU |  | DIRM-18MAGICPRO20-AH | 12.5 | 20 | 11 | 12.4 | 18 | 9.3 | TRUE | TRUE | TRUE | 18000 | 13500 | 2.6 | 21000 | 2.21
210857424 | 04/26/23 | Live | Midea Electric Trading | KERR | Singlezone Ducted, Centrally Ducted | 210857424 |  | HRCU-A-CB | A-KCD60SA-1 |  | B-KCD60SA-1 | 9 | 16.4 | 10.5 | 8.8 | 15.3 | 9.4 | TRUE | TRUE | FALSE | 55000 | 42000 | 2.6 | 52500 | 2.3
211126504 | 04/26/23 | Live | Midea Electric Trading | THERMAL ZONE | Singlezone Ducted, Centrally Ducted | 211126504 |  | HRCU-A-CB | TZPLV602PA |  | TZHVLE6024JA | 9 | 16.4 | 10.5 | 8.8 | 15.3 | 9.4 | FALSE | FALSE | FALSE | 55000 | 42000 | 2.6 | 52500 | 2.3
211126514 | 04/26/23 | Live | Midea Electric Trading | SEA BREEZE+ | Singlezone Ducted, Centrally Ducted | 211126514 |  | HRCU-A-CB | CSZ36H424ZMO |  | AH36H424ZMI | 11 | 18 | 10.6 | 10 | 14.9 | 8.9 | FALSE | FALSE | FALSE | 36000 | 28600 | 2.2 | 43000 | 2.2
209270316 | 04/26/23 | Live | Midea Electric Trading | ECO-AIR | Singlezone Ducted, Centrally Ducted | 209270316 |  | HRCU-A-C | MOD30U-36HFN1-MR0 |  | MAC-36HWFN1-M | 10.1 | 14.2 | 9.2 | 9.3 | 14.4 | 8 | FALSE | FALSE | FALSE | 36000 | 19800 | 2.2 | 24900 | 2.13
209270318 | 04/26/23 | Live | Midea Electric Trading | ECO-AIR | Singlezone Ducted, Centrally Ducted | 209270318 |  | HRCU-A-C | MOE30U-60HFN1-MR0 |  | MAC-60HWDN1-MN0 | 9.5 | 14.9 | 9.3 | 9 | 15.2 | 8.5 | FALSE | FALSE | FALSE | 53000 | 34000 | 2.2 | 36000 | 2.19
209270315 | 04/26/23 | Live | Midea Electric Trading | ECO-AIR | Singlezone Ducted, Centrally Ducted | 209270315 |  | HRCU-A-C | MOD30U-30HFN1-MR0 |  | MAC-36HWFN1-M | 10 | 14.2 | 9.5 | 10.2 | 14.9 | 9.3 | FALSE | FALSE | FALSE | 30000 | 22000 | 2.6 | 24400 | 2.1
211126513 | 04/26/23 | Live | Midea Electric Trading | THERMAL ZONE | Singlezone Ducted, Centrally Ducted | 211126513 |  | HRCU-A-CB | TZPLV482AA |  | TZHVLE4821JA | 9.3 | 17.3 | 10 | 8.8 | 15.8 | 9.4 | FALSE | FALSE | FALSE | 47000 | 37000 | 2.4 | 39000 | 2.2
208650613 | 04/26/23 | Live | Midea Electric Trading | MIDEA | Singlezone Ducted, Centrally Ducted | 208650613 |  | HRCU-A-CB | MOE30U-48HFN1-MR0 |  | MVC-48HWFN1-M | 9.3 | 17.3 | 10 | 8.8 | 15.8 | 9.4 | FALSE | FALSE | FALSE | 47000 | 37000 | 2.4 | 39000 | 2.2
208650612 | 04/26/23 | Live | Midea Electric Trading | MIDEA | Singlezone Ducted, Centrally Ducted | 208650612 |  | HRCU-A-CB | MOD30U-36HFN1-MR0 |  | MVC-36HWFN1-M | 10.4 | 18 | 9.1 | 10.1 | 16.9 | 8.2 | FALSE | FALSE | FALSE | 36000 | 20400 | 2.48 | 22700 | 2.1
211126511 | 04/26/23 | Live | Midea Electric Trading | THERMAL ZONE | Singlezone Ducted, Centrally Ducted | 211126511 |  | HRCU-A-CB | TZPLV362AA |  | TZHVLE3621JA | 10.4 | 18 | 9.1 | 10.1 | 16.9 | 8.2 | FALSE | FALSE | FALSE | 36000 | 20400 | 2.48 | 22700 | 2.1
211126502 | 04/26/23 | Live | Midea Electric Trading | THERMAL ZONE | Singlezone Ducted, Centrally Ducted | 211126502 |  | HRCU-A-CB | TZPLV242AA |  | TZHVLE2417JA | 11.3 | 19.4 | 11.3 | 10.5 | 17 | 9.2 | FALSE | FALSE | TRUE | 24000 | 21000 | 2.8 | 22000 | 2.8
211126508 | 04/26/23 | Live | Midea Electric Trading | THERMAL ZONE | Singlezone Ducted, Centrally Ducted | 211126508 |  | HRCU-A-CB | TZPLV182AA |  | TZHVLE1817JA | 11.1 | 19 | 10.8 | 10.9 | 17 | 8.8 | FALSE | FALSE | TRUE | 18000 | 12000 | 2.71 | 12000 | 2.71
208650609 | 04/26/23 | Live | Midea Electric Trading | MIDEA | Singlezone Ducted, Centrally Ducted | 208650609 |  | HRCU-A-CB | MOX330U-18HFN1-MR0 |  | MVC-18HWFN1-M | 11.1 | 19 | 10.8 | 10.9 | 17 | 8.8 | FALSE | FALSE | TRUE | 18000 | 12000 | 2.71 | 12000 | 2.71
208128300 | 04/26/23 | Live | Midea Electric Trading | SEA BREEZE+ | Singlezone Ducted, Centrally Ducted | 208128300 |  | HRCU-A-CB | SZ24H424ZMO |  | AH24H424ZMI | 12.5 | 20 | 10 | 11.7 | 18 | 8.1 | FALSE | FALSE | TRUE | 24000 | 17000 | 2.98 | 18000 | 2.2
211126512 | 04/26/23 | Live | Midea Electric Trading | THERMAL ZONE | Singlezone Ducted, Centrally Ducted | 211126512 |  | HRCU-A-CB | TZPLV482PA |  | TZHVLE4821JA | 8.5 | 16 | 10 | 8.2 | 15.6 | 9.4 | FALSE | FALSE | FALSE | 47000 | 36000 | 2.36 | 48000 | 2.05
211126503 | 04/26/23 | Live | Midea Electric Trading | THERMAL ZONE | Singlezone Ducted, Centrally Ducted | 211126503 |  | HRCU-A-CB | TZPLV242PA |  | TZHVLE2417JA | 12.5 | 20 | 12 | 11.7 | 17.4 | 10 | FALSE | FALSE | TRUE | 24000 | 19200 | 2.5 | 26400 | 2.14
211126509 | 04/26/23 | Live | Midea Electric Trading | THERMAL ZONE | Singlezone Ducted, Centrally Ducted | 211126509 |  | HRCU-A-CB | TZPLV182PA |  | TZHVLE1817JA | 12.5 | 20 | 11 | 12.4 | 18 | 9.3 | FALSE | FALSE | TRUE | 18000 | 13500 | 2.6 | 21000 | 2.21
210568231 | 04/26/23 | Live | Midea Electric Trading | COMFORT-AIRE | Singlezone Ducted, Centrally Ducted | 210568231 |  | HRCU-A-CB | A-VCD18SA-1 |  | B-VCD18SA-1 | 12.5 | 20 | 11 | 12.4 | 18 | 9.3 | TRUE | TRUE | TRUE | 18000 | 13500 | 2.6 | 21000 | 2.21
211635179 | 04/11/23 | Live | Daikin Comfort Technologies North America, INC. | DAIKIN | Singlezone Ducted, Centrally Ducted | 211635179 |  | HRCU-A-CB | RZQ48TBVJU* | Mini-Splits | FTQ48TAVJU*A* |  |  |  | 9.1 | 15.3 | 8.8 | FALSE | FALSE | FALSE | 47000 | 36800 | 2.7 | 47500 | 2.16
211635178 | 04/11/23 | Live | Daikin Comfort Technologies North America, INC. | DAIKIN | Singlezone Ducted, Centrally Ducted | 211635178 |  | HRCU-A-CB | RZQ42TBVJU* | Mini-Splits | FTQ42TAVJU*A* |  |  |  | 10.6 | 16 | 9.2 | FALSE | FALSE | TRUE | 40500 | 33000 | 2.8 | 46000 | 2.16
211635181 | 04/11/23 | Live | Daikin Comfort Technologies North America, INC. | DAIKIN | Singlezone Ducted, Centrally Ducted | 211635181 |  | HRCU-A-CB | RZQ36TBVJU* | Mini-Splits | FTQ36TAVJU*A* |  |  |  | 11.2 | 16.4 | 8.8 | FALSE | FALSE | TRUE | 35000 | 28400 | 2.79 | 44000 | 2.1
211635180 | 04/11/23 | Live | Daikin Comfort Technologies North America, INC. | DAIKIN | Singlezone Ducted, Centrally Ducted | 211635180 |  | HRCU-A-CB | RZQ30TBVJU* | Mini-Splits | FTQ30TAVJU*A* |  |  |  | 11.9 | 15.6 | 9.1 | FALSE | FALSE | TRUE | 29400 | 24000 | 2.85 | 42000 | 2
211635167 | 04/11/23 | Live | Daikin Comfort Technologies North America, INC. | DAIKIN | Singlezone Non-Ducted, Ceiling Placement | 211635167 |  | HRCU-A-CB-O | RZQ48TBVJU* | Mini-Splits | FCQ48AAVJU |  |  |  | 8.2 | 18 | 10.3 | FALSE | FALSE | FALSE | 48000 | 34800 | 2.9 | 46500 | 2.29
211635166 | 04/11/23 | Live | Daikin Comfort Technologies North America, INC. | DAIKIN | Singlezone Non-Ducted, Ceiling Placement | 211635166 |  | HRCU-A-CB-O | RZQ42TBVJU* | Mini-Splits | FCQ42AAVJU |  |  |  | 10.3 | 18.9 | 10.2 | FALSE | FALSE | TRUE | 42000 | 31200 | 3.05 | 45500 | 2.28
211635165 | 04/11/23 | Live | Daikin Comfort Technologies North America, INC. | DAIKIN | Singlezone Non-Ducted, Ceiling Placement | 211635165 |  | HRCU-A-CB-O | RZQ36TBVJU* | Mini-Splits | FCQ36AAVJU |  |  |  | 12.1 | 20 | 10 | FALSE | FALSE | TRUE | 36000 | 26200 | 3.32 | 45000 | 2.09
211635164 | 04/11/23 | Live | Daikin Comfort Technologies North America, INC. | DAIKIN | Singlezone Non-Ducted, Ceiling Placement | 211635164 |  | HRCU-A-CB-O | RZQ30TBVJU* | Mini-Splits | FCQ30AAVJU |  |  |  | 13 | 21 | 10.1 | FALSE | FALSE | TRUE | 30000 | 22800 | 3.31 | 43000 | 2
211635163 | 04/11/23 | Live | Daikin Comfort Technologies North America, INC. | DAIKIN | Singlezone Non-Ducted, Ceiling Placement | 211635163 |  | HRCU-A-CB-O | RZQ24TBVJU* | Mini-Splits | FCQ24AAVJU |  |  |  | 12 | 18.6 | 9.1 | FALSE | FALSE | FALSE | 24000 | 18000 | 2.95 | 25600 | 2.44
211635162 | 04/11/23 | Live | Daikin Comfort Technologies North America, INC. | DAIKIN | Singlezone Non-Ducted, Ceiling Placement | 211635162 |  | HRCU-A-CB-O | RZQ18TBVJU* | Mini-Splits | FCQ18AAVJU |  |  |  | 13 | 18.5 | 9.2 | FALSE | FALSE | FALSE | 18000 | 12300 | 2.61 | 25000 | 2.4
211635175 | 04/11/23 | Live | Daikin Comfort Technologies North America, INC. | DAIKIN | Singlezone Ducted, Compact Ducted | 211635175 |  | HRCU-A-CB | RZQ48TBVJU* | Mini-Splits | FBQ48TBVJU |  |  |  | 8.3 | 15.3 | 9.3 | FALSE | FALSE | FALSE | 46500 | 38000 | 2.55 | 46000 | 2.2
211635174 | 04/11/23 | Live | Daikin Comfort Technologies North America, INC. | DAIKIN | Singlezone Ducted, Compact Ducted | 211635174 |  | HRCU-A-CB | RZQ42TBVJU* | Mini-Splits | FBQ42TBVJU |  |  |  | 10.3 | 15.6 | 9.5 | FALSE | FALSE | TRUE | 40000 | 32400 | 2.95 | 45000 | 2.25
211635173 | 04/11/23 | Live | Daikin Comfort Technologies North America, INC. | DAIKIN | Singlezone Ducted, Compact Ducted | 211635173 |  | HRCU-A-CB | RZQ36TBVJU* | Mini-Splits | FBQ36TBVJU |  |  |  | 11.7 | 16.9 | 8.8 | FALSE | FALSE | TRUE | 35000 | 28000 | 2.85 | 43000 | 2.1
211635172 | 04/11/23 | Live | Daikin Comfort Technologies North America, INC. | DAIKIN | Singlezone Ducted, Compact Ducted | 211635172 |  | HRCU-A-CB | RZQ30TBVJU* | Mini-Splits | FBQ30TBVJU |  |  |  | 12.2 | 16.5 | 8.9 | FALSE | FALSE | TRUE | 28400 | 24000 | 2.69 | 40000 | 1.95
211635171 | 04/11/23 | Live | Daikin Comfort Technologies North America, INC. | DAIKIN | Singlezone Ducted, Compact Ducted | 211635171 |  | HRCU-A-CB | RZQ24TBVJU* | Mini-Splits | FBQ24TBVJU |  |  |  | 10.5 | 15.4 | 9.3 | FALSE | FALSE | TRUE | 23400 | 19000 | 2.5 | 24000 | 2.11
211635170 | 04/11/23 | Live | Daikin Comfort Technologies North America, INC. | DAIKIN | Singlezone Ducted, Compact Ducted | 211635170 |  | HRCU-A-CB | RZQ18TBVJU* | Mini-Splits | FBQ18TBVJU |  |  |  | 12.5 | 15.5 | 8.5 | FALSE | FALSE | TRUE | 17700 | 14000 | 2.31 | 22600 | 1.9
211744613 | 04/20/23 | Live | GE Appliances, a Haier Company | GE Appliances | Singlezone Non-Ducted, Wall Placement | 211744613 |  | HRCU-A-CB-O | ASH3036UCDD** | Mini-Splits | ASYW36TRDF** |  |  |  | 8.2 | 18 | 9 | TRUE | TRUE | FALSE | 32400 | 25600 | 2.3 | 30720 | 2.21
211744612 | 04/20/23 | Live | GE Appliances, a Haier Company | GE Appliances | Singlezone Non-Ducted, Ceiling Placement | 211744612 |  | HRCU-A-CB-O | ASH3036UCDD** | Mini-Splits | USYL36UCDD** |  |  |  | 9.5 | 18 | 9 | TRUE | TRUE | FALSE | 36000 | 26000 | 2.6 | 31200 | 2.5
211727013 | 04/20/23 | Live | GE Appliances, a Haier Company | GE Appliances | Singlezone Ducted, Compact Ducted | 211727013 |  | HRCU-A-CB | ASH3036UCDD** | Mini-Splits | USYM36UCDD** |  |  |  | 8 | 15 | 9 | FALSE | FALSE | FALSE | 34000 | 26800 | 2.5 | 32160 | 2.4
211744611 | 04/20/23 | Live | GE Appliances, a Haier Company | GE Appliances | Singlezone Non-Ducted, Wall Placement | 211744611 |  | HRCU-A-CB-O | ASH3036UCDD** | Mini-Splits | ASYW30TRDF** |  |  |  | 8.8 | 19 | 9 | TRUE | TRUE | FALSE | 30000 | 21400 | 2.3 | 25680 | 2.21
211744610 | 04/20/23 | Live | GE Appliances, a Haier Company | GE Appliances | Singlezone Non-Ducted, Ceiling Placement | 211744610 |  | HRCU-A-CB-O | ASH3036UCDD** | Mini-Splits | USYL30UCDD** |  |  |  | 10.6 | 18 | 9.2 | TRUE | TRUE | FALSE | 30000 | 22000 | 2.5 | 26400 | 2.4
211727012 | 04/20/23 | Live | GE Appliances, a Haier Company | GE Appliances | Singlezone Ducted, Compact Ducted | 211727012 |  | HRCU-A-CB | ASH3036UCDD** | Mini-Splits | USYM30UCDD** |  |  |  | 9 | 15.2 | 9 | TRUE | TRUE | FALSE | 30000 | 22000 | 2.6 | 26400 | 2.5
211744609 | 04/20/23 | Live | GE Appliances, a Haier Company | GE Appliances | Singlezone Non-Ducted, Wall Placement | 211744609 |  | HRCU-A-CB-O | ASH124UCDD** | Mini-Splits | ASYW24TRDF** |  |  |  | 11 | 21 | 10 | TRUE | TRUE | TRUE | 24000 | 17000 | 2.59 | 20400 | 2.49
211744608 | 04/20/23 | Live | GE Appliances, a Haier Company | GE Appliances | Singlezone Non-Ducted, Ceiling Placement | 211744608 |  | HRCU-A-CB-O | ASH124UCDD** | Mini-Splits | USYL24UCDD** |  |  |  | 11 | 19 | 8.6 | TRUE | TRUE | FALSE | 24000 | 17400 | 2.6 | 20880 | 2.5
211727011 | 04/20/23 | Live | GE Appliances, a Haier Company | GE Appliances | Singlezone Ducted, Compact Ducted | 211727011 |  | HRCU-A-CB | ASH124UCDD** | Mini-Splits | USYM24UCDD** |  |  |  | 9.5 | 16.5 | 8.1 | TRUE | TRUE | FALSE | 24000 | 17400 | 2.41 | 20880 | 2.31
211744606 | 04/20/23 | Live | GE Appliances, a Haier Company | Haier | Singlezone Non-Ducted, Wall Placement | 211744606 |  | HRCU-A-CB-O | 1U3036LP2HD** | Mini-Splits | AW36TL2HF** |  |  |  | 8.2 | 18 | 9 | TRUE | TRUE | FALSE | 32400 | 25600 | 2.3 | 30720 | 2.21
211744604 | 04/20/23 | Live | GE Appliances, a Haier Company | Haier | Singlezone Non-Ducted, Ceiling Placement | 211744604 |  | HRCU-A-CB-O | 1U3036LP2HD** | Mini-Splits | USYL36UCDD** |  |  |  | 9.5 | 18 | 9 | TRUE | TRUE | FALSE | 36000 | 26000 | 2.6 | 31200 | 2.5
211727010 | 04/20/23 | Live | GE Appliances, a Haier Company | Haier | Singlezone Ducted, Compact Ducted | 211727010 |  | HRCU-A-CB | 1U3036LP2HD** | Mini-Splits | USYM36UCDD** |  |  |  | 8 | 15 | 9 | FALSE | FALSE | FALSE | 34000 | 26800 | 2.5 | 32160 | 2.4
211744603 | 04/20/23 | Live | GE Appliances, a Haier Company | Haier | Singlezone Non-Ducted, Wall Placement | 211744603 |  | HRCU-A-CB-O | 1U3036LP2HD** | Mini-Splits | AW30TL2HF** |  |  |  | 8.8 | 19 | 9 | TRUE | TRUE | FALSE | 30000 | 21400 | 2.3 | 25680 | 2.21
211744602 | 04/20/23 | Live | GE Appliances, a Haier Company | Haier | Singlezone Non-Ducted, Ceiling Placement | 211744602 |  | HRCU-A-CB-O | 1U3036LP2HD** | Mini-Splits | USYL30UCDD** |  |  |  | 10.6 | 18 | 9.2 | TRUE | TRUE | FALSE | 30000 | 22000 | 2.5 | 26400 | 2.4
211727009 | 04/20/23 | Live | GE Appliances, a Haier Company | Haier | Singlezone Ducted, Compact Ducted | 211727009 |  | HRCU-A-CB | 1U3036LP2HD** | Mini-Splits | USYM30UCDD** |  |  |  | 9 | 15.2 | 9 | TRUE | TRUE | FALSE | 30000 | 22000 | 2.6 | 26400 | 2.5
211744601 | 04/20/23 | Live | GE Appliances, a Haier Company | Haier | Singlezone Non-Ducted, Wall Placement | 211744601 |  | HRCU-A-CB-O | 1U24LP2HD** | Mini-Splits | AW24TL2HF** |  |  |  | 11 | 21 | 10 | TRUE | TRUE | TRUE | 24000 | 17000 | 2.59 | 20400 | 2.49
211744600 | 04/20/23 | Live | GE Appliances, a Haier Company | Haier | Singlezone Non-Ducted, Ceiling Placement | 211744600 |  | HRCU-A-CB-O | 1U24LP2HD** | Mini-Splits | USYL24UCDD** |  |  |  | 11 | 19 | 8.6 | TRUE | TRUE | FALSE | 24000 | 17400 | 2.6 | 20880 | 2.5
211727008 | 04/20/23 | Live | GE Appliances, a Haier Company | Haier | Singlezone Ducted, Compact Ducted | 211727008 |  | HRCU-A-CB | 1U24LP2HD** | Mini-Splits | USYM24UCDD** |  |  |  | 9.5 | 16.5 | 8.1 | TRUE | TRUE | FALSE | 24000 | 17400 | 2.41 | 20880 | 2.31
10153698 | 10/28/22 | Live | Trane U.S. Inc. | TRANE | Singlezone Ducted, Centrally Ducted | 10153698 |  | HRCU-A-CB | 4TWV0036A1 |  | TEM8A0C42V41+TDR | 13 | 20 | 10 |  |  |  | FALSE | FALSE | FALSE | 35600 | 25200 | 3.18 | 25400 | 2.33
203095765 | 04/28/22 | Live | Johnson Controls Inc. (York International Norman) | CHAMPION HEATING AND COOLING | Singlezone Ducted, Centrally Ducted | 203095765 |  | HRCU-A-CB | TH16B3622 |  | AVC36BX21+TXV | 10.75 | 16.5 | 9.5 |  |  |  | FALSE | FALSE | FALSE | 34000 | 22200 | 2.7 | 22200 | 2.7
203095759 | 04/28/22 | Live | Johnson Controls Inc. (York International Norman) | COLEMAN | Singlezone Ducted, Centrally Ducted | 203095759 |  | HRCU-A-CB | CH16B3622 |  | AVC36BX21+TXV | 10.75 | 16.5 | 9.5 |  |  |  | FALSE | FALSE | FALSE | 34000 | 22200 | 2.7 | 22200 | 2.7
203095763 | 04/28/22 | Live | Johnson Controls Inc. (York International Norman) | FRASER-JOHNSTON | Singlezone Ducted, Centrally Ducted | 203095763 |  | HRCU-A-CB | TH16B3622 |  | AVC36BX21+TXV | 10.75 | 16.5 | 9.5 |  |  |  | FALSE | FALSE | FALSE | 34000 | 22200 | 2.7 | 22200 | 2.7
203111706 | 04/28/22 | Live | Johnson Controls Inc. (York International Norman) | YORK | Singlezone Ducted, Centrally Ducted | 203111706 |  | HRCU-A-CB | YHM36B22 |  | AVC36BX21+TXV | 10.75 | 16.5 | 9.5 |  |  |  | FALSE | FALSE | FALSE | 34000 | 22200 | 2.7 | 22200 | 2.7
203095761 | 04/28/22 | Live | Johnson Controls Inc. (York International Norman) | LUXAIRE | Singlezone Ducted, Centrally Ducted | 203095761 |  | HRCU-A-CB | TH16B3622 |  | AVC36BX21+TXV | 10.75 | 16.5 | 9.5 |  |  |  | FALSE | FALSE | FALSE | 34000 | 22200 | 2.7 | 22200 | 2.7
203095757 | 04/28/22 | Live | Johnson Controls Inc. (York International Norman) | CHAMPION HEATING AND COOLING | Singlezone Ducted, Centrally Ducted | 203095757 |  | HRCU-A-CB | TH16B3622 |  | AVC36CX21+TXV | 11 | 16.75 | 9.75 |  |  |  | FALSE | FALSE | FALSE | 34800 | 22200 | 2.72 | 22200 | 2.72
203095751 | 04/28/22 | Live | Johnson Controls Inc. (York International Norman) | COLEMAN | Singlezone Ducted, Centrally Ducted | 203095751 |  | HRCU-A-CB | CH16B3622 |  | AVC36CX21+TXV | 11 | 16.75 | 9.75 |  |  |  | FALSE | FALSE | FALSE | 34800 | 22200 | 2.72 | 22200 | 2.72
203095755 | 04/28/22 | Live | Johnson Controls Inc. (York International Norman) | FRASER-JOHNSTON | Singlezone Ducted, Centrally Ducted | 203095755 |  | HRCU-A-CB | TH16B3622 |  | AVC36CX21+TXV | 11 | 16.75 | 9.75 |  |  |  | FALSE | FALSE | FALSE | 34800 | 22200 | 2.72 | 22200 | 2.72
203095753 | 04/28/22 | Live | Johnson Controls Inc. (York International Norman) | LUXAIRE | Singlezone Ducted, Centrally Ducted | 203095753 |  | HRCU-A-CB | TH16B3622 |  | AVC36CX21+TXV | 11 | 16.75 | 9.75 |  |  |  | FALSE | FALSE | FALSE | 34800 | 22200 | 2.72 | 22200 | 2.72
203095740 | 04/28/22 | Live | Johnson Controls Inc. (York International Norman) | FRASER-JOHNSTON | Singlezone Ducted, Centrally Ducted | 203095740 |  | HRCU-A-CB | TH16B3622 |  | AVC48DX21+TXV | 11.25 | 17 | 9.75 |  |  |  | FALSE | FALSE | FALSE | 35000 | 22200 | 2.78 | 22200 | 2.78
203111704 | 04/28/22 | Live | Johnson Controls Inc. (York International Norman) | YORK | Singlezone Ducted, Centrally Ducted | 203111704 |  | HRCU-A-CB | YHM36B22 |  | AVC36CX21+TXV | 11 | 16.75 | 9.75 |  |  |  | FALSE | FALSE | FALSE | 34800 | 22200 | 2.72 | 22200 | 2.72
203095742 | 04/28/22 | Live | Johnson Controls Inc. (York International Norman) | CHAMPION HEATING AND COOLING | Singlezone Ducted, Centrally Ducted | 203095742 |  | HRCU-A-CB | TH16B3622 |  | AVC48DX21+TXV | 11.25 | 17 | 9.75 |  |  |  | FALSE | FALSE | FALSE | 35000 | 22200 | 2.78 | 22200 | 2.78
203095738 | 04/28/22 | Live | Johnson Controls Inc. (York International Norman) | LUXAIRE | Singlezone Ducted, Centrally Ducted | 203095738 |  | HRCU-A-CB | TH16B3622 |  | AVC48DX21+TXV | 11.25 | 17 | 9.75 |  |  |  | FALSE | FALSE | FALSE | 35000 | 22200 | 2.78 | 22200 | 2.78
203095736 | 04/28/22 | Live | Johnson Controls Inc. (York International Norman) | COLEMAN | Singlezone Ducted, Centrally Ducted | 203095736 |  | HRCU-A-CB | CH16B3622 |  | AVC48DX21+TXV | 11.25 | 17 | 9.75 |  |  |  | FALSE | FALSE | FALSE | 35000 | 22200 | 2.78 | 22200 | 2.78
203111700 | 04/28/22 | Live | Johnson Controls Inc. (York International Norman) | YORK | Singlezone Ducted, Centrally Ducted | 203111700 |  | HRCU-A-CB | YHM36B22 |  | AVC48DX21+TXV | 11.25 | 17 | 9.75 |  |  |  | FALSE | FALSE | FALSE | 35000 | 22200 | 2.78 | 22200 | 2.78
214232455 | 03/12/24 | Live | Midea Electric Trading | COMFORT-AIRE | Multizone All Non-Ducted | 214232455 |  | HMSR-A-CB-O | A-VMH55PV-1 | Non-Ducted Indoor Units |  | 10.5 | 21.5 | 10.6 | 10.5 | 22 | 9.5 | TRUE | TRUE | TRUE | 55000 | 34400 | 2.5 | 45000 | 2.06
214232456 | 03/12/24 | Live | Midea Electric Trading | COMFORT-AIRE | Multizone All Ducted | 214232456 |  | HMSV-A-CB | A-VMH55PV-1 | Ducted Indoor Units |  | 10.5 | 19 | 11 | 10.5 | 18.8 | 9.3 | TRUE | TRUE | TRUE | 55000 | 35200 | 2.5 | 45000 | 2.06
214232457 | 03/12/24 | Live | Midea Electric Trading | COMFORT-AIRE | Multizone Mix of Ducted and Non-Ducted | 214232457 |  | HMSV-A-CB | A-VMH55PV-1 | Mixed Ducted and Non-Ducted Indoor Units |  | 10.5 | 20.25 | 10.8 | 10.5 | 20.4 | 9.4 | TRUE | TRUE | TRUE | 55000 | 34800 | 2.5 | 45000 | 2.06
214232409 | 03/12/24 | Live | Midea Electric Trading | KLIMAIRE | Singlezone Non-Ducted, Floor Placement | 214232409 |  | HRCU-A-CB-O | KSIR060-H218-2(3) | Mini-Splits | KFUF060-H2G1 | 9.8 | 18.7 | 10.5 | 9.8 | 19.8 | 9 | FALSE | FALSE | FALSE | 54000 | 35000 | 2.34 | 35200 | 1.98
214232410 | 03/12/24 | Live | Midea Electric Trading | KLIMAIRE | Singlezone Ducted, Compact Ducted | 214232410 |  | HRCU-A-CB | KSIR060-H218-2(3) | Mini-Splits | KDIS060-H2G1 | 10.6 | 19.2 | 10.2 | 10.3 | 17 | 8.4 | FALSE | FALSE | FALSE | 59000 | 34400 | 2.37 | 36000 | 2.29
214232458 | 03/12/24 | Live | Midea Electric Trading | KERR | Multizone All Non-Ducted | 214232458 |  | HMSR-A-CB-O | A-KMH55PV-1 | Non-Ducted Indoor Units |  | 10.5 | 21.5 | 10.6 | 10.5 | 22 | 9.5 | TRUE | TRUE | TRUE | 55000 | 34400 | 2.5 | 45000 | 2.06
214232459 | 03/12/24 | Live | Midea Electric Trading | KERR | Multizone All Ducted | 214232459 |  | HMSV-A-CB | A-KMH55PV-1 | Ducted Indoor Units |  | 10.5 | 19 | 11 | 10.5 | 18.8 | 9.3 | TRUE | TRUE | TRUE | 55000 | 35200 | 2.5 | 45000 | 2.06
214232460 | 03/12/24 | Live | Midea Electric Trading | KERR | Multizone Mix of Ducted and Non-Ducted | 214232460 |  | HMSV-A-CB | A-KMH55PV-1 | Mixed Ducted and Non-Ducted Indoor Units |  | 10.5 | 20.25 | 10.8 | 10.5 | 20.4 | 9.4 | TRUE | TRUE | TRUE | 55000 | 34800 | 2.5 | 45000 | 2.06
214312549 | 03/12/24 | Live | Midea Electric Trading | COOPER&HUNTER | Singlezone Non-Ducted, Wall Placement | 214312549 |  | HRCU-A-CB-O | CH-NY09MIA-115VO | Mini-Splits | CH-NY09MIA-SK115V | 12.5 | 20.5 | 10 | 12.5 | 21.5 | 9 | TRUE | FALSE | FALSE | 9000 | 6800 | 2.46 | 8044 | 2.12
214312546 | 03/12/24 | Live | Midea Electric Trading | COOPER&HUNTER | Singlezone Non-Ducted, Wall Placement | 214312546 |  | HRCU-A-CB-O | CH-NY09MIA-230VO | Mini-Splits | CH-NY09MIA-SK230V | 12.6 | 21.5 | 10 | 12.6 | 21.7 | 9.1 | TRUE | FALSE | FALSE | 9000 | 6900 | 2.53 | 7500 | 2.02
214312548 | 03/12/24 | Live | Midea Electric Trading | COOPER&HUNTER | Singlezone Non-Ducted, Wall Placement | 214312548 |  | HRCU-A-CB-O | CH-NY18MIA-230VO | Mini-Splits | CH-NY18MIA-SK230V | 10.5 | 19 | 10 | 10.5 | 19 | 8.7 | FALSE | FALSE | FALSE | 18000 | 11500 | 2.57 | 14370 | 2.49
214314795 | 03/12/24 | Live | Midea Electric Trading | SLIMAIR | Singlezone Non-Ducted, Ceiling Placement | 214314795 |  | HRCU-A-CB-O | SHC18VE2AG | Mini-Splits | SHO18VE2AG | 12.5 | 21.2 | 12 | 12.5 | 21.8 | 10.7 | TRUE | FALSE | TRUE | 18000 | 12200 | 2.79 | 15500 | 2.4
214314793 | 03/12/24 | Live | Midea Electric Trading | SLIMAIR | Singlezone Non-Ducted, Ceiling Placement | 214314793 |  | HRCU-A-CB-O | SHC09VE2AG | Mini-Splits | SHO09VE2AG | 13 | 22 | 13 | 13 | 22.5 | 11.5 | TRUE | TRUE | TRUE | 9000 | 8000 | 2.66 | 10000 | 2.4
214314794 | 03/12/24 | Live | Midea Electric Trading | SLIMAIR | Singlezone Non-Ducted, Ceiling Placement | 214314794 |  | HRCU-A-CB-O | SHC12VE2AG | Mini-Splits | SHO12VE2AG | 12.6 | 21.2 | 10.8 | 12.6 | 22 | 9.8 | TRUE | FALSE | TRUE | 12000 | 7700 | 2 | 9000 | 2.42
214314792 | 03/12/24 | Live | Midea Electric Trading | SLIMAIR | Singlezone Non-Ducted, Ceiling Placement | 214314792 |  | HRCU-A-CB-O | SHC09VE2AG | Mini-Splits | SHO06VE2AG | 14.5 | 22 | 10.6 | 14.5 | 22 | 10.8 | TRUE | TRUE | TRUE | 6500 | 5700 | 2.61 | 10000 | 2.4
214312545 | 03/12/24 | Live | Midea Electric Trading | COOPER&HUNTER | Singlezone Non-Ducted, Wall Placement | 214312545 |  | HRCU-A-CB-O | CH-NY06MIA-115VO | Mini-Splits | CH-NY06MIA-SK115V | 12.5 | 20.5 | 10 | 12.5 | 21.5 | 9 | TRUE | FALSE | FALSE | 6000 | 6800 | 2.46 | 8044 | 2.12
214312552 | 03/12/24 | Live | Midea Electric Trading | BLADEX | Singlezone Non-Ducted, Wall Placement | 214312552 |  | HRCU-A-CB-O | BS25-12HFN1-ODU | Mini-Splits | BWM-EPB-12HWIU | 14 | 25.5 | 13 | 14 | 25.5 | 10.4 | FALSE | FALSE | TRUE | 12000 | 10000 | 2.4 | 13112 | 2.11
214232436 | 03/12/24 | Live | Midea Electric Trading | MULTI MFG | Singlezone Non-Ducted, Wall Placement | 214232436 |  | HRCU-A-CB-O | MSH-18HD-A | Mini-Splits | 18HWMS0-C-M-A | 12.5 | 21.5 | 13 | 12.5 | 21.5 | 11.3 | FALSE | FALSE | TRUE | 18000 | 15000 | 2.35 | 19200 | 1.99
214312553 | 03/12/24 | Live | Midea Electric Trading | BLADEX | Singlezone Non-Ducted, Wall Placement | 214312553 |  | HRCU-A-CB-O | BS25-18HFN1-ODU | Mini-Splits | BWM-EPB-18HWIU | 12.5 | 21.5 | 13 | 12.5 | 21.5 | 11.3 | FALSE | FALSE | TRUE | 18000 | 15000 | 2.35 | 19200 | 1.99
214312554 | 03/12/24 | Live | Midea Electric Trading | BLADEX | Singlezone Non-Ducted, Wall Placement | 214312554 |  | HRCU-A-CB-O | BS25-24HFN1-ODU | Mini-Splits | BWM-EPB-24HWIU | 13 | 21.5 | 12 | 13 | 21.5 | 11.4 | FALSE | FALSE | TRUE | 24000 | 21200 | 2.88 | 24485 | 1.98
214232437 | 03/12/24 | Live | Midea Electric Trading | MULTI MFG | Singlezone Non-Ducted, Wall Placement | 214232437 |  | HRCU-A-CB-O | MSH-24HD-A | Mini-Splits | 24HWMS0-C-M-A | 13 | 21.5 | 12 | 13 | 21.5 | 11.4 | FALSE | FALSE | TRUE | 24000 | 21200 | 2.88 | 24485 | 1.98
214232444 | 03/12/24 | Live | Midea Electric Trading | MULTI MFG | Singlezone Non-Ducted, Ceiling Placement | 214232444 |  | HRCU-A-CB-O | MSH-12HD-A | Mini-Splits | 12CCHP0-C-M-A | 12.7 | 21.5 | 10.6 | 12.7 | 22.3 | 10.2 | FALSE | FALSE | TRUE | 12000 | 9900 | 2.55 | 14000 | 2.29
214314788 | 03/12/24 | Live | Midea Electric Trading | STAR AIR KONTROL | Singlezone Non-Ducted, Wall Placement | 214314788 |  | HRCU-A-CB-O | SAK-12-ES/115V | Mini-Splits | SAK-12-ES/115V | 10.3 | 20 | 10.8 | 10.3 | 20.8 | 8.7 | FALSE | FALSE | FALSE | 12000 | 7800 | 2.31 | 8200 | 1.35
214314789 | 03/12/24 | Live | Midea Electric Trading | STAR AIR KONTROL | Singlezone Non-Ducted, Wall Placement | 214314789 |  | HRCU-A-CB-O | SAK-12-ES/220V | Mini-Splits | SAK-12-ES/220V | 10.8 | 20.5 | 10.7 | 10.8 | 21.4 | 9.2 | FALSE | FALSE | FALSE | 12000 | 7000 | 2.5 | 9300 | 2
214314790 | 03/12/24 | Live | Midea Electric Trading | STAR AIR KONTROL | Singlezone Non-Ducted, Wall Placement | 214314790 |  | HRCU-A-CB-O | SAK-18-ES/220V | Mini-Splits | SAK-18-ES/220V | 11 | 19.5 | 10 | 11 | 19.5 | 8.7 | FALSE | FALSE | FALSE | 18000 | 11400 | 2.57 | 14370 | 2.49
214314791 | 03/12/24 | Live | Midea Electric Trading | STAR AIR KONTROL | Singlezone Non-Ducted, Wall Placement | 214314791 |  | HRCU-A-CB-O | SAK-24-ES/220V | Mini-Splits | SAK-24-ES/220V | 9.5 | 18.5 | 10.2 | 9.5 | 18.5 | 8.6 | FALSE | FALSE | FALSE | 24000 | 16500 | 2.38 | 19257 | 2.11
214232417 | 03/12/24 | Live | Midea Electric Trading | BLADEX | Multizone All Non-Ducted | 214232417 |  | HMSR-A-CB-O | B30I-28SPHP1* | Non-Ducted Indoor Units |  | 12.5 | 22.5 | 11.3 | 12.5 | 23 | 10.6 | FALSE | FALSE | TRUE | 28000 | 26600 | 2.3 | 27200 | 2.21
214232418 | 03/12/24 | Live | Midea Electric Trading | BLADEX | Multizone All Ducted | 214232418 |  | HMSV-A-CB | B30I-28SPHP1* | Ducted Indoor Units |  | 11.5 | 20 | 10.1 | 11.7 | 20 | 9.5 | FALSE | FALSE | TRUE | 28000 | 27000 | 2.3 | 27200 | 2.21
214232441 | 03/12/24 | Live | Midea Electric Trading | MULTI MFG | Multizone All Non-Ducted | 214232441 |  | HMSR-A-CB-O | 48MPC5-HH-A | Non-Ducted Indoor Units |  | 11.6 | 21.5 | 11 | 11.7 | 21.8 | 9.8 | FALSE | FALSE | TRUE | 48000 | 36000 | 2.3 | 45000 | 2.2
214232426 | 03/12/24 | Live | Midea Electric Trading | BLADEX | Multizone All Non-Ducted | 214232426 |  | HMSR-A-CB-O | B50G-48SPHP1* | Non-Ducted Indoor Units |  | 11.6 | 21.5 | 11 | 11.7 | 21.8 | 9.8 | FALSE | FALSE | TRUE | 48000 | 36000 | 2.3 | 45000 | 2.2
214232411 | 03/12/24 | Live | Midea Electric Trading | BLADEX | Multizone All Non-Ducted | 214232411 |  | HMSR-A-CB-O | B20I-18SPHP1* | Non-Ducted Indoor Units |  | 12.5 | 22 | 10.2 | 12.5 | 22 | 9.8 | FALSE | FALSE | TRUE | 19000 | 15000 | 2.5 | 19000 | 2.23
214232419 | 03/12/24 | Live | Midea Electric Trading | BLADEX | Multizone Mix of Ducted and Non-Ducted | 214232419 |  | HMSV-A-CB | B30I-28SPHP1* | Mixed Ducted and Non-Ducted Indoor Units |  | 12 | 21.25 | 10.7 | 12.1 | 21.5 | 10.05 | FALSE | FALSE | TRUE | 28000 | 26800 | 2.3 | 27200 | 2.21
214312550 | 03/12/24 | Live | Midea Electric Trading | BLADEX | Singlezone Non-Ducted, Wall Placement | 214312550 |  | HRCU-A-CB-O | BS25-06HFN1-ODU | Mini-Splits | BWM-EPB-06HWIU | 15.8 | 26.5 | 14 | 15.8 | 26.5 | 13.6 | FALSE | FALSE | TRUE | 6000 | 8500 | 2.9 | 10041 | 2.45
214311544 | 03/12/24 | Live | Midea Electric Trading | AI AIR CONDITIONING | Multizone All Non-Ducted | 214311544 |  | HMSR-A-CB-O | A2MO21-18N1-M1 | Non-Ducted Indoor Units |  | 12.5 | 21.5 | 10.6 | 12.5 | 21 | 10.2 | TRUE | FALSE | TRUE | 18000 | 14400 | 2.5 | 16000 | 2.23
214311553 | 03/12/24 | Live | Midea Electric Trading | AI AIR CONDITIONING | Multizone All Non-Ducted | 214311553 |  | HMSR-A-CB-O | A5MO21-48N1-M1 | Non-Ducted Indoor Units |  | 11 | 21 | 10.5 | 11 | 21.1 | 9.5 | FALSE | FALSE | TRUE | 48000 | 36000 | 2.5 | 37000 | 2.17
214311545 | 03/12/24 | Live | Midea Electric Trading | AI AIR CONDITIONING | Multizone All Ducted | 214311545 |  | HMSV-A-CB | A2MO21-18N1-M1 | Ducted Indoor Units |  | 12 | 19 | 10.8 | 12 | 19 | 9.8 | TRUE | TRUE | TRUE | 18000 | 14800 | 2.49 | 16000 | 2.23
214311546 | 03/12/24 | Live | Midea Electric Trading | AI AIR CONDITIONING | Multizone Mix of Ducted and Non-Ducted | 214311546 |  | HMSV-A-CB | A2MO21-18N1-M1 | Mixed Ducted and Non-Ducted Indoor Units |  | 12.25 | 20.25 | 10.7 | 12.25 | 20 | 10 | TRUE | FALSE | TRUE | 18000 | 14600 | 2.5 | 16000 | 2.23
214311548 | 03/12/24 | Live | Midea Electric Trading | AI AIR CONDITIONING | Multizone All Ducted | 214311548 |  | HMSV-A-CB | A3MO21-27N1-M1 | Ducted Indoor Units |  | 11.2 | 21 | 10.2 | 11.7 | 21 | 9.2 | TRUE | FALSE | TRUE | 28000 | 22000 | 2.6 | 22600 | 2.25
214311547 | 03/12/24 | Live | Midea Electric Trading | AI AIR CONDITIONING | Multizone All Non-Ducted | 214311547 |  | HMSR-A-CB-O | A3MO21-27N1-M1 | Non-Ducted Indoor Units |  | 12 | 22.5 | 10.2 | 12.2 | 23.5 | 9.2 | TRUE | FALSE | FALSE | 27000 | 20000 | 2.35 | 22600 | 2.25
214311550 | 03/12/24 | Live | Midea Electric Trading | AI AIR CONDITIONING | Multizone All Non-Ducted | 214311550 |  | HMSR-A-CB-O | A4MO21-36N1-M1 | Non-Ducted Indoor Units |  | 10.5 | 21.8 | 11.5 | 10.6 | 23.1 | 9.6 | FALSE | FALSE | TRUE | 36000 | 26400 | 2.3 | 29600 | 2.09
214311549 | 03/12/24 | Live | Midea Electric Trading | AI AIR CONDITIONING | Multizone Mix of Ducted and Non-Ducted | 214311549 |  | HMSV-A-CB | A3MO21-27N1-M1 | Mixed Ducted and Non-Ducted Indoor Units |  | 11.6 | 21.75 | 10.2 | 11.95 | 22.25 | 9.2 | TRUE | FALSE | TRUE | 27400 | 21000 | 2.48 | 22600 | 2.25
214311555 | 03/12/24 | Live | Midea Electric Trading | AI AIR CONDITIONING | Multizone Mix of Ducted and Non-Ducted | 214311555 |  | HMSV-A-CB | A5MO21-48N1-M1 | Mixed Ducted and Non-Ducted Indoor Units |  | 10.55 | 20.75 | 11 | 10.9 | 20.8 | 9.6 | FALSE | FALSE | TRUE | 48000 | 36000 | 2.6 | 37000 | 2.17
214232429 | 03/12/24 | Live | Midea Electric Trading | BLADEX | Multizone All Non-Ducted | 214232429 |  | HMSR-A-CB-O | B50A-55SPHP1* | Non-Ducted Indoor Units |  | 10.5 | 21.5 | 10.6 | 10.5 | 22 | 9.5 | FALSE | FALSE | TRUE | 55000 | 34400 | 2.5 | 45000 | 2.06
214232430 | 03/12/24 | Live | Midea Electric Trading | BLADEX | Multizone All Ducted | 214232430 |  | HMSV-A-CB | B50A-55SPHP1* | Ducted Indoor Units |  | 10.5 | 19 | 11 | 10.5 | 18.8 | 9.3 | FALSE | FALSE | TRUE | 55000 | 35200 | 2.5 | 45000 | 2.06
214311556 | 03/12/24 | Live | Midea Electric Trading | AI AIR CONDITIONING | Multizone All Non-Ducted | 214311556 |  | HMSR-A-CB-O | A5MO21-55N1-M1 | Non-Ducted Indoor Units |  | 10.5 | 19 | 11.5 | 10.5 | 20.2 | 9.6 | FALSE | FALSE | TRUE | 55000 | 36400 | 2.56 | 37000 | 2.17
214311543 | 03/12/24 | Live | Midea Electric Trading | AI AIR CONDITIONING | Singlezone Non-Ducted, Floor Placement | 214311543 |  | HRCU-A-CB-O | AFO19-36N1-M1 | Mini-Splits | AG-36N1-M1 | 9.4 | 17.6 | 11.7 | 9.5 | 19.2 | 10 | FALSE | FALSE | TRUE | 36000 | 25200 | 2.74 | 26306 | 2.4
214232431 | 03/12/24 | Live | Midea Electric Trading | BLADEX | Multizone Mix of Ducted and Non-Ducted | 214232431 |  | HMSV-A-CB | B50A-55SPHP1* | Mixed Ducted and Non-Ducted Indoor Units |  | 10.5 | 20.25 | 10.8 | 10.5 | 20.4 | 9.4 | FALSE | FALSE | TRUE | 55000 | 34800 | 2.5 | 45000 | 2.06
214311558 | 03/12/24 | Live | Midea Electric Trading | AI AIR CONDITIONING | Multizone Mix of Ducted and Non-Ducted | 214311558 |  | HMSV-A-CB | A5MO21-55N1-M1 | Mixed Ducted and Non-Ducted Indoor Units |  | 10.5 | 19 | 11.15 | 10.5 | 19.6 | 9.1 | FALSE | FALSE | TRUE | 55000 | 35800 | 2.58 | 37000 | 2.17
214232454 | 03/12/24 | Live | Midea Electric Trading | AURORA | Singlezone Non-Ducted, Wall Placement | 214232454 |  | HRCU-A-CB-O | AU-CX12HR-2A-O | Mini-Splits | AU-LCS12-2A-I | 13.3 | 23 | 11.8 | 13.3 | 24.2 | 10.7 | FALSE | FALSE | TRUE | 12000 | 10200 | 2.72 | 12800 | 2.33
214312555 | 03/12/24 | Live | Midea Electric Trading | BLADEX | Singlezone Non-Ducted, Wall Placement | 214312555 |  | HRCU-A-CB-O | BS25-33HFN1-ODU | Mini-Splits | BWM-EPB-33HWIU |  |  |  | 12 | 19.5 | 10 | FALSE | FALSE | TRUE | 33000 | 28800 | 2.5 | 33600 | 2.39
214232414 | 03/12/24 | Live | Midea Electric Trading | BLADEX | Multizone All Non-Ducted | 214232414 |  | HMSR-A-CB-O | B30K-27SPHP1* | Non-Ducted Indoor Units |  |  |  |  | 12.2 | 21.8 | 10 | FALSE | FALSE | TRUE | 27000 | 23000 | 2.4 | 31800 | 2.22
214232415 | 03/12/24 | Live | Midea Electric Trading | BLADEX | Multizone All Ducted | 214232415 |  | HMSV-A-CB | B30K-27SPHP1* | Ducted Indoor Units |  |  |  |  | 11.8 | 19 | 10 | FALSE | FALSE | TRUE | 27000 | 23000 | 2.4 | 29000 | 2.18
214232416 | 03/12/24 | Live | Midea Electric Trading | BLADEX | Multizone Mix of Ducted and Non-Ducted | 214232416 |  | HMSV-A-CB | B30K-27SPHP1* | Mixed Ducted and Non-Ducted Indoor Units |  |  |  |  | 12 | 20.4 | 10 | FALSE | FALSE | TRUE | 27000 | 23000 | 2.4 | 30400 | 2.2
214232423 | 03/12/24 | Live | Midea Electric Trading | BLADEX | Multizone All Non-Ducted | 214232423 |  | HMSR-A-CB-O | B40X-36SPHP1S* | Non-Ducted Indoor Units |  |  |  |  | 12.5 | 22.4 | 10.9 | FALSE | FALSE | TRUE | 36000 | 27400 | 2.4 | 37000 | 2.31
214232424 | 03/12/24 | Live | Midea Electric Trading | BLADEX | Multizone All Ducted | 214232424 |  | HMSV-A-CB | B40X-36SPHP1S* | Ducted Indoor Units |  |  |  |  | 12 | 19.4 | 10 | FALSE | FALSE | TRUE | 36000 | 30000 | 2.2 | 36000 | 2.2
214232425 | 03/12/24 | Live | Midea Electric Trading | BLADEX | Multizone Mix of Ducted and Non-Ducted | 214232425 |  | HMSV-A-CB | B40X-36SPHP1S* | Mixed Ducted and Non-Ducted Indoor Units |  |  |  |  | 12.25 | 20.9 | 10.45 | FALSE | FALSE | TRUE | 36000 | 28600 | 2.3 | 36500 | 2.25
214232453 | 03/12/24 | Live | Midea Electric Trading | AURORA | Singlezone Ducted, Centrally Ducted | 214232453 |  | HRCU-A-C | AU-LXU48-2A-O |  | AU-48HWDN1-MN0 | 9 | 14 | 10 | 8.6 | 14.3 | 9 | FALSE | FALSE | FALSE | 46000 | 32000 | 2.36 | 45000 | 2.11
214232451 | 03/12/24 | Live | Midea Electric Trading | AURORA | Singlezone Ducted, Centrally Ducted | 214232451 |  | HRCU-A-CB | AU-LXU60-2A-OI |  | AU-LCU60-2A-I | 9 | 16.4 | 10.5 | 8.8 | 15.3 | 9.4 | FALSE | FALSE | FALSE | 55000 | 42000 | 2.6 | 52500 | 2.3
214067928 | 01/31/24 | Live | Midea Electric Trading | AC PRO.COM | Singlezone Ducted, Centrally Ducted | 214067928 |  | HRCU-A-C | AOX430-24HFN1-MR0 |  | AVBM-24A18T3N1 |  |  |  | 10 | 15.4 | 9.2 | FALSE | FALSE | TRUE | 24000 | 22600 | 2.56 | 22600 | 2.56
214295965 | 03/12/24 | Live | Midea Electric Trading | MOOVAIR | Singlezone Ducted, Centrally Ducted | 214295965 |  | HRCU-A-C | DMC36HOS20230E7 |  | CUB36HAC20BWT7A |  |  |  | 10 | 15.2 | 8.5 | TRUE | TRUE | TRUE | 35000 | 27000 | 2.06 | 21800 | 2
214295966 | 03/12/24 | Live | Midea Electric Trading | MOOVAIR | Singlezone Ducted, Centrally Ducted | 214295966 |  | HRCU-A-C | DMC36HOS20230E7 |  | CUB36HAC20CWT7A |  |  |  | 10 | 15.2 | 8.5 | TRUE | TRUE | TRUE | 35000 | 27000 | 2.06 | 21800 | 2
214295967 | 03/12/24 | Live | Midea Electric Trading | MOOVAIR | Singlezone Ducted, Centrally Ducted | 214295967 |  | HRCU-A-CB | DMC36HOS20230E7 |  | FMA36HIAHUU230X7 |  |  |  | 11.7 | 16.3 | 9.5 | TRUE | TRUE | TRUE | 35000 | 31800 | 2.4 | 36000 | 1.9
214067927 | 01/31/24 | Live | Midea Electric Trading | AC PRO.COM | Singlezone Ducted, Centrally Ducted | 214067927 |  | HRCU-A-C | AOX330-18HFN1-MR0 |  | AVBM-24A18T3N1 |  |  |  | 10.2 | 15.2 | 8.5 | FALSE | FALSE | TRUE | 18000 | 12800 | 2.61 | 13000 | 2.2
214232466 | 03/12/24 | Live | Midea Electric Trading | DIRECT AIR | Singlezone Ducted, Centrally Ducted | 214232466 |  | HRCU-A-CB | DIRM-18CS19-OU |  | DIRM-18MAGICPRO20-AH | 11.1 | 19 | 10.8 | 10.9 | 17 | 8.8 | FALSE | FALSE | TRUE | 18000 | 12000 | 2.71 | 12000 | 2.71
214296077 | 03/12/24 | Live | Midea Electric Trading | AI AIR CONDITIONING | Singlezone Ducted, Centrally Ducted | 214296077 |  | HRCU-A-CB | AUO17-18N1-M3 |  | AUH2-18N1-BM3E | 11.1 | 19 | 10.8 | 10.9 | 17 | 8.8 | FALSE | FALSE | TRUE | 18000 | 12000 | 2.71 | 12000 | 2.71
214296078 | 03/12/24 | Live | Midea Electric Trading | AI AIR CONDITIONING | Singlezone Ducted, Centrally Ducted | 214296078 |  | HRCU-A-CB | AUO17-24N1-M3 |  | AUH2-24N1-BM3E | 11.3 | 19.4 | 11.3 | 10.5 | 17 | 9.2 | TRUE | TRUE | TRUE | 24000 | 21000 | 2.8 | 22000 | 2.8
214232469 | 03/12/24 | Live | Midea Electric Trading | DIRECT AIR | Singlezone Ducted, Centrally Ducted | 214232469 |  | HRCU-A-CB | DIRM-24CS19-OU |  | DIRM-24MAGICPRO20-AH | 11.3 | 19.4 | 11.3 | 10.5 | 17 | 9.2 | TRUE | TRUE | TRUE | 24000 | 21000 | 2.8 | 22000 | 2.8
214296080 | 03/12/24 | Live | Midea Electric Trading | AI AIR CONDITIONING | Singlezone Ducted, Centrally Ducted | 214296080 |  | HRCU-A-CB | AUO17-36N1-M3 |  | AUH2-36N1-CM3E | 10.4 | 18 | 9.1 | 10.1 | 16.9 | 8.2 | FALSE | FALSE | FALSE | 36000 | 20400 | 2.48 | 22700 | 2.1
214232465 | 03/12/24 | Live | Midea Electric Trading | DIRECT AIR | Singlezone Ducted, Centrally Ducted | 214232465 |  | HRCU-A-CB | DIRM-36CS19-OU |  | DIRM-36MAGICPRO20-AH | 10.4 | 18 | 9.1 | 10.1 | 16.9 | 8.2 | FALSE | FALSE | FALSE | 36000 | 20400 | 2.48 | 22700 | 2.1
214232468 | 03/12/24 | Live | Midea Electric Trading | DIRECT AIR | Singlezone Ducted, Centrally Ducted | 214232468 |  | HRCU-A-CB | DIRM-48CS19-OU |  | DIRM-48MAGICPRO20-AH | 9.3 | 17.3 | 10 | 8.8 | 15.8 | 9.4 | FALSE | FALSE | FALSE | 47000 | 37000 | 2.4 | 39000 | 2.2
214296081 | 03/12/24 | Live | Midea Electric Trading | AI AIR CONDITIONING | Singlezone Ducted, Centrally Ducted | 214296081 |  | HRCU-A-CB | AUO17-48N1-M3 |  | AUH2-48N1-CM3E | 9.3 | 17.3 | 10 | 8.8 | 15.8 | 9.4 | FALSE | FALSE | FALSE | 47000 | 37000 | 2.4 | 39000 | 2.2
214296082 | 03/12/24 | Live | Midea Electric Trading | AI AIR CONDITIONING | Singlezone Ducted, Centrally Ducted | 214296082 |  | HRCU-A-CB | AUO17-60N1-M3 |  | AUH2-60N1-DM3E | 10.3 | 18 | 9.2 | 8.8 | 14.9 | 8.5 | FALSE | FALSE | FALSE | 57000 | 37000 | 2.4 | 39000 | 2.2
214232470 | 03/12/24 | Live | Midea Electric Trading | DIRECT AIR | Singlezone Ducted, Centrally Ducted | 214232470 |  | HRCU-A-CB | DIRM-60CS19-OU |  | DIRM-60MAGICPRO20-AH | 10.3 | 18 | 9.2 | 8.8 | 14.9 | 8.5 | FALSE | FALSE | FALSE | 57000 | 37000 | 2.4 | 39000 | 2.2
10570124 | 05/01/19 | Live | LG | LG | Singlezone Non-Ducted, Wall Placement | 10570124 |  | HRCU-A-CB-O | LGU121HSV3 | Mini-Splits | LGN121HSV3 | 12.5 | 22.7 | 11.4 | 12.5 | 22 | 10 | TRUE | FALSE | FALSE | 12000 | 8200 | 2.79 | 13810 | 2.7
206918568 | 10/28/22 | Live | Trane U.S. Inc. | TRANE | Singlezone Ducted, Centrally Ducted | 206918568 |  | HRCU-A-CB | 4TWV8036A1 |  | TEM6A0C42H41+TDR+RP | 12.5 | 18 | 9.6 |  |  |  | FALSE | FALSE | FALSE | 34600 | 25000 | 3.21 | 25300 | 2.29
207526887 | 10/28/22 | Live | Trane U.S. Inc. | TRANE | Singlezone Ducted, Centrally Ducted | 207526887 |  | HRCU-A-CB | 4TWV8X36A1 |  | TEM6A0C42H41+TDR+RP | 12.5 | 18 | 9.6 |  |  |  | TRUE | FALSE | FALSE | 34600 | 25000 | 3.21 | 25300 | 2.29
207526881 | 10/28/22 | Live | Trane U.S. Inc. | TRANE | Singlezone Ducted, Centrally Ducted | 207526881 |  | HRCU-A-CB | 4TWV0X36A1 |  | TEM6A0C42H41+TDR+RP | 13 | 20 | 9.6 |  |  |  | TRUE | FALSE | FALSE | 35000 | 25000 | 3.19 | 25300 | 2.31
206918570 | 10/28/22 | Live | Trane U.S. Inc. | TRANE | Singlezone Ducted, Centrally Ducted | 206918570 |  | HRCU-A-CB | 4TWV8037A1 |  | TEM6A0C42H41+TDR+RP | 13 | 18 | 9.6 |  |  |  | FALSE | FALSE | FALSE | 35000 | 25000 | 3.19 | 25300 | 2.31
206918562 | 10/28/22 | Live | Trane U.S. Inc. | TRANE | Singlezone Ducted, Centrally Ducted | 206918562 |  | HRCU-A-CB | 4TWV0036A1 |  | TEM6A0C42H41+TDR+RP | 13 | 20 | 9.6 |  |  |  | FALSE | FALSE | FALSE | 35000 | 25000 | 3.19 | 25300 | 2.31
10153722 | 10/28/22 | Live | Trane U.S. Inc. | TRANE | Singlezone Ducted, Centrally Ducted | 10153722 |  | HRCU-A-CB | 4TWV8037A1 |  | TEM8A0C42V41+TDR | 12.5 | 18 | 10 |  |  |  | FALSE | FALSE | FALSE | 35600 | 25200 | 3.21 | 25700 | 2.3
204795633 | 08/06/20 | Live | Mitsubishi Electric Trane | AMERICAN STANDARD / MITSUBISHI ELECTRIC | Singlezone Ducted, Compact Ducted | 204795633 |  | HRCU-A-CB | ASUZA0301HA70N* | Mini-Splits | APEADA0301AA70A | 10 | 19.1 | 10.8 |  |  |  | FALSE | FALSE | FALSE | 30000 | 18500 | 2.74 | 21200 | 2.96
206223050 | 01/20/21 | Live | Mitsubishi Electric Trane | MITSUBISHI ELECTRIC | Singlezone Ducted, Compact Ducted | 206223050 |  | HRCU-A-CB | PUZ-HA30NKA | Mini-Splits | PEAD-A30AA7 | 12.7 | 18.1 | 9.6 |  |  |  | FALSE | FALSE | FALSE | 30000 | 21000 | 2.35 | 32000 | 2.11
204795632 | 08/06/20 | Live | Mitsubishi Electric Trane | AMERICAN STANDARD / MITSUBISHI ELECTRIC | Singlezone Ducted, Compact Ducted | 204795632 |  | HRCU-A-CB | ASUZA0301HA70B* | Mini-Splits | APEADA0301AA70A | 10 | 19.1 | 10.8 |  |  |  | FALSE | FALSE | FALSE | 30000 | 18500 | 2.74 | 21200 | 2.96
206223039 | 04/15/22 | Live | Mitsubishi Electric Trane | AMERICAN STANDARD / MITSUBISHI ELECTRIC | Singlezone Ducted, Compact Ducted | 206223039 |  | HRCU-A-CB | NAXSKH36A112AA | Mini-Splits | APEADA0361AA70A | 12.5 | 15 | 9 |  |  |  | FALSE | FALSE | FALSE | 33000 | 25400 | 2.51 | 37000 | 2.17
206374536 | 01/20/21 | Live | Mitsubishi Electric Trane | MITSUBISHI ELECTRIC | Singlezone Ducted, Compact Ducted | 206374536 |  | HRCU-A-CB | SUZ-KA12NAHZ | Mini-Splits | APEADA0121AA70A | 14.1 | 19.3 | 11 |  |  |  | FALSE | FALSE | FALSE | 12000 | 9000 | 2.72 | 15000 | 2.71
206374538 | 01/20/21 | Live | Mitsubishi Electric Trane | MITSUBISHI ELECTRIC | Singlezone Ducted, Compact Ducted | 206374538 |  | HRCU-A-CB | SUZ-KA15NAHZ | Mini-Splits | APEADA0151AA70A | 12.6 | 18.3 | 9.9 |  |  |  | FALSE | FALSE | FALSE | 15000 | 11700 | 2.29 | 18000 | 2.28
204276768 | 08/06/20 | Live | Mitsubishi Electric Trane | AMERICAN STANDARD / MITSUBISHI ELECTRIC | Singlezone Ducted, Compact Ducted | 204276768 |  | HRCU-A-CB | ASUZH0241HA00NA | Mini-Splits | APEADA0241AA70A | 11.5 | 16.6 | 11 |  |  |  | FALSE | FALSE | FALSE | 24000 | 18000 | 2.75 | 25000 | 2.12
204795637 | 08/06/20 | Live | Mitsubishi Electric Trane | AMERICAN STANDARD / MITSUBISHI ELECTRIC | Singlezone Ducted, Compact Ducted | 204795637 |  | HRCU-A-CB | ASUZA0421KA70N* | Mini-Splits | APEADA0421AA70A | 10.7 | 16.1 | 10 |  |  |  | FALSE | FALSE | FALSE | 42000 | 30600 | 2.95 | 33700 | 3.21
204795636 | 08/06/20 | Live | Mitsubishi Electric Trane | AMERICAN STANDARD / MITSUBISHI ELECTRIC | Singlezone Ducted, Compact Ducted | 204795636 |  | HRCU-A-CB | ASUZA0421KA70B* | Mini-Splits | APEADA0421AA70A | 10.7 | 16.1 | 10 |  |  |  | FALSE | FALSE | FALSE | 42000 | 30600 | 2.95 | 33700 | 3.21
204795630 | 08/06/20 | Live | Mitsubishi Electric Trane | AMERICAN STANDARD / MITSUBISHI ELECTRIC | Singlezone Ducted, Compact Ducted | 204795630 |  | HRCU-A-CB | ASUZA0241HA70B* | Mini-Splits | APEADA0241AA70A | 11.7 | 19.6 | 10.8 |  |  |  | FALSE | FALSE | FALSE | 24000 | 14800 | 2.66 | 17200 | 2.97
204795631 | 08/06/20 | Live | Mitsubishi Electric Trane | AMERICAN STANDARD / MITSUBISHI ELECTRIC | Singlezone Ducted, Compact Ducted | 204795631 |  | HRCU-A-CB | ASUZA0241HA70N* | Mini-Splits | APEADA0241AA70A | 11.7 | 19.6 | 10.8 |  |  |  | FALSE | FALSE | FALSE | 24000 | 14800 | 2.66 | 17200 | 2.97
204795634 | 08/06/20 | Live | Mitsubishi Electric Trane | AMERICAN STANDARD / MITSUBISHI ELECTRIC | Singlezone Ducted, Compact Ducted | 204795634 |  | HRCU-A-CB | ASUZA0361KA70B* | Mini-Splits | APEADA0361AA70A | 12 | 19.1 | 9.9 |  |  |  | FALSE | FALSE | FALSE | 36000 | 20800 | 2.59 | 24200 | 2.96
204795635 | 08/06/20 | Live | Mitsubishi Electric Trane | AMERICAN STANDARD / MITSUBISHI ELECTRIC | Singlezone Ducted, Compact Ducted | 204795635 |  | HRCU-A-CB | ASUZA0361KA70N* | Mini-Splits | APEADA0361AA70A | 12 | 19.1 | 9.9 |  |  |  | FALSE | FALSE | FALSE | 36000 | 20800 | 2.59 | 24200 | 2.96
204793332 | 04/24/20 | Live | Mitsubishi Electric Trane | AMERICAN STANDARD / MITSUBISHI ELECTRIC | Singlezone Ducted, Compact Ducted | 204793332 |  | HRCU-A-CB | NAXSKH15A112AA | Mini-Splits | APEADA0151AA70A | 12.6 | 18.3 | 9.9 |  |  |  | FALSE | FALSE | FALSE | 15000 | 11700 | 2.29 | 18000 | 2.28
204793327 | 04/24/20 | Live | Mitsubishi Electric Trane | AMERICAN STANDARD / MITSUBISHI ELECTRIC | Singlezone Ducted, Compact Ducted | 204793327 |  | HRCU-A-CB | NAXSKH12A112AA | Mini-Splits | APEADA0121AA70A | 14.1 | 19.3 | 11 |  |  |  | FALSE | FALSE | FALSE | 12000 | 9000 | 2.72 | 15000 | 2.71
204444398 | 08/06/20 | Live | Mitsubishi Electric Trane | AMERICAN STANDARD / MITSUBISHI ELECTRIC | Singlezone Ducted, Compact Ducted | 204444398 |  | HRCU-A-CB | ASUZH0361HA50NA | Mini-Splits | APEADA0361AA70A | 12.5 | 16.8 | 10.4 |  |  |  | FALSE | FALSE | FALSE | 33000 | 27000 | 2.43 | 38000 | 2.06
208101915 | 04/11/23 | Live | GD MIDEA AIR-CONDITIONING EQUIPMENT CO., LTD. | MDV | Singlezone Ducted, Centrally Ducted | 208101915 |  | HRCU-A-C | MOE30U-48HFN1-M-[X1] |  | MAC-48HWDN1-MN0 | 9 | 14 | 10 | 8.6 | 14.3 | 9 | FALSE | FALSE | FALSE | 46000 | 32000 | 2.36 | 45000 | 2.11
208101913 | 04/11/23 | Live | GD MIDEA AIR-CONDITIONING EQUIPMENT CO., LTD. | MDV | Singlezone Ducted, Centrally Ducted | 208101913 |  | HRCU-A-C | MOE30U-48HFN1-MR0 |  | MAC-48HWDN1-MN0 | 9.15 | 14 | 9.4 | 8.6 | 14.3 | 8.3 | FALSE | FALSE | FALSE | 48000 | 30500 | 2.13 | 32000 | 2.03
208101912 | 04/11/23 | Live | GD MIDEA AIR-CONDITIONING EQUIPMENT CO., LTD. | MDV | Singlezone Ducted, Centrally Ducted | 208101912 |  | HRCU-A-C | MOD30U-36HFN1-MR0 |  | MAC-36HWDN1-MN0 | 10.1 | 14.2 | 9.2 | 9.3 | 14.4 | 8 | FALSE | FALSE | FALSE | 36000 | 19800 | 2.2 | 24900 | 2.13
208101911 | 04/11/23 | Live | GD MIDEA AIR-CONDITIONING EQUIPMENT CO., LTD. | MDV | Singlezone Ducted, Centrally Ducted | 208101911 |  | HRCU-A-C | MOD30U-30HFN1-MR0(X) |  | MAC-36HWDN1-MN0 | 10.7 | 14.2 | 9.5 | 10.5 | 15.5 | 9.7 | TRUE | TRUE | TRUE | 30000 | 22600 | 2.62 | 26000 | 2.28
208101908 | 04/11/23 | Live | GD MIDEA AIR-CONDITIONING EQUIPMENT CO., LTD. | MDV | Singlezone Ducted, Centrally Ducted | 208101908 |  | HRCU-A-C | MOE30U-60HFN1-MR0 |  | MAC-60HWDN1-MN0 | 9.5 | 14.9 | 9.3 | 9 | 15.2 | 8.5 | FALSE | FALSE | FALSE | 53000 | 34000 | 2.19 | 36000 | 2.19
208101907 | 04/11/23 | Live | GD MIDEA AIR-CONDITIONING EQUIPMENT CO., LTD. | MDV | Singlezone Ducted, Centrally Ducted | 208101907 |  | HRCU-A-C | MOD30U-30HFN1-MR0 |  | MAC-36HWDN1-MN0 | 10 | 14.2 | 9.5 | 10.2 | 14.9 | 9.3 | FALSE | FALSE | FALSE | 30000 | 22000 | 2.6 | 24400 | 2.1
209960477 | 04/11/23 | Live | GD MIDEA AIR-CONDITIONING EQUIPMENT CO., LTD. | MDV | Singlezone Ducted, Centrally Ducted | 209960477 |  | HRCU-A-CB | MOE30U-55HFN1-MQ3 |  | MVC-60HWFN1-MR0 | 9 | 16.4 | 10.5 | 8.8 | 15.3 | 9.4 | TRUE | TRUE | FALSE | 55000 | 42000 | 2.6 | 52500 | 2.3
210191039 | 04/11/23 | Live | GD MIDEA AIR-CONDITIONING EQUIPMENT CO., LTD. | MDV | Singlezone Ducted, Centrally Ducted | 210191039 |  | HRCU-A-CB | MOE30U-48HFN1-M-[X] |  | MVC-48HWFN1-MQ3 | 8.5 | 16 | 10 | 8.2 | 15.6 | 9.4 | TRUE | TRUE | FALSE | 47000 | 36000 | 2.36 | 50000 | 2.18
209960481 | 04/11/23 | Live | GD MIDEA AIR-CONDITIONING EQUIPMENT CO., LTD. | MDV | Singlezone Ducted, Centrally Ducted | 209960481 |  | HRCU-A-CB | MOE31U-36HFN1-MR0 |  | MVC-36HWFN1-MR0 | 10.95 | 18.75 | 10.8 | 10 | 16 | 9.5 | TRUE | TRUE | TRUE | 36000 | 30400 | 2.46 | 47000 | 2
209960480 | 04/11/23 | Live | GD MIDEA AIR-CONDITIONING EQUIPMENT CO., LTD. | MDV | Singlezone Ducted, Centrally Ducted | 209960480 |  | HRCU-A-CB | MOD30U-30HFN1-MP0-Q1W |  | MVC-30HWFN1-MQ1W | 10.5 | 18.5 | 10.2 | 10.1 | 16 | 9.1 | TRUE | TRUE | TRUE | 30000 | 21000 | 2.4 | 29000 | 2.03
210135403 | 04/11/23 | Live | GD MIDEA AIR-CONDITIONING EQUIPMENT CO., LTD. | MDV | Singlezone Ducted, Centrally Ducted | 210135403 |  | HRCU-A-CB | MOD30-24HFN1-MU0Q1W |  | MVC-23HWFN1-MQ1W | 11.7 | 21 | 11.35 | 11.7 | 18 | 9.7 | TRUE | TRUE | TRUE | 23000 | 18400 | 2.49 | 25000 | 2.25
209960479 | 04/11/23 | Live | GD MIDEA AIR-CONDITIONING EQUIPMENT CO., LTD. | MDV | Singlezone Ducted, Centrally Ducted | 209960479 |  | HRCU-A-CB | MOX430-17HFN1-MT0Q1W |  | MVC-18HWFN1-MQ1W | 12.5 | 20.4 | 11.6 | 11.7 | 17.5 | 10 | TRUE | TRUE | TRUE | 18000 | 15000 | 2.71 | 18500 | 2.2
207785326 | 04/11/23 | Live | GD MIDEA AIR-CONDITIONING EQUIPMENT CO., LTD. | MDV | Singlezone Ducted, Centrally Ducted | 207785326 |  | HRCU-A-CB | MOE31U-60HFN1-MR0 |  | MVC-60HWFN1-MR0 | 10.3 | 18 | 9.2 | 8.8 | 14.7 | 8.5 | FALSE | FALSE | FALSE | 57000 | 37000 | 2.4 | 39000 | 2
207785325 | 04/11/23 | Live | GD MIDEA AIR-CONDITIONING EQUIPMENT CO., LTD. | MDV | Singlezone Ducted, Centrally Ducted | 207785325 |  | HRCU-A-CB | MOE30U-48HFN1-MQ3 |  | MVC-48HWFN1-MQ3 | 9.3 | 17.3 | 10 | 8.8 | 15.8 | 9.4 | FALSE | FALSE | FALSE | 47000 | 37000 | 2.4 | 39000 | 2
207785327 | 04/11/23 | Live | GD MIDEA AIR-CONDITIONING EQUIPMENT CO., LTD. | MDV | Singlezone Ducted, Centrally Ducted | 207785327 |  | HRCU-A-CB | MOD31U-36HFN1-MR0 |  | MVC-36HWFN1-MR0 | 10.4 | 18 | 9.1 | 10.1 | 16.9 | 8.3 | FALSE | FALSE | FALSE | 36000 | 20400 | 2.42 | 22700 | 2
207785324 | 04/11/23 | Live | GD MIDEA AIR-CONDITIONING EQUIPMENT CO., LTD. | MDV | Singlezone Ducted, Centrally Ducted | 207785324 |  | HRCU-A-CB | MOD30U-30HFN1-MR0Q1W |  | MVC-30HWFN1-MQ1W | 10.3 | 18.5 | 9.5 | 10 | 16.5 | 8.1 | FALSE | FALSE | FALSE | 30000 | 19000 | 2.3 | 19300 | 1.65
207785323 | 04/11/23 | Live | GD MIDEA AIR-CONDITIONING EQUIPMENT CO., LTD. | MDV | Singlezone Ducted, Centrally Ducted | 207785323 |  | HRCU-A-CB | MOD31-23HFN1-MT2Q1W |  | MVC-23HWFN1-MQ1W | 12.5 | 19.2 | 10 | 11.7 | 16.7 | 9.1 | TRUE | TRUE | TRUE | 24000 | 18000 | 2.36 | 18200 | 2.1
209960476 | 04/11/23 | Live | GD MIDEA AIR-CONDITIONING EQUIPMENT CO., LTD. | MDV | Singlezone Ducted, Centrally Ducted | 209960476 |  | HRCU-A-CB | MOE30U-55HFN1-M |  | MVC-60HWFN1-M | 9 | 16.4 | 10.5 | 8.8 | 15.3 | 9.4 | TRUE | TRUE | FALSE | 55000 | 42000 | 2.6 | 52500 | 2.3
207699011 | 04/11/23 | Live | GD MIDEA AIR-CONDITIONING EQUIPMENT CO., LTD. | MDV | Singlezone Ducted, Centrally Ducted | 207699011 |  | HRCU-A-CB | MOE30U-48HFN1-M-[X1] |  | MVC-48HWFN1-M | 8.5 | 16 | 10 | 8.2 | 15.6 | 9.4 | TRUE | TRUE | FALSE | 47000 | 36000 | 2.36 | 48000 | 2.05
207699008 | 04/11/23 | Live | GD MIDEA AIR-CONDITIONING EQUIPMENT CO., LTD. | MDV | Singlezone Ducted, Centrally Ducted | 207699008 |  | HRCU-A-CB | MOD30-24HFN1-MW |  | MVC-24HWFN1-M | 12.5 | 20 | 12 | 11.7 | 17.4 | 10 | TRUE | TRUE | TRUE | 24000 | 19200 | 2.5 | 26400 | 2.14
207699007 | 04/11/23 | Live | GD MIDEA AIR-CONDITIONING EQUIPMENT CO., LTD. | MDV | Singlezone Ducted, Centrally Ducted | 207699007 |  | HRCU-A-CB | MOX430U-18HFN1-M |  | MVC-18HWFN1-M | 12.5 | 20 | 11 | 12.4 | 18 | 9.3 | TRUE | TRUE | TRUE | 18000 | 13500 | 2.6 | 21000 | 2.21
210135404 | 04/11/23 | Live | GD MIDEA AIR-CONDITIONING EQUIPMENT CO., LTD. | MDV | Singlezone Ducted, Centrally Ducted | 210135404 |  | HRCU-A-CB | MOE30U-60HFN1-MR0 |  | MVC-60HWFN1-MQ0 | 10.3 | 18 | 9.2 | 8.8 | 14.7 | 8.5 | FALSE | FALSE | FALSE | 57000 | 37000 | 2.4 | 39000 | 2.2
210739926 | 04/18/23 | Live | Lennox Industries | ARMSTRONG AIR | Singlezone Ducted, Centrally Ducted | 210739926 |  | HRCU-A-CB | 4SHP18LX136P | Ducted Indoor Units | BCE5E30M*4X |  |  |  | 12.3 | 17.5 | 8.5 | TRUE | FALSE | TRUE | 24000 | 15900 | 2.35 | 15900 | 2.35
210739943 | 04/18/23 | Live | Lennox Industries | ARMSTRONG AIR | Singlezone Ducted, Centrally Ducted | 210739943 |  | HRCU-A-CB | 4SHP18LX136P | Ducted Indoor Units | BCE7E30M*4X |  |  |  | 12.3 | 19 | 8.5 | TRUE | FALSE | TRUE | 24000 | 16200 | 2.62 | 16200 | 2.62
207825917 | 04/11/23 | Live | GD MIDEA AIR-CONDITIONING EQUIPMENT CO., LTD. | MDV | Singlezone Ducted, Centrally Ducted | 207825917 |  | HRCU-A-CB | MOE30U-48HFN1-MR0 |  | MVC-48HWFN1-M | 9.3 | 17.3 | 10 | 8.8 | 15.8 | 9.4 | FALSE | FALSE | FALSE | 47000 | 37000 | 2.4 | 39000 | 2.2
207825916 | 04/11/23 | Live | GD MIDEA AIR-CONDITIONING EQUIPMENT CO., LTD. | MDV | Singlezone Ducted, Centrally Ducted | 207825916 |  | HRCU-A-CB | MOD30U-36HFN1-MR0 |  | MVC-36HWFN1-M | 10.4 | 18 | 9.1 | 10.1 | 16.9 | 8.2 | FALSE | FALSE | FALSE | 36000 | 20400 | 2.48 | 22700 | 2.1
207825914 | 04/11/23 | Live | GD MIDEA AIR-CONDITIONING EQUIPMENT CO., LTD. | MDV | Singlezone Ducted, Centrally Ducted | 207825914 |  | HRCU-A-CB | MOX430U-24HFN1-MR0 |  | MVC-24HWFN1-M | 11.3 | 19.4 | 11.3 | 10.5 | 17 | 9.2 | FALSE | FALSE | TRUE | 24000 | 21000 | 2.8 | 22000 | 2.8
207825913 | 04/11/23 | Live | GD MIDEA AIR-CONDITIONING EQUIPMENT CO., LTD. | MDV | Singlezone Ducted, Centrally Ducted | 207825913 |  | HRCU-A-CB | MOX330U-18HFN1-MR0 |  | MVC-18HWFN1-M | 11.1 | 19 | 10.8 | 10.9 | 17 | 8.8 | FALSE | FALSE | TRUE | 18000 | 12000 | 2.71 | 12000 | 2.71
209960478 | 04/11/23 | Live | GD MIDEA AIR-CONDITIONING EQUIPMENT CO., LTD. | MDV | Singlezone Ducted, Centrally Ducted | 209960478 |  | HRCU-A-CB | MOE30U-55HFN1-M-[X](GA) |  | MVC-60HWFN1-M(GA) | 9 | 16.4 | 10.5 | 9 | 15.5 | 9.2 | TRUE | TRUE | FALSE | 55000 | 41000 | 2.56 | 57000 | 2.35
208128249 | 04/11/23 | Live | GD MIDEA AIR-CONDITIONING EQUIPMENT CO., LTD. | MDV | Singlezone Ducted, Centrally Ducted | 208128249 |  | HRCU-A-CB | MOE30U-48HFN1-M-[X](GA) |  | MVC-48HWFN1-M(GA) | 8.4 | 16.1 | 10 | 7.8 | 14.6 | 8.8 | FALSE | FALSE | FALSE | 47000 | 38000 | 1.85 | 50500 | 2.3
208128248 | 04/11/23 | Live | GD MIDEA AIR-CONDITIONING EQUIPMENT CO., LTD. | MDV | Singlezone Ducted, Centrally Ducted | 208128248 |  | HRCU-A-CB | MOE30U-36HFN1-M(GA) |  | MVC-36HWFN1-M(GA) | 11 | 18 | 10.6 | 10 | 14.9 | 8.9 | FALSE | FALSE | FALSE | 36000 | 28600 | 2.2 | 43000 | 2.2
207802615 | 04/11/23 | Live | GD MIDEA AIR-CONDITIONING EQUIPMENT CO., LTD. | MDV | Singlezone Ducted, Centrally Ducted | 207802615 |  | HRCU-A-CB | MOD30-24HFN1-MU0W |  | MVC-23HWFN1-M | 12.5 | 21 | 11.6 | 11.7 | 18.4 | 9.3 | TRUE | TRUE | TRUE | 23000 | 16900 | 2.4 | 25000 | 2.22
207803596 | 04/11/23 | Live | GD MIDEA AIR-CONDITIONING EQUIPMENT CO., LTD. | MDV | Singlezone Ducted, Centrally Ducted | 207803596 |  | HRCU-A-CB | MOX430-17HFN1-MT0W |  | MVC-18HWFN1-MW(GA) | 12.5 | 20 | 10.8 | 11.7 | 17.6 | 9.6 | TRUE | TRUE | TRUE | 18000 | 15400 | 2.7 | 18200 | 2.14
207802619 | 04/11/23 | Live | GD MIDEA AIR-CONDITIONING EQUIPMENT CO., LTD. | MDV | Singlezone Ducted, Centrally Ducted | 207802619 |  | HRCU-A-CB | MOE30U-60HFN1-M(GA)(X) |  | MVC-60HWFN1-M(GA) | 10 | 17 | 10.4 | 9.6 | 16 | 8.5 | FALSE | FALSE | FALSE | 57000 | 37800 | 2.48 | 37800 | 2.48
207802618 | 04/11/23 | Live | GD MIDEA AIR-CONDITIONING EQUIPMENT CO., LTD. | MDV | Singlezone Ducted, Centrally Ducted | 207802618 |  | HRCU-A-CB | MOE30U-48HFN1-MP0(GA) |  | MVC-48HWFN1-M(GA) | 8.6 | 16.2 | 10.8 | 8.2 | 15.3 | 9.2 | FALSE | FALSE | FALSE | 48000 | 38000 | 2.1 | 39000 | 2.1
207802617 | 04/11/23 | Live | GD MIDEA AIR-CONDITIONING EQUIPMENT CO., LTD. | MDV | Singlezone Ducted, Centrally Ducted | 207802617 |  | HRCU-A-CB | MOD30U-36HFN1-MP0(GA) |  | MVC-36HWFN1-M(GA) | 8.8 | 17 | 11.3 | 8.2 | 15.4 | 9 | FALSE | FALSE | FALSE | 36000 | 27000 | 2.54 | 27200 | 2.53
208102122 | 04/11/23 | Live | GD MIDEA AIR-CONDITIONING EQUIPMENT CO., LTD. | MDV | Singlezone Ducted, Centrally Ducted | 208102122 |  | HRCU-A-CB | MOD30U-36HFN1-M(GA) |  | MVCU-36HWFN1-M(GA) | 8.8 | 17.5 | 11.3 | 8.2 | 15.4 | 9 | FALSE | FALSE | FALSE | 36000 | 27000 | 2.54 | 27200 | 2.53
210727506 | 04/18/23 | Live | Lennox Industries | ARMSTRONG AIR | Singlezone Ducted, Centrally Ducted | 210727506 |  | HRCU-A-CB | 4SHP18LX160P | Ducted Indoor Units | BCE7S60 - TXV |  |  |  | 10.9 | 17.1 | 8.5 | FALSE | FALSE | TRUE | 57000 | 38500 | 2.33 | 38500 | 2.33
210727511 | 04/18/23 | Live | Lennox Industries | ARMSTRONG AIR | Singlezone Ducted, Centrally Ducted | 210727511 |  | HRCU-A-CB | 4SHP18LX160P | Ducted Indoor Units | BCE7E60M - TXV |  |  |  | 10.4 | 16 | 8.1 | FALSE | FALSE | TRUE | 57000 | 38000 | 2.29 | 38000 | 2.29
210727510 | 04/18/23 | Live | Lennox Industries | ARMSTRONG AIR | Singlezone Ducted, Centrally Ducted | 210727510 |  | HRCU-A-CB | 4SHP18LX160P | Ducted Indoor Units | BCE5V60M |  |  |  | 10 | 16 | 7.8 | FALSE | FALSE | FALSE | 55500 | 38500 | 2.15 | 38500 | 2.15
207802616 | 04/11/23 | Live | GD MIDEA AIR-CONDITIONING EQUIPMENT CO., LTD. | MDV | Singlezone Ducted, Centrally Ducted | 207802616 |  | HRCU-A-CB | MOD30U-30HFN1-M(GA) |  | MVC-30HWFN1-M(GA) | 11.1 | 19 | 10 | 11.2 | 17.5 | 8.4 | FALSE | FALSE | TRUE | 30000 | 20400 | 2.04 | 22000 | 2.04
207742578 | 04/11/23 | Live | GD MIDEA AIR-CONDITIONING EQUIPMENT CO., LTD. | MDV | Singlezone Ducted, Centrally Ducted | 207742578 |  | HRCU-A-CB | MOD33-24HFN1-MT0W |  | MVC-23HWFN1-M | 12.5 | 20 | 10 | 11.7 | 18 | 8.1 | TRUE | FALSE | TRUE | 24000 | 17000 | 2.98 | 18000 | 2.2
207742577 | 04/11/23 | Live | GD MIDEA AIR-CONDITIONING EQUIPMENT CO., LTD. | MDV | Singlezone Ducted, Centrally Ducted | 207742577 |  | HRCU-A-CB | MOX430-18HFN1-MU0W |  | MVC-18HWFN1-MW(GA) | 12.5 | 21.6 | 11.5 | 11.7 | 17.8 | 9.3 | TRUE | FALSE | TRUE | 18000 | 13200 | 2.67 | 14000 | 2.41
210321397 | 04/11/23 | Live | GD MIDEA AIR-CONDITIONING EQUIPMENT CO., LTD. | MDV | Singlezone Ducted, Centrally Ducted | 210321397 |  | HRCU-A-C | MOD30-24HFN1-MU0W |  | MAC-24HWDN1-MN0-N | 11.3 | 16.2 | 10 | 11.7 | 15.2 | 9.8 | TRUE | TRUE | TRUE | 23000 | 22000 | 2.46 | 25800 | 2.27
210321396 | 04/11/23 | Live | GD MIDEA AIR-CONDITIONING EQUIPMENT CO., LTD. | MDV | Singlezone Ducted, Centrally Ducted | 210321396 |  | HRCU-A-C | MOX430-17HFN1-MT0W |  | MAC-24HWDN1-MN0-N | 11.7 | 16.2 | 10.1 | 11.7 | 15.2 | 9.5 | TRUE | TRUE | TRUE | 18000 | 13000 | 2.7 | 14700 | 2.32
207216088 | 04/03/23 | Live | Daikin Comfort Technologies North America, INC. | DAIKIN | Multizone All Non-Ducted | 207216088 |  | HMSR-A-CB-O | 2MX18AXVJU | Non-Ducted Indoor Units |  | 10 | 17 | 9 | 10 | 17 | 9 | FALSE | FALSE | FALSE | 17000 | 10700 | 2.7 | 14058 | 2.33
211697901 | 03/31/23 | Live | Daikin North America, LLC | DAIKIN | Singlezone Non-Ducted, Wall Placement | 211697901 |  | HRCU-A-CB-O | RX24BXVJU | Mini-Splits | FTX24BXVJU |  |  |  | 12.2 | 20 | 9 | TRUE | FALSE | FALSE | 21200 | 14400 | 2.51 | 17588 | 2.55
210727716 | 04/18/23 | Live | Lennox Industries | ARMSTRONG AIR | Singlezone Ducted, Centrally Ducted | 210727716 |  | HRCU-A-CB | 4SHP18LX160P | Ducted Indoor Units | BCE7S48 |  |  |  | 11.7 | 18 | 8.1 | FALSE | FALSE | TRUE | 46000 | 32800 | 2.33 | 32800 | 2.33
210727711 | 04/18/23 | Live | Lennox Industries | ARMSTRONG AIR | Singlezone Ducted, Centrally Ducted | 210727711 |  | HRCU-A-CB | 4SHP18LX160P | Ducted Indoor Units | BCE5C48M*1P+TXV |  |  |  | 10.9 | 16 | 7.8 | FALSE | FALSE | FALSE | 45000 | 31600 | 2.12 | 31600 | 2.12
210727712 | 04/18/23 | Live | Lennox Industries | ARMSTRONG AIR | Singlezone Ducted, Centrally Ducted | 210727712 |  | HRCU-A-CB | 4SHP18LX160P | Ducted Indoor Units | BCE5C48M*4X |  |  |  | 10.9 | 16 | 7.8 | FALSE | FALSE | FALSE | 45000 | 31600 | 2.12 | 31600 | 2.12
210727713 | 04/18/23 | Live | Lennox Industries | ARMSTRONG AIR | Singlezone Ducted, Centrally Ducted | 210727713 |  | HRCU-A-CB | 4SHP18LX160P | Ducted Indoor Units | BCE5E48M*4X |  |  |  | 10.9 | 16 | 7.8 | FALSE | FALSE | FALSE | 45000 | 31600 | 2.12 | 31600 | 2.12
210727714 | 04/18/23 | Live | Lennox Industries | ARMSTRONG AIR | Singlezone Ducted, Centrally Ducted | 210727714 |  | HRCU-A-CB | 4SHP18LX160P | Ducted Indoor Units | BCE5V48M |  |  |  | 11 | 16.5 | 7.8 | FALSE | FALSE | FALSE | 44500 | 31400 | 2.13 | 31400 | 2.13
211697900 | 03/31/23 | Live | Daikin North America, LLC | DAIKIN | Singlezone Non-Ducted, Wall Placement | 211697900 |  | HRCU-A-CB-O | RX18BXVJU | Mini-Splits | FTX18BXVJU |  |  |  | 12.5 | 20 | 9 | TRUE | FALSE | FALSE | 18000 | 14400 | 2.74 | 15969 | 2.53
211291634 | 03/31/23 | Live | Daikin North America, LLC | DAIKIN | Singlezone Non-Ducted, Wall Placement | 211291634 |  | HRCU-A-CB-O | RX12BXVJU | Mini-Splits | FTX12BXVJU |  |  |  | 12.5 | 20 | 10 | TRUE | FALSE | TRUE | 10900 | 8600 | 2.97 | 10621 | 2.57
211291633 | 03/31/23 | Live | Daikin North America, LLC | DAIKIN | Singlezone Non-Ducted, Wall Placement | 211291633 |  | HRCU-A-CB-O | RX09BXVJU | Mini-Splits | FTX09BXVJU |  |  |  | 12.5 | 20 | 10 | TRUE | FALSE | TRUE | 8900 | 5800 | 2.7 | 9239 | 2.65
208939392 | 10/06/22 | Live | Sunrise Tradex Corp | FORESTAIR | Singlezone Ducted, Centrally Ducted | 208939392 |  | HRCU-A-CB | FAD36W/A-D(U) | Ducted Indoor Units | FAD36AH2/A-D(U) | 10 | 18 | 10 |  |  |  | FALSE | FALSE | TRUE | 36000 | 24000 | 2.4 | 36000 | 1.94
209423517 | 09/14/22 | Live | RBL A/C INC. | SHARP | Singlezone Non-Ducted, Wall Placement | 209423517 |  | HRCU-A-CB-O | AE-X15ZU | Mini-Splits | AY-XPC15ZU |  |  | 12 | 14 | 24 | 11 | TRUE | TRUE | FALSE | 14000 | 11000 | 2.69 | 18100 | 2.21
202680602 | 01/20/21 | Live | Mitsubishi Electric Trane | MITSUBISHI ELECTRIC | Singlezone Non-Ducted, Wall Placement | 202680602 |  | HRCU-A-CB-O | MUZ-HM15NA*** | Mini-Splits | MSZ-HM15NA*** | 12 | 18 | 10 | 12 | 20 | 10 | FALSE | FALSE | TRUE | 14000 | 11500 | 2.55 | 14000 | 2.25
202680603 | 01/20/21 | Live | Mitsubishi Electric Trane | MITSUBISHI ELECTRIC | Singlezone Non-Ducted, Wall Placement | 202680603 |  | HRCU-A-CB-O | MUZ-HM18NA*** | Mini-Splits | MSZ-HM18NA*** | 10.5 | 18 | 10 | 10.5 | 19 | 9.5 | FALSE | FALSE | TRUE | 17200 | 11500 | 2.59 | 15000 | 2.3
210727715 | 04/18/23 | Live | Lennox Industries | ARMSTRONG AIR | Singlezone Ducted, Centrally Ducted | 210727715 |  | HRCU-A-CB | 4SHP18LX160P | Ducted Indoor Units | BCE7E48M*4X |  |  |  | 11 | 16.5 | 8.1 | FALSE | FALSE | TRUE | 45500 | 32200 | 2.37 | 32200 | 2.37
209832268 | 01/01/11 | Live | Mitsubishi Electric Trane | MITSUBISHI ELECTRIC | Singlezone Non-Ducted, Wall Placement | 209832268 |  | HRCU-A-CB-O | MUZ-GL18NA*** | Mini-Splits | MSZ-GL18NA*** | 13.4 | 20.5 | 11.2 | 13.4 | 20.5 | 10.3 | FALSE | FALSE | TRUE | 18000 | 13800 | 2.73 | 18200 | 2.48
200059085 | 05/27/21 | Live | MARS | COMFORT-AIRE | Multizone All Non-Ducted | 200059085 |  | HMSV-A-CB | A-VFH24TB-1 | Non-Ducted Indoor Units |  | 12.5 | 21 | 11 |  |  |  | FALSE | FALSE | FALSE | 24000 | 16600 | 2.46 | 23000 | 3.02
200059086 | 06/09/21 | Live | MARS | CENTURY | Multizone All Non-Ducted | 200059086 |  | HMSV-A-CB | A-VFH24TB-1 | Non-Ducted Indoor Units |  | 12.5 | 21 | 11 |  |  |  | FALSE | FALSE | FALSE | 24000 | 16600 | 2.46 | 23000 | 3.02
210857350 | 12/26/22 | Live | Midea Electric Trading | DIYCOOL | Singlezone Non-Ducted, Ceiling Placement | 210857350 |  | HRCU-A-CB-O | ACIQ-18ZPL-HP230B |  | SCC-1218-HH-M | 12.5 | 19.8 | 11.8 | 12.5 | 19.8 | 11.2 | TRUE | TRUE | TRUE | 16700 | 14500 | 2.4 | 18800 | 2.04
210857310 | 12/26/22 | Live | Midea Electric Trading | 1HVAC | Singlezone Non-Ducted, Ceiling Placement | 210857310 |  | HRCU-A-CB-O | ACIQ-18ZPL-HP230B |  | SCC-1218-HH-M | 12.5 | 19.8 | 11.8 | 12.5 | 19.8 | 11.2 | TRUE | TRUE | TRUE | 16700 | 14500 | 2.4 | 18800 | 2.04
210857330 | 12/26/22 | Live | Midea Electric Trading | ACIQ | Singlezone Non-Ducted, Ceiling Placement | 210857330 |  | HRCU-A-CB-O | ACIQ-18ZPL-HP230B |  | SCC-1218-HH-M | 12.5 | 19.8 | 11.8 | 12.5 | 19.8 | 11.2 | TRUE | TRUE | TRUE | 16700 | 14500 | 2.4 | 18800 | 2.04
210857327 | 12/26/22 | Live | Midea Electric Trading | ACIQ | Singlezone Non-Ducted, Ceiling Placement | 210857327 |  | HRCU-A-CB-O | ACIQ-06ZPL-HP230B |  | SCC-0609-HH-M | 14.5 | 22 | 10.6 | 14.5 | 22 | 10.8 | TRUE | TRUE | TRUE | 6500 | 5700 | 2.61 | 10000 | 2.4
210857307 | 12/26/22 | Live | Midea Electric Trading | 1HVAC | Singlezone Non-Ducted, Ceiling Placement | 210857307 |  | HRCU-A-CB-O | ACIQ-06ZPL-HP230B |  | SCC-0609-HH-M | 14.5 | 22 | 10.6 | 14.5 | 22 | 10.8 | TRUE | TRUE | TRUE | 6500 | 5700 | 2.61 | 10000 | 2.4
210857347 | 12/26/22 | Live | Midea Electric Trading | DIYCOOL | Singlezone Non-Ducted, Ceiling Placement | 210857347 |  | HRCU-A-CB-O | ACIQ-06ZPL-HP230B |  | SCC-0609-HH-M | 14.5 | 22 | 10.6 | 14.5 | 22 | 10.8 | TRUE | TRUE | TRUE | 6500 | 5700 | 2.61 | 10000 | 2.4
210857349 | 12/26/22 | Live | Midea Electric Trading | DIYCOOL | Singlezone Non-Ducted, Ceiling Placement | 210857349 |  | HRCU-A-CB-O | ACIQ-12ZPL-HP230B |  | SCC-1218-HH-M | 13 | 22 | 11.3 | 13 | 23 | 10 | TRUE | TRUE | TRUE | 12000 | 9500 | 2.49 | 11500 | 2.07
210857309 | 12/26/22 | Live | Midea Electric Trading | 1HVAC | Singlezone Non-Ducted, Ceiling Placement | 210857309 |  | HRCU-A-CB-O | ACIQ-12ZPL-HP230B |  | SCC-1218-HH-M | 13 | 22 | 11.3 | 13 | 23 | 10 | TRUE | TRUE | TRUE | 12000 | 9500 | 2.49 | 11500 | 2.07
210857329 | 12/26/22 | Live | Midea Electric Trading | ACIQ | Singlezone Non-Ducted, Ceiling Placement | 210857329 |  | HRCU-A-CB-O | ACIQ-12ZPL-HP230B |  | SCC-1218-HH-M | 13 | 22 | 11.3 | 13 | 23 | 10 | TRUE | TRUE | TRUE | 12000 | 9500 | 2.49 | 11500 | 2.07
210857328 | 12/26/22 | Live | Midea Electric Trading | ACIQ | Singlezone Non-Ducted, Ceiling Placement | 210857328 |  | HRCU-A-CB-O | ACIQ-09ZPL-HP230B |  | SCC-0609-HH-M | 13 | 23 | 13.6 | 13 | 24 | 12.4 | TRUE | TRUE | TRUE | 9000 | 9800 | 2.35 | 11400 | 1.83
210857308 | 12/26/22 | Live | Midea Electric Trading | 1HVAC | Singlezone Non-Ducted, Ceiling Placement | 210857308 |  | HRCU-A-CB-O | ACIQ-09ZPL-HP230B |  | SCC-0609-HH-M | 13 | 23 | 13.6 | 13 | 24 | 12.4 | TRUE | TRUE | TRUE | 9000 | 9800 | 2.35 | 11400 | 1.83
210857348 | 12/26/22 | Live | Midea Electric Trading | DIYCOOL | Singlezone Non-Ducted, Ceiling Placement | 210857348 |  | HRCU-A-CB-O | ACIQ-09ZPL-HP230B |  | SCC-0609-HH-M | 13 | 23 | 13.6 | 13 | 24 | 12.4 | TRUE | TRUE | TRUE | 9000 | 9800 | 2.35 | 11400 | 1.83
210791259 | 02/16/23 | Live | Daikin North America, LLC | DAIKIN | Singlezone Ducted, Centrally Ducted | 210791259 |  | HRCU-A-CB | DZ6VSA3610A* |  | DV35FECC14A* | 9.3 | 17.5 | 10 | 8.7 | 16.3 | 8.2 | FALSE | FALSE | FALSE | 31000 | 22000 | 2.39 | 25200 | 2.37
210791258 | 02/16/23 | Live | Daikin North America, LLC | DAIKIN | Singlezone Ducted, Centrally Ducted | 210791258 |  | HRCU-A-CB | DZ6VSA3010A* |  | DV35FECC14A* | 10.7 | 18 | 10 | 9.9 | 17.1 | 8.2 | FALSE | FALSE | FALSE | 25000 | 17600 | 2.47 | 21600 | 2.36
207168342 | 02/16/23 | Live | Daikin North America, LLC | DAIKIN | Singlezone Ducted, Centrally Ducted | 207168342 |  | HRCU-A-CB | DZ17VSA601B* |  | DV60FECD14A* | 8.3 | 16 | 8.7 | 8 | 16.1 | 8.1 | FALSE | FALSE | FALSE | 52500 | 34800 | 2.63 | 40500 | 2.39
207173041 | 02/16/23 | Live | Daikin North America, LLC | DAIKIN | Singlezone Ducted, Centrally Ducted | 207173041 |  | HRCU-A-CB | DZ17VSA481B* |  | DV60FECD14A* | 8.3 | 16 | 8.8 | 8 | 16.2 | 8.1 | FALSE | FALSE | FALSE | 45000 | 29800 | 2.47 | 36000 | 2.38
207168341 | 02/16/23 | Live | Daikin North America, LLC | DAIKIN | Singlezone Ducted, Centrally Ducted | 207168341 |  | HRCU-A-CB | DZ17VSA481B* |  | DV48FECD14A* | 8.3 | 16 | 8.8 | 8 | 16.2 | 8.1 | FALSE | FALSE | FALSE | 45000 | 29800 | 2.47 | 36000 | 2.38
207173039 | 02/16/23 | Live | Daikin North America, LLC | DAIKIN | Singlezone Ducted, Centrally Ducted | 207173039 |  | HRCU-A-CB | DZ17VSA421B* |  | DV42FECC14A* | 9 | 17 | 9.2 | 8.5 | 16.7 | 8.1 | FALSE | FALSE | FALSE | 39500 | 25600 | 2.66 | 34900 | 2.11
207173040 | 02/16/23 | Live | Daikin North America, LLC | DAIKIN | Singlezone Ducted, Centrally Ducted | 207173040 |  | HRCU-A-CB | DZ17VSA421B* |  | DV60FECD14A* | 9 | 17 | 9.2 | 8.5 | 16.9 | 8.1 | FALSE | FALSE | FALSE | 39500 | 25600 | 2.66 | 34900 | 2.11
207168340 | 02/16/23 | Live | Daikin North America, LLC | DAIKIN | Singlezone Ducted, Centrally Ducted | 207168340 |  | HRCU-A-CB | DZ17VSA421B* |  | DV48FECD14A* | 9 | 17 | 9.2 | 8.5 | 16.9 | 8.1 | FALSE | FALSE | FALSE | 39500 | 25600 | 2.66 | 34900 | 2.11
207173031 | 02/16/23 | Live | Daikin North America, LLC | DAIKIN | Singlezone Ducted, Centrally Ducted | 207173031 |  | HRCU-A-CB | DZ17VSA361B* |  | CA*EA3026*4A*+MBVC1200**-1A* | 9.3 | 17 | 9.6 | 8.7 | 16.3 | 8.2 | FALSE | FALSE | FALSE | 33200 | 22400 | 2.43 | 23500 | 2.21
207173032 | 02/16/23 | Live | Daikin North America, LLC | DAIKIN | Singlezone Ducted, Centrally Ducted | 207173032 |  | HRCU-A-CB | DZ17VSA361B* |  | CA*EA3026*4A*+MBVC1600**-1A* | 9.3 | 17.5 | 9.6 | 8.7 | 16.3 | 8.2 | FALSE | FALSE | FALSE | 33600 | 22400 | 2.43 | 23500 | 2.21
207173033 | 02/16/23 | Live | Daikin North America, LLC | DAIKIN | Singlezone Ducted, Centrally Ducted | 207173033 |  | HRCU-A-CB | DZ17VSA361B* |  | CA*EA3026*4A*+MBVC2000**-1A* | 9.3 | 17.5 | 9.6 | 8.7 | 16.3 | 8.2 | FALSE | FALSE | FALSE | 33600 | 22400 | 2.43 | 23500 | 2.21
207173034 | 02/16/23 | Live | Daikin North America, LLC | DAIKIN | Singlezone Ducted, Centrally Ducted | 207173034 |  | HRCU-A-CB | DZ17VSA361B* |  | DV42FECC14A* | 9.3 | 17.5 | 9.6 | 8.7 | 16.3 | 8.2 | FALSE | FALSE | FALSE | 32200 | 22400 | 2.43 | 23500 | 2.21
207168339 | 02/16/23 | Live | Daikin North America, LLC | DAIKIN | Singlezone Ducted, Centrally Ducted | 207168339 |  | HRCU-A-CB | DZ17VSA361B* |  | DV36FECC14A* | 9.3 | 17.5 | 9.6 | 8.7 | 16.3 | 8.2 | FALSE | FALSE | FALSE | 33000 | 22400 | 2.43 | 23900 | 2.27
207173006 | 02/16/23 | Live | Daikin North America, LLC | DAIKIN | Singlezone Ducted, Centrally Ducted | 207173006 |  | HRCU-A-CB | DZ17VSA301B* |  | CA*EA2422*4A*+MBVC1200**-1A* | 10.7 | 17 | 9.6 | 9.9 | 17.1 | 8.2 | FALSE | FALSE | FALSE | 26400 | 18000 | 2.52 | 21200 | 2.3
207173007 | 02/16/23 | Live | Daikin North America, LLC | DAIKIN | Singlezone Ducted, Centrally Ducted | 207173007 |  | HRCU-A-CB | DZ17VSA301B* |  | CA*EA2422*4A*+MBVC1600**-1A* | 10.7 | 18 | 9.6 | 9.9 | 17.1 | 8.2 | FALSE | FALSE | FALSE | 26400 | 18000 | 2.52 | 21200 | 2.3
207168338 | 02/16/23 | Live | Daikin North America, LLC | DAIKIN | Singlezone Ducted, Centrally Ducted | 207168338 |  | HRCU-A-CB | DZ17VSA301B* |  | DV36FECC14A* | 10.7 | 18 | 9.6 | 9.9 | 17.1 | 8.2 | FALSE | FALSE | FALSE | 27800 | 18000 | 2.52 | 21300 | 2.33
207172981 | 02/16/23 | Live | Daikin North America, LLC | DAIKIN | Singlezone Ducted, Centrally Ducted | 207172981 |  | HRCU-A-CB | DZ17VSA241B* |  | CA*EA1818*4A*+MBVC1200**-1A* | 11.3 | 18 | 10 | 10.1 | 17.3 | 8.5 | FALSE | FALSE | TRUE | 22200 | 14600 | 2.58 | 17600 | 2.33
207172980 | 02/16/23 | Live | Daikin North America, LLC | DAIKIN | Singlezone Ducted, Centrally Ducted | 207172980 |  | HRCU-A-CB | DZ17VSA241B* |  | CA*EA2422*4A*+MBVC1200**-1A* | 11.3 | 18 | 10 | 10.1 | 17 | 8.5 | FALSE | FALSE | TRUE | 22200 | 14600 | 2.58 | 17600 | 2.33
207172983 | 02/16/23 | Live | Daikin North America, LLC | DAIKIN | Singlezone Ducted, Centrally Ducted | 207172983 |  | HRCU-A-CB | DZ17VSA241B* |  | CA*EA1818*4A*+MBVC1600**-1A* | 11.3 | 18 | 10 | 10.1 | 17.3 | 8.5 | FALSE | FALSE | TRUE | 22200 | 14600 | 2.58 | 17600 | 2.33
207172982 | 02/16/23 | Live | Daikin North America, LLC | DAIKIN | Singlezone Ducted, Centrally Ducted | 207172982 |  | HRCU-A-CB | DZ17VSA241B* |  | CA*EA2422*4A*+MBVC1600**-1A* | 11.3 | 18 | 10 | 10.1 | 17 | 8.5 | FALSE | FALSE | TRUE | 22200 | 14600 | 2.58 | 17600 | 2.33
207168337 | 02/16/23 | Live | Daikin North America, LLC | DAIKIN | Singlezone Ducted, Centrally Ducted | 207168337 |  | HRCU-A-CB | DZ17VSA241B* |  | DV24FECB14A* | 11.3 | 18 | 10 | 10.1 | 17.3 | 8.5 | FALSE | FALSE | TRUE | 22200 | 14600 | 2.58 | 17600 | 2.33
207172948 | 02/16/23 | Live | Daikin North America, LLC | DAIKIN | Singlezone Ducted, Centrally Ducted | 207172948 |  | HRCU-A-CB | DZ17VSA181B* |  | CA*EA1818*4A*+MBVC1200**-1A* | 12.3 | 18 | 10 | 10.9 | 17.5 | 8.5 | FALSE | FALSE | TRUE | 16600 | 10800 | 2.71 | 17000 | 2.47
207172949 | 02/16/23 | Live | Daikin North America, LLC | DAIKIN | Singlezone Ducted, Centrally Ducted | 207172949 |  | HRCU-A-CB | DZ17VSA181B* |  | CA*EA1818*4A*+MBVC1600**-1A* | 12.3 | 18 | 10 | 10.9 | 17.5 | 8.5 | FALSE | FALSE | TRUE | 16600 | 10800 | 2.71 | 17000 | 2.47
207168336 | 02/16/23 | Live | Daikin North America, LLC | DAIKIN | Singlezone Ducted, Centrally Ducted | 207168336 |  | HRCU-A-CB | DZ17VSA181B* |  | DV24FECB14A* | 12.3 | 18 | 10 | 10.9 | 17.5 | 8.5 | FALSE | FALSE | TRUE | 16600 | 10800 | 2.71 | 17000 | 2.47
207698067 | 12/14/22 | Live | Samsung Electonics | SAMSUNG | Singlezone Ducted, Centrally Ducted | 207698067 |  | HRCU-A-CB | AC036BXSCCH | Mini-Splits | AC036BNZDCH | 11.5 | 18.3 | 10.3 | 11.5 | 18.7 | 8.6 | TRUE | TRUE | TRUE | 36000 | 37000 | 1.79 | 42700 | 2.22
207465469 | 12/14/22 | Live | Samsung Electonics | SAMSUNG | Singlezone Ducted, Centrally Ducted | 207465469 |  | HRCU-A-CB | AC048BXADCH | Mini-Splits | AC048BNHDCH | 8 | 16.3 | 8.8 | 8 | 16.8 | 8.1 | TRUE | TRUE | FALSE | 48000 | 43000 | 1.73 | 49100 | 2.02
207465466 | 12/14/22 | Live | Samsung Electonics | SAMSUNG | Singlezone Ducted, Centrally Ducted | 207465466 |  | HRCU-A-CB | AC042BXADCH | Mini-Splits | AC042BNHDCH | 9.2 | 17.5 | 8.8 | 9.2 | 18.1 | 8.4 | TRUE | TRUE | FALSE | 42000 | 43500 | 1.75 | 44700 | 2.34
207465462 | 12/14/22 | Live | Samsung Electonics | SAMSUNG | Singlezone Ducted, Centrally Ducted | 207465462 |  | HRCU-A-CB | AC036BXADCH | Mini-Splits | AC036BNHDCH | 10.7 | 19 | 10 | 10.7 | 19 | 8.4 | TRUE | TRUE | TRUE | 36000 | 35400 | 1.83 | 36400 | 2.46
207465458 | 12/14/22 | Live | Samsung Electonics | SAMSUNG | Singlezone Ducted, Centrally Ducted | 207465458 |  | HRCU-A-CB | AC030BXADCH | Mini-Splits | AC030BNHDCH | 10.3 | 17.7 | 11 | 10.3 | 18.2 | 8.4 | TRUE | TRUE | TRUE | 30000 | 33000 | 1.82 | 32600 | 2.01
207465441 | 12/14/22 | Live | Samsung Electonics | SAMSUNG | Singlezone Ducted, Centrally Ducted | 207465441 |  | HRCU-A-CB | AC012BXADCH | Mini-Splits | AC012BNHDCH | 12.5 | 20.3 | 10.6 | 11.1 | 18.5 | 9.1 | TRUE | TRUE | TRUE | 12000 | 12100 | 2.09 | 14900 | 2.34
207465436 | 12/14/22 | Live | Samsung Electonics | SAMSUNG | Singlezone Non-Ducted, Wall Placement | 207465436 |  | HRCU-A-CB-O | AC048BXADCH | Mini-Splits | AC048BN4DCH | 8.3 | 17.2 | 10 | 8.3 | 17.8 | 8.6 | TRUE | TRUE | FALSE | 48000 | 46000 | 1.97 | 50900 | 2.26
207462391 | 12/14/22 | Live | Samsung Electonics | SAMSUNG | Singlezone Non-Ducted, Wall Placement | 207462391 |  | HRCU-A-CB-O | AC042BXADCH | Mini-Splits | AC042BN4DCH | 10 | 18.5 | 10.2 | 10 | 19.1 | 8.7 | TRUE | TRUE | FALSE | 42000 | 46000 | 1.97 | 46300 | 2.66
207462390 | 12/14/22 | Live | Samsung Electonics | SAMSUNG | Singlezone Non-Ducted, Wall Placement | 207462390 |  | HRCU-A-CB-O | AC036BXADCH | Mini-Splits | AC036BN4DCH | 11.5 | 20.3 | 10.6 | 11.5 | 20.5 | 8.8 | TRUE | TRUE | FALSE | 36000 | 37000 | 2.1 | 37700 | 2.77
207465435 | 12/14/22 | Live | Samsung Electonics | SAMSUNG | Singlezone Non-Ducted, Wall Placement | 207465435 |  | HRCU-A-CB-O | AC030BXADCH | Mini-Splits | AC030BN4DCH | 11 | 20.1 | 10.2 | 11 | 20.7 | 8.8 | TRUE | TRUE | FALSE | 30000 | 33200 | 1.84 | 32600 | 2.07
207465468 | 12/14/22 | Live | Samsung Electonics | SAMSUNG | Singlezone Non-Ducted, Wall Placement | 207465468 |  | HRCU-A-CB-O | AC048BXADCH | Mini-Splits | AC048BN6DCH | 8.3 | 17.2 | 9.6 | 8.3 | 17.8 | 8.7 | TRUE | TRUE | FALSE | 48000 | 42000 | 2.1 | 50900 | 2.12
207465465 | 12/14/22 | Live | Samsung Electonics | SAMSUNG | Singlezone Non-Ducted, Wall Placement | 207465465 |  | HRCU-A-CB-O | AC042BXADCH | Mini-Splits | AC042BN6DCH | 10 | 18.5 | 9.8 | 10 | 18.9 | 8.7 | TRUE | TRUE | FALSE | 42000 | 42000 | 2.1 | 46300 | 2.44
207465461 | 12/14/22 | Live | Samsung Electonics | SAMSUNG | Singlezone Non-Ducted, Wall Placement | 207465461 |  | HRCU-A-CB-O | AC036BXADCH | Mini-Splits | AC036BN6DCH | 11.5 | 20.3 | 10.3 | 11.5 | 20.4 | 8.5 | TRUE | TRUE | FALSE | 36000 | 33600 | 1.97 | 37700 | 2.62
207698066 | 12/14/22 | Live | Samsung Electonics | SAMSUNG | Singlezone Ducted, Centrally Ducted | 207698066 |  | HRCU-A-CB | AC030BXSCCH | Mini-Splits | AC030BNZDCH | 12.5 | 18.2 | 9.5 | 12.5 | 18.5 | 8.6 | TRUE | TRUE | TRUE | 30000 | 31800 | 1.9 | 37700 | 2.11
207465444 | 12/14/22 | Live | Samsung Electonics | SAMSUNG | Singlezone Non-Ducted, Ceiling Placement | 207465444 |  | HRCU-A-CB-O | AC012BXADCH | Mini-Splits | AC012BNNDCH | 12.5 | 20.5 | 11.2 | 12.5 | 21.5 | 9.5 | TRUE | TRUE | TRUE | 10800 | 11500 | 1.72 | 14400 | 2.45
207462387 | 12/14/22 | Live | Samsung Electonics | SAMSUNG | Singlezone Non-Ducted, Ceiling Placement | 207462387 |  | HRCU-A-CB-O | AC009BXADCH | Mini-Splits | AC009BNNDCH | 13 | 21 | 11.7 | 13 | 22 | 9.5 | TRUE | TRUE | TRUE | 9100 | 10000 | 1.58 | 13600 | 2.29
207698072 | 12/14/22 | Live | Samsung Electonics | SAMSUNG | Singlezone Ducted, Centrally Ducted | 207698072 |  | HRCU-A-CB | AC036BXSCCH | Mini-Splits | AC036BNHDCH | 12.2 | 19.3 | 10 | 12.2 | 19.4 | 8.8 | TRUE | TRUE | TRUE | 36000 | 38500 | 1.88 | 42700 | 2.43
207465455 | 12/14/22 | Live | Samsung Electonics | SAMSUNG | Singlezone Ducted, Centrally Ducted | 207465455 |  | HRCU-A-CB | AC024BXADCH | Mini-Splits | AC024BNHDCH | 12.6 | 20.5 | 11 | 12 | 19.5 | 8.4 | TRUE | TRUE | TRUE | 24000 | 33200 | 1.76 | 27500 | 1.92
207465448 | 12/14/22 | Live | Samsung Electonics | SAMSUNG | Singlezone Ducted, Centrally Ducted | 207465448 |  | HRCU-A-CB | AC018BXADCH | Mini-Splits | AC018BNHDCH | 12.5 | 19.6 | 10.6 | 12 | 18 | 8.1 | TRUE | TRUE | TRUE | 18000 | 25600 | 1.73 | 25700 | 1.98
207465438 | 12/14/22 | Live | Samsung Electonics | SAMSUNG | Singlezone Ducted, Centrally Ducted | 207465438 |  | HRCU-A-CB | AC009BXADCH | Mini-Splits | AC009BNHDCH | 13.1 | 20.6 | 10.8 | 12.5 | 18.8 | 8.9 | TRUE | TRUE | TRUE | 9000 | 11300 | 1.8 | 14100 | 2.4
207698071 | 12/14/22 | Live | Samsung Electonics | SAMSUNG | Singlezone Non-Ducted, Wall Placement | 207698071 |  | HRCU-A-CB-O | AC036BXSCCH | Mini-Splits | AC036BN4DCH | 13 | 21 | 10.6 | 13 | 21.6 | 9.1 | TRUE | TRUE | FALSE | 36000 | 40500 | 1.98 | 42700 | 2.66
207698065 | 12/14/22 | Live | Samsung Electonics | SAMSUNG | Singlezone Non-Ducted, Wall Placement | 207698065 |  | HRCU-A-CB-O | AC030BXSCCH | Mini-Splits | AC030BN4DCH | 13.2 | 22 | 10.6 | 13.2 | 22.6 | 8.9 | TRUE | TRUE | FALSE | 30000 | 37000 | 1.9 | 37700 | 2.46
207462388 | 12/14/22 | Live | Samsung Electonics | SAMSUNG | Singlezone Non-Ducted, Ceiling Placement | 207462388 |  | HRCU-A-CB-O | AC018BXADCH | Mini-Splits | AC018BN4DCH | 13.8 | 22.8 | 10.5 | 13.8 | 23.6 | 8.5 | TRUE | TRUE | FALSE | 18000 | 27600 | 1.77 | 26700 | 2.47
207465446 | 12/14/22 | Live | Samsung Electonics | SAMSUNG | Singlezone Non-Ducted, Ceiling Placement | 207465446 |  | HRCU-A-CB-O | AC018BXADCH | Mini-Splits | AC018BN6DCH | 12.3 | 21.1 | 10 | 12.3 | 21.5 | 8.7 | TRUE | TRUE | FALSE | 18000 | 23000 | 1.95 | 24700 | 1.94
207465454 | 12/14/22 | Live | Samsung Electonics | SAMSUNG | Singlezone Non-Ducted, Wall Placement | 207465454 |  | HRCU-A-CB-O | AC024BXADCH | Mini-Splits | AC024BNADCH | 10.3 | 18.9 | 10.8 | 10.3 | 19.5 | 8.5 | TRUE | TRUE | FALSE | 24000 | 26000 | 1.8 | 28700 | 1.97
207465453 | 12/14/22 | Live | Samsung Electonics | SAMSUNG | Singlezone Non-Ducted, Ceiling Placement | 207465453 |  | HRCU-A-CB-O | AC024BXADCH | Mini-Splits | AC024BN6DCH | 12.7 | 21 | 10.8 | 12.7 | 21.5 | 8.9 | TRUE | TRUE | FALSE | 24000 | 29200 | 1.95 | 27500 | 1.95
211253521 | 02/01/23 | Live | Midea Electric Trading | CANAIR | Singlezone Non-Ducted, Wall Placement | 211253521 |  | HRCU-A-CB-O | C25SCH12H21 | Mini-Splits | C28SEH12H21 | 13.7 | 23.2 | 13.2 | 13.7 | 24.6 | 10.7 | TRUE | FALSE | TRUE | 12000 | 9000 | 2.69 | 9921 | 2.31
211253522 | 02/01/23 | Live | Midea Electric Trading | CANAIR | Singlezone Non-Ducted, Wall Placement | 211253522 |  | HRCU-A-CB-O | C25SCH09H21 | Mini-Splits | C28SEH09H21 | 15 | 25.5 | 12.2 | 15 | 25.5 | 12.3 | TRUE | TRUE | TRUE | 9000 | 8500 | 2.8 | 9611 | 2.29
211246028 | 02/01/23 | Live | Midea Electric Trading | COOPER&HUNTER | Singlezone Ducted, Compact Ducted | 211246028 |  | HRCU-A-CB | CH-NHPR60LCU-230VO | Mini-Splits | CH-60LCDTU/I | 9.4 | 18 | 11 | 9.4 | 15.8 | 9.5 | FALSE | FALSE | FALSE | 55000 | 40000 | 2.46 | 54000 | 2.2
211246027 | 02/01/23 | Live | Midea Electric Trading | COOPER&HUNTER | Singlezone Non-Ducted, Floor Placement | 211246027 |  | HRCU-A-CB-O | CH-NHPR60LCU-230VO | Mini-Splits | CH-60LCFC/I | 9 | 16.8 | 11.3 | 9 | 17.3 | 10.2 | FALSE | FALSE | TRUE | 55000 | 40000 | 2.58 | 58600 | 2.35
211253533 | 02/01/23 | Live | Midea Electric Trading | PERFECTAIRE | Multizone All Ducted | 211253533 |  | HMSV-A-CB | 3PAMS55-HH-MZO5 | Ducted Indoor Units |  | 10.5 | 19 | 11 | 10.5 | 18.8 | 9.3 | TRUE | TRUE | TRUE | 55000 | 35200 | 2.5 | 45000 | 2.06
208959768 | 02/01/23 | Live | Midea Electric Trading | MRCOOL | Multizone All Ducted | 208959768 |  | HMSV-A-CB | DIY-MULTI5-48HP230C | Ducted Indoor Units |  | 11 | 19.5 | 11 | 11.2 | 19.6 | 9.8 | FALSE | FALSE | TRUE | 49000 | 34800 | 2.43 | 37000 | 2.17
207028598 | 01/31/23 | Live | Parker Davis HVAC International, Inc. | PIONEER | Singlezone Ducted, Centrally Ducted | 207028598 |  | HRCU-A-CB | YH4860GHFD18R2 |  | DR060GHFD18HT2 | 8.5 | 17.5 | 10 | 8.25 | 17 | 8.5 | FALSE | FALSE | FALSE | 56000 | 40000 | 2.34 | 42000 | 2.1
207028597 | 01/31/23 | Live | Parker Davis HVAC International, Inc. | PIONEER | Singlezone Ducted, Centrally Ducted | 207028597 |  | HRCU-A-CB | YH4248GHFD18R2 |  | DR048GHFD18HT2 | 10.2 | 17.5 | 10 | 10.1 | 17.5 | 8.5 | TRUE | TRUE | TRUE | 48000 | 31000 | 2.36 | 39000 | 2.3
210655534 | 01/31/23 | Live | Midea Electric Trading | FUJIECO | Singlezone Non-Ducted, Ceiling Placement | 210655534 |  | HRCU-A-CB-O | FEFS-36H2MD01(O) | Mini-Splits | FEFS-36H2MD01(I) | 9.4 | 17.6 | 11.7 | 9.5 | 19.2 | 10 | FALSE | FALSE | TRUE | 36000 | 25200 | 2.74 | 26306 | 2.4
211257122 | 01/31/23 | Live | Midea Electric Trading | Breeze33 | Singlezone Non-Ducted, Ceiling Placement | 211257122 |  | HRCU-A-CB-O | BZ33-HYP09OUT2-G2-P | Mini-Splits | BZ33-OWCASS09-G2-P | 13 | 23 | 13.6 | 13 | 24 | 12.4 | TRUE | TRUE | TRUE | 9000 | 9800 | 2.35 | 11400 | 1.83
210857479 | 01/31/23 | Live | Midea Electric Trading | AC BEST LA | Singlezone Non-Ducted, Floor Placement | 210857479 |  | HRCU-A-CB-O | MOD30U-36HFN1-M(GA) | Mini-Splits | MFGD-36HRFN1-MQ6W | 9.4 | 17.6 | 11.7 | 9.5 | 19.2 | 10 | FALSE | FALSE | FALSE | 36000 | 25200 | 2.74 | 26306 | 2.4
207862102 | 01/27/23 | Live | Midea Electric Trading | BREEZE33 | Multizone All Ducted | 207862102 |  | HMSV-A-CB | BZ33-HYP273Z2-G2-P | Ducted Indoor Units |  | 11.5 | 20 | 10.1 | 11.7 | 20 | 9.5 | TRUE | TRUE | TRUE | 28000 | 27000 | 2.3 | 27200 | 2.21
207862090 | 01/27/23 | Live | Midea Electric Trading | BREEZE33 | Multizone All Ducted | 207862090 |  | HMSV-A-CB | BZ33-HP273Z2-G2-P | Ducted Indoor Units |  | 11.2 | 21 | 10.2 | 11.7 | 21 | 9.2 | TRUE | FALSE | TRUE | 28000 | 22000 | 2.6 | 22600 | 2.25
207862087 | 01/27/23 | Live | Midea Electric Trading | BREEZE33 | Multizone All Ducted | 207862087 |  | HMSV-A-CB | BZ33-HP182Z2-G2-P | Ducted Indoor Units |  | 12 | 19 | 10.8 | 12 | 19 | 9.8 | TRUE | TRUE | TRUE | 18000 | 14800 | 2.49 | 16000 | 2.23
210857363 | 01/27/23 | Live | Midea Electric Trading | 1HVAC | Multizone All Ducted | 210857363 |  | HMSV-A-CB | ACIQ-55Z-HH-M5B | Ducted Indoor Units |  | 10.5 | 19 | 11 | 10.5 | 18.8 | 9.3 | TRUE | TRUE | TRUE | 55000 | 35200 | 2.5 | 45000 | 2.06
207825568 | 01/27/23 | Live | Midea Electric Trading | 1HVAC | Multizone All Ducted | 207825568 |  | HMSV-A-CB | ACIQ-27Z-HH-M3B | Ducted Indoor Units |  | 11.5 | 20 | 10.1 | 11.7 | 20 | 9.5 | TRUE | TRUE | TRUE | 28000 | 27000 | 2.3 | 27200 | 2.21
210857369 | 01/27/23 | Live | Midea Electric Trading | 1HVAC | Multizone All Ducted | 210857369 |  | HMSV-A-CB | ES-27Z-M3B | Ducted Indoor Units |  | 11.2 | 21 | 10.2 | 11.7 | 21 | 9.2 | TRUE | FALSE | TRUE | 28000 | 22000 | 2.6 | 22600 | 2.25
210857366 | 01/27/23 | Live | Midea Electric Trading | 1HVAC | Multizone All Ducted | 210857366 |  | HMSV-A-CB | ES-18Z-M2B | Ducted Indoor Units |  | 12 | 19 | 10.8 | 12 | 19 | 9.8 | TRUE | TRUE | TRUE | 18000 | 14800 | 2.49 | 16000 | 2.23
208073245 | 01/27/23 | Live | Midea Electric Trading | AC BEST LA | Multizone All Ducted | 208073245 |  | HMSV-A-CB | M3OJ-27HFN1-M | Ducted Indoor Units |  | 11.2 | 21 | 10.2 | 11.7 | 21 | 9.2 | FALSE | FALSE | FALSE | 28000 | 22000 | 2.6 | 22600 | 2.25
208073237 | 01/27/23 | Live | Midea Electric Trading | AC BEST LA | Multizone All Ducted | 208073237 |  | HMSV-A-CB | M2OA-18HFN1-M | Ducted Indoor Units |  | 12 | 19 | 10.8 | 12 | 19 | 9.8 | FALSE | FALSE | FALSE | 18000 | 14800 | 2.49 | 16000 | 2.23
211001949 | 01/27/23 | Live | Midea Electric Trading | AC PRO.COM | Singlezone Non-Ducted, Ceiling Placement | 211001949 |  | HRCU-A-CB-O | AOX230-12HFN1-MV5W | Mini-Splits | ACBU-12HRFN1-MV0W | 12.6 | 21.2 | 10.8 | 12.6 | 22 | 9.8 | TRUE | FALSE | TRUE | 12000 | 7700 | 2 | 9000 | 2.42
211001948 | 01/27/23 | Live | Midea Electric Trading | AC PRO.COM | Singlezone Non-Ducted, Ceiling Placement | 211001948 |  | HRCU-A-CB-O | AOX230-09HFN1-MW5W | Mini-Splits | ACBU-09HRFN1-MW0W | 13 | 22 | 13 | 13 | 22.5 | 11.5 | TRUE | TRUE | TRUE | 9000 | 8000 | 2.66 | 10000 | 2.4
211001950 | 01/27/23 | Live | Midea Electric Trading | AC PRO.COM | Singlezone Non-Ducted, Ceiling Placement | 211001950 |  | HRCU-A-CB-O | AOX430-18HFN1-MT8W | Mini-Splits | ACBU-18HRFN1-MU2W | 12.5 | 21.2 | 12 | 12.5 | 21.8 | 10.7 | TRUE | FALSE | TRUE | 18000 | 12200 | 2.79 | 15500 | 2.4
207827126 | 01/27/23 | Live | Midea Electric Trading | AC PRO.COM | Multizone All Ducted | 207827126 |  | HMSV-A-CB | A3OJ-27HFN1-M | Ducted Indoor Units |  | 11.2 | 21 | 10.2 | 11.7 | 21 | 9.2 | TRUE | FALSE | TRUE | 28000 | 22000 | 2.6 | 22600 | 2.25
207827125 | 01/27/23 | Live | Midea Electric Trading | AC PRO.COM | Multizone All Ducted | 207827125 |  | HMSV-A-CB | A2OA-18HFN1-M | Ducted Indoor Units |  | 12 | 19 | 10.8 | 12 | 19 | 9.8 | TRUE | TRUE | TRUE | 18000 | 14800 | 2.49 | 16000 | 2.23
210857387 | 01/27/23 | Live | Midea Electric Trading | ACIQ | Multizone All Ducted | 210857387 |  | HMSV-A-CB | ES-27Z-M3B | Ducted Indoor Units |  | 11.2 | 21 | 10.2 | 11.7 | 21 | 9.2 | TRUE | FALSE | TRUE | 28000 | 22000 | 2.6 | 22600 | 2.25
210857384 | 01/27/23 | Live | Midea Electric Trading | ACIQ | Multizone All Ducted | 210857384 |  | HMSV-A-CB | ES-18Z-M2B | Ducted Indoor Units |  | 12 | 19 | 10.8 | 12 | 19 | 9.8 | TRUE | TRUE | TRUE | 18000 | 14800 | 2.49 | 16000 | 2.23
210857381 | 01/27/23 | Live | Midea Electric Trading | ACIQ | Multizone All Ducted | 210857381 |  | HMSV-A-CB | ACIQ-55Z-HH-M5B | Ducted Indoor Units |  | 10.5 | 19 | 11 | 10.5 | 18.8 | 9.3 | TRUE | TRUE | TRUE | 55000 | 35200 | 2.5 | 45000 | 2.06
205144648 | 04/28/22 | Live | Johnson Controls Inc. (York International Norman) | CHAMPION HEATING AND COOLING | Singlezone Ducted, Centrally Ducted | 205144648 |  | HRCU-A-CB | TH16B3622 |  | AE42CBC21 | 11 | 16.75 | 10 |  |  |  | FALSE | FALSE | FALSE | 35000 | 22400 | 2.72 | 22400 | 2.72
205144700 | 04/28/22 | Live | Johnson Controls Inc. (York International Norman) | FRASER-JOHNSTON | Singlezone Ducted, Centrally Ducted | 205144700 |  | HRCU-A-CB | TH16B3622 |  | AE42CBC21 | 11 | 16.75 | 10 |  |  |  | FALSE | FALSE | FALSE | 35000 | 22400 | 2.72 | 22400 | 2.72
205144699 | 04/28/22 | Live | Johnson Controls Inc. (York International Norman) | COLEMAN | Singlezone Ducted, Centrally Ducted | 205144699 |  | HRCU-A-CB | CH16B3622 |  | AE42CBC21 | 11 | 16.75 | 10 |  |  |  | FALSE | FALSE | FALSE | 35000 | 22400 | 2.72 | 22400 | 2.72
207825580 | 01/27/23 | Live | Midea Electric Trading | ACIQ | Multizone All Ducted | 207825580 |  | HMSV-A-CB | ACIQ-27Z-HH-M3B | Ducted Indoor Units |  | 11.5 | 20 | 10.1 | 11.7 | 20 | 9.5 | TRUE | TRUE | TRUE | 28000 | 27000 | 2.3 | 27200 | 2.21
205144647 | 04/28/22 | Live | Johnson Controls Inc. (York International Norman) | LUXAIRE | Singlezone Ducted, Centrally Ducted | 205144647 |  | HRCU-A-CB | TH16B3622 |  | AE42CBC21 | 11 | 16.75 | 10 |  |  |  | FALSE | FALSE | FALSE | 35000 | 22400 | 2.72 | 22400 | 2.72
203088402 | 04/28/22 | Live | Johnson Controls Inc. (York International Norman) | LUXAIRE | Singlezone Ducted, Centrally Ducted | 203088402 |  | HRCU-A-CB | TH16B3622 |  | AE42CX21+TXV | 11 | 16.75 | 10 |  |  |  | FALSE | FALSE | FALSE | 35000 | 22400 | 2.72 | 22400 | 2.72
205144618 | 04/28/22 | Live | Johnson Controls Inc. (York International Norman) | YORK | Singlezone Ducted, Centrally Ducted | 205144618 |  | HRCU-A-CB | YHM36B22 |  | AE42CBC21 | 11 | 16.75 | 10 |  |  |  | FALSE | FALSE | FALSE | 35000 | 22400 | 2.72 | 22400 | 2.72
203088411 | 04/28/22 | Live | Johnson Controls Inc. (York International Norman) | CHAMPION HEATING AND COOLING | Singlezone Ducted, Centrally Ducted | 203088411 |  | HRCU-A-CB | TH16B3622 |  | AE42CX21+TXV | 11 | 16.75 | 10 |  |  |  | FALSE | FALSE | FALSE | 35000 | 22400 | 2.72 | 22400 | 2.72
203088406 | 04/28/22 | Live | Johnson Controls Inc. (York International Norman) | FRASER-JOHNSTON | Singlezone Ducted, Centrally Ducted | 203088406 |  | HRCU-A-CB | TH16B3622 |  | AE42CX21+TXV | 11 | 16.75 | 10 |  |  |  | FALSE | FALSE | FALSE | 35000 | 22400 | 2.72 | 22400 | 2.72
203088397 | 04/28/22 | Live | Johnson Controls Inc. (York International Norman) | COLEMAN | Singlezone Ducted, Centrally Ducted | 203088397 |  | HRCU-A-CB | CH16B3622 |  | AE42CX21+TXV | 11 | 16.75 | 10 |  |  |  | FALSE | FALSE | FALSE | 35000 | 22400 | 2.72 | 22400 | 2.72
208674957 | 01/27/23 | Live | Midea Electric Trading | AIC TECHNOLOGIES | Multizone All Ducted | 208674957 |  | HMSV-A-CB | NAKS-MULTI AC-27K-208-230 | Ducted Indoor Units |  | 11.2 | 21 | 10.2 | 11.7 | 21 | 9.2 | FALSE | FALSE | TRUE | 28000 | 22000 | 2.6 | 22600 | 2.25
203076252 | 04/28/22 | Live | Johnson Controls Inc. (York International Norman) | YORK | Singlezone Ducted, Centrally Ducted | 203076252 |  | HRCU-A-CB | YHM36B22 |  | AE42CX21+TXV | 11 | 16.75 | 10 |  |  |  | FALSE | FALSE | FALSE | 35000 | 22400 | 2.72 | 22400 | 2.72
208674955 | 01/27/23 | Live | Midea Electric Trading | AIC TECHNOLOGIES | Multizone All Ducted | 208674955 |  | HMSV-A-CB | NAKS-MULTI AC-18K-208-230 | Ducted Indoor Units |  | 12 | 19 | 10.8 | 12 | 19 | 9.8 | FALSE | FALSE | TRUE | 18000 | 14800 | 2.49 | 16000 | 2.23
208119676 | 01/27/23 | Live | Midea Electric Trading | AIRLUX | Multizone All Ducted | 208119676 |  | HMSV-A-CB | AM3M27O/2022 | Ducted Indoor Units |  | 11.2 | 21 | 10.2 | 11.7 | 21 | 9.2 | FALSE | FALSE | TRUE | 28000 | 22000 | 2.6 | 22600 | 2.25
208119673 | 01/27/23 | Live | Midea Electric Trading | AIRLUX | Multizone All Ducted | 208119673 |  | HMSV-A-CB | AM2M18O/2022 | Ducted Indoor Units |  | 12 | 19 | 10.8 | 12 | 19 | 9.8 | FALSE | FALSE | TRUE | 18000 | 14800 | 2.49 | 16000 | 2.23
208121909 | 01/27/23 | Live | Midea Electric Trading | ALSETRIA | Multizone All Ducted | 208121909 |  | HMSV-A-CB | M3OJ-27HFN1-M | Ducted Indoor Units |  | 11.2 | 21 | 10.2 | 11.7 | 21 | 9.2 | TRUE | FALSE | TRUE | 28000 | 22000 | 2.6 | 22600 | 2.25
206223105 | 10/28/22 | Live | Trane U.S. Inc. | TRANE | Singlezone Ducted, Centrally Ducted | 206223105 |  | HRCU-A-CB | 4TWV8X24A1 |  | TAMXA0B30V3PA | 13 | 18 | 10 |  |  |  | FALSE | FALSE | FALSE | 23800 | 15800 | 1.98 | 15800 | 2.35
208121906 | 01/27/23 | Live | Midea Electric Trading | ALSETRIA | Multizone All Ducted | 208121906 |  | HMSV-A-CB | M2OA-18HFN1-M | Ducted Indoor Units |  | 12 | 19 | 10.8 | 12 | 19 | 9.8 | TRUE | TRUE | TRUE | 18000 | 14800 | 2.49 | 16000 | 2.23
208650623 | 01/27/23 | Live | Midea Electric Trading | BLUERIDGE | Multizone All Ducted | 208650623 |  | HMSV-A-CB | BMM55HHC | Ducted Indoor Units |  | 10.5 | 19 | 11 | 10.5 | 18.8 | 9.3 | TRUE | TRUE | TRUE | 55000 | 35200 | 2.5 | 45000 | 2.06
207641294 | 01/27/23 | Live | Midea Electric Trading | BLUERIDGE | Multizone All Ducted | 207641294 |  | HMSV-A-CB | BMM27HHC | Ducted Indoor Units |  | 11.5 | 20 | 10.1 | 11.7 | 20 | 9.5 | FALSE | FALSE | TRUE | 28000 | 27000 | 2.3 | 27200 | 2.21
207641282 | 01/27/23 | Live | Midea Electric Trading | BLUERIDGE | Multizone All Ducted | 207641282 |  | HMSV-A-CB | BMM27C | Ducted Indoor Units |  | 11.2 | 21 | 10.2 | 11.7 | 21 | 9.2 | TRUE | FALSE | TRUE | 28000 | 22000 | 2.6 | 22600 | 2.25
207641280 | 01/27/23 | Live | Midea Electric Trading | BLUERIDGE | Multizone All Ducted | 207641280 |  | HMSV-A-CB | BMM18C | Ducted Indoor Units |  | 12 | 19 | 10.8 | 12 | 19 | 9.8 | TRUE | TRUE | TRUE | 18000 | 14800 | 2.49 | 16000 | 2.23
208497429 | 01/27/23 | Live | Midea Electric Trading | C&H | Multizone All Ducted | 208497429 |  | HMSV-A-CB | CH-HPR55M-230VO | Ducted Indoor Units |  | 10.5 | 19 | 11 | 10.5 | 18.8 | 9.3 | FALSE | FALSE | TRUE | 55000 | 35200 | 2.5 | 45000 | 2.06
207742377 | 01/27/23 | Live | Midea Electric Trading | C&H | Multizone All Ducted | 207742377 |  | HMSV-A-CB | CH-HPR28M-230VO | Ducted Indoor Units |  | 11.5 | 20 | 10.1 | 11.7 | 20 | 9.5 | TRUE | TRUE | TRUE | 28000 | 27000 | 2.3 | 27200 | 2.21
207742365 | 01/27/23 | Live | Midea Electric Trading | C&H | Multizone All Ducted | 207742365 |  | HMSV-A-CB | CH-28MES-230VO | Ducted Indoor Units |  | 11.2 | 21 | 10.2 | 11.7 | 21 | 9.2 | TRUE | FALSE | TRUE | 28000 | 22000 | 2.6 | 22600 | 2.25
207742362 | 01/27/23 | Live | Midea Electric Trading | C&H | Multizone All Ducted | 207742362 |  | HMSV-A-CB | CH-18MES-230VO | Ducted Indoor Units |  | 12 | 19 | 10.8 | 12 | 19 | 9.8 | FALSE | FALSE | TRUE | 18000 | 14800 | 2.49 | 16000 | 2.23
207683266 | 01/27/23 | Live | Midea Electric Trading | CANAIR | Multizone All Ducted | 207683266 |  | HMSV-A-CB | C28MC324H21 | Ducted Indoor Units |  | 12.5 | 21.1 | 10.5 | 12.5 | 21.3 | 9.7 | TRUE | TRUE | TRUE | 24000 | 21600 | 2.61 | 22600 | 2.25
207683263 | 01/27/23 | Live | Midea Electric Trading | CANAIR | Multizone All Ducted | 207683263 |  | HMSV-A-CB | C28MC218H21 | Ducted Indoor Units |  | 12 | 19 | 10.8 | 12 | 19 | 9.8 | TRUE | TRUE | TRUE | 18000 | 14800 | 2.49 | 16000 | 2.23
211126489 | 01/27/23 | Live | Midea Electric Trading | COAST AIR | Singlezone Non-Ducted, Wall Placement | 211126489 |  | HRCU-A-CB-O | A-CAD24-1A | Mini-Splits | B-CAD24-1A | 12.5 | 20.5 | 10.5 | 12.5 | 20.5 | 9.2 | TRUE | FALSE | FALSE | 23000 | 17900 | 2.34 | 21492 | 2.25
211126491 | 01/27/23 | Live | Midea Electric Trading | COAST AIR | Singlezone Non-Ducted, Wall Placement | 211126491 |  | HRCU-A-CB-O | A-CAD18-1A | Mini-Splits | B-CAD18-1A | 12.5 | 22 | 11.5 | 12.6 | 22.7 | 9.8 | TRUE | FALSE | TRUE | 18000 | 13800 | 2.54 | 14760 | 2.31
211126487 | 01/27/23 | Live | Midea Electric Trading | COAST AIR | Singlezone Non-Ducted, Wall Placement | 211126487 |  | HRCU-A-CB-O | A-CAD09-0A | Mini-Splits | B-CAD09-0A | 12.5 | 22 | 11.5 | 12.5 | 22.5 | 9 | FALSE | FALSE | FALSE | 12000 | 7500 | 2.59 | 8210 | 2.41
211126490 | 01/27/23 | Live | Midea Electric Trading | COAST AIR | Singlezone Non-Ducted, Wall Placement | 211126490 |  | HRCU-A-CB-O | A-CAD12-0A | Mini-Splits | B-CAD12-0A | 12.5 | 22 | 11.5 | 12.5 | 22.5 | 9 | TRUE | FALSE | FALSE | 12000 | 7500 | 2.59 | 8210 | 2.41
207657613 | 01/27/23 | Live | Midea Electric Trading | COMFORT-AIRE | Multizone All Ducted | 207657613 |  | HMSV-A-CB | A-VMH28TV-1 | Ducted Indoor Units |  | 11.5 | 20 | 10.1 | 11.7 | 20 | 9.5 | TRUE | TRUE | TRUE | 28000 | 27000 | 2.3 | 27200 | 2.21
207658980 | 01/27/23 | Live | Midea Electric Trading | COMFORTSTAR | Multizone All Ducted | 207658980 |  | HMSV-A-CB | CVH-27-3SH | Ducted Indoor Units |  | 11.5 | 20 | 10.1 | 11.7 | 20 | 9.5 | TRUE | TRUE | TRUE | 28000 | 27000 | 2.3 | 27200 | 2.21
207658968 | 01/27/23 | Live | Midea Electric Trading | COMFORTSTAR | Multizone All Ducted | 207658968 |  | HMSV-A-CB | CMZ-27-3Z | Ducted Indoor Units |  | 11.2 | 21 | 10.2 | 11.7 | 21 | 9.2 | FALSE | FALSE | TRUE | 28000 | 22000 | 2.6 | 22600 | 2.25
207658965 | 01/27/23 | Live | Midea Electric Trading | COMFORTSTAR | Multizone All Ducted | 207658965 |  | HMSV-A-CB | CMZ-18-2Z | Ducted Indoor Units |  | 12 | 19 | 10.8 | 12 | 19 | 9.8 | TRUE | TRUE | TRUE | 18000 | 14800 | 2.49 | 16000 | 2.23
210605814 | 01/27/23 | Live | Midea Electric Trading | CONFORTO | Multizone All Ducted | 210605814 |  | HMSV-A-CB | MHMZ327DA | Ducted Indoor Units |  | 11.5 | 20 | 10.1 | 11.7 | 20 | 9.5 | TRUE | TRUE | TRUE | 28000 | 27000 | 2.3 | 27200 | 2.21
10153709 | 10/28/22 | Live | Trane U.S. Inc. | TRANE | Singlezone Ducted, Centrally Ducted | 10153709 |  | HRCU-A-CB | 4TWV0060A1 |  | TEM8A0D48V41+TDR | 12.5 | 18.5 | 10 |  |  |  | FALSE | FALSE | FALSE | 53500 | 49500 | 2.2 | 51100 | 2.2
207590850 | 01/27/23 | Live | Midea Electric Trading | CONVECTAIR | Multizone All Ducted | 207590850 |  | HMSV-A-CB | 8322-C27-O | Ducted Indoor Units |  | 11.5 | 20 | 10.1 | 11.7 | 20 | 9.5 | FALSE | FALSE | TRUE | 28000 | 27000 | 2.3 | 27200 | 2.21
210799645 | 01/27/23 | Live | Midea Electric Trading | COOPER&HUNTER | Multizone All Ducted | 210799645 |  | HMSV-A-CB | CH-HPR55M-230VO | Ducted Indoor Units |  | 10.5 | 19 | 11 | 10.5 | 18.8 | 9.3 | FALSE | FALSE | TRUE | 55000 | 35200 | 2.5 | 45000 | 2.06
210799632 | 01/27/23 | Live | Midea Electric Trading | COOPER&HUNTER | Multizone All Ducted | 210799632 |  | HMSV-A-CB | CH-HPR28M-230VO | Ducted Indoor Units |  | 11.5 | 20 | 10.1 | 11.7 | 20 | 9.5 | TRUE | TRUE | TRUE | 28000 | 27000 | 2.3 | 27200 | 2.21
210799620 | 01/27/23 | Live | Midea Electric Trading | COOPER&HUNTER | Multizone All Ducted | 210799620 |  | HMSV-A-CB | CH-28MES-230VO | Ducted Indoor Units |  | 11.2 | 21 | 10.2 | 11.7 | 21 | 9.2 | TRUE | FALSE | TRUE | 28000 | 22000 | 2.6 | 22600 | 2.25
210799617 | 01/27/23 | Live | Midea Electric Trading | COOPER&HUNTER | Multizone All Ducted | 210799617 |  | HMSV-A-CB | CH-18MES-230VO | Ducted Indoor Units |  | 12 | 19 | 10.8 | 12 | 19 | 9.8 | TRUE | TRUE | TRUE | 18000 | 14800 | 2.49 | 16000 | 2.23
209864940 | 01/27/23 | Live | Midea Electric Trading | CTMORLEY | Multizone All Ducted | 209864940 |  | HMSV-A-CB | MOU-5A55H-2 | Ducted Indoor Units |  | 10.5 | 19 | 11 | 10.5 | 18.8 | 9.3 | FALSE | FALSE | TRUE | 55000 | 35200 | 2.5 | 45000 | 2.06
210288144 | 01/27/23 | Live | Midea Electric Trading | CTMORLEY | Multizone All Ducted | 210288144 |  | HMSV-A-CB | MOU-3A27H-2 | Ducted Indoor Units |  | 11.5 | 20 | 10.1 | 11.7 | 20 | 9.5 | FALSE | FALSE | TRUE | 28000 | 27000 | 2.3 | 27200 | 2.21
210288132 | 01/27/23 | Live | Midea Electric Trading | CTMORLEY | Multizone All Ducted | 210288132 |  | HMSV-A-CB | MOU-3A27G-2 | Ducted Indoor Units |  | 11.2 | 21 | 10.2 | 11.7 | 21 | 9.2 | FALSE | FALSE | TRUE | 28000 | 22000 | 2.6 | 22600 | 2.25
210288129 | 01/27/23 | Live | Midea Electric Trading | CTMORLEY | Multizone All Ducted | 210288129 |  | HMSV-A-CB | MOU-2A18G-2 | Ducted Indoor Units |  | 12 | 19 | 10.8 | 12 | 19 | 9.8 | FALSE | FALSE | TRUE | 18000 | 14800 | 2.49 | 16000 | 2.23
210857281 | 01/27/23 | Live | Midea Electric Trading | DIAMONDAIR | Multizone All Ducted | 210857281 |  | HMSV-A-CB | DF30M2Z3 | Ducted Indoor Units |  | 11.2 | 21 | 10.2 | 11.7 | 21 | 9.2 | FALSE | FALSE | TRUE | 28000 | 22000 | 2.6 | 22600 | 2.25
210857278 | 01/27/23 | Live | Midea Electric Trading | DIAMONDAIR | Multizone All Ducted | 210857278 |  | HMSV-A-CB | DF18M2Z2 | Ducted Indoor Units |  | 12 | 19 | 10.8 | 12 | 19 | 9.8 | FALSE | FALSE | TRUE | 18000 | 14800 | 2.49 | 16000 | 2.23
207743789 | 01/27/23 | Live | Midea Electric Trading | DIRECT AIR | Multizone All Ducted | 207743789 |  | HMSV-A-CB | DIRM-28HXPRO28-3Z | Ducted Indoor Units |  | 11.5 | 20 | 10.1 | 11.7 | 20 | 9.5 | TRUE | TRUE | TRUE | 28000 | 27000 | 2.3 | 27200 | 2.21
207743777 | 01/27/23 | Live | Midea Electric Trading | DIRECT AIR | Multizone All Ducted | 207743777 |  | HMSV-A-CB | DIRM-27DA25-3Z | Ducted Indoor Units |  | 11.2 | 21 | 10.2 | 11.7 | 21 | 9.2 | TRUE | FALSE | TRUE | 28000 | 22000 | 2.6 | 22600 | 2.25
207743774 | 01/27/23 | Live | Midea Electric Trading | DIRECT AIR | Multizone All Ducted | 207743774 |  | HMSV-A-CB | DIRM-18DA25-2Z | Ducted Indoor Units |  | 12 | 19 | 10.8 | 12 | 19 | 9.8 | TRUE | TRUE | TRUE | 18000 | 14800 | 2.49 | 16000 | 2.23
210857399 | 01/27/23 | Live | Midea Electric Trading | DIYCOOL | Multizone All Ducted | 210857399 |  | HMSV-A-CB | ACIQ-55Z-HH-M5B | Ducted Indoor Units |  | 10.5 | 19 | 11 | 10.5 | 18.8 | 9.3 | TRUE | TRUE | TRUE | 55000 | 35200 | 2.5 | 45000 | 2.06
212396763 | 05/03/23 | Live | Lennox Industries | ADP | Singlezone Ducted, Centrally Ducted | 212396763 |  | HRCU-A-C | 4TXD2036A10NU** | Ducted Indoor Units | H,TG34936+TD |  |  |  | 9 | 15.2 | 8.5 | FALSE | FALSE | FALSE | 33400 | 22000 | 2.26 | 36000 | 1.94
212396764 | 05/03/23 | Live | Lennox Industries | ADP | Singlezone Ducted, Centrally Ducted | 212396764 |  | HRCU-A-C | 4TXD2060A10NU** | Ducted Indoor Units | H,TG52960+TD |  |  |  | 9.5 | 15.2 | 8.5 | FALSE | FALSE | FALSE | 53000 | 35200 | 2.2 | 49000 | 2.02
212396765 | 05/03/23 | Live | Lennox Industries | ADP | Singlezone Ducted, Centrally Ducted | 212396765 |  | HRCU-A-C | 4TXD2060A10NU** | Ducted Indoor Units | H,TE86960+TD |  |  |  | 9.5 | 15.2 | 8.5 | FALSE | FALSE | FALSE | 53000 | 35200 | 2.2 | 49000 | 2.02
210857405 | 01/27/23 | Live | Midea Electric Trading | DIYCOOL | Multizone All Ducted | 210857405 |  | HMSV-A-CB | ES-27Z-M3B | Ducted Indoor Units |  | 11.2 | 21 | 10.2 | 11.7 | 21 | 9.2 | TRUE | FALSE | TRUE | 28000 | 22000 | 2.6 | 22600 | 2.25
212396766 | 05/03/23 | Live | Lennox Industries | ADP | Singlezone Ducted, Centrally Ducted | 212396766 |  | HRCU-A-C | 4TXD2060A10NU** | Ducted Indoor Units | H,TE88960+TD |  |  |  | 9.5 | 15.2 | 8.5 | FALSE | FALSE | FALSE | 53000 | 35200 | 2.2 | 49000 | 2.02
212396767 | 05/03/23 | Live | Lennox Industries | ADP | Singlezone Ducted, Centrally Ducted | 212396767 |  | HRCU-A-C | 4TXD2036A10NU** | Ducted Indoor Units | H,TG34936+TD |  |  |  | 9 | 15.2 | 8.5 | FALSE | FALSE | FALSE | 33400 | 22000 | 2.26 | 36000 | 1.94
212396768 | 05/03/23 | Live | Lennox Industries | ADP | Singlezone Ducted, Centrally Ducted | 212396768 |  | HRCU-A-C | 4TXD2060A10NU** | Ducted Indoor Units | H,TG52960+TD |  |  |  | 9.5 | 15.2 | 8.5 | FALSE | FALSE | FALSE | 53000 | 35200 | 2.2 | 49000 | 2.02
212396769 | 05/03/23 | Live | Lennox Industries | ADP | Singlezone Ducted, Centrally Ducted | 212396769 |  | HRCU-A-C | 4TXD2060A10NU** | Ducted Indoor Units | H,TE86960+TD |  |  |  | 9.5 | 15.2 | 8.5 | FALSE | FALSE | FALSE | 53000 | 35200 | 2.2 | 49000 | 2.02
212396770 | 05/03/23 | Live | Lennox Industries | ADP | Singlezone Ducted, Centrally Ducted | 212396770 |  | HRCU-A-C | 4TXD2060A10NU** | Ducted Indoor Units | H,TE88960+TD |  |  |  | 9.5 | 15.2 | 8.5 | FALSE | FALSE | FALSE | 53000 | 35200 | 2.2 | 49000 | 2.02
212406525 | 05/03/23 | Live | Lennox Industries | ADP | Singlezone Ducted, Centrally Ducted | 212406525 |  | HRCU-A-C | 4TXD2036A10NU** | Ducted Indoor Units | H,TG34930+TD |  |  |  | 11 | 15.2 | 8.5 | FALSE | FALSE | TRUE | 22800 | 15800 | 2.18 | 9250 | 2.56
212406526 | 05/03/23 | Live | Lennox Industries | ADP | Singlezone Ducted, Centrally Ducted | 212406526 |  | HRCU-A-C | 4TXD2060A10NU** | Ducted Indoor Units | H,TG52948+TD |  |  |  | 10 | 15.2 | 8.5 | FALSE | FALSE | TRUE | 47000 | 30200 | 2.14 | 48000 | 2.04
212406527 | 05/03/23 | Live | Lennox Industries | ADP | Singlezone Ducted, Centrally Ducted | 212406527 |  | HRCU-A-C | 4TXD2060A10NU** | Ducted Indoor Units | H,TE86948+TD |  |  |  | 10 | 15.2 | 8.5 | FALSE | FALSE | TRUE | 47000 | 30200 | 2.14 | 48000 | 2.04
210857402 | 01/27/23 | Live | Midea Electric Trading | DIYCOOL | Multizone All Ducted | 210857402 |  | HMSV-A-CB | ES-18Z-M2B | Ducted Indoor Units |  | 12 | 19 | 10.8 | 12 | 19 | 9.8 | TRUE | TRUE | TRUE | 18000 | 14800 | 2.49 | 16000 | 2.23
212406528 | 05/03/23 | Live | Lennox Industries | ADP | Singlezone Ducted, Centrally Ducted | 212406528 |  | HRCU-A-C | 4TXD2060A10NU** | Ducted Indoor Units | H,TE88948+TD |  |  |  | 10 | 15.2 | 8.5 | FALSE | FALSE | TRUE | 47000 | 30200 | 2.14 | 48000 | 2.04
212406529 | 05/03/23 | Live | Lennox Industries | ADP | Singlezone Ducted, Centrally Ducted | 212406529 |  | HRCU-A-C | 4TXD2036A10NU** | Ducted Indoor Units | H,TG34930+TD |  |  |  | 11 | 15.2 | 8.5 | FALSE | FALSE | TRUE | 22800 | 15800 | 2.18 | 9250 | 2.56
212406530 | 05/03/23 | Live | Lennox Industries | ADP | Singlezone Ducted, Centrally Ducted | 212406530 |  | HRCU-A-C | 4TXD2060A10NU** | Ducted Indoor Units | H,TG52948+TD |  |  |  | 10 | 15.2 | 8.5 | FALSE | FALSE | TRUE | 47000 | 30200 | 2.14 | 48000 | 2.04
212406531 | 05/03/23 | Live | Lennox Industries | ADP | Singlezone Ducted, Centrally Ducted | 212406531 |  | HRCU-A-C | 4TXD2060A10NU** | Ducted Indoor Units | H,TE86948+TD |  |  |  | 10 | 15.2 | 8.5 | FALSE | FALSE | TRUE | 47000 | 30200 | 2.14 | 48000 | 2.04
212406532 | 05/03/23 | Live | Lennox Industries | ADP | Singlezone Ducted, Centrally Ducted | 212406532 |  | HRCU-A-C | 4TXD2060A10NU** | Ducted Indoor Units | H,TE88948+TD |  |  |  | 10 | 15.2 | 8.5 | FALSE | FALSE | TRUE | 47000 | 30200 | 2.14 | 48000 | 2.04
208106713 | 04/20/23 | Live | Lennox Industries | DUCANE | Singlezone Non-Ducted, Wall Placement | 208106713 |  | HRCU-A-CB-O | 4DHP2S12S-1L | Mini-Splits | DWM212S4-1L | 13 | 23 | 11.6 | 13 | 23.5 | 10 | FALSE | FALSE | TRUE | 12000 | 8400 | 3.04 | 9250 | 2.56
208106746 | 04/20/23 | Live | Lennox Industries | CONCORD | Singlezone Non-Ducted, Wall Placement | 208106746 |  | HRCU-A-CB-O | 4DHP2S12S-1L | Mini-Splits | DWM212S4-1L | 13 | 23 | 11.6 | 13 | 23.5 | 10 | FALSE | FALSE | TRUE | 12000 | 8400 | 3.04 | 9250 | 2.56
208106735 | 04/20/23 | Live | Lennox Industries | ARMSTRONG AIR | Singlezone Non-Ducted, Wall Placement | 208106735 |  | HRCU-A-CB-O | 4DHP2S12S-1L | Mini-Splits | DWM212S4-1L | 13 | 23 | 11.6 | 13 | 23.5 | 10 | FALSE | FALSE | TRUE | 12000 | 8400 | 3.04 | 9250 | 2.56
208127266 | 04/20/23 | Live | Lennox Industries | ALLIED | Singlezone Non-Ducted, Wall Placement | 208127266 |  | HRCU-A-CB-O | 4DHP2S12S-1L | Mini-Splits | DWM212S4-1L | 13 | 23 | 11.6 | 13 | 23.5 | 10 | FALSE | FALSE | TRUE | 12000 | 8400 | 3.04 | 9250 | 2.56
208106724 | 04/20/23 | Live | Lennox Industries | AIREASE | Singlezone Non-Ducted, Wall Placement | 208106724 |  | HRCU-A-CB-O | 4DHP2S12S-1L | Mini-Splits | DWM212S4-1L | 13 | 23 | 11.6 | 13 | 23.5 | 10 | FALSE | FALSE | TRUE | 12000 | 8400 | 3.04 | 9250 | 2.56
208106666 | 04/20/23 | Live | Lennox Industries | DUCANE | Singlezone Non-Ducted, Ceiling Placement | 208106666 |  | HRCU-A-CB-O | 4DHP2S12S-1P | Mini-Splits | D22C112S4-1P | 14 | 22 | 10.6 | 13.9 | 22.7 | 9.9 | TRUE | FALSE | TRUE | 11800 | 8900 | 3.22 | 10060 | 2.36
208106663 | 04/20/23 | Live | Lennox Industries | DUCANE | Singlezone Non-Ducted, Wall Placement | 208106663 |  | HRCU-A-CB-O | 4DHP2S12S-1P | Mini-Splits | DWM212S4-1P | 13.7 | 23.2 | 13.2 | 13.7 | 24.6 | 10.7 | TRUE | FALSE | TRUE | 12000 | 9000 | 3.22 | 9922 | 2.31
208106669 | 04/20/23 | Live | Lennox Industries | DUCANE | Singlezone Ducted, Compact Ducted | 208106669 |  | HRCU-A-CB | 4DHP2S12S-1P | Mini-Splits | DMD212S4-1P | 12.5 | 21.5 | 10.5 | 11.7 | 18.8 | 10.3 | TRUE | TRUE | TRUE | 11500 | 9300 | 3.13 | 11060 | 2.59
208106693 | 04/20/23 | Live | Lennox Industries | CONCORD | Singlezone Non-Ducted, Ceiling Placement | 208106693 |  | HRCU-A-CB-O | 4DHP2S12S-1P | Mini-Splits | D22C112S4-1P | 14 | 22 | 10.6 | 13.9 | 22.7 | 9.9 | TRUE | FALSE | TRUE | 11800 | 8900 | 3.22 | 10060 | 2.36
207825592 | 01/27/23 | Live | Midea Electric Trading | DIYCOOL | Multizone All Ducted | 207825592 |  | HMSV-A-CB | ACIQ-27Z-HH-M3B | Ducted Indoor Units |  | 11.5 | 20 | 10.1 | 11.7 | 20 | 9.5 | TRUE | TRUE | TRUE | 28000 | 27000 | 2.3 | 27200 | 2.21
208106696 | 04/20/23 | Live | Lennox Industries | CONCORD | Singlezone Ducted, Compact Ducted | 208106696 |  | HRCU-A-CB | 4DHP2S12S-1P | Mini-Splits | DMD212S4-1P | 12.5 | 21.5 | 10.5 | 11.7 | 18.8 | 10.3 | TRUE | TRUE | TRUE | 11500 | 9300 | 3.13 | 11060 | 2.59
208106690 | 04/20/23 | Live | Lennox Industries | CONCORD | Singlezone Non-Ducted, Wall Placement | 208106690 |  | HRCU-A-CB-O | 4DHP2S12S-1P | Mini-Splits | DWM212S4-1P | 13.7 | 23.2 | 13.2 | 13.7 | 24.6 | 10.7 | TRUE | FALSE | TRUE | 12000 | 9000 | 3.22 | 9922 | 2.31
208106678 | 04/20/23 | Live | Lennox Industries | ARMSTRONG AIR | Singlezone Ducted, Compact Ducted | 208106678 |  | HRCU-A-CB | 4DHP2S12S-1P | Mini-Splits | DMD212S4-1P | 12.5 | 21.5 | 10.5 | 11.7 | 18.8 | 10.3 | TRUE | TRUE | TRUE | 11500 | 9300 | 3.13 | 11060 | 2.59
208106675 | 04/20/23 | Live | Lennox Industries | ARMSTRONG AIR | Singlezone Non-Ducted, Ceiling Placement | 208106675 |  | HRCU-A-CB-O | 4DHP2S12S-1P | Mini-Splits | D22C112S4-1P | 14 | 22 | 10.6 | 13.9 | 22.7 | 9.9 | TRUE | FALSE | TRUE | 11800 | 8900 | 3.22 | 10060 | 2.36
208106672 | 04/20/23 | Live | Lennox Industries | ARMSTRONG AIR | Singlezone Non-Ducted, Wall Placement | 208106672 |  | HRCU-A-CB-O | 4DHP2S12S-1P | Mini-Splits | DWM212S4-1P | 13.7 | 23.2 | 13.2 | 13.7 | 24.6 | 10.7 | TRUE | FALSE | TRUE | 12000 | 9000 | 3.22 | 9922 | 2.31
208106657 | 04/20/23 | Live | Lennox Industries | ALLIED | Singlezone Non-Ducted, Ceiling Placement | 208106657 |  | HRCU-A-CB-O | 4DHP2S12S-1P | Mini-Splits | D22C112S4-1P | 14 | 22 | 10.6 | 13.9 | 22.7 | 9.9 | TRUE | FALSE | TRUE | 11800 | 8900 | 3.22 | 10060 | 2.36
208106660 | 04/20/23 | Live | Lennox Industries | ALLIED | Singlezone Ducted, Compact Ducted | 208106660 |  | HRCU-A-CB | 4DHP2S12S-1P | Mini-Splits | DMD212S4-1P | 12.5 | 21.5 | 10.5 | 11.7 | 18.8 | 10.3 | TRUE | TRUE | TRUE | 11500 | 9300 | 3.13 | 11060 | 2.59
208106653 | 04/20/23 | Live | Lennox Industries | ALLIED | Singlezone Non-Ducted, Wall Placement | 208106653 |  | HRCU-A-CB-O | 4DHP2S12S-1P | Mini-Splits | DWM212S4-1P | 13.7 | 23.2 | 13.2 | 13.7 | 24.6 | 10.7 | TRUE | FALSE | TRUE | 12000 | 9000 | 3.22 | 9922 | 2.31
208106687 | 04/20/23 | Live | Lennox Industries | AIREASE | Singlezone Ducted, Compact Ducted | 208106687 |  | HRCU-A-CB | 4DHP2S12S-1P | Mini-Splits | DMD212S4-1P | 12.5 | 21.5 | 10.5 | 11.7 | 18.8 | 10.3 | TRUE | TRUE | TRUE | 11500 | 9300 | 3.13 | 11060 | 2.59
208106681 | 04/20/23 | Live | Lennox Industries | AIREASE | Singlezone Non-Ducted, Wall Placement | 208106681 |  | HRCU-A-CB-O | 4DHP2S12S-1P | Mini-Splits | DWM212S4-1P | 13.7 | 23.2 | 13.2 | 13.7 | 24.6 | 10.7 | TRUE | FALSE | TRUE | 12000 | 9000 | 3.22 | 9922 | 2.31
208106842 | 04/20/23 | Live | Lennox Industries | DUCANE | Multizone All Non-Ducted | 208106842 |  | HMSV-A-CB | 4DHP2S18M-1P | Non-Ducted Indoor Units |  | 13.3 | 22.5 | 10.6 | 13.9 | 22.9 | 10.5 | TRUE | FALSE | TRUE | 18000 | 14300 | 3.64 | 15600 | 2.31
208106843 | 04/20/23 | Live | Lennox Industries | DUCANE | Multizone All Ducted | 208106843 |  | HMSV-A-CB | 4DHP2S18M-1P | Ducted Indoor Units |  | 12 | 19 | 10.8 | 12 | 19 | 9.8 | TRUE | TRUE | TRUE | 18000 | 14800 | 3.5 | 16800 | 2.59
208106827 | 04/20/23 | Live | Lennox Industries | CONCORD | Multizone All Non-Ducted | 208106827 |  | HMSV-A-CB | 4DHP2S18M-1P | Non-Ducted Indoor Units |  | 13.3 | 22.5 | 10.6 | 13.9 | 22.9 | 10.5 | TRUE | FALSE | TRUE | 18000 | 14300 | 3.64 | 15600 | 2.31
208106828 | 04/20/23 | Live | Lennox Industries | CONCORD | Multizone All Ducted | 208106828 |  | HMSV-A-CB | 4DHP2S18M-1P | Ducted Indoor Units |  | 12 | 19 | 10.8 | 12 | 19 | 9.8 | TRUE | TRUE | TRUE | 18000 | 14800 | 3.5 | 16800 | 2.59
208106812 | 04/20/23 | Live | Lennox Industries | ARMSTRONG AIR | Multizone All Non-Ducted | 208106812 |  | HMSV-A-CB | 4DHP2S18M-1P | Non-Ducted Indoor Units |  | 13.3 | 22.5 | 10.6 | 13.9 | 22.9 | 10.5 | TRUE | FALSE | TRUE | 18000 | 14300 | 3.64 | 15600 | 2.31
208106813 | 04/20/23 | Live | Lennox Industries | ARMSTRONG AIR | Multizone All Ducted | 208106813 |  | HMSV-A-CB | 4DHP2S18M-1P | Ducted Indoor Units |  | 12 | 19 | 10.8 | 12 | 19 | 9.8 | TRUE | TRUE | TRUE | 18000 | 14800 | 3.5 | 16800 | 2.59
208136325 | 01/27/23 | Live | Midea Electric Trading | DUCTLESSAIRE | Multizone All Ducted | 208136325 |  | HMSV-A-CB | DA27-3Z-0* | Ducted Indoor Units |  | 11.2 | 21 | 10.2 | 11.7 | 21 | 9.2 | FALSE | FALSE | TRUE | 28000 | 22000 | 2.6 | 22600 | 2.25
208106782 | 04/20/23 | Live | Lennox Industries | ALLIED | Multizone All Non-Ducted | 208106782 |  | HMSV-A-CB | 4DHP2S18M-1P | Non-Ducted Indoor Units |  | 13.3 | 22.5 | 10.6 | 13.9 | 22.9 | 10.5 | TRUE | FALSE | TRUE | 18000 | 14300 | 3.64 | 15600 | 2.31
208106783 | 04/20/23 | Live | Lennox Industries | ALLIED | Multizone All Ducted | 208106783 |  | HMSV-A-CB | 4DHP2S18M-1P | Ducted Indoor Units |  | 12 | 19 | 10.8 | 12 | 19 | 9.8 | TRUE | TRUE | TRUE | 18000 | 14800 | 3.5 | 16800 | 2.59
208106797 | 04/20/23 | Live | Lennox Industries | AIREASE | Multizone All Non-Ducted | 208106797 |  | HMSV-A-CB | 4DHP2S18M-1P | Non-Ducted Indoor Units |  | 13.3 | 22.5 | 10.6 | 13.9 | 22.9 | 10.5 | TRUE | FALSE | TRUE | 18000 | 14300 | 3.64 | 15600 | 2.31
208106798 | 04/20/23 | Live | Lennox Industries | AIREASE | Multizone All Ducted | 208106798 |  | HMSV-A-CB | 4DHP2S18M-1P | Ducted Indoor Units |  | 12 | 19 | 10.8 | 12 | 19 | 9.8 | TRUE | TRUE | TRUE | 18000 | 14800 | 3.5 | 16800 | 2.59
208106664 | 04/20/23 | Live | Lennox Industries | DUCANE | Singlezone Non-Ducted, Wall Placement | 208106664 |  | HRCU-A-CB-O | 4DHP2S18S-1P | Mini-Splits | DWM218S4-1P | 12.5 | 22.6 | 12 | 12.4 | 23.5 | 10.7 | TRUE | FALSE | TRUE | 18000 | 14900 | 2.99 | 15934 | 2.37
208106670 | 04/20/23 | Live | Lennox Industries | DUCANE | Singlezone Ducted, Compact Ducted | 208106670 |  | HRCU-A-CB | 4DHP2S18S-1P | Mini-Splits | DMD218S4-1P | 12.5 | 20.5 | 11 | 12.3 | 20 | 10.5 | TRUE | FALSE | TRUE | 17000 | 12600 | 2.74 | 14000 | 2.28
208106691 | 04/20/23 | Live | Lennox Industries | CONCORD | Singlezone Non-Ducted, Wall Placement | 208106691 |  | HRCU-A-CB-O | 4DHP2S18S-1P | Mini-Splits | DWM218S4-1P | 12.5 | 22.6 | 12 | 12.4 | 23.5 | 10.7 | TRUE | FALSE | TRUE | 18000 | 14900 | 2.99 | 15934 | 2.37
208106697 | 04/20/23 | Live | Lennox Industries | CONCORD | Singlezone Ducted, Compact Ducted | 208106697 |  | HRCU-A-CB | 4DHP2S18S-1P | Mini-Splits | DMD218S4-1P | 12.5 | 20.5 | 11 | 12.3 | 20 | 10.5 | TRUE | FALSE | TRUE | 17000 | 12600 | 2.74 | 14000 | 2.28
208106673 | 04/20/23 | Live | Lennox Industries | ARMSTRONG AIR | Singlezone Non-Ducted, Wall Placement | 208106673 |  | HRCU-A-CB-O | 4DHP2S18S-1P | Mini-Splits | DWM218S4-1P | 12.5 | 22.6 | 12 | 12.4 | 23.5 | 10.7 | TRUE | FALSE | TRUE | 18000 | 14900 | 2.99 | 15934 | 2.37
208106679 | 04/20/23 | Live | Lennox Industries | ARMSTRONG AIR | Singlezone Ducted, Compact Ducted | 208106679 |  | HRCU-A-CB | 4DHP2S18S-1P | Mini-Splits | DMD218S4-1P | 12.5 | 20.5 | 11 | 12.3 | 20 | 10.5 | TRUE | FALSE | TRUE | 17000 | 12600 | 2.74 | 14000 | 2.28
208106654 | 04/20/23 | Live | Lennox Industries | ALLIED | Singlezone Non-Ducted, Wall Placement | 208106654 |  | HRCU-A-CB-O | 4DHP2S18S-1P | Mini-Splits | DWM218S4-1P | 12.5 | 22.6 | 12 | 12.4 | 23.5 | 10.7 | TRUE | FALSE | TRUE | 18000 | 14900 | 2.99 | 15934 | 2.37
208106661 | 04/20/23 | Live | Lennox Industries | ALLIED | Singlezone Ducted, Compact Ducted | 208106661 |  | HRCU-A-CB | 4DHP2S18S-1P | Mini-Splits | DMD218S4-1P | 12.5 | 20.5 | 11 | 12.3 | 20 | 10.5 | TRUE | FALSE | TRUE | 17000 | 12600 | 2.74 | 14000 | 2.28
208106682 | 04/20/23 | Live | Lennox Industries | AIREASE | Singlezone Non-Ducted, Wall Placement | 208106682 |  | HRCU-A-CB-O | 4DHP2S18S-1P | Mini-Splits | DWM218S4-1P | 12.5 | 22.6 | 12 | 12.4 | 23.5 | 10.7 | TRUE | FALSE | TRUE | 18000 | 14900 | 2.99 | 15934 | 2.37
208106688 | 04/20/23 | Live | Lennox Industries | AIREASE | Singlezone Ducted, Compact Ducted | 208106688 |  | HRCU-A-CB | 4DHP2S18S-1P | Mini-Splits | DMD218S4-1P | 12.5 | 20.5 | 11 | 12.3 | 20 | 10.5 | TRUE | FALSE | TRUE | 17000 | 12600 | 2.74 | 14000 | 2.28
210586155 | 01/27/23 | Live | Midea Electric Trading | ECO AC | Multizone All Ducted | 210586155 |  | HMSV-A-CB | EMH-3O27BBH | Ducted Indoor Units |  | 11.5 | 20 | 10.1 | 11.7 | 20 | 9.5 | TRUE | TRUE | TRUE | 28000 | 27000 | 2.3 | 27200 | 2.21
207825502 | 01/27/23 | Live | Midea Electric Trading | ECO AC | Multizone All Ducted | 207825502 |  | HMSV-A-CB | EMH-3O27BB | Ducted Indoor Units |  | 11.2 | 21 | 10.2 | 11.7 | 21 | 9.2 | TRUE | FALSE | TRUE | 28000 | 22000 | 2.6 | 22600 | 2.25
208106665 | 04/20/23 | Live | Lennox Industries | DUCANE | Singlezone Non-Ducted, Wall Placement | 208106665 |  | HRCU-A-CB-O | 4DHP2S24S-1P | Mini-Splits | DWM224S4-1P | 14 | 22 | 12 | 14 | 22 | 9.9 | TRUE | FALSE | TRUE | 24000 | 16200 | 3.08 | 20000 | 2.1
208106692 | 04/20/23 | Live | Lennox Industries | CONCORD | Singlezone Non-Ducted, Wall Placement | 208106692 |  | HRCU-A-CB-O | 4DHP2S24S-1P | Mini-Splits | DWM224S4-1P | 14 | 22 | 12 | 14 | 22 | 9.9 | TRUE | FALSE | TRUE | 24000 | 16200 | 3.08 | 20000 | 2.1
208106674 | 04/20/23 | Live | Lennox Industries | ARMSTRONG AIR | Singlezone Non-Ducted, Wall Placement | 208106674 |  | HRCU-A-CB-O | 4DHP2S24S-1P | Mini-Splits | DWM224S4-1P | 14 | 22 | 12 | 14 | 22 | 9.9 | TRUE | FALSE | TRUE | 24000 | 16200 | 3.08 | 20000 | 2.1
208106655 | 04/20/23 | Live | Lennox Industries | ALLIED | Singlezone Non-Ducted, Wall Placement | 208106655 |  | HRCU-A-CB-O | 4DHP2S24S-1P | Mini-Splits | DWM224S4-1P | 14 | 22 | 12 | 14 | 22 | 9.9 | TRUE | FALSE | TRUE | 24000 | 16200 | 3.08 | 20000 | 2.1
208106683 | 04/20/23 | Live | Lennox Industries | AIREASE | Singlezone Non-Ducted, Wall Placement | 208106683 |  | HRCU-A-CB-O | 4DHP2S24S-1P | Mini-Splits | DWM224S4-1P | 14 | 22 | 12 | 14 | 22 | 9.9 | TRUE | FALSE | TRUE | 24000 | 16200 | 3.08 | 20000 | 2.1
207825499 | 01/27/23 | Live | Midea Electric Trading | ECO AC | Multizone All Ducted | 207825499 |  | HMSV-A-CB | EMH-2O18BB | Ducted Indoor Units |  | 12 | 19 | 10.8 | 12 | 19 | 9.8 | TRUE | TRUE | TRUE | 18000 | 14800 | 2.49 | 16000 | 2.23
209319651 | 01/27/23 | Live | Midea Electric Trading | ECO AIR | Multizone All Ducted | 209319651 |  | HMSV-A-CB | M5OA-55HFN1-M-[X] | Ducted Indoor Units |  | 10.5 | 19 | 11 | 10.5 | 18.8 | 9.3 | TRUE | TRUE | TRUE | 55000 | 35200 | 2.5 | 45000 | 2.06
208106714 | 04/20/23 | Live | Lennox Industries | DUCANE | Singlezone Non-Ducted, Wall Placement | 208106714 |  | HRCU-A-CB-O | 4DHPS209S-1P | Mini-Splits | DWM209S4-1P | 15 | 25.5 | 12.2 | 15 | 25.5 | 12.3 | TRUE | TRUE | TRUE | 9000 | 8500 | 4.15 | 9612 | 2.29
208106749 | 04/20/23 | Live | Lennox Industries | CONCORD | Singlezone Non-Ducted, Ceiling Placement | 208106749 |  | HRCU-A-CB-O | 4DHPS209S-1P | Mini-Splits | D22C109S4-1P | 13 | 20 | 10.5 | 13 | 20 | 10 | TRUE | TRUE | TRUE | 9000 | 7500 | 3.33 | 9070 | 2.18
208106750 | 04/20/23 | Live | Lennox Industries | CONCORD | Singlezone Ducted, Compact Ducted | 208106750 |  | HRCU-A-CB | 4DHPS209S-1P | Mini-Splits | DMD209S4-1P | 13.5 | 21 | 11.5 | 12.5 | 19.2 | 10.2 | TRUE | TRUE | TRUE | 9000 | 7700 | 3.53 | 9680 | 2.42
208106747 | 04/20/23 | Live | Lennox Industries | CONCORD | Singlezone Non-Ducted, Wall Placement | 208106747 |  | HRCU-A-CB-O | 4DHPS209S-1P | Mini-Splits | DWM209S4-1P | 15 | 25.5 | 12.2 | 15 | 25.5 | 12.3 | TRUE | TRUE | TRUE | 9000 | 8500 | 4.15 | 9612 | 2.29
208106736 | 04/20/23 | Live | Lennox Industries | ARMSTRONG AIR | Singlezone Non-Ducted, Wall Placement | 208106736 |  | HRCU-A-CB-O | 4DHPS209S-1P | Mini-Splits | DWM209S4-1P | 15 | 25.5 | 12.2 | 15 | 25.5 | 12.3 | TRUE | TRUE | TRUE | 9000 | 8500 | 4.15 | 9612 | 2.29
208106738 | 04/20/23 | Live | Lennox Industries | ARMSTRONG AIR | Singlezone Non-Ducted, Ceiling Placement | 208106738 |  | HRCU-A-CB-O | 4DHPS209S-1P | Mini-Splits | D22C109S4-1P | 13 | 20 | 10.5 | 13 | 20 | 10 | TRUE | TRUE | TRUE | 9000 | 7500 | 3.33 | 9070 | 2.18
208106739 | 04/20/23 | Live | Lennox Industries | ARMSTRONG AIR | Singlezone Ducted, Compact Ducted | 208106739 |  | HRCU-A-CB | 4DHPS209S-1P | Mini-Splits | DMD209S4-1P | 13.5 | 21 | 11.5 | 12.5 | 19.2 | 10.2 | TRUE | TRUE | TRUE | 9000 | 7700 | 3.53 | 9680 | 2.42
209319642 | 01/27/23 | Live | Midea Electric Trading | ECO AIR | Multizone All Ducted | 209319642 |  | HMSV-A-CB | M3OI-28HFN1-M | Ducted Indoor Units |  | 11.5 | 20 | 10.1 | 11.7 | 20 | 9.5 | TRUE | TRUE | TRUE | 28000 | 27000 | 2.3 | 27200 | 2.21
208106705 | 04/20/23 | Live | Lennox Industries | ALLIED | Singlezone Non-Ducted, Ceiling Placement | 208106705 |  | HRCU-A-CB-O | 4DHPS209S-1P | Mini-Splits | D22C109S4-1P | 13 | 20 | 10.5 | 13 | 20 | 10 | TRUE | TRUE | TRUE | 9000 | 7500 | 3.33 | 9070 | 2.18
208106706 | 04/20/23 | Live | Lennox Industries | ALLIED | Singlezone Ducted, Compact Ducted | 208106706 |  | HRCU-A-CB | 4DHPS209S-1P | Mini-Splits | DMD209S4-1P | 13.5 | 21 | 11.5 | 12.5 | 19.2 | 10.2 | TRUE | TRUE | TRUE | 9000 | 7700 | 3.53 | 9680 | 2.42
208106703 | 04/20/23 | Live | Lennox Industries | ALLIED | Singlezone Non-Ducted, Wall Placement | 208106703 |  | HRCU-A-CB-O | 4DHPS209S-1P | Mini-Splits | DWM209S4-1P | 15 | 25.5 | 12.2 | 15 | 25.5 | 12.3 | TRUE | TRUE | TRUE | 9000 | 8500 | 4.15 | 9612 | 2.29
208106716 | 04/20/23 | Live | Lennox Industries | AIREASE | Singlezone Non-Ducted, Ceiling Placement | 208106716 |  | HRCU-A-CB-O | 4DHPS209S-1P | Mini-Splits | D22C109S4-1P | 13 | 20 | 10.5 | 13 | 20 | 10 | TRUE | TRUE | TRUE | 9000 | 7500 | 3.33 | 9070 | 2.18
208106717 | 04/20/23 | Live | Lennox Industries | AIREASE | Singlezone Ducted, Compact Ducted | 208106717 |  | HRCU-A-CB | 4DHPS209S-1P | Mini-Splits | DMD209S4-1P | 13.5 | 21 | 11.5 | 12.5 | 19.2 | 10.2 | TRUE | TRUE | TRUE | 9000 | 7700 | 3.53 | 9680 | 2.42
208106725 | 04/20/23 | Live | Lennox Industries | AIREASE | Singlezone Non-Ducted, Wall Placement | 208106725 |  | HRCU-A-CB-O | 4DHPS209S-1P | Mini-Splits | DWM209S4-1P | 15 | 25.5 | 12.2 | 15 | 25.5 | 12.3 | TRUE | TRUE | TRUE | 9000 | 8500 | 4.15 | 9612 | 2.29
208121872 | 01/27/23 | Live | Midea Electric Trading | ECO-AIR | Multizone All Ducted | 208121872 |  | HMSV-A-CB | M3OJ-27HFN1-M | Ducted Indoor Units |  | 11.2 | 21 | 10.2 | 11.7 | 21 | 9.2 | TRUE | FALSE | TRUE | 28000 | 22000 | 2.6 | 22600 | 2.25
208106741 | 04/20/23 | Live | Lennox Industries | ARM STRONG AIR | Singlezone Non-Ducted, Wall Placement | 208106741 |  | HRCU-A-CB-O | 4DHV2S12S-1L | Mini-Splits | DWH212S4-1L | 10.3 | 20 | 10.8 | 10.3 | 20.8 | 8.7 | FALSE | FALSE | FALSE | 12000 | 7800 | 2.63 | 8200 | 1.35
208106719 | 04/20/23 | Live | Lennox Industries | DUCANE | Singlezone Non-Ducted, Wall Placement | 208106719 |  | HRCU-A-CB-O | 4DHV2S12S-1L | Mini-Splits | DWH212S4-1L | 10.3 | 20 | 10.8 | 10.3 | 20.8 | 8.7 | FALSE | FALSE | FALSE | 12000 | 7800 | 2.63 | 8200 | 1.35
208106708 | 04/20/23 | Live | Lennox Industries | ALLIED | Singlezone Non-Ducted, Wall Placement | 208106708 |  | HRCU-A-CB-O | 4DHV2S12S-1L | Mini-Splits | DWH212S4-1L | 10.3 | 20 | 10.8 | 10.3 | 20.8 | 8.7 | FALSE | FALSE | FALSE | 12000 | 7800 | 2.63 | 8200 | 1.35
208106730 | 04/20/23 | Live | Lennox Industries | AIREASE | Singlezone Non-Ducted, Wall Placement | 208106730 |  | HRCU-A-CB-O | 4DHV2S12S-1L | Mini-Splits | DWH212S4-1L | 10.3 | 20 | 10.8 | 10.3 | 20.8 | 8.7 | FALSE | FALSE | FALSE | 12000 | 7800 | 2.63 | 8200 | 1.35
208106752 | 04/20/23 | Live | Lennox Industries | CONCORD | Singlezone Non-Ducted, Wall Placement | 208106752 |  | HRCU-A-CB-O | 4DHV2S12S-1L | Mini-Splits | DWH212S4-1L | 10.3 | 20 | 10.8 | 10.3 | 20.8 | 8.7 | FALSE | FALSE | FALSE | 12000 | 7800 | 2.63 | 8200 | 1.35
208106721 | 04/20/23 | Live | Lennox Industries | DUCANE | Singlezone Non-Ducted, Wall Placement | 208106721 |  | HRCU-A-CB-O | 4DHV2S12S-1P | Mini-Splits | DWH212S4-1P | 10.8 | 20.5 | 10.7 | 10.8 | 21.4 | 9.2 | FALSE | FALSE | FALSE | 12000 | 7000 | 2.5 | 9300 | 2
208106710 | 04/20/23 | Live | Lennox Industries | ALLIED | Singlezone Non-Ducted, Wall Placement | 208106710 |  | HRCU-A-CB-O | 4DHV2S12S-1P | Mini-Splits | DWH212S4-1P | 10.8 | 20.5 | 10.7 | 10.8 | 21.4 | 9.2 | FALSE | FALSE | FALSE | 12000 | 7000 | 2.5 | 9300 | 2
208106743 | 04/20/23 | Live | Lennox Industries | ARM STRONG AIR | Singlezone Non-Ducted, Wall Placement | 208106743 |  | HRCU-A-CB-O | 4DHV2S12S-1P | Mini-Splits | DWH212S4-1P | 10.8 | 20.5 | 10.7 | 10.8 | 21.4 | 9.2 | FALSE | FALSE | FALSE | 12000 | 7000 | 2.5 | 9300 | 2
208106732 | 04/20/23 | Live | Lennox Industries | AIREASE | Singlezone Non-Ducted, Wall Placement | 208106732 |  | HRCU-A-CB-O | 4DHV2S12S-1P | Mini-Splits | DWH212S4-1P | 10.8 | 20.5 | 10.7 | 10.8 | 21.4 | 9.2 | FALSE | FALSE | FALSE | 12000 | 7000 | 2.5 | 9300 | 2
208106754 | 04/20/23 | Live | Lennox Industries | CONCORD | Singlezone Non-Ducted, Wall Placement | 208106754 |  | HRCU-A-CB-O | 4DHV2S12S-1P | Mini-Splits | DWH212S4-1P | 10.8 | 20.5 | 10.7 | 10.8 | 21.4 | 9.2 | FALSE | FALSE | FALSE | 12000 | 7000 | 2.5 | 9300 | 2
208121869 | 01/27/23 | Live | Midea Electric Trading | ECO-AIR | Multizone All Ducted | 208121869 |  | HMSV-A-CB | M2OA-18HFN1-M | Ducted Indoor Units |  | 12 | 19 | 10.8 | 12 | 19 | 9.8 | TRUE | TRUE | TRUE | 18000 | 14800 | 2.49 | 16000 | 2.23
208106722 | 04/20/23 | Live | Lennox Industries | DUCANE | Singlezone Non-Ducted, Wall Placement | 208106722 |  | HRCU-A-CB-O | 4DHV2S18S-1P | Mini-Splits | DWH218S4-1P | 11 | 19.5 | 10 | 11 | 19.5 | 8.7 | FALSE | FALSE | FALSE | 18000 | 11400 | 2.57 | 14370 | 2.49
208106711 | 04/20/23 | Live | Lennox Industries | ALLIED | Singlezone Non-Ducted, Wall Placement | 208106711 |  | HRCU-A-CB-O | 4DHV2S18S-1P | Mini-Splits | DWH218S4-1P | 11 | 19.5 | 10 | 11 | 19.5 | 8.7 | FALSE | FALSE | FALSE | 18000 | 11400 | 2.57 | 14370 | 2.49
208106744 | 04/20/23 | Live | Lennox Industries | ARM STRONG AIR | Singlezone Non-Ducted, Wall Placement | 208106744 |  | HRCU-A-CB-O | 4DHV2S18S-1P | Mini-Splits | DWH218S4-1P | 11 | 19.5 | 10 | 11 | 19.5 | 8.7 | FALSE | FALSE | FALSE | 18000 | 11400 | 2.57 | 14370 | 2.49
208106733 | 04/20/23 | Live | Lennox Industries | AIREASE | Singlezone Non-Ducted, Wall Placement | 208106733 |  | HRCU-A-CB-O | 4DHV2S18S-1P | Mini-Splits | DWH218S4-1P | 11 | 19.5 | 10 | 11 | 19.5 | 8.7 | FALSE | FALSE | FALSE | 18000 | 11400 | 2.57 | 14370 | 2.49
208106755 | 04/20/23 | Live | Lennox Industries | CONCORD | Singlezone Non-Ducted, Wall Placement | 208106755 |  | HRCU-A-CB-O | 4DHV2S18S-1P | Mini-Splits | DWH218S4-1P | 11 | 19.5 | 10 | 11 | 19.5 | 8.7 | FALSE | FALSE | FALSE | 18000 | 11400 | 2.57 | 14370 | 2.49
208106712 | 04/20/23 | Live | Lennox Industries | ALLIED | Singlezone Non-Ducted, Wall Placement | 208106712 |  | HRCU-A-CB-O | 4DHV2S24S-1P | Mini-Splits | DWH224S4-1P | 9.5 | 18.5 | 10.2 | 9.5 | 18.5 | 8.6 | FALSE | FALSE | FALSE | 24000 | 16500 | 2.9 | 19257 | 2.11
208136314 | 01/27/23 | Live | Midea Electric Trading | ELIOS | Multizone All Ducted | 208136314 |  | HMSV-A-CB | DEA55HOM25230X3 | Ducted Indoor Units |  | 10.5 | 19 | 11 | 10.5 | 18.8 | 9.3 | TRUE | TRUE | TRUE | 55000 | 35200 | 2.5 | 45000 | 2.06
208106723 | 04/20/23 | Live | Lennox Industries | DUCANE | Singlezone Non-Ducted, Wall Placement | 208106723 |  | HRCU-A-CB-O | 4DHV2S24S-1P | Mini-Splits | DWH224S4-1P | 9.5 | 18.5 | 10.2 | 9.5 | 18.5 | 8.6 | FALSE | FALSE | FALSE | 24000 | 16500 | 2.9 | 19257 | 2.11
208106745 | 04/20/23 | Live | Lennox Industries | ARM STRONG AIR | Singlezone Non-Ducted, Wall Placement | 208106745 |  | HRCU-A-CB-O | 4DHV2S24S-1P | Mini-Splits | DWH224S4-1P | 9.5 | 18.5 | 10.2 | 9.5 | 18.5 | 8.6 | FALSE | FALSE | FALSE | 24000 | 16500 | 2.9 | 19257 | 2.11
208106734 | 04/20/23 | Live | Lennox Industries | AIREASE | Singlezone Non-Ducted, Wall Placement | 208106734 |  | HRCU-A-CB-O | 4DHV2S24S-1P | Mini-Splits | DWH224S4-1P | 9.5 | 18.5 | 10.2 | 9.5 | 18.5 | 8.6 | FALSE | FALSE | FALSE | 24000 | 16500 | 2.9 | 19257 | 2.11
208106756 | 04/20/23 | Live | Lennox Industries | CONCORD | Singlezone Non-Ducted, Wall Placement | 208106756 |  | HRCU-A-CB-O | 4DHV2S24S-1P | Mini-Splits | DWH224S4-1P | 9.5 | 18.5 | 10.2 | 9.5 | 18.5 | 8.6 | FALSE | FALSE | FALSE | 24000 | 16500 | 2.9 | 19257 | 2.11
208106642 | 04/20/23 | Live | Lennox Industries | Lennox | Singlezone Non-Ducted, Wall Placement | 208106642 |  | HRCU-A-CB-O | MHB012S4S-1L | Mini-Splits | MWHB012S4-1L | 10.3 | 20 | 10.8 | 10.3 | 20.8 | 8.7 | FALSE | FALSE | FALSE | 12000 | 7800 | 2.63 | 8200 | 1.35
208106644 | 04/20/23 | Live | Lennox Industries | Lennox | Singlezone Non-Ducted, Wall Placement | 208106644 |  | HRCU-A-CB-O | MHB012S4S-1P | Mini-Splits | MWHB012S4-1P | 10.8 | 20.5 | 10.7 | 10.8 | 21.4 | 9.2 | FALSE | FALSE | FALSE | 12000 | 7000 | 2.5 | 9300 | 2
208106645 | 04/20/23 | Live | Lennox Industries | Lennox | Singlezone Non-Ducted, Wall Placement | 208106645 |  | HRCU-A-CB-O | MHB018S4S-1P | Mini-Splits | MWHB018S4-1P | 11 | 19.5 | 10 | 11 | 19.5 | 8.7 | FALSE | FALSE | FALSE | 18000 | 11400 | 2.57 | 14370 | 2.49
208106646 | 04/20/23 | Live | Lennox Industries | Lennox | Singlezone Non-Ducted, Wall Placement | 208106646 |  | HRCU-A-CB-O | MHB024S4S-1P | Mini-Splits | MWHB024S4-1P | 9.5 | 18.5 | 10.2 | 9.5 | 18.5 | 8.6 | FALSE | FALSE | FALSE | 24000 | 16500 | 2.9 | 19257 | 2.11
207742464 | 01/27/23 | Live | Midea Electric Trading | ELIOS | Multizone All Ducted | 207742464 |  | HMSV-A-CB | DEA27HOM25230X3 | Ducted Indoor Units |  | 11.5 | 20 | 10.1 | 11.7 | 20 | 9.5 | TRUE | TRUE | TRUE | 28000 | 27000 | 2.3 | 27200 | 2.21
207683524 | 04/20/23 | Live | Lennox Industries | LENNOX | Singlezone Ducted, Compact Ducted | 207683524 |  | HRCU-A-CB | MLB009S4S-1P | Mini-Splits | MMDB009S4-2P | 14 | 23 | 12 | 13.2 | 20.2 | 12 | TRUE | TRUE | TRUE | 8800 | 10100 | 4.35 | 12280 | 1.98
207683532 | 04/20/23 | Live | Lennox Industries | LENNOX | Singlezone Non-Ducted, Ceiling Placement | 207683532 |  | HRCU-A-CB-O | MLB012S4S-1P | Mini-Splits | M22A012S4-2P | 12.7 | 21.5 | 10.6 | 12.7 | 22.3 | 10.2 | TRUE | TRUE | TRUE | 12000 | 9900 | 3.3 | 13010 | 2.18
207683521 | 04/20/23 | Live | Lennox Industries | LENNOX | Singlezone Non-Ducted, Wall Placement | 207683521 |  | HRCU-A-CB-O | MLB012S4S-1P | Mini-Splits | MWMC012S4-1P | 13.5 | 25.5 | 13 | 13.5 | 25.5 | 10.4 | TRUE | TRUE | TRUE | 12000 | 10000 | 4.01 | 13112 | 2.11
207683522 | 04/20/23 | Live | Lennox Industries | LENNOX | Singlezone Non-Ducted, Wall Placement | 207683522 |  | HRCU-A-CB-O | MLB018S4S-1P | Mini-Splits | MWMC018S4-1P | 12.5 | 21.5 | 13 | 12.5 | 21.5 | 11.2 | TRUE | TRUE | TRUE | 18000 | 15000 | 3.89 | 19200 | 1.99
207742476 | 01/27/23 | Live | Midea Electric Trading | ELIOS | Multizone All Ducted | 207742476 |  | HMSV-A-CB | DEA27HOM23230X2 | Ducted Indoor Units |  | 11.2 | 21 | 10.2 | 11.7 | 21 | 9.2 | TRUE | FALSE | TRUE | 28000 | 22000 | 2.6 | 22600 | 2.25
207683523 | 04/20/23 | Live | Lennox Industries | LENNOX | Singlezone Non-Ducted, Wall Placement | 207683523 |  | HRCU-A-CB-O | MLB024S4S-1P | Mini-Splits | MWMC024S4-1P | 13 | 21.5 | 12 | 13 | 21.5 | 11.4 | TRUE | TRUE | TRUE | 24000 | 21200 | 3.27 | 25485 | 2.06
205782162 | 04/20/23 | Live | Lennox Industries | LENNOX | Singlezone Non-Ducted, Floor Placement | 205782162 |  | HRCU-A-CB-O | MLB036S4S-1P | Mini-Splits | MCFA036S4-2P | 8.6 | 17.5 | 10 | 8.5 | 17.5 | 9 | FALSE | FALSE | FALSE | 36000 | 25000 | 2.34 | 44150 | 1.95
207742473 | 01/27/23 | Live | Midea Electric Trading | ELIOS | Multizone All Ducted | 207742473 |  | HMSV-A-CB | DEA18HOM23230X2 | Ducted Indoor Units |  | 12 | 19 | 10.8 | 12 | 19 | 9.8 | TRUE | TRUE | TRUE | 18000 | 14800 | 2.49 | 16000 | 2.23
205782164 | 04/20/23 | Live | Lennox Industries | LENNOX | Singlezone Non-Ducted, Ceiling Placement | 205782164 |  | HRCU-A-CB-O | MLB036S4S-1P | Mini-Splits | M33A036S4-2P | 9.5 | 18 | 10.3 | 9.5 | 18 | 9 | FALSE | FALSE | FALSE | 36000 | 25400 | 2.33 | 42370 | 2.2
205782165 | 04/20/23 | Live | Lennox Industries | LENNOX | Singlezone Non-Ducted, Ceiling Placement | 205782165 |  | HRCU-A-CB-O | MLB048S4S-1P | Mini-Splits | M33B048S4-2P | 8.3 | 16.5 | 10.7 | 8.3 | 16.5 | 9.8 | FALSE | FALSE | FALSE | 48000 | 35000 | 2.6 | 53970 | 2.18
206188242 | 04/20/23 | Live | Lennox Industries | LENNOX | Singlezone Non-Ducted, Floor Placement | 206188242 |  | HRCU-A-CB-O | MPB012S4S-1P | Mini-Splits | MFMA012S4-1P | 13 | 20.5 | 10 | 13 | 20.5 | 8.8 | TRUE | FALSE | FALSE | 12000 | 7200 | 2.67 | 11225 | 2.28
203343587 | 04/20/23 | Live | Lennox Industries | LENNOX | Multizone All Non-Ducted | 203343587 |  | HMSV-A-CB | MPB030S4M-2P | Non-Ducted Indoor Units |  | 12.5 | 23 | 10.3 | 12.5 | 23 | 9.2 | TRUE | FALSE | FALSE | 28000 | 17200 | 2.82 | 24345 | 2.07
10062014 | 04/20/23 | Live | Lennox Industries | LENNOX | Multizone All Non-Ducted | 10062014 |  | HMSV-A-CB | MPB036S4M-1P | Non-Ducted Indoor Units |  | 11.5 | 22.5 | 10.2 | 11.5 | 22.5 | 9 | FALSE | FALSE | FALSE | 36000 | 24600 | 2.78 | 25750 | 2.18
10058839 | 04/20/23 | Live | Lennox Industries | LENNOX | Singlezone Non-Ducted, Ceiling Placement | 10058839 |  | HRCU-A-CB-O | MPB048S4S-1P | Mini-Splits | M33B048S4-1P | 9.5 | 16.8 | 11 | 9.5 | 16.8 | 9 | FALSE | FALSE | FALSE | 48000 | 35000 | 2.36 | 40862 | 2.32
10058829 | 04/20/23 | Live | Lennox Industries | LENNOX | Singlezone Non-Ducted, Floor Placement | 10058829 |  | HRCU-A-CB-O | MPB048S4S-1P | Mini-Splits | MCFA048S4-1P | 9.3 | 17.8 | 11 | 9.3 | 17.8 | 9 | FALSE | FALSE | FALSE | 48000 | 35000 | 2.36 | 40834 | 2.33
207683514 | 04/20/23 | Live | Lennox Industries | LENNOX | Singlezone Non-Ducted, Ceiling Placement | 207683514 |  | HRCU-A-CB-O | MPC009S4S-1P | Mini-Splits | M22A009S4-2P | 13 | 20 | 10.5 | 13 | 20 | 10 | TRUE | TRUE | TRUE | 9000 | 7500 | 3.33 | 9070 | 2.18
207683503 | 04/20/23 | Live | Lennox Industries | LENNOX | Singlezone Ducted, Compact Ducted | 207683503 |  | HRCU-A-CB | MPC009S4S-1P | Mini-Splits | MMDB009S4-2P | 13.5 | 21 | 11.5 | 12.5 | 19.2 | 10.2 | TRUE | TRUE | TRUE | 9000 | 7700 | 3.53 | 9680 | 2.42
207683497 | 04/20/23 | Live | Lennox Industries | LENNOX | Singlezone Non-Ducted, Wall Placement | 207683497 |  | HRCU-A-CB-O | MPC009S4S-1P | Mini-Splits | MWMC009S4-1P | 15 | 25.5 | 12.2 | 15 | 25.5 | 12.3 | TRUE | TRUE | TRUE | 9000 | 8500 | 4.15 | 9612 | 2.29
207683496 | 04/20/23 | Live | Lennox Industries | LENNOX | Singlezone Non-Ducted, Wall Placement | 207683496 |  | HRCU-A-CB-O | MPC012S4S-1L | Mini-Splits | MWMC012S4-1L | 13 | 23 | 11.6 | 13 | 23.5 | 10 | FALSE | FALSE | TRUE | 12000 | 8400 | 3.04 | 9250 | 2.56
207683515 | 04/20/23 | Live | Lennox Industries | LENNOX | Singlezone Non-Ducted, Ceiling Placement | 207683515 |  | HRCU-A-CB-O | MPC012S4S-1P | Mini-Splits | M22A012S4-2P | 14 | 22 | 10.6 | 13.9 | 22.7 | 9.9 | TRUE | FALSE | TRUE | 11800 | 8900 | 3.22 | 10060 | 2.36
207683509 | 04/20/23 | Live | Lennox Industries | LENNOX | Singlezone Non-Ducted, Floor Placement | 207683509 |  | HRCU-A-CB-O | MPC012S4S-1P | Mini-Splits | MFMA012S4-1P | 13 | 21.5 | 10 | 13 | 22.7 | 10.2 | TRUE | TRUE | TRUE | 12000 | 9000 | 3.3 | 9750 | 2.07
207683504 | 04/20/23 | Live | Lennox Industries | LENNOX | Singlezone Ducted, Compact Ducted | 207683504 |  | HRCU-A-CB | MPC012S4S-1P | Mini-Splits | MMDB012S4-2P | 12.5 | 21.5 | 10.5 | 11.7 | 18.8 | 10.3 | TRUE | TRUE | TRUE | 11500 | 9300 | 3.13 | 11060 | 2.59
208121936 | 01/27/23 | Live | Midea Electric Trading | EMI | Multizone All Ducted | 208121936 |  | HMSV-A-CB | MHMZ327DA | Ducted Indoor Units |  | 11.5 | 20 | 10.1 | 11.7 | 20 | 9.5 | TRUE | TRUE | TRUE | 28000 | 27000 | 2.3 | 27200 | 2.21
207683498 | 04/20/23 | Live | Lennox Industries | LENNOX | Singlezone Non-Ducted, Wall Placement | 207683498 |  | HRCU-A-CB-O | MPC012S4S-1P | Mini-Splits | MWMC012S4-1P | 13.7 | 23.2 | 13.2 | 13.7 | 24.6 | 10.7 | TRUE | FALSE | TRUE | 12000 | 9000 | 3.22 | 9922 | 2.31
208193234 | 10/31/22 | Live | Hisense | HISENSE | Singlezone Non-Ducted, Wall Placement | 208193234 |  | HRCU-A-CB-O | AST-18UW3SBB01 | Mini-Splits | AST-18UW3SBB**01 | 13 | 20.5 | 10.5 | 13.2 | 20.5 | 9.5 | TRUE | TRUE | TRUE | 18000 | 10500 | 1.2 | 17500 | 1.84
208978283 | 01/30/24 | Live | TTI FABRICATION INC | INNOVA | Singlezone Ducted, Centrally Ducted | 208978283 |  | HRCU-A-CB | THTU-HEATPUMP24 | Ducted Indoor Units | THAH-AIRHANDLER36 | 10.35 | 17 | 10 | 11 | 17 | 8.8 | FALSE | FALSE | FALSE | 27600 | 24000 | 2.51 | 28639 | 2.99
208978284 | 01/30/24 | Live | TTI FABRICATION INC | K2 | Singlezone Ducted, Centrally Ducted | 208978284 |  | HRCU-A-CB | THTU-HEATPUMP24 | Ducted Indoor Units | THAH-AIRHANDLER36 | 10.35 | 17 | 10 | 11 | 17 | 8.8 | FALSE | FALSE | FALSE | 27600 | 24000 | 2.51 | 28639 | 2.99
208978287 | 01/30/24 | Live | TTI FABRICATION INC | OPUS | Singlezone Ducted, Centrally Ducted | 208978287 |  | HRCU-A-CB | THTU-HEATPUMP24 | Ducted Indoor Units | THAH-AIRHANDLER36 | 10.35 | 17 | 10 | 11 | 17 | 8.8 | FALSE | FALSE | FALSE | 27600 | 24000 | 2.51 | 28639 | 2.99
208978288 | 01/30/24 | Live | TTI FABRICATION INC | PIONEER | Singlezone Ducted, Centrally Ducted | 208978288 |  | HRCU-A-CB | THTU-HEATPUMP24 | Ducted Indoor Units | THAH-AIRHANDLER36 | 10.35 | 17 | 10 | 11 | 17 | 8.8 | FALSE | FALSE | FALSE | 27600 | 24000 | 2.51 | 28639 | 2.99
208978289 | 01/30/24 | Live | TTI FABRICATION INC | SOLAIR | Singlezone Ducted, Centrally Ducted | 208978289 |  | HRCU-A-CB | THTU-HEATPUMP24 | Ducted Indoor Units | THAH-AIRHANDLER36 | 10.35 | 17 | 10 | 11 | 17 | 8.8 | FALSE | FALSE | FALSE | 27600 | 24000 | 2.51 | 28639 | 2.99
208978291 | 01/30/24 | Live | TTI FABRICATION INC | TURBOFIN | Singlezone Ducted, Centrally Ducted | 208978291 |  | HRCU-A-CB | THTU-HEATPUMP24 | Ducted Indoor Units | THAH-AIRHANDLER36 | 10.35 | 17 | 10 | 11 | 17 | 8.8 | FALSE | FALSE | FALSE | 27600 | 24000 | 2.51 | 28639 | 2.99
213927340 | 04/18/24 | Live | TCL AIR CONDITIONER (ZHONGSHAN) CO.,LTD. | DELLA | Singlezone Non-Ducted, Wall Placement | 213927340 |  | HRCU-A-CB-O | 048-TP-9K1V-23S-OUT | Mini-Splits | 048-TP-9K1V-23S-IN | 12.5 | 22 | 10 | 12.5 | 23 | 9 | TRUE | TRUE | FALSE | 9000 | 5900 | 2.79 | 8380 | 2.59
213927342 | 04/18/24 | Live | TCL AIR CONDITIONER (ZHONGSHAN) CO.,LTD. | DELLA | Singlezone Non-Ducted, Wall Placement | 213927342 |  | HRCU-A-CB-O | 048-TP-12K1V-22S-OUT | Mini-Splits | 048-TP-12K1V-22S-IN | 12.5 | 22 | 10 | 12.5 | 22 | 9 | TRUE | TRUE | FALSE | 12000 | 7100 | 3.02 | 10900 | 2.5
213927341 | 04/18/24 | Live | TCL AIR CONDITIONER (ZHONGSHAN) CO.,LTD. | DELLA | Singlezone Non-Ducted, Wall Placement | 213927341 |  | HRCU-A-CB-O | 048-TP-9K2V-23S-OUT | Mini-Splits | 048-TP-9K2V-23S-IN | 13 | 23 | 10 | 13 | 23.5 | 9.2 | TRUE | TRUE | FALSE | 9000 | 5900 | 2.79 | 8380 | 2.61
213927343 | 04/18/24 | Live | TCL AIR CONDITIONER (ZHONGSHAN) CO.,LTD. | DELLA | Singlezone Non-Ducted, Wall Placement | 213927343 |  | HRCU-A-CB-O | 048-TP-12K2V-23S-OUT | Mini-Splits | 048-TP-12K2V-23S-IN | 13 | 23 | 10 | 13 | 23 | 9.5 | TRUE | TRUE | TRUE | 12000 | 7600 | 3.14 | 11100 | 2.48
213927344 | 04/18/24 | Live | TCL AIR CONDITIONER (ZHONGSHAN) CO.,LTD. | DELLA | Singlezone Non-Ducted, Wall Placement | 213927344 |  | HRCU-A-CB-O | 048-TP-18K2V-22S-OUT | Mini-Splits | 048-TP-18K2V-22S-IN | 13 | 21.5 | 10 | 13 | 22 | 9 | TRUE | FALSE | FALSE | 18000 | 10000 | 2.85 | 15600 | 2.64
213927345 | 04/18/24 | Live | TCL AIR CONDITIONER (ZHONGSHAN) CO.,LTD. | DELLA | Singlezone Non-Ducted, Wall Placement | 213927345 |  | HRCU-A-CB-O | 048-TP-24K2V-20S-OUT | Mini-Splits | 048-TP-24K2V-20S-IN | 12.5 | 20 | 10 | 12.5 | 20 | 9 | TRUE | FALSE | FALSE | 23000 | 13900 | 2.75 | 21760 | 2.21
210343157 | 04/26/23 | Live | Midea Electric Trading | INNOVAIR | Singlezone Ducted, Centrally Ducted | 210343157 |  | HRCU-A-CB | SHV48H2R20 |  | DEV48H2R19 | 8.5 | 16 | 10 | 8.2 | 15.6 | 9.4 | TRUE | TRUE | FALSE | 47000 | 36000 | 2.36 | 48000 | 2.05
210343159 | 04/26/23 | Live | Midea Electric Trading | INNOVAIR | Singlezone Ducted, Centrally Ducted | 210343159 |  | HRCU-A-CB | SHV60H2R20 |  | DEV60H2R19 | 9 | 16.4 | 10.5 | 8.8 | 15.3 | 9.4 | TRUE | TRUE | FALSE | 55000 | 42000 | 2.6 | 52500 | 2.3
210692280 | 02/16/23 | Live | Daikin North America, LLC | DAIKIN | Singlezone Ducted, Centrally Ducted | 210692280 |  | HRCU-A-CB | DZ9VCA2410A* | Ducted Indoor Units | CHPF3642C6C*+MBVC1200**-1A*+TXV |  |  |  | 11.5 | 20.5 | 8 | FALSE | FALSE | FALSE | 22400 | 14100 | 2.63 | 16100 | 2.59
206348126 | 01/05/23 | Live | Midea Electric Trading | PERFECTAIRE | Singlezone Ducted, Compact Ducted | 206348126 |  | HRCU-A-CB | 2KARDA18SZO20 | Mini-Splits | 2PAMSDH18 | 12.5 | 19.6 | 11 | 11.7 | 18 | 9.5 | TRUE | TRUE | TRUE | 17000 | 15000 | 2.27 | 19000 | 2.02
208130805 | 01/05/23 | Live | Midea Electric Trading | LBG Products | Singlezone Non-Ducted, Wall Placement | 208130805 |  | HRCU-A-CB-O | LBHB18DUWO | Mini-Splits | LBHB18DUWI | 13.5 | 24 | 11.6 | 13.5 | 24 | 10.5 | TRUE | TRUE | TRUE | 18000 | 14100 | 2.65 | 16238 | 2.49
210692281 | 02/16/23 | Live | Daikin North America, LLC | DAIKIN | Singlezone Ducted, Centrally Ducted | 210692281 |  | HRCU-A-CB | DZ9VCA2410A* | Ducted Indoor Units | CSCF3642N6D*+MBVC1200**-1A*+TXV |  |  |  | 11.5 | 22.5 | 8 | FALSE | FALSE | FALSE | 23000 | 14200 | 2.65 | 16100 | 2.59
210857298 | 01/05/23 | Live | Midea Electric Trading | 1HVAC | Singlezone Non-Ducted, Wall Placement | 210857298 |  | HRCU-A-CB-O | ACIQ-24ZPL-HP230B | Mini-Splits | ACIQ-24W-HH-MC | 13 | 21.5 | 12 | 13 | 21.5 | 11.4 | TRUE | TRUE | TRUE | 24000 | 21200 | 2.88 | 24485 | 1.98
206348122 | 01/05/23 | Live | Midea Electric Trading | KARDA | Singlezone Ducted, Compact Ducted | 206348122 |  | HRCU-A-CB | 2KARDA18SZO20 | Mini-Splits | 2PAMSDH18 | 12.5 | 19.6 | 11 | 11.7 | 18 | 9.5 | TRUE | TRUE | TRUE | 17000 | 15000 | 2.27 | 19000 | 2.02
208674983 | 01/05/23 | Live | Midea Electric Trading | NAKS | Singlezone Non-Ducted, Wall Placement | 208674983 |  | HRCU-A-CB-O | NAKS-SPLIT AC-18K-ODU-208-230 | Mini-Splits | NAKS-SPLIT AC-18K-IDU-208-230 | 13.5 | 24 | 11.6 | 13.5 | 24 | 10.5 | FALSE | FALSE | TRUE | 18000 | 14100 | 2.65 | 16238 | 2.49
207743758 | 01/05/23 | Live | Midea Electric Trading | DIRECT AIR | Singlezone Ducted, Compact Ducted | 207743758 |  | HRCU-A-CB | DIRM-18HXPRO28-1Z | Mini-Splits | DIRM-18HP-DUV | 12.5 | 19.6 | 11 | 11.7 | 18 | 9.5 | TRUE | TRUE | TRUE | 17000 | 15000 | 2.27 | 19000 | 2.02
208674967 | 01/05/23 | Live | Midea Electric Trading | AIC TECHNOLOGIES | Singlezone Non-Ducted, Wall Placement | 208674967 |  | HRCU-A-CB-O | NAKS-SPLIT AC-18K-ODU-208-230 | Mini-Splits | NAKS-SPLIT AC-18K-IDU-208-230 | 13.5 | 24 | 11.6 | 13.5 | 24 | 10.5 | FALSE | FALSE | TRUE | 18000 | 14100 | 2.65 | 16238 | 2.49
207743757 | 01/05/23 | Live | Midea Electric Trading | DIRECT AIR | Singlezone Ducted, Compact Ducted | 207743757 |  | HRCU-A-CB | DIRM-18HXPRO28-1Z | Mini-Splits | DIRM-18HP-DUH | 12.5 | 19.6 | 11 | 11.7 | 18 | 9.5 | TRUE | TRUE | TRUE | 17000 | 15000 | 2.27 | 19000 | 2.02
210610033 | 02/16/23 | Live | Daikin North America, LLC | GOODMAN | Singlezone Ducted, Centrally Ducted | 210610033 |  | HRCU-A-CB | GSZV902410A* | Ducted Indoor Units | AMVE24BP1400A* |  |  |  | 11.5 | 20.5 | 8.2 | FALSE | FALSE | TRUE | 22400 | 14800 | 2.63 | 16100 | 2.59
210607571 | 02/16/23 | Live | Daikin North America, LLC | GOODMAN | Singlezone Ducted, Centrally Ducted | 210607571 |  | HRCU-A-CB | GSZV902410A* | Ducted Indoor Units | CA*F3137*6A*+MBVC1201**-1A*+TX |  |  |  | 12 | 21 | 8.2 | TRUE | FALSE | TRUE | 23200 | 14000 | 2.6 | 16100 | 2.59
210665990 | 01/05/23 | Live | Midea Electric Trading | C&H | Singlezone Non-Ducted, Wall Placement | 210665990 |  | HRCU-A-CB-O | CH-ES18-230VO | Mini-Splits | CH-B18MOLVWM-230VI | 13.5 | 24 | 11.6 | 13.5 | 24 | 10.5 | TRUE | TRUE | TRUE | 18000 | 14100 | 2.65 | 16238 | 2.49
207796642 | 01/05/23 | Live | Midea Electric Trading | KARDA | Singlezone Ducted, Compact Ducted | 207796642 |  | HRCU-A-CB | 3KARDA18SZO | Mini-Splits | 3KARDA18UVD | 12.5 | 19.6 | 11 | 11.7 | 18 | 9.5 | TRUE | TRUE | TRUE | 17000 | 15000 | 2.27 | 19000 | 2.02
210857318 | 01/05/23 | Live | Midea Electric Trading | ACIQ | Singlezone Non-Ducted, Wall Placement | 210857318 |  | HRCU-A-CB-O | ACIQ-24ZPL-HP230B | Mini-Splits | ACIQ-24W-HH-MC | 13 | 21.5 | 12 | 13 | 21.5 | 11.4 | TRUE | TRUE | TRUE | 24000 | 21200 | 2.88 | 24485 | 1.98
210799561 | 01/05/23 | Live | Midea Electric Trading | Cooper&Hunter | Singlezone Non-Ducted, Wall Placement | 210799561 |  | HRCU-A-CB-O | CH-ES18-230VO | Mini-Splits | CH-18MOLVWM-230VI | 13.5 | 24 | 11.6 | 13.5 | 24 | 10.5 | TRUE | TRUE | TRUE | 18000 | 14100 | 2.65 | 16238 | 2.49
207796633 | 01/05/23 | Live | Midea Electric Trading | PERFECTAIRE | Singlezone Ducted, Compact Ducted | 207796633 |  | HRCU-A-CB | 3PAMSHH18-SZO | Mini-Splits | 3PAMSDH18 | 12.5 | 19.6 | 11 | 11.7 | 18 | 9.5 | TRUE | TRUE | TRUE | 17000 | 15000 | 2.27 | 19000 | 2.02
210692668 | 02/16/23 | Live | Daikin North America, LLC | GOODMAN | Singlezone Ducted, Centrally Ducted | 210692668 |  | HRCU-A-CB | GSZV902410A* | Ducted Indoor Units | CA*F3743*6D*+MBVC1201**-1A*+TXV |  |  |  | 12 | 21.5 | 8.2 | FALSE | FALSE | TRUE | 23000 | 14500 | 2.71 | 16100 | 2.59
210799689 | 01/05/23 | Live | Midea Electric Trading | Cooper&Hunter | Singlezone Non-Ducted, Wall Placement | 210799689 |  | HRCU-A-CB-O | CH-ES18-230VO | Mini-Splits | CH-B18MOLVWM-230VI | 13.5 | 24 | 11.6 | 13.5 | 24 | 10.5 | TRUE | TRUE | TRUE | 18000 | 14100 | 2.65 | 16238 | 2.49
210857338 | 01/05/23 | Live | Midea Electric Trading | DIYCOOL | Singlezone Non-Ducted, Wall Placement | 210857338 |  | HRCU-A-CB-O | ACIQ-24ZPL-HP230B | Mini-Splits | ACIQ-24W-HH-MC | 13 | 21.5 | 12 | 13 | 21.5 | 11.4 | TRUE | TRUE | TRUE | 24000 | 21200 | 2.88 | 24485 | 1.98
207796631 | 01/05/23 | Live | Midea Electric Trading | PERFECTAIRE | Singlezone Non-Ducted, Wall Placement | 207796631 |  | HRCU-A-CB-O | 3PAMSHH12-SZO | Mini-Splits | 3PAMSCONH12 | 13 | 23 | 11.5 | 13 | 23.6 | 10 | TRUE | TRUE | TRUE | 12000 | 9600 | 2.56 | 12900 | 2.2
210692679 | 02/16/23 | Live | Daikin North America, LLC | GOODMAN | Singlezone Ducted, Centrally Ducted | 210692679 |  | HRCU-A-CB | GSZV902410A* | Ducted Indoor Units | CHPF3636B6C*+MBVC1201**-1A*+TXV |  |  |  | 11.5 | 20.5 | 8 | FALSE | FALSE | FALSE | 22400 | 14200 | 2.6 | 16100 | 2.59
210799672 | 01/05/23 | Live | Midea Electric Trading | Cooper&Hunter | Singlezone Non-Ducted, Wall Placement | 210799672 |  | HRCU-A-CB-O | CH-ES18-230VO | Mini-Splits | CH-18MASTWM-230VI | 12.5 | 22.6 | 12 | 12.5 | 23.5 | 10.8 | TRUE | FALSE | TRUE | 18000 | 14900 | 2.48 | 15934 | 2.37
210857337 | 01/05/23 | Live | Midea Electric Trading | DIYCOOL | Singlezone Non-Ducted, Wall Placement | 210857337 |  | HRCU-A-CB-O | ACIQ-18ZPL-HP230B | Mini-Splits | ACIQ-18W-HH-MC | 12.5 | 21.5 | 13 | 12.5 | 21.5 | 11.3 | TRUE | TRUE | TRUE | 18000 | 15000 | 2.35 | 19200 | 1.99
207796640 | 01/05/23 | Live | Midea Electric Trading | KARDA | Singlezone Non-Ducted, Wall Placement | 207796640 |  | HRCU-A-CB-O | 3KARDA12SZO | Mini-Splits | 3KARDA12CON | 13 | 23 | 11.5 | 13 | 23.6 | 10 | TRUE | TRUE | TRUE | 12000 | 9600 | 2.56 | 12900 | 2.2
209937049 | 01/05/23 | Live | Midea Electric Trading | C&H | Singlezone Non-Ducted, Wall Placement | 209937049 |  | HRCU-A-CB-O | CH-ES18-230VO | Mini-Splits | CH-18MASTWM-230VI | 12.5 | 22.6 | 12 | 12.5 | 23.5 | 10.8 | TRUE | FALSE | TRUE | 18000 | 14900 | 2.48 | 15934 | 2.37
209843057 | 01/05/23 | Live | Midea Electric Trading | AC PRO.COM | Singlezone Non-Ducted, Wall Placement | 209843057 |  | HRCU-A-CB-O | AOX430-18HFN1-MT8W | Mini-Splits | ASEPC-18HRFN1-MU0W | 12.5 | 22.6 | 12 | 12.5 | 23.5 | 10.8 | TRUE | FALSE | TRUE | 18000 | 14900 | 2.48 | 15934 | 2.37
207743765 | 01/05/23 | Live | Midea Electric Trading | DIRECT AIR | Singlezone Non-Ducted, Wall Placement | 207743765 |  | HRCU-A-CB-O | DIRM-12HXPRO28-1Z | Mini-Splits | DIRM-12HP-CO | 13 | 23 | 11.5 | 13 | 23.6 | 10 | TRUE | TRUE | TRUE | 12000 | 9600 | 2.56 | 12900 | 2.2
210692688 | 02/16/23 | Live | Daikin North America, LLC | GOODMAN | Singlezone Ducted, Centrally Ducted | 210692688 |  | HRCU-A-CB | GSZV902410A* | Ducted Indoor Units | CHPF3642C6C*+MBVC1201**-1A*+TXV |  |  |  | 11.5 | 20.5 | 8 | FALSE | FALSE | FALSE | 22400 | 14100 | 2.63 | 16100 | 2.59
210857317 | 01/05/23 | Live | Midea Electric Trading | ACIQ | Singlezone Non-Ducted, Wall Placement | 210857317 |  | HRCU-A-CB-O | ACIQ-18ZPL-HP230B | Mini-Splits | ACIQ-18W-HH-MC | 12.5 | 21.5 | 13 | 12.5 | 21.5 | 11.3 | TRUE | TRUE | TRUE | 18000 | 15000 | 2.35 | 19200 | 1.99
208816911 | 01/05/23 | Live | Midea Electric Trading | TRUST AIR CONDITIONERS | Singlezone Non-Ducted, Wall Placement | 208816911 |  | HRCU-A-CB-O | OUS18H/O4S4P | Mini-Splits | IUMW118H/I41P | 12.5 | 22.6 | 12 | 12.5 | 23.5 | 10.8 | FALSE | FALSE | TRUE | 18000 | 14900 | 2.48 | 15934 | 2.37
210692689 | 02/16/23 | Live | Daikin North America, LLC | GOODMAN | Singlezone Ducted, Centrally Ducted | 210692689 |  | HRCU-A-CB | GSZV902410A* | Ducted Indoor Units | CSCF3642N6D*+MBVC1201**-1A*+TXV |  |  |  | 11.5 | 22.5 | 8 | FALSE | FALSE | FALSE | 23000 | 14200 | 2.65 | 16100 | 2.59
208280155 | 01/05/23 | Live | Midea Electric Trading | TRUST AIR CONDITIONERS | Singlezone Non-Ducted, Floor Placement | 208280155 |  | HRCU-A-CB-O | IS18H/O4S41P | Mini-Splits | IUMFC18H/I41P | 12.5 | 21.5 | 10.5 | 12.5 | 23 | 10 | FALSE | FALSE | FALSE | 18000 | 12800 | 2.52 | 14200 | 2.29
208130821 | 01/05/23 | Live | Midea Electric Trading | LBG Products | Singlezone Non-Ducted, Floor Placement | 208130821 |  | HRCU-A-CB-O | LBHB18DUWO | Mini-Splits | LMHB18DZDI | 12.5 | 21.5 | 10.5 | 12.5 | 23 | 10 | TRUE | FALSE | TRUE | 18000 | 12800 | 2.52 | 14200 | 2.29
210857297 | 01/05/23 | Live | Midea Electric Trading | 1HVAC | Singlezone Non-Ducted, Wall Placement | 210857297 |  | HRCU-A-CB-O | ACIQ-18ZPL-HP230B | Mini-Splits | ACIQ-18W-HH-MC | 12.5 | 21.5 | 13 | 12.5 | 21.5 | 11.3 | TRUE | TRUE | TRUE | 18000 | 15000 | 2.35 | 19200 | 1.99
210610034 | 02/16/23 | Live | Daikin North America, LLC | AMANA | Singlezone Ducted, Centrally Ducted | 210610034 |  | HRCU-A-CB | ASZV902410A* | Ducted Indoor Units | AMVE24BP1400A* |  |  |  | 11.5 | 20.5 | 8.2 | FALSE | FALSE | TRUE | 22400 | 14800 | 2.63 | 16100 | 2.59
210607572 | 02/16/23 | Live | Daikin North America, LLC | AMANA | Singlezone Ducted, Centrally Ducted | 210607572 |  | HRCU-A-CB | ASZV902410A* | Ducted Indoor Units | CA*F3137*6A*+MBVC1201**-1A*+TX |  |  |  | 12 | 21 | 8.2 | TRUE | FALSE | TRUE | 23200 | 14000 | 2.6 | 16100 | 2.59
208816936 | 01/05/23 | Live | Midea Electric Trading | TRUST AIR CONDITIONERS | Singlezone Non-Ducted, Floor Placement | 208816936 |  | HRCU-A-CB-O | OUS18H/O4S4P | Mini-Splits | IUMFC18H/I41P | 12.5 | 21.5 | 10.5 | 12.5 | 23 | 10 | FALSE | FALSE | TRUE | 18000 | 12800 | 2.52 | 14200 | 2.29
208121929 | 01/05/23 | Live | Midea Electric Trading | EMI | Singlezone Non-Ducted, Ceiling Placement | 208121929 |  | HRCU-A-CB-O | MHSZ112DA | Mini-Splits | MHCAS12DA | 12.7 | 21.5 | 10.6 | 12.7 | 22.3 | 10.2 | TRUE | TRUE | TRUE | 12000 | 9900 | 2.55 | 14000 | 2.29
209748107 | 01/05/23 | Live | Midea Electric Trading | AC PRO.COM | Singlezone Non-Ducted, Floor Placement | 209748107 |  | HRCU-A-CB-O | AOX430-18HFN1-MT8W | Mini-Splits | AUEU-18HRFN1-M(C) | 12.5 | 21.5 | 10.5 | 12.5 | 23 | 10 | TRUE | FALSE | TRUE | 18000 | 12800 | 2.52 | 14200 | 2.29
208816916 | 01/05/23 | Live | Midea Electric Trading | TRUST AIR CONDITIONERS | Singlezone Non-Ducted, Wall Placement | 208816916 |  | HRCU-A-CB-O | OAH18H/O4S4P | Mini-Splits | IUMW118H/I41P | 12.5 | 21.5 | 13 | 12.5 | 21.5 | 11.3 | FALSE | FALSE | TRUE | 18000 | 15000 | 2.35 | 19200 | 1.99
210692464 | 02/16/23 | Live | Daikin North America, LLC | AMANA | Singlezone Ducted, Centrally Ducted | 210692464 |  | HRCU-A-CB | ASZV902410A* | Ducted Indoor Units | CA*F3743*6D*+MBVC1201**-1A*+TXV |  |  |  | 12 | 21.5 | 8.2 | FALSE | FALSE | TRUE | 23000 | 14500 | 2.71 | 16100 | 2.59
207743740 | 01/05/23 | Live | Midea Electric Trading | DIRECT AIR | Singlezone Non-Ducted, Ceiling Placement | 207743740 |  | HRCU-A-CB-O | DIRM-12HXPRO28-1Z | Mini-Splits | DIRM-12HP-CA | 12.7 | 21.5 | 10.6 | 12.7 | 22.3 | 10.2 | TRUE | TRUE | TRUE | 12000 | 9900 | 2.55 | 14000 | 2.29
210799587 | 01/05/23 | Live | Midea Electric Trading | Cooper&Hunter | Singlezone Non-Ducted, Floor Placement | 210799587 |  | HRCU-A-CB-O | CH-ES18-230VO | Mini-Splits | CH-18MSPHFC-230VI | 12.5 | 21.5 | 10.5 | 12.5 | 23 | 10 | TRUE | FALSE | TRUE | 18000 | 12800 | 2.52 | 14200 | 2.29
208141286 | 01/05/23 | Live | Midea Electric Trading | Clearity | Singlezone Non-Ducted, Wall Placement | 208141286 |  | HRCU-A-CB-O | MOX430-17HFN1-MT0W | Mini-Splits | MSEPC-18HRFN1-MU0W | 12.5 | 21.5 | 13 | 12.5 | 21.5 | 11.3 | FALSE | FALSE | TRUE | 18000 | 15000 | 2.35 | 19200 | 1.99
210692475 | 02/16/23 | Live | Daikin North America, LLC | AMANA | Singlezone Ducted, Centrally Ducted | 210692475 |  | HRCU-A-CB | ASZV902410A* | Ducted Indoor Units | CHPF3636B6C*+MBVC1201**-1A*+TXV |  |  |  | 11.5 | 20.5 | 8 | FALSE | FALSE | FALSE | 22400 | 14200 | 2.6 | 16100 | 2.59
207796629 | 01/05/23 | Live | Midea Electric Trading | PERFECTAIRE | Singlezone Non-Ducted, Ceiling Placement | 207796629 |  | HRCU-A-CB-O | 3PAMSHH12-SZO | Mini-Splits | 3PAMSCH12 | 12.7 | 21.5 | 10.6 | 12.7 | 22.3 | 10.2 | TRUE | TRUE | TRUE | 12000 | 9900 | 2.55 | 14000 | 2.29
208280064 | 01/05/23 | Live | Midea Electric Trading | TRUST AIR CONDITIONERS | Singlezone Non-Ducted, Wall Placement | 208280064 |  | HRCU-A-CB-O | AS18H/O4S41P | Mini-Splits | IS18H/I4S41P | 12.5 | 21.5 | 13 | 12.5 | 21.5 | 11.3 | FALSE | FALSE | FALSE | 18000 | 15000 | 2.35 | 19200 | 1.99
210692484 | 02/16/23 | Live | Daikin North America, LLC | AMANA | Singlezone Ducted, Centrally Ducted | 210692484 |  | HRCU-A-CB | ASZV902410A* | Ducted Indoor Units | CHPF3642C6C*+MBVC1201**-1A*+TXV |  |  |  | 11.5 | 20.5 | 8 | FALSE | FALSE | FALSE | 22400 | 14100 | 2.63 | 16100 | 2.59
210692485 | 02/16/23 | Live | Daikin North America, LLC | AMANA | Singlezone Ducted, Centrally Ducted | 210692485 |  | HRCU-A-CB | ASZV902410A* | Ducted Indoor Units | CSCF3642N6D*+MBVC1201**-1A*+TXV |  |  |  | 11.5 | 22.5 | 8 | FALSE | FALSE | FALSE | 23000 | 14200 | 2.65 | 16100 | 2.59
207796638 | 01/05/23 | Live | Midea Electric Trading | KARDA | Singlezone Non-Ducted, Ceiling Placement | 207796638 |  | HRCU-A-CB-O | 3KARDA12SZO | Mini-Splits | 3KARDA12UVC | 12.7 | 21.5 | 10.6 | 12.7 | 22.3 | 10.2 | TRUE | TRUE | TRUE | 12000 | 9900 | 2.55 | 14000 | 2.29
207743764 | 01/05/23 | Live | Midea Electric Trading | DIRECT AIR | Singlezone Non-Ducted, Wall Placement | 207743764 |  | HRCU-A-CB-O | DIRM-12DA25-1Z | Mini-Splits | DIRM-12HP-CO | 13 | 21.5 | 10 | 13 | 22.7 | 10.2 | TRUE | TRUE | TRUE | 12000 | 9000 | 2.69 | 10500 | 2.59
208280076 | 01/05/23 | Live | Midea Electric Trading | TRUST AIR CONDITIONERS | Singlezone Non-Ducted, Ceiling Placement | 208280076 |  | HRCU-A-CB-O | IS18H/O4S41P | Mini-Splits | IUMC418H/I41P | 12.5 | 20.5 | 11 | 12.5 | 20.5 | 10.5 | FALSE | FALSE | FALSE | 16000 | 12000 | 2.51 | 13600 | 2.24
207796645 | 01/05/23 | Live | Midea Electric Trading | CanAir | Singlezone Non-Ducted, Wall Placement | 207796645 |  | HRCU-A-CB-O | C23SCH18H22 | Mini-Splits | C28SEH18H21 | 12.5 | 21.5 | 13 | 12.5 | 21.5 | 11.3 | TRUE | TRUE | TRUE | 18000 | 15000 | 2.35 | 19200 | 1.99
210610035 | 02/16/23 | Live | Daikin North America, LLC | FRANKLIN | Singlezone Ducted, Centrally Ducted | 210610035 |  | HRCU-A-CB | GSZV902410A* | Ducted Indoor Units | AMVE24BP1400A* |  |  |  | 11.5 | 20.5 | 8.2 | FALSE | FALSE | TRUE | 22400 | 14800 | 2.63 | 16100 | 2.59
210607573 | 02/16/23 | Live | Daikin North America, LLC | FRANKLIN | Singlezone Ducted, Centrally Ducted | 210607573 |  | HRCU-A-CB | GSZV902410A* | Ducted Indoor Units | CA*F3137*6A*+MBVC1201**-1A*+TX |  |  |  | 12 | 21 | 8.2 | FALSE | FALSE | TRUE | 23200 | 14000 | 2.6 | 16100 | 2.59
208141955 | 01/05/23 | Live | Midea Electric Trading | PIONEER | Singlezone Non-Ducted, Wall Placement | 208141955 |  | HRCU-A-CB-O | YN012GMFI22RPE | Mini-Splits | FB012GMFILDFHE | 13 | 21.5 | 10 | 13 | 22.7 | 10.2 | TRUE | TRUE | TRUE | 12000 | 9000 | 2.69 | 10500 | 2.59
208141952 | 01/05/23 | Live | Midea Electric Trading | PIONEER | Singlezone Ducted, Compact Ducted | 208141952 |  | HRCU-A-CB | YN012GMFI22RPE | Mini-Splits | RB012GMFILDFHD | 12.5 | 21.5 | 11.5 | 11.7 | 19 | 10.3 | TRUE | TRUE | TRUE | 11500 | 9300 | 2.78 | 10100 | 2.39
208280101 | 01/05/23 | Live | Midea Electric Trading | TRUST AIR CONDITIONERS | Singlezone Ducted, Compact Ducted | 208280101 |  | HRCU-A-CB | IS18H/O4S41P | Mini-Splits | IUMDL18H/I43P | 12.5 | 20.5 | 11 | 12.5 | 20 | 10.6 | FALSE | FALSE | FALSE | 17000 | 12600 | 2.66 | 14100 | 2.4
210692872 | 02/16/23 | Live | Daikin North America, LLC | FRANKLIN | Singlezone Ducted, Centrally Ducted | 210692872 |  | HRCU-A-CB | GSZV902410A* | Ducted Indoor Units | CA*F3743*6D*+MBVC1201**-1A*+TXV |  |  |  | 12 | 21.5 | 8.2 | FALSE | FALSE | TRUE | 23000 | 14500 | 2.71 | 16100 | 2.59
207743752 | 01/05/23 | Live | Midea Electric Trading | DIRECT AIR | Singlezone Ducted, Compact Ducted | 207743752 |  | HRCU-A-CB | DIRM-12DA25-1Z | Mini-Splits | DIRM-12HP-DUV | 12.5 | 21.5 | 11.5 | 11.7 | 19 | 10.3 | TRUE | TRUE | TRUE | 11500 | 9300 | 2.78 | 10100 | 2.39
207825533 | 01/05/23 | Live | Midea Electric Trading | ACIQ | Singlezone Non-Ducted, Wall Placement | 207825533 |  | HRCU-A-CB-O | ACIQ-18ZPL-HP230B | Mini-Splits | ACIQ-18W-HH-MB | 12.5 | 21.5 | 13 | 12.5 | 21.5 | 11.3 | TRUE | TRUE | TRUE | 18000 | 15000 | 2.35 | 19200 | 1.99
208130815 | 01/05/23 | Live | Midea Electric Trading | LBG Products | Singlezone Ducted, Compact Ducted | 208130815 |  | HRCU-A-CB | LBHB18DUWO | Mini-Splits | LMHB18DFI | 12.5 | 20.5 | 11 | 12.5 | 20 | 10.6 | TRUE | FALSE | TRUE | 17000 | 12600 | 2.66 | 14100 | 2.4
207743751 | 01/05/23 | Live | Midea Electric Trading | DIRECT AIR | Singlezone Ducted, Compact Ducted | 207743751 |  | HRCU-A-CB | DIRM-12DA25-1Z | Mini-Splits | DIRM-12HP-DUH | 12.5 | 21.5 | 11.5 | 11.7 | 19 | 10.3 | TRUE | TRUE | TRUE | 11500 | 9300 | 2.78 | 10100 | 2.39
207825514 | 01/05/23 | Live | Midea Electric Trading | 1HVAC | Singlezone Non-Ducted, Wall Placement | 207825514 |  | HRCU-A-CB-O | ACIQ-18ZPL-HP230B | Mini-Splits | ACIQ-18W-HH-MB | 12.5 | 21.5 | 13 | 12.5 | 21.5 | 11.3 | TRUE | TRUE | TRUE | 18000 | 15000 | 2.35 | 19200 | 1.99
210692883 | 02/16/23 | Live | Daikin North America, LLC | FRANKLIN | Singlezone Ducted, Centrally Ducted | 210692883 |  | HRCU-A-CB | GSZV902410A* | Ducted Indoor Units | CHPF3636B6C*+MBVC1201**-1A*+TXV |  |  |  | 11.5 | 20.5 | 8 | FALSE | FALSE | FALSE | 22400 | 14200 | 2.6 | 16100 | 2.59
207796637 | 01/05/23 | Live | Midea Electric Trading | KARDA | Singlezone Ducted, Compact Ducted | 207796637 |  | HRCU-A-CB | 3KARDA09SZO | Mini-Splits | 3KARDA09UVD | 14 | 23 | 12 | 13.2 | 20.2 | 12 | TRUE | TRUE | TRUE | 9000 | 10100 | 2.41 | 11600 | 1.9
208119667 | 01/05/23 | Live | Midea Electric Trading | Airlux | Singlezone Ducted, Compact Ducted | 208119667 |  | HRCU-A-CB | ASZ18O/2022 | Mini-Splits | AMD18I | 12.5 | 20.5 | 11 | 12.5 | 20 | 10.6 | FALSE | FALSE | TRUE | 17000 | 12600 | 2.66 | 14100 | 2.4
207796628 | 01/05/23 | Live | Midea Electric Trading | PERFECTAIRE | Singlezone Ducted, Compact Ducted | 207796628 |  | HRCU-A-CB | 3PAMSHH09-SZO | Mini-Splits | 3PAMSDH09 | 14 | 23 | 12 | 13.2 | 20.2 | 12 | TRUE | TRUE | TRUE | 9000 | 10100 | 2.41 | 11600 | 1.9
207825552 | 01/05/23 | Live | Midea Electric Trading | DIYCOOL | Singlezone Non-Ducted, Wall Placement | 207825552 |  | HRCU-A-CB-O | ACIQ-18ZPL-HP230B | Mini-Splits | ACIQ-18W-HH-MB | 12.5 | 21.5 | 13 | 12.5 | 21.5 | 11.3 | TRUE | TRUE | TRUE | 18000 | 15000 | 2.35 | 19200 | 1.99
208816928 | 01/05/23 | Live | Midea Electric Trading | TRUST AIR CONDITIONERS | Singlezone Ducted, Compact Ducted | 208816928 |  | HRCU-A-CB | OUS18H/O4S4P | Mini-Splits | IUMDL18H/I43P | 12.5 | 20.5 | 11 | 12.5 | 20 | 10.6 | FALSE | FALSE | TRUE | 17000 | 12600 | 2.66 | 14100 | 2.4
207743750 | 01/05/23 | Live | Midea Electric Trading | DIRECT AIR | Singlezone Ducted, Compact Ducted | 207743750 |  | HRCU-A-CB | DIRM-09HXPRO28-1Z | Mini-Splits | DIRM-09HP-DUV | 14 | 23 | 12 | 13.2 | 20.2 | 12 | TRUE | TRUE | TRUE | 9000 | 10100 | 2.41 | 11600 | 1.9
210692892 | 02/16/23 | Live | Daikin North America, LLC | FRANKLIN | Singlezone Ducted, Centrally Ducted | 210692892 |  | HRCU-A-CB | GSZV902410A* | Ducted Indoor Units | CHPF3642C6C*+MBVC1201**-1A*+TXV |  |  |  | 11.5 | 20.5 | 8 | FALSE | FALSE | FALSE | 22400 | 14100 | 2.63 | 16100 | 2.59
210692893 | 02/16/23 | Live | Daikin North America, LLC | FRANKLIN | Singlezone Ducted, Centrally Ducted | 210692893 |  | HRCU-A-CB | GSZV902410A* | Ducted Indoor Units | CSCF3642N6D*+MBVC1201**-1A*+TXV |  |  |  | 11.5 | 22.5 | 8 | FALSE | FALSE | FALSE | 23000 | 14200 | 2.65 | 16100 | 2.59
207657372 | 01/05/23 | Live | Midea Electric Trading | FRUIKONAIRE | Singlezone Ducted, Compact Ducted | 207657372 |  | HRCU-A-CB | SIU-18DOR1 | Mini-Splits | SIU-18DIR1 | 12.5 | 20.5 | 11 | 12.5 | 20 | 10.6 | FALSE | FALSE | TRUE | 17000 | 12600 | 2.66 | 14100 | 2.4
207743749 | 01/05/23 | Live | Midea Electric Trading | DIRECT AIR | Singlezone Ducted, Compact Ducted | 207743749 |  | HRCU-A-CB | DIRM-09HXPRO28-1Z | Mini-Splits | DIRM-09HP-DUH | 14 | 23 | 12 | 13.2 | 20.2 | 12 | TRUE | TRUE | TRUE | 9000 | 10100 | 2.41 | 11600 | 1.9
207862072 | 01/05/23 | Live | Midea Electric Trading | Breeze33 | Singlezone Non-Ducted, Wall Placement | 207862072 |  | HRCU-A-CB-O | BZ33-HYP18OUT2-G2-P | Mini-Splits | BZ33-HYP18WALL2-G2-P | 12.5 | 21.5 | 13 | 12.5 | 21.5 | 11.3 | TRUE | TRUE | TRUE | 18000 | 15000 | 2.35 | 19200 | 1.99
207825496 | 01/05/23 | Live | Midea Electric Trading | ECO AC | Singlezone Ducted, Compact Ducted | 207825496 |  | HRCU-A-CB | EHH-O18BB | Mini-Splits | EHH-D18BA | 12.5 | 20.5 | 11 | 12.5 | 20 | 10.6 | TRUE | FALSE | TRUE | 17000 | 12600 | 2.66 | 14100 | 2.4
209748105 | 01/05/23 | Live | Midea Electric Trading | AC PRO.COM | Singlezone Ducted, Compact Ducted | 209748105 |  | HRCU-A-CB | AOX430-18HFN1-MT8W | Mini-Splits | ATIU-18HWFN1-M | 12.5 | 20.5 | 11 | 12.5 | 20 | 10.6 | TRUE | FALSE | TRUE | 17000 | 12600 | 2.66 | 14100 | 2.4
210610036 | 02/16/23 | Live | Daikin North America, LLC | FRANKLIN | Singlezone Ducted, Centrally Ducted | 210610036 |  | HRCU-A-CB | ASZV902410A* | Ducted Indoor Units | AMVE24BP1400A* |  |  |  | 11.5 | 20.5 | 8.2 | FALSE | FALSE | TRUE | 22400 | 14800 | 2.63 | 16100 | 2.59
210607574 | 02/16/23 | Live | Daikin North America, LLC | FRANKLIN | Singlezone Ducted, Centrally Ducted | 210607574 |  | HRCU-A-CB | ASZV902410A* | Ducted Indoor Units | CA*F3137*6A*+MBVC1201**-1A*+TX |  |  |  | 12 | 21 | 8.2 | FALSE | FALSE | TRUE | 23200 | 14000 | 2.6 | 16100 | 2.59
210799586 | 01/05/23 | Live | Midea Electric Trading | Cooper&Hunter | Singlezone Ducted, Compact Ducted | 210799586 |  | HRCU-A-CB | CH-ES18-230VO | Mini-Splits | CH-M18DTUI | 12.5 | 20.5 | 11 | 12.5 | 20 | 10.6 | TRUE | FALSE | TRUE | 17000 | 12600 | 2.66 | 14100 | 2.4
207683258 | 01/05/23 | Live | Midea Electric Trading | CanAir | Singlezone Non-Ducted, Wall Placement | 207683258 |  | HRCU-A-CB-O | C28SCH18H21 | Mini-Splits | C28SEH18H21 | 12.5 | 21.5 | 13 | 12.5 | 21.5 | 11.3 | TRUE | TRUE | TRUE | 18000 | 15000 | 2.35 | 19200 | 1.99
209948202 | 01/05/23 | Live | Midea Electric Trading | BLUERIDGE | Singlezone Non-Ducted, Wall Placement | 209948202 |  | HRCU-A-CB-O | BMY3021C | Mini-Splits | BMY3020WM | 12.2 | 21 | 10.5 | 12.2 | 21 | 8.7 | TRUE | FALSE | FALSE | 30000 | 20000 | 1.87 | 23000 | 2.1
207743748 | 01/05/23 | Live | Midea Electric Trading | DIRECT AIR | Singlezone Ducted, Compact Ducted | 207743748 |  | HRCU-A-CB | DIRM-09DA25-1Z | Mini-Splits | DIRM-09HP-DUV | 13.5 | 21 | 11.5 | 12.5 | 19.2 | 10.2 | TRUE | TRUE | TRUE | 9000 | 7700 | 2.59 | 10200 | 2.41
210693076 | 02/16/23 | Live | Daikin North America, LLC | FRANKLIN | Singlezone Ducted, Centrally Ducted | 210693076 |  | HRCU-A-CB | ASZV902410A* | Ducted Indoor Units | CA*F3743*6D*+MBVC1201**-1A*+TXV |  |  |  | 12 | 21.5 | 8.2 | FALSE | FALSE | TRUE | 23000 | 14500 | 2.71 | 16100 | 2.59
209948201 | 01/05/23 | Live | Midea Electric Trading | BLUERIDGE | Singlezone Non-Ducted, Floor Placement | 209948201 |  | HRCU-A-CB-O | BMY60UC2 | Mini-Splits | BM60MFCC | 9.8 | 18.7 | 10.5 | 9.8 | 19.8 | 9 | FALSE | FALSE | FALSE | 54000 | 35000 | 2.34 | 35200 | 1.98
207743747 | 01/05/23 | Live | Midea Electric Trading | DIRECT AIR | Singlezone Ducted, Compact Ducted | 207743747 |  | HRCU-A-CB | DIRM-09DA25-1Z | Mini-Splits | DIRM-09HP-DUH | 13.5 | 21 | 11.5 | 12.5 | 19.2 | 10.2 | TRUE | TRUE | TRUE | 9000 | 7700 | 2.59 | 10200 | 2.41
210799550 | 01/05/23 | Live | Midea Electric Trading | Cooper&Hunter | Singlezone Non-Ducted, Wall Placement | 210799550 |  | HRCU-A-CB-O | CH-HPR18-230VO | Mini-Splits | CH-18MASTWM-230VI | 12.5 | 21.5 | 13 | 12.5 | 21.5 | 11.3 | TRUE | TRUE | TRUE | 18000 | 15000 | 2.35 | 19200 | 1.99
210693087 | 02/16/23 | Live | Daikin North America, LLC | FRANKLIN | Singlezone Ducted, Centrally Ducted | 210693087 |  | HRCU-A-CB | ASZV902410A* | Ducted Indoor Units | CHPF3636B6C*+MBVC1201**-1A*+TXV |  |  |  | 11.5 | 20.5 | 8 | FALSE | FALSE | FALSE | 22400 | 14200 | 2.6 | 16100 | 2.59
208141951 | 01/05/23 | Live | Midea Electric Trading | PIONEER | Singlezone Ducted, Compact Ducted | 208141951 |  | HRCU-A-CB | YN009GMFI22RPE | Mini-Splits | RB009GMFILDFHD | 13.5 | 21 | 11.5 | 12.5 | 19.2 | 10.2 | TRUE | TRUE | TRUE | 9000 | 7700 | 2.59 | 10200 | 2.41
210799609 | 01/05/23 | Live | Midea Electric Trading | Cooper&Hunter | Singlezone Non-Ducted, Floor Placement | 210799609 |  | HRCU-A-CB-O | CH-N60LCU-230VO | Mini-Splits | CH-60LCFC/I | 9.8 | 18.7 | 10.5 | 9.8 | 19.8 | 9 | FALSE | FALSE | FALSE | 54000 | 35000 | 2.34 | 35200 | 1.98
208141957 | 01/05/23 | Live | Midea Electric Trading | PIONEER | Singlezone Non-Ducted, Floor Placement | 208141957 |  | HRCU-A-CB-O | YN024GMFI22RPE | Mini-Splits | UB024GMFILCFHD | 12.5 | 20 | 11.2 | 12.5 | 21.2 | 10.3 | TRUE | TRUE | TRUE | 24000 | 16000 | 2.3 | 17600 | 2.16
208130825 | 01/05/23 | Live | Midea Electric Trading | LBG Products | Singlezone Non-Ducted, Floor Placement | 208130825 |  | HRCU-A-CB-O | LUHB60DO | Mini-Splits | LUHB60DZDI | 9.8 | 18.7 | 10.5 | 9.8 | 19.8 | 9 | FALSE | FALSE | FALSE | 54000 | 35000 | 2.34 | 35200 | 1.98
210693096 | 02/16/23 | Live | Daikin North America, LLC | FRANKLIN | Singlezone Ducted, Centrally Ducted | 210693096 |  | HRCU-A-CB | ASZV902410A* | Ducted Indoor Units | CHPF3642C6C*+MBVC1201**-1A*+TXV |  |  |  | 11.5 | 20.5 | 8 | FALSE | FALSE | FALSE | 22400 | 14100 | 2.63 | 16100 | 2.59
210693097 | 02/16/23 | Live | Daikin North America, LLC | FRANKLIN | Singlezone Ducted, Centrally Ducted | 210693097 |  | HRCU-A-CB | ASZV902410A* | Ducted Indoor Units | CSCF3642N6D*+MBVC1201**-1A*+TXV |  |  |  | 11.5 | 22.5 | 8 | FALSE | FALSE | FALSE | 23000 | 14200 | 2.65 | 16100 | 2.59
207743732 | 01/05/23 | Live | Midea Electric Trading | DIRECT AIR | Singlezone Non-Ducted, Floor Placement | 207743732 |  | HRCU-A-CB-O | DIRM-24DA25-1Z | Mini-Splits | DIRM-24HP-CF | 12.5 | 20 | 11.2 | 12.5 | 21.2 | 10.3 | TRUE | TRUE | TRUE | 24000 | 16000 | 2.3 | 17600 | 2.16
209843074 | 01/05/23 | Live | Midea Electric Trading | CTMorley | Singlezone Non-Ducted, Floor Placement | 209843074 |  | HRCU-A-CB-O | MOU-A60L-2 | Mini-Splits | MIU-A60LF-2 | 9.8 | 18.7 | 10.5 | 9.8 | 19.8 | 9 | FALSE | FALSE | FALSE | 54000 | 35000 | 2.34 | 35200 | 1.98
208280062 | 01/05/23 | Live | Midea Electric Trading | TRUST AIR CONDITIONERS | Singlezone Non-Ducted, Wall Placement | 208280062 |  | HRCU-A-CB-O | AS12H/O4S41P | Mini-Splits | IS12H/I4S41P | 14 | 25.5 | 13 | 14 | 25.5 | 10.4 | FALSE | FALSE | FALSE | 12000 | 10000 | 2.4 | 13112 | 2.11
207743739 | 01/05/23 | Live | Midea Electric Trading | DIRECT AIR | Singlezone Non-Ducted, Ceiling Placement | 207743739 |  | HRCU-A-CB-O | DIRM-12DA25-1Z | Mini-Splits | DIRM-12HP-CA | 14 | 22 | 10.6 | 14 | 22.7 | 10 | TRUE | FALSE | TRUE | 12000 | 8900 | 2.75 | 9300 | 2.39
209843073 | 01/05/23 | Live | Midea Electric Trading | CTMorley | Singlezone Ducted, Compact Ducted | 209843073 |  | HRCU-A-CB | MOU-A60L-2 | Mini-Splits | MIU-A60LD-2 | 10.6 | 19.2 | 10.2 | 10.3 | 17 | 8.4 | FALSE | FALSE | FALSE | 59000 | 34400 | 2.37 | 36000 | 2.29
210610037 | 02/16/23 | Live | Daikin North America, LLC | LIBERTY HEATING & AIR CONDITIONING | Singlezone Ducted, Centrally Ducted | 210610037 |  | HRCU-A-CB | ASZV902410A* | Ducted Indoor Units | AMVE24BP1400A* |  |  |  | 11.5 | 20.5 | 8.2 | FALSE | FALSE | TRUE | 22400 | 14800 | 2.63 | 16100 | 2.59
210607575 | 02/16/23 | Live | Daikin North America, LLC | LIBERTY HEATING & AIR CONDITIONING | Singlezone Ducted, Centrally Ducted | 210607575 |  | HRCU-A-CB | ASZV902410A* | Ducted Indoor Units | CA*F3137*6A*+MBVC1201**-1A*+TX |  |  |  | 12 | 21 | 8.2 | FALSE | FALSE | TRUE | 23200 | 14000 | 2.6 | 16100 | 2.59
208130819 | 01/05/23 | Live | Midea Electric Trading | LBG Products | Singlezone Ducted, Compact Ducted | 208130819 |  | HRCU-A-CB | LUHB60DO | Mini-Splits | LUHB60DFI | 10.6 | 19.2 | 10.2 | 10.3 | 17 | 8.4 | FALSE | FALSE | FALSE | 59000 | 34400 | 2.37 | 36000 | 2.29
208191861 | 01/05/23 | Live | Midea Electric Trading | PIONEER | Singlezone Non-Ducted, Ceiling Placement | 208191861 |  | HRCU-A-CB-O | YN012GMFI22RPE | Mini-Splits | CB012GMFILCFHD | 14 | 22 | 10.6 | 14 | 22.7 | 10 | TRUE | FALSE | TRUE | 12000 | 8900 | 2.75 | 9300 | 2.39
210799608 | 01/05/23 | Live | Midea Electric Trading | Cooper&Hunter | Singlezone Ducted, Compact Ducted | 210799608 |  | HRCU-A-CB | CH-N60LCU-230VO | Mini-Splits | CH-60LCDTU/I | 10.6 | 19.2 | 10.2 | 10.3 | 17 | 8.4 | FALSE | FALSE | FALSE | 59000 | 34400 | 2.37 | 36000 | 2.29
208816915 | 01/05/23 | Live | Midea Electric Trading | TRUST AIR CONDITIONERS | Singlezone Non-Ducted, Wall Placement | 208816915 |  | HRCU-A-CB-O | OAH12H/O4S4P | Mini-Splits | IUMW112H/I41P | 14 | 25.5 | 13 | 14 | 25.5 | 10.4 | FALSE | FALSE | TRUE | 12000 | 10000 | 2.4 | 13112 | 2.11
208121945 | 01/05/23 | Live | Midea Electric Trading | PIONEER | Singlezone Non-Ducted, Ceiling Placement | 208121945 |  | HRCU-A-CB-O | YN012GMFI20RPD | Mini-Splits | CB012GMFILCFHD | 14 | 22 | 10.6 | 14 | 22.7 | 10 | TRUE | FALSE | TRUE | 12000 | 8900 | 2.75 | 9300 | 2.39
210693280 | 02/16/23 | Live | Daikin North America, LLC | LIBERTY HEATING & AIR CONDITIONING | Singlezone Ducted, Centrally Ducted | 210693280 |  | HRCU-A-CB | ASZV902410A* | Ducted Indoor Units | CA*F3743*6D*+MBVC1201**-1A*+TXV |  |  |  | 12 | 21.5 | 8.2 | FALSE | FALSE | TRUE | 23000 | 14500 | 2.71 | 16100 | 2.59
208121944 | 01/05/23 | Live | Midea Electric Trading | PIONEER | Singlezone Non-Ducted, Ceiling Placement | 208121944 |  | HRCU-A-CB-O | YN009GMFI20RPD | Mini-Splits | CB009GMFILCFHD | 13 | 20 | 10.5 | 13 | 20 | 10 | TRUE | TRUE | TRUE | 9000 | 7500 | 2.44 | 9400 | 2.19
208191857 | 01/05/23 | Live | Midea Electric Trading | PIONEER | Singlezone Non-Ducted, Ceiling Placement | 208191857 |  | HRCU-A-CB-O | YN009GMFI22RPE | Mini-Splits | CB009GMFILCFHD | 13 | 20 | 10.5 | 13 | 20 | 10 | TRUE | TRUE | TRUE | 9000 | 7500 | 2.44 | 9400 | 2.19
209937052 | 01/05/23 | Live | Midea Electric Trading | C&H | Singlezone Non-Ducted, Wall Placement | 209937052 |  | HRCU-A-CB-O | CH-HPR12-230VO | Mini-Splits | CH-12MMC-230VI | 13.3 | 23 | 11.8 | 13.3 | 24.2 | 10.7 | TRUE | TRUE | TRUE | 12000 | 10200 | 2.72 | 12800 | 2.33
207683257 | 01/05/23 | Live | Midea Electric Trading | CanAir | Singlezone Non-Ducted, Wall Placement | 207683257 |  | HRCU-A-CB-O | C28SCH12H21 | Mini-Splits | C28SEH12H21 | 14 | 25.5 | 13 | 14 | 25.5 | 10.4 | TRUE | TRUE | TRUE | 12000 | 10000 | 2.4 | 13112 | 2.11
210693291 | 02/16/23 | Live | Daikin North America, LLC | LIBERTY HEATING & AIR CONDITIONING | Singlezone Ducted, Centrally Ducted | 210693291 |  | HRCU-A-CB | ASZV902410A* | Ducted Indoor Units | CHPF3636B6C*+MBVC1201**-1A*+TXV |  |  |  | 11.5 | 20.5 | 8 | FALSE | FALSE | FALSE | 22400 | 14200 | 2.6 | 16100 | 2.59
207743737 | 01/05/23 | Live | Midea Electric Trading | DIRECT AIR | Singlezone Non-Ducted, Ceiling Placement | 207743737 |  | HRCU-A-CB-O | DIRM-09DA25-1Z | Mini-Splits | DIRM-09HP-CA | 13 | 20 | 10.5 | 13 | 20 | 10 | TRUE | TRUE | TRUE | 9000 | 7500 | 2.44 | 9400 | 2.19
209550311 | 01/05/23 | Live | Midea Electric Trading | BLUERIDGE | Singlezone Non-Ducted, Wall Placement | 209550311 |  | HRCU-A-CB-O | BMY12HH26C | Mini-Splits | BMM12LW | 13.3 | 23 | 11.8 | 13.3 | 24.2 | 10.7 | TRUE | TRUE | TRUE | 12000 | 10200 | 2.72 | 12800 | 2.33
207339164 | 01/05/23 | Live | Midea Electric Trading | MRCOOL | Singlezone Non-Ducted, Wall Placement | 207339164 |  | HRCU-A-CB-O | O-HH-24-HP-C-230A | Mini-Splits | O-24-HP-WMAH-230B | 13 | 21.5 | 12 | 13 | 21.5 | 11.4 | TRUE | TRUE | TRUE | 24000 | 21200 | 2.88 | 24485 | 1.98
207825513 | 01/05/23 | Live | Midea Electric Trading | 1HVAC | Singlezone Non-Ducted, Wall Placement | 207825513 |  | HRCU-A-CB-O | ACIQ-12ZPL-HP230B | Mini-Splits | ACIQ-12W-HH-MB | 14 | 25.5 | 13 | 14 | 25.5 | 10.4 | TRUE | TRUE | TRUE | 12000 | 10000 | 2.4 | 13112 | 2.11
210693300 | 02/16/23 | Live | Daikin North America, LLC | LIBERTY HEATING & AIR CONDITIONING | Singlezone Ducted, Centrally Ducted | 210693300 |  | HRCU-A-CB | ASZV902410A* | Ducted Indoor Units | CHPF3642C6C*+MBVC1201**-1A*+TXV |  |  |  | 11.5 | 20.5 | 8 | FALSE | FALSE | FALSE | 22400 | 14100 | 2.63 | 16100 | 2.59
207743727 | 01/05/23 | Live | Midea Electric Trading | DIRECT AIR | Singlezone Non-Ducted, Wall Placement | 207743727 |  | HRCU-A-CB-O | DIRM-24HXPRO28-1Z | Mini-Splits | DIRM-24HP-WM | 13 | 21.5 | 12 | 13 | 21.5 | 11.4 | TRUE | TRUE | TRUE | 24000 | 21200 | 2.88 | 24485 | 1.98
210693301 | 02/16/23 | Live | Daikin North America, LLC | LIBERTY HEATING & AIR CONDITIONING | Singlezone Ducted, Centrally Ducted | 210693301 |  | HRCU-A-CB | ASZV902410A* | Ducted Indoor Units | CSCF3642N6D*+MBVC1201**-1A*+TXV |  |  |  | 11.5 | 22.5 | 8 | FALSE | FALSE | FALSE | 23000 | 14200 | 2.65 | 16100 | 2.59
210799675 | 01/05/23 | Live | Midea Electric Trading | Cooper&Hunter | Singlezone Non-Ducted, Wall Placement | 210799675 |  | HRCU-A-CB-O | CH-HPR12-230VO | Mini-Splits | CH-12MMC-230VI | 13.3 | 23 | 11.8 | 13.3 | 24.2 | 10.7 | TRUE | TRUE | TRUE | 12000 | 10200 | 2.72 | 12800 | 2.33
207709207 | 01/05/23 | Live | Midea Electric Trading | Convectair | Singlezone Non-Ducted, Wall Placement | 207709207 |  | HRCU-A-CB-O | 8028-C24-O | Mini-Splits | 8028-C24-I | 13 | 21.5 | 12 | 13 | 21.5 | 11.4 | FALSE | FALSE | TRUE | 24000 | 21200 | 2.88 | 24485 | 1.98
208121927 | 01/05/23 | Live | Midea Electric Trading | EMI | Singlezone Non-Ducted, Wall Placement | 208121927 |  | HRCU-A-CB-O | MHSZ124DA | Mini-Splits | MHWAL24DA | 13 | 21.5 | 12 | 13 | 21.5 | 11.4 | FALSE | FALSE | TRUE | 24000 | 21200 | 2.88 | 24485 | 1.98
210857351 | 01/05/23 | Live | Midea Electric Trading | DIYCOOL | Singlezone Non-Ducted, Wall Placement | 210857351 |  | HRCU-A-CB-O | ACIQ-12ZPL-HP230B | Mini-Splits | ACIQ-12FM-HH-MC | 13.3 | 23 | 11.8 | 13.3 | 24.2 | 10.7 | TRUE | TRUE | TRUE | 12000 | 10200 | 2.72 | 12800 | 2.33
208121867 | 01/05/23 | Live | Midea Electric Trading | ECO-AIR | Singlezone Non-Ducted, Wall Placement | 208121867 |  | HRCU-A-CB-O | MOD30-24HFN1-MU0W | Mini-Splits | MSEPD-24HRFN1-MU0W | 13 | 21.5 | 12 | 13 | 21.5 | 11.4 | TRUE | TRUE | TRUE | 24000 | 21200 | 2.88 | 24485 | 1.98
207825532 | 01/05/23 | Live | Midea Electric Trading | ACIQ | Singlezone Non-Ducted, Wall Placement | 207825532 |  | HRCU-A-CB-O | ACIQ-12ZPL-HP230B | Mini-Splits | ACIQ-12W-HH-MB | 14 | 25.5 | 13 | 14 | 25.5 | 10.4 | TRUE | TRUE | TRUE | 12000 | 10000 | 2.4 | 13112 | 2.11
210609964 | 02/16/23 | Live | Daikin North America, LLC | DAIKIN | Singlezone Ducted, Centrally Ducted | 210609964 |  | HRCU-A-CB | DZ9VCA3610A* | Ducted Indoor Units | DMVE36CP1400A* |  |  |  | 11.5 | 18.5 | 8.2 | FALSE | FALSE | TRUE | 33600 | 21600 | 2.65 | 29200 | 2.23
210857311 | 01/05/23 | Live | Midea Electric Trading | 1HVAC | Singlezone Non-Ducted, Wall Placement | 210857311 |  | HRCU-A-CB-O | ACIQ-12ZPL-HP230B | Mini-Splits | ACIQ-12FM-HH-MC | 13.3 | 23 | 11.8 | 13.3 | 24.2 | 10.7 | TRUE | TRUE | TRUE | 12000 | 10200 | 2.72 | 12800 | 2.33
210692292 | 02/16/23 | Live | Daikin North America, LLC | DAIKIN | Singlezone Ducted, Centrally Ducted | 210692292 |  | HRCU-A-CB | DZ9VCA3610A* | Ducted Indoor Units | CA*F3137*6A*+MBVC1200**-1A*+TXV |  |  |  | 12 | 18.5 | 8.2 | FALSE | FALSE | TRUE | 34000 | 21600 | 2.65 | 29200 | 2.23
208121904 | 01/05/23 | Live | Midea Electric Trading | Alsetria | Singlezone Non-Ducted, Wall Placement | 208121904 |  | HRCU-A-CB-O | MOD30-24HFN1-MU0W | Mini-Splits | MSEPD-24HRFN1-MU0W | 13 | 21.5 | 12 | 13 | 21.5 | 11.4 | TRUE | TRUE | TRUE | 24000 | 21200 | 2.88 | 24485 | 1.98
210692301 | 02/16/23 | Live | Daikin North America, LLC | DAIKIN | Singlezone Ducted, Centrally Ducted | 210692301 |  | HRCU-A-CB | DZ9VCA3610A* | Ducted Indoor Units | CA*F3743*6D*+MBVC1200**-1A*+TXV |  |  |  | 12 | 19 | 8.2 | FALSE | FALSE | TRUE | 34000 | 21600 | 2.65 | 29200 | 2.23
207825551 | 01/05/23 | Live | Midea Electric Trading | DIYCOOL | Singlezone Non-Ducted, Wall Placement | 207825551 |  | HRCU-A-CB-O | ACIQ-12ZPL-HP230B | Mini-Splits | ACIQ-12W-HH-MB | 14 | 25.5 | 13 | 14 | 25.5 | 10.4 | TRUE | TRUE | TRUE | 12000 | 10000 | 2.4 | 13112 | 2.11
210607577 | 02/16/23 | Live | Daikin North America, LLC | DAIKIN | Singlezone Ducted, Centrally Ducted | 210607577 |  | HRCU-A-CB | DZ9VCA3610A* | Ducted Indoor Units | CA*F3743*6D*+MBVC1600**-1A*+TX |  |  |  | 12 | 19 | 8.2 | TRUE | FALSE | TRUE | 34200 | 21600 | 2.65 | 29200 | 2.23
208552825 | 01/05/23 | Live | Midea Electric Trading | MRCOOL | Singlezone Non-Ducted, Wall Placement | 208552825 |  | HRCU-A-CB-O | O-HH-24-HP-C-230B | Mini-Splits | O-24-HP-WMAH-230B | 13 | 21.5 | 12 | 13 | 21.5 | 11.4 | TRUE | TRUE | TRUE | 24000 | 21200 | 2.88 | 24485 | 1.98
210857331 | 01/05/23 | Live | Midea Electric Trading | ACIQ | Singlezone Non-Ducted, Wall Placement | 210857331 |  | HRCU-A-CB-O | ACIQ-12ZPL-HP230B | Mini-Splits | ACIQ-12FM-HH-MC | 13.3 | 23 | 11.8 | 13.3 | 24.2 | 10.7 | TRUE | TRUE | TRUE | 12000 | 10200 | 2.72 | 12800 | 2.33
208552823 | 01/05/23 | Live | Midea Electric Trading | MRCOOL | Singlezone Non-Ducted, Wall Placement | 208552823 |  | HRCU-A-CB-O | O-HH-18-HP-C-230B | Mini-Splits | O-18-HP-WMAH-230B | 12.5 | 21.5 | 13 | 12.5 | 21.5 | 11.3 | TRUE | TRUE | TRUE | 18000 | 15000 | 2.35 | 19200 | 1.99
210799674 | 01/05/23 | Live | Midea Electric Trading | Cooper&Hunter | Singlezone Non-Ducted, Wall Placement | 210799674 |  | HRCU-A-CB-O | CH-ES12-230VO | Mini-Splits | CH-12MMC-230VI | 13 | 23.5 | 13.3 | 13 | 25 | 11 | TRUE | TRUE | TRUE | 12000 | 9200 | 2.43 | 9600 | 2.47
207862071 | 01/05/23 | Live | Midea Electric Trading | Breeze33 | Singlezone Non-Ducted, Wall Placement | 207862071 |  | HRCU-A-CB-O | BZ33-HYP12OUT2-G2-P | Mini-Splits | BZ33-HYP12WALL2-G2-P | 14 | 25.5 | 13 | 14 | 25.5 | 10.4 | TRUE | TRUE | TRUE | 12000 | 10000 | 2.4 | 13112 | 2.11
208121903 | 01/05/23 | Live | Midea Electric Trading | Alsetria | Singlezone Non-Ducted, Wall Placement | 208121903 |  | HRCU-A-CB-O | MOX430-17HFN1-MT0W | Mini-Splits | MSEPC-18HRFN1-MU0W | 12.5 | 21.5 | 13 | 12.5 | 21.5 | 11.3 | TRUE | TRUE | TRUE | 18000 | 15000 | 2.35 | 19200 | 1.99
210692321 | 02/16/23 | Live | Daikin North America, LLC | DAIKIN | Singlezone Ducted, Centrally Ducted | 210692321 |  | HRCU-A-CB | DZ9VCA3610A* | Ducted Indoor Units | CHPF3642C6C*+MBVC1200**-1A*+TXV |  |  |  | 11 | 18 | 8.2 | FALSE | FALSE | TRUE | 33400 | 21600 | 2.65 | 29200 | 2.23
210692322 | 02/16/23 | Live | Daikin North America, LLC | DAIKIN | Singlezone Ducted, Centrally Ducted | 210692322 |  | HRCU-A-CB | DZ9VCA3610A* | Ducted Indoor Units | CHPF3642C6C*+MBVC1600**-1A*+TXV |  |  |  | 11 | 18 | 8.2 | FALSE | FALSE | TRUE | 33400 | 21600 | 2.65 | 29200 | 2.23
208121866 | 01/05/23 | Live | Midea Electric Trading | ECO-AIR | Singlezone Non-Ducted, Wall Placement | 208121866 |  | HRCU-A-CB-O | MOX430-17HFN1-MT0W | Mini-Splits | MSEPC-18HRFN1-MU0W | 12.5 | 21.5 | 13 | 12.5 | 21.5 | 11.3 | TRUE | TRUE | TRUE | 18000 | 15000 | 2.35 | 19200 | 1.99
209937051 | 01/05/23 | Live | Midea Electric Trading | C&H | Singlezone Non-Ducted, Wall Placement | 209937051 |  | HRCU-A-CB-O | CH-ES12-230VO | Mini-Splits | CH-12MMC-230VI | 13 | 23.5 | 13.3 | 13 | 25 | 11 | TRUE | TRUE | TRUE | 12000 | 9200 | 2.43 | 9600 | 2.47
210568095 | 01/05/23 | Live | Midea Electric Trading | Clearity | Singlezone Non-Ducted, Wall Placement | 210568095 |  | HRCU-A-CB-O | MOX330-12HFN1-MW5W | Mini-Splits | MSEPB-12HRFN1-MW5W(GA) | 14 | 25.5 | 13 | 14 | 25.5 | 10.4 | FALSE | FALSE | TRUE | 12000 | 10000 | 2.4 | 13112 | 2.11
208121926 | 01/05/23 | Live | Midea Electric Trading | EMI | Singlezone Non-Ducted, Wall Placement | 208121926 |  | HRCU-A-CB-O | MHSZ118DA | Mini-Splits | MHWAL18DA | 12.5 | 21.5 | 13 | 12.5 | 21.5 | 11.3 | TRUE | TRUE | TRUE | 18000 | 15000 | 2.35 | 19200 | 1.99
209937053 | 01/05/23 | Live | Midea Electric Trading | C&H | Singlezone Non-Ducted, Wall Placement | 209937053 |  | HRCU-A-CB-O | CH-ES18-230VO | Mini-Splits | CH-16MMC-230VI | 12.5 | 22 | 11.6 | 12.5 | 22.4 | 10.4 | TRUE | TRUE | TRUE | 16000 | 13400 | 2.38 | 15600 | 2.46
210692340 | 02/16/23 | Live | Daikin North America, LLC | DAIKIN | Singlezone Ducted, Centrally Ducted | 210692340 |  | HRCU-A-CB | DZ9VCA3610A* | Ducted Indoor Units | CHPF3743C6B*+MBVC1200**-1A*+TXV |  |  |  | 11 | 18 | 8.2 | FALSE | FALSE | TRUE | 33400 | 21600 | 2.65 | 29200 | 2.23
210692341 | 02/16/23 | Live | Daikin North America, LLC | DAIKIN | Singlezone Ducted, Centrally Ducted | 210692341 |  | HRCU-A-CB | DZ9VCA3610A* | Ducted Indoor Units | CHPF3743C6B*+MBVC1600**-1A*+TXV |  |  |  | 11 | 18 | 8.2 | FALSE | FALSE | TRUE | 33400 | 21600 | 2.65 | 29200 | 2.23
207709206 | 01/05/23 | Live | Midea Electric Trading | Convectair | Singlezone Non-Ducted, Wall Placement | 207709206 |  | HRCU-A-CB-O | 8028-C18-O | Mini-Splits | 8028-C18-I | 12.5 | 21.5 | 13 | 12.5 | 21.5 | 11.3 | FALSE | FALSE | TRUE | 18000 | 15000 | 2.35 | 19200 | 1.99
210799676 | 01/05/23 | Live | Midea Electric Trading | Cooper&Hunter | Singlezone Non-Ducted, Wall Placement | 210799676 |  | HRCU-A-CB-O | CH-ES18-230VO | Mini-Splits | CH-16MMC-230VI | 12.5 | 22 | 11.6 | 12.5 | 22.4 | 10.4 | TRUE | TRUE | TRUE | 16000 | 13400 | 2.38 | 15600 | 2.46
210857296 | 01/05/23 | Live | Midea Electric Trading | 1HVAC | Singlezone Non-Ducted, Wall Placement | 210857296 |  | HRCU-A-CB-O | ACIQ-12ZPL-HP230B | Mini-Splits | ACIQ-12W-HH-MC | 14 | 25.5 | 13 | 14 | 25.5 | 10.4 | TRUE | TRUE | TRUE | 12000 | 10000 | 2.4 | 13112 | 2.11
207743726 | 01/05/23 | Live | Midea Electric Trading | DIRECT AIR | Singlezone Non-Ducted, Wall Placement | 207743726 |  | HRCU-A-CB-O | DIRM-18HXPRO28-1Z | Mini-Splits | DIRM-18HP-WM | 12.5 | 21.5 | 13 | 12.5 | 21.5 | 11.3 | TRUE | TRUE | TRUE | 18000 | 15000 | 2.35 | 19200 | 1.99
210857316 | 01/05/23 | Live | Midea Electric Trading | ACIQ | Singlezone Non-Ducted, Wall Placement | 210857316 |  | HRCU-A-CB-O | ACIQ-12ZPL-HP230B | Mini-Splits | ACIQ-12W-HH-MC | 14 | 25.5 | 13 | 14 | 25.5 | 10.4 | TRUE | TRUE | TRUE | 12000 | 10000 | 2.4 | 13112 | 2.11
210692359 | 02/16/23 | Live | Daikin North America, LLC | DAIKIN | Singlezone Ducted, Centrally Ducted | 210692359 |  | HRCU-A-CB | DZ9VCA3610A* | Ducted Indoor Units | CSCF3642N6D*+MBVC1200**-1A*+TXV |  |  |  | 11.5 | 18.5 | 8.2 | FALSE | FALSE | TRUE | 33800 | 21600 | 2.65 | 29200 | 2.23
210799677 | 01/05/23 | Live | Midea Electric Trading | Cooper&Hunter | Singlezone Non-Ducted, Wall Placement | 210799677 |  | HRCU-A-CB-O | CH-HPR18-230VO | Mini-Splits | CH-16MMC-230VI | 11 | 20 | 9.7 | 11 | 20.2 | 8.9 | FALSE | FALSE | FALSE | 16000 | 14700 | 2.1 | 20200 | 1.91
210692360 | 02/16/23 | Live | Daikin North America, LLC | DAIKIN | Singlezone Ducted, Centrally Ducted | 210692360 |  | HRCU-A-CB | DZ9VCA3610A* | Ducted Indoor Units | CSCF3642N6D*+MBVC1600**-1A*+TXV |  |  |  | 11.5 | 18.5 | 8.2 | FALSE | FALSE | TRUE | 33800 | 21600 | 2.65 | 29200 | 2.23
207339163 | 01/05/23 | Live | Midea Electric Trading | MRCOOL | Singlezone Non-Ducted, Wall Placement | 207339163 |  | HRCU-A-CB-O | O-HH-18-HP-C-230A | Mini-Splits | O-18-HP-WMAH-230B | 12.5 | 21.5 | 13 | 12.5 | 21.5 | 11.3 | TRUE | TRUE | TRUE | 18000 | 15000 | 2.35 | 19200 | 1.99
209937054 | 01/05/23 | Live | Midea Electric Trading | C&H | Singlezone Non-Ducted, Wall Placement | 209937054 |  | HRCU-A-CB-O | CH-HPR18-230VO | Mini-Splits | CH-16MMC-230VI | 11 | 20 | 9.7 | 11 | 20.2 | 8.9 | FALSE | FALSE | FALSE | 16000 | 14700 | 2.1 | 20200 | 1.91
207683235 | 01/05/23 | Live | Midea Electric Trading | NAPOLEON | Singlezone Non-Ducted, Wall Placement | 207683235 |  | HRCU-A-CB-O | NDHAS26-18-O | Mini-Splits | NDHAS26-18-I | 12.5 | 21.5 | 13 | 12.5 | 21.5 | 11.3 | TRUE | TRUE | TRUE | 18000 | 15000 | 2.35 | 19200 | 1.99
210857336 | 01/05/23 | Live | Midea Electric Trading | DIYCOOL | Singlezone Non-Ducted, Wall Placement | 210857336 |  | HRCU-A-CB-O | ACIQ-12ZPL-HP230B | Mini-Splits | ACIQ-12W-HH-MC | 14 | 25.5 | 13 | 14 | 25.5 | 10.4 | TRUE | TRUE | TRUE | 12000 | 10000 | 2.4 | 13112 | 2.11
210609966 | 02/16/23 | Live | Daikin North America, LLC | GOODMAN | Singlezone Ducted, Centrally Ducted | 210609966 |  | HRCU-A-CB | GSZV903610A* | Ducted Indoor Units | AMVE36CP1400A* |  |  |  | 11.5 | 18.5 | 8.2 | FALSE | FALSE | TRUE | 33600 | 21600 | 2.65 | 29200 | 2.23
209550312 | 01/05/23 | Live | Midea Electric Trading | BLUERIDGE | Singlezone Non-Ducted, Wall Placement | 209550312 |  | HRCU-A-CB-O | BMY18HH22C | Mini-Splits | BMM16LW | 11 | 20 | 9.7 | 11 | 20.2 | 8.9 | FALSE | FALSE | FALSE | 16000 | 14700 | 2.1 | 20200 | 1.91
208121925 | 01/05/23 | Live | Midea Electric Trading | EMI | Singlezone Non-Ducted, Wall Placement | 208121925 |  | HRCU-A-CB-O | MHSZ112DA | Mini-Splits | MHWAL12DA | 14 | 25.5 | 13 | 14 | 25.5 | 10.4 | TRUE | TRUE | TRUE | 12000 | 10000 | 2.4 | 13112 | 2.11
210692700 | 02/16/23 | Live | Daikin North America, LLC | GOODMAN | Singlezone Ducted, Centrally Ducted | 210692700 |  | HRCU-A-CB | GSZV903610A* | Ducted Indoor Units | CA*F3137*6A*+MBVC1201**-1A*+TXV |  |  |  | 12 | 18.5 | 8.2 | FALSE | FALSE | TRUE | 34000 | 21600 | 2.65 | 29200 | 2.23
210857332 | 01/05/23 | Live | Midea Electric Trading | ACIQ | Singlezone Non-Ducted, Wall Placement | 210857332 |  | HRCU-A-CB-O | ACIQ-18ZPL-HP230B | Mini-Splits | ACIQ-18FM-HH-MC | 11 | 20 | 9.7 | 11 | 20.2 | 8.9 | FALSE | FALSE | FALSE | 16000 | 14700 | 2.1 | 20200 | 1.91
210799549 | 01/05/23 | Live | Midea Electric Trading | Cooper&Hunter | Singlezone Non-Ducted, Wall Placement | 210799549 |  | HRCU-A-CB-O | CH-HPR12-230VO | Mini-Splits | CH-12MASTWM-230VI | 14 | 25.5 | 13 | 14 | 25.5 | 10.4 | TRUE | TRUE | TRUE | 12000 | 10000 | 2.4 | 13112 | 2.11
210692709 | 02/16/23 | Live | Daikin North America, LLC | GOODMAN | Singlezone Ducted, Centrally Ducted | 210692709 |  | HRCU-A-CB | GSZV903610A* | Ducted Indoor Units | CA*F3743*6D*+MBVC1201**-1A*+TXV |  |  |  | 12 | 19 | 8.2 | FALSE | FALSE | TRUE | 34000 | 21600 | 2.65 | 29200 | 2.23
208121865 | 01/05/23 | Live | Midea Electric Trading | ECO-AIR | Singlezone Non-Ducted, Wall Placement | 208121865 |  | HRCU-A-CB-O | MOX330-12HFN1-MW5W | Mini-Splits | MSEPB-12HRFN1-MW5W(GA) | 14 | 25.5 | 13 | 14 | 25.5 | 10.4 | TRUE | TRUE | TRUE | 12000 | 10000 | 2.4 | 13112 | 2.11
210857312 | 01/05/23 | Live | Midea Electric Trading | 1HVAC | Singlezone Non-Ducted, Wall Placement | 210857312 |  | HRCU-A-CB-O | ACIQ-18ZPL-HP230B | Mini-Splits | ACIQ-18FM-HH-MC | 11 | 20 | 9.7 | 11 | 20.2 | 8.9 | FALSE | FALSE | FALSE | 16000 | 14700 | 2.1 | 20200 | 1.91
210607412 | 02/16/23 | Live | Daikin North America, LLC | GOODMAN | Singlezone Ducted, Centrally Ducted | 210607412 |  | HRCU-A-CB | GSZV903610A* | Ducted Indoor Units | CA*F3743*6D*+MBVC1601**-1A*+TX |  |  |  | 12 | 19 | 8.2 | TRUE | FALSE | TRUE | 34200 | 21600 | 2.65 | 29200 | 2.23
208121902 | 01/05/23 | Live | Midea Electric Trading | Alsetria | Singlezone Non-Ducted, Wall Placement | 208121902 |  | HRCU-A-CB-O | MOX330-12HFN1-MW5W | Mini-Splits | MSEPB-12HRFN1-MW5W(GA) | 14 | 25.5 | 13 | 14 | 25.5 | 10.4 | TRUE | TRUE | TRUE | 12000 | 10000 | 2.4 | 13112 | 2.11
210857352 | 01/05/23 | Live | Midea Electric Trading | DIYCOOL | Singlezone Non-Ducted, Wall Placement | 210857352 |  | HRCU-A-CB-O | ACIQ-18ZPL-HP230B | Mini-Splits | ACIQ-18FM-HH-MC | 11 | 20 | 9.7 | 11 | 20.2 | 8.9 | FALSE | FALSE | FALSE | 16000 | 14700 | 2.1 | 20200 | 1.91
210692729 | 02/16/23 | Live | Daikin North America, LLC | GOODMAN | Singlezone Ducted, Centrally Ducted | 210692729 |  | HRCU-A-CB | GSZV903610A* | Ducted Indoor Units | CHPF3642C6C*+MBVC1201**-1A*+TXV |  |  |  | 11 | 18 | 8.2 | FALSE | FALSE | TRUE | 33400 | 21600 | 2.65 | 29200 | 2.23
210692730 | 02/16/23 | Live | Daikin North America, LLC | GOODMAN | Singlezone Ducted, Centrally Ducted | 210692730 |  | HRCU-A-CB | GSZV903610A* | Ducted Indoor Units | CHPF3642C6C*+MBVC1601**-1A*+TXV |  |  |  | 11 | 18 | 8.2 | FALSE | FALSE | TRUE | 33400 | 21600 | 2.65 | 29200 | 2.23
208552821 | 01/05/23 | Live | Midea Electric Trading | MRCOOL | Singlezone Non-Ducted, Wall Placement | 208552821 |  | HRCU-A-CB-O | O-HH-12-HP-C-230B | Mini-Splits | O-12-HP-WMAH-230B | 14 | 25.5 | 13 | 14 | 25.5 | 10.4 | TRUE | TRUE | TRUE | 12000 | 10000 | 2.4 | 13112 | 2.11
210857419 | 01/05/23 | Live | Midea Electric Trading | Cooper&Hunter | Singlezone Non-Ducted, Ceiling Placement | 210857419 |  | HRCU-A-CB-O | CH-ES18-230VO | Mini-Splits | CH-18MCT1W-230VI | 12.5 | 21.2 | 12 | 12.5 | 21.8 | 10.7 | TRUE | FALSE | TRUE | 18000 | 12200 | 2.79 | 15500 | 2.4
210857417 | 01/05/23 | Live | Midea Electric Trading | Cooper&Hunter | Singlezone Non-Ducted, Ceiling Placement | 210857417 |  | HRCU-A-CB-O | CH-ES09-230VO | Mini-Splits | CH-09MCT1W-230VI | 13 | 22 | 13 | 13 | 22.5 | 11.5 | TRUE | TRUE | TRUE | 9000 | 8000 | 2.66 | 10000 | 2.4
207339162 | 01/05/23 | Live | Midea Electric Trading | MRCOOL | Singlezone Non-Ducted, Wall Placement | 207339162 |  | HRCU-A-CB-O | O-HH-12-HP-C-230A | Mini-Splits | O-12-HP-WMAH-230B | 14 | 25.5 | 13 | 14 | 25.5 | 10.4 | TRUE | TRUE | TRUE | 12000 | 10000 | 2.4 | 13112 | 2.11
210692748 | 02/16/23 | Live | Daikin North America, LLC | GOODMAN | Singlezone Ducted, Centrally Ducted | 210692748 |  | HRCU-A-CB | GSZV903610A* | Ducted Indoor Units | CHPF3743C6B*+MBVC1201**-1A*+TXV |  |  |  | 11 | 18 | 8.2 | FALSE | FALSE | TRUE | 33400 | 21600 | 2.65 | 29200 | 2.23
210857421 | 01/05/23 | Live | Midea Electric Trading | Cooper&Hunter | Singlezone Non-Ducted, Ceiling Placement | 210857421 |  | HRCU-A-CB-O | CH-HPR09-230VO | Mini-Splits | CH-09MCT1W-230VI | 13 | 23 | 13.6 | 13 | 24 | 12.4 | TRUE | TRUE | TRUE | 9000 | 9800 | 2.35 | 11400 | 1.83
210692749 | 02/16/23 | Live | Daikin North America, LLC | GOODMAN | Singlezone Ducted, Centrally Ducted | 210692749 |  | HRCU-A-CB | GSZV903610A* | Ducted Indoor Units | CHPF3743C6B*+MBVC1601**-1A*+TXV |  |  |  | 11 | 18 | 8.2 | FALSE | FALSE | TRUE | 33400 | 21600 | 2.65 | 29200 | 2.23
209550308 | 01/05/23 | Live | Midea Electric Trading | BLUERIDGE | Singlezone Non-Ducted, Ceiling Placement | 209550308 |  | HRCU-A-CB-O | BMY9HH28C | Mini-Splits | BMM9CC2 | 13 | 23 | 13.6 | 13 | 24 | 12.4 | TRUE | TRUE | TRUE | 9000 | 9800 | 2.35 | 11400 | 1.83
207743725 | 01/05/23 | Live | Midea Electric Trading | DIRECT AIR | Singlezone Non-Ducted, Wall Placement | 207743725 |  | HRCU-A-CB-O | DIRM-12HXPRO28-1Z | Mini-Splits | DIRM-12HP-WM | 14 | 25.5 | 13 | 14 | 25.5 | 10.4 | TRUE | TRUE | TRUE | 12000 | 10000 | 2.4 | 13112 | 2.11
210692767 | 02/16/23 | Live | Daikin North America, LLC | GOODMAN | Singlezone Ducted, Centrally Ducted | 210692767 |  | HRCU-A-CB | GSZV903610A* | Ducted Indoor Units | CSCF3642N6D*+MBVC1201**-1A*+TXV |  |  |  | 11.5 | 18.5 | 8.2 | FALSE | FALSE | TRUE | 33800 | 21600 | 2.65 | 29200 | 2.23
210692768 | 02/16/23 | Live | Daikin North America, LLC | GOODMAN | Singlezone Ducted, Centrally Ducted | 210692768 |  | HRCU-A-CB | GSZV903610A* | Ducted Indoor Units | CSCF3642N6D*+MBVC1601**-1A*+TXV |  |  |  | 11.5 | 18.5 | 8.2 | FALSE | FALSE | TRUE | 33800 | 21600 | 2.65 | 29200 | 2.23
209864933 | 01/05/23 | Live | Midea Electric Trading | CTMorley | Singlezone Non-Ducted, Ceiling Placement | 209864933 |  | HRCU-A-CB-O | MOU-A09H-2 | Mini-Splits | MIU-A09CO-2 | 13 | 23 | 13.6 | 13 | 24 | 12.4 | FALSE | FALSE | TRUE | 9000 | 9800 | 2.35 | 11400 | 1.83
207709205 | 01/05/23 | Live | Midea Electric Trading | Convectair | Singlezone Non-Ducted, Wall Placement | 207709205 |  | HRCU-A-CB-O | 8028-C12-O | Mini-Splits | 8028-C12-I | 14 | 25.5 | 13 | 14 | 25.5 | 10.4 | FALSE | FALSE | TRUE | 12000 | 10000 | 2.4 | 13112 | 2.11
209864934 | 01/05/23 | Live | Midea Electric Trading | CTMorley | Singlezone Non-Ducted, Ceiling Placement | 209864934 |  | HRCU-A-CB-O | MOU-A12H-2 | Mini-Splits | MIU-A12CO-2 | 13 | 22 | 11.3 | 13 | 23 | 10 | FALSE | FALSE | TRUE | 12000 | 9500 | 2.49 | 11500 | 2.07
210609968 | 02/16/23 | Live | Daikin North America, LLC | AMANA | Singlezone Ducted, Centrally Ducted | 210609968 |  | HRCU-A-CB | ASZV903610A* | Ducted Indoor Units | AMVE36CP1400A* |  |  |  | 11.5 | 18.5 | 8.2 | FALSE | FALSE | TRUE | 33600 | 21600 | 2.65 | 29200 | 2.23
210692496 | 02/16/23 | Live | Daikin North America, LLC | AMANA | Singlezone Ducted, Centrally Ducted | 210692496 |  | HRCU-A-CB | ASZV903610A* | Ducted Indoor Units | CA*F3137*6A*+MBVC1201**-1A*+TXV |  |  |  | 12 | 18.5 | 8.2 | FALSE | FALSE | TRUE | 34000 | 21600 | 2.65 | 29200 | 2.23
209550309 | 01/05/23 | Live | Midea Electric Trading | BLUERIDGE | Singlezone Non-Ducted, Ceiling Placement | 209550309 |  | HRCU-A-CB-O | BMY12HH26C | Mini-Splits | BMM12CC2 | 13 | 22 | 11.3 | 13 | 23 | 10 | TRUE | TRUE | TRUE | 12000 | 9500 | 2.49 | 11500 | 2.07
210692505 | 02/16/23 | Live | Daikin North America, LLC | AMANA | Singlezone Ducted, Centrally Ducted | 210692505 |  | HRCU-A-CB | ASZV903610A* | Ducted Indoor Units | CA*F3743*6D*+MBVC1201**-1A*+TXV |  |  |  | 12 | 19 | 8.2 | FALSE | FALSE | TRUE | 34000 | 21600 | 2.65 | 29200 | 2.23
210607578 | 02/16/23 | Live | Daikin North America, LLC | AMANA | Singlezone Ducted, Centrally Ducted | 210607578 |  | HRCU-A-CB | ASZV903610A* | Ducted Indoor Units | CA*F3743*6D*+MBVC1601**-1A*+TX |  |  |  | 12 | 19 | 8.2 | TRUE | FALSE | TRUE | 34200 | 21600 | 2.65 | 29200 | 2.23
210857422 | 01/05/23 | Live | Midea Electric Trading | Cooper&Hunter | Singlezone Non-Ducted, Ceiling Placement | 210857422 |  | HRCU-A-CB-O | CH-HPR12-230VO | Mini-Splits | CH-12MCT1W-230VI | 13 | 22 | 11.3 | 13 | 23 | 10 | TRUE | TRUE | TRUE | 12000 | 9500 | 2.49 | 11500 | 2.07
210857418 | 01/05/23 | Live | Midea Electric Trading | Cooper&Hunter | Singlezone Non-Ducted, Ceiling Placement | 210857418 |  | HRCU-A-CB-O | CH-ES12-230VO | Mini-Splits | CH-12MCT1W-230VI | 12.6 | 21.2 | 10.8 | 12.6 | 22 | 9.8 | TRUE | FALSE | TRUE | 12000 | 7700 | 2 | 9000 | 2.42
210692525 | 02/16/23 | Live | Daikin North America, LLC | AMANA | Singlezone Ducted, Centrally Ducted | 210692525 |  | HRCU-A-CB | ASZV903610A* | Ducted Indoor Units | CHPF3642C6C*+MBVC1201**-1A*+TXV |  |  |  | 11 | 18 | 8.2 | FALSE | FALSE | TRUE | 33400 | 21600 | 2.65 | 29200 | 2.23
210692526 | 02/16/23 | Live | Daikin North America, LLC | AMANA | Singlezone Ducted, Centrally Ducted | 210692526 |  | HRCU-A-CB | ASZV903610A* | Ducted Indoor Units | CHPF3642C6C*+MBVC1601**-1A*+TXV |  |  |  | 11 | 18 | 8.2 | FALSE | FALSE | TRUE | 33400 | 21600 | 2.65 | 29200 | 2.23
210857480 | 01/05/23 | Live | Midea Electric Trading | AC BEST LA | Singlezone Non-Ducted, Ceiling Placement | 210857480 |  | HRCU-A-CB-O | MOX230-12HFN1-MV5W | Mini-Splits | MCBU-12HRFN1-MV0W | 12.6 | 21.2 | 10.8 | 12.6 | 22 | 9.8 | FALSE | FALSE | FALSE | 12000 | 7700 | 2 | 9000 | 2.42
208280061 | 01/05/23 | Live | Midea Electric Trading | TRUST AIR CONDITIONERS | Singlezone Non-Ducted, Wall Placement | 208280061 |  | HRCU-A-CB-O | AS09H/O4S41P | Mini-Splits | IS09H/I4S41P | 16.2 | 28.1 | 13 | 16.2 | 28.1 | 11.5 | FALSE | FALSE | FALSE | 9000 | 9500 | 2.53 | 12371 | 2.04
210692544 | 02/16/23 | Live | Daikin North America, LLC | AMANA | Singlezone Ducted, Centrally Ducted | 210692544 |  | HRCU-A-CB | ASZV903610A* | Ducted Indoor Units | CHPF3743C6B*+MBVC1201**-1A*+TXV |  |  |  | 11 | 18 | 8.2 | FALSE | FALSE | TRUE | 33400 | 21600 | 2.65 | 29200 | 2.23
210692545 | 02/16/23 | Live | Daikin North America, LLC | AMANA | Singlezone Ducted, Centrally Ducted | 210692545 |  | HRCU-A-CB | ASZV903610A* | Ducted Indoor Units | CHPF3743C6B*+MBVC1601**-1A*+TXV |  |  |  | 11 | 18 | 8.2 | FALSE | FALSE | TRUE | 33400 | 21600 | 2.65 | 29200 | 2.23
210857420 | 01/05/23 | Live | Midea Electric Trading | Cooper&Hunter | Singlezone Non-Ducted, Ceiling Placement | 210857420 |  | HRCU-A-CB-O | CH-HPR06F9-230VO | Mini-Splits | CH-06MCT1W-230VI | 14.5 | 22 | 10.6 | 14.5 | 22 | 10.8 | TRUE | TRUE | TRUE | 6500 | 5700 | 2.61 | 10000 | 2.4
208280044 | 01/05/23 | Live | Midea Electric Trading | TRUST AIR CONDITIONERS | Singlezone Non-Ducted, Wall Placement | 208280044 |  | HRCU-A-CB-O | IS12H/O4S41R | Mini-Splits | IS12H/I4S41R | 13 | 23 | 11.6 | 13 | 23.5 | 10 | FALSE | FALSE | TRUE | 12000 | 8400 | 2.8 | 9250 | 2.56
210857416 | 01/05/23 | Live | Midea Electric Trading | Cooper&Hunter | Singlezone Non-Ducted, Ceiling Placement | 210857416 |  | HRCU-A-CB-O | CH-ES09-230VO | Mini-Splits | CH-06MCT1W-230VI | 14.5 | 22 | 10.6 | 14.5 | 22 | 10.8 | TRUE | TRUE | TRUE | 6500 | 5700 | 2.61 | 10000 | 2.4
210410112 | 01/05/23 | Live | Midea Electric Trading | KARDA | Singlezone Non-Ducted, Wall Placement | 210410112 |  | HRCU-A-CB-O | 3KARDA12SZO | Mini-Splits | 3KARDA12CON-2 | 13.3 | 23 | 11.8 | 13.3 | 24.2 | 10.7 | TRUE | TRUE | TRUE | 12000 | 10200 | 2.72 | 12800 | 2.33
210692563 | 02/16/23 | Live | Daikin North America, LLC | AMANA | Singlezone Ducted, Centrally Ducted | 210692563 |  | HRCU-A-CB | ASZV903610A* | Ducted Indoor Units | CSCF3642N6D*+MBVC1201**-1A*+TXV |  |  |  | 11.5 | 18.5 | 8.2 | FALSE | FALSE | TRUE | 33800 | 21600 | 2.65 | 29200 | 2.23
210692564 | 02/16/23 | Live | Daikin North America, LLC | AMANA | Singlezone Ducted, Centrally Ducted | 210692564 |  | HRCU-A-CB | ASZV903610A* | Ducted Indoor Units | CSCF3642N6D*+MBVC1601**-1A*+TXV |  |  |  | 11.5 | 18.5 | 8.2 | FALSE | FALSE | TRUE | 33800 | 21600 | 2.65 | 29200 | 2.23
209550307 | 01/05/23 | Live | Midea Electric Trading | BLUERIDGE | Singlezone Non-Ducted, Ceiling Placement | 209550307 |  | HRCU-A-CB-O | BMY6HH27C | Mini-Splits | BMM6CC2 | 14.5 | 22 | 10.6 | 14.5 | 22 | 10.8 | TRUE | TRUE | TRUE | 6500 | 5700 | 2.61 | 10000 | 2.4
210410111 | 01/05/23 | Live | Midea Electric Trading | PERFECTAIRE | Singlezone Non-Ducted, Wall Placement | 210410111 |  | HRCU-A-CB-O | 3PAMSHH12-SZO | Mini-Splits | 3PAMSCONH12-2 | 13.3 | 23 | 11.8 | 13.3 | 24.2 | 10.7 | TRUE | TRUE | TRUE | 12000 | 10200 | 2.72 | 12800 | 2.33
209550310 | 01/05/23 | Live | Midea Electric Trading | BLUERIDGE | Singlezone Non-Ducted, Ceiling Placement | 209550310 |  | HRCU-A-CB-O | BMY18HH22C | Mini-Splits | BMM18CC2 | 12.5 | 19.8 | 11.8 | 12.5 | 19.8 | 11.2 | TRUE | TRUE | TRUE | 16700 | 14500 | 2.4 | 18800 | 2.04
210372990 | 01/05/23 | Live | Midea Electric Trading | SENVILLE | Singlezone Non-Ducted, Wall Placement | 210372990 |  | HRCU-A-CB-O | SENA/12HF/OQ | Mini-Splits | SENA-12HF-IFU | 13.3 | 23 | 11.8 | 13.3 | 24.2 | 10.7 | TRUE | TRUE | TRUE | 12000 | 10200 | 2.72 | 12800 | 2.33
209862113 | 01/05/23 | Live | Midea Electric Trading | MRCOOL | Singlezone Non-Ducted, Ceiling Placement | 209862113 |  | HRCU-A-CB-O | DIY-18-HP-C-230C25 | Mini-Splits | DIYCASSETTE18HP-230C25 | 12.5 | 21.8 | 11.6 | 12.5 | 23 | 10.3 | TRUE | FALSE | FALSE | 17000 | 14000 | 2.47 | 15100 | 2.34
210609970 | 02/16/23 | Live | Daikin North America, LLC | FRANKLIN | Singlezone Ducted, Centrally Ducted | 210609970 |  | HRCU-A-CB | GSZV903610A* | Ducted Indoor Units | AMVE36CP1400A* |  |  |  | 11.5 | 18.5 | 8.2 | FALSE | FALSE | TRUE | 33600 | 21600 | 2.65 | 29200 | 2.23
210857423 | 01/05/23 | Live | Midea Electric Trading | Cooper&Hunter | Singlezone Non-Ducted, Ceiling Placement | 210857423 |  | HRCU-A-CB-O | CH-HPR18-230VO | Mini-Splits | CH-18MCT1W-230VI | 12.5 | 19.8 | 11.8 | 12.5 | 19.8 | 11.2 | TRUE | TRUE | TRUE | 16700 | 14500 | 2.4 | 18800 | 2.04
210609971 | 02/16/23 | Live | Daikin North America, LLC | FRANKLIN | Singlezone Ducted, Centrally Ducted | 210609971 |  | HRCU-A-CB | GSZV903610A* | Ducted Indoor Units | AMVE48DP1400A* |  |  |  | 12 | 19 | 8.2 | FALSE | FALSE | TRUE | 34000 | 21600 | 2.65 | 29200 | 2.23
207613967 | 01/05/23 | Live | Midea Electric Trading | SENVILLE | Singlezone Non-Ducted, Wall Placement | 207613967 |  | HRCU-A-CB-O | SENL/18CD/OY | Mini-Splits | SENL/18CD/IY | 10.5 | 19 | 10 | 10.5 | 19 | 8.7 | FALSE | FALSE | FALSE | 18000 | 11500 | 2.57 | 14370 | 2.49
210692904 | 02/16/23 | Live | Daikin North America, LLC | FRANKLIN | Singlezone Ducted, Centrally Ducted | 210692904 |  | HRCU-A-CB | GSZV903610A* | Ducted Indoor Units | CA*F3137*6A*+MBVC1201**-1A*+TXV |  |  |  | 12 | 18.5 | 8.2 | FALSE | FALSE | TRUE | 34000 | 21600 | 2.65 | 29200 | 2.23
207526332 | 10/28/22 | Live | Trane U.S. Inc. | TRANE | Singlezone Ducted, Centrally Ducted | 207526332 |  | HRCU-A-CB | 4TWV8X36A1 |  | TAM9A0C42V41 | 12.5 | 18 | 10 |  |  |  | TRUE | FALSE | FALSE | 35800 | 25400 | 3.35 | 25700 | 2.22
207742344 | 01/05/23 | Live | Midea Electric Trading | C&H | Singlezone Ducted, Compact Ducted | 207742344 |  | HRCU-A-CB | CH-N60LCU-230VO | Mini-Splits | CH-60LCDTU/I | 10.6 | 19.2 | 10.2 | 10.3 | 17 | 8.4 | FALSE | FALSE | FALSE | 59000 | 34400 | 2.37 | 36000 | 2.29
209864935 | 01/05/23 | Live | Midea Electric Trading | CTMorley | Singlezone Non-Ducted, Ceiling Placement | 209864935 |  | HRCU-A-CB-O | MOU-A18H-2 | Mini-Splits | MIU-A18CO-2 | 12.5 | 19.8 | 11.8 | 12.5 | 19.8 | 11.2 | FALSE | FALSE | TRUE | 16700 | 14500 | 2.4 | 18800 | 2.04
207613965 | 01/05/23 | Live | Midea Electric Trading | SENVILLE | Singlezone Non-Ducted, Wall Placement | 207613965 |  | HRCU-A-CB-O | SENL/09CD220/OY | Mini-Splits | SENL/09CD220/IY | 12.6 | 21.5 | 10 | 12.6 | 21.7 | 9.1 | TRUE | FALSE | FALSE | 9000 | 6900 | 2.53 | 7500 | 2.02
210692913 | 02/16/23 | Live | Daikin North America, LLC | FRANKLIN | Singlezone Ducted, Centrally Ducted | 210692913 |  | HRCU-A-CB | GSZV903610A* | Ducted Indoor Units | CA*F3743*6D*+MBVC1201**-1A*+TXV |  |  |  | 12 | 19 | 8.2 | FALSE | FALSE | TRUE | 34000 | 21600 | 2.65 | 29200 | 2.23
210607413 | 02/16/23 | Live | Daikin North America, LLC | FRANKLIN | Singlezone Ducted, Centrally Ducted | 210607413 |  | HRCU-A-CB | GSZV903610A* | Ducted Indoor Units | CA*F3743*6D*+MBVC1601**-1A*+TX |  |  |  | 12 | 19 | 8.2 | FALSE | FALSE | TRUE | 34200 | 21600 | 2.65 | 29200 | 2.23
207742345 | 01/05/23 | Live | Midea Electric Trading | C&H | Singlezone Non-Ducted, Floor Placement | 207742345 |  | HRCU-A-CB-O | CH-N60LCU-230VO | Mini-Splits | CH-60LCFC/I | 9.8 | 18.7 | 10.5 | 9.8 | 19.8 | 9 | FALSE | FALSE | FALSE | 54000 | 35000 | 2.34 | 35200 | 1.98
210191032 | 01/05/23 | Live | Midea Electric Trading | BLUERIDGE | Singlezone Non-Ducted, Floor Placement | 210191032 |  | HRCU-A-CB-O | BMY60HHUC | Mini-Splits | BM60MFCC | 9 | 16.8 | 11.3 | 9 | 17.3 | 10.2 | TRUE | TRUE | TRUE | 55000 | 40000 | 2.58 | 58600 | 2.35
207613963 | 01/05/23 | Live | Midea Electric Trading | SENVILLE | Singlezone Non-Ducted, Wall Placement | 207613963 |  | HRCU-A-CB-O | SENL/09CD/OY | Mini-Splits | SENL/09CD/IY | 12.5 | 20.5 | 10 | 12.5 | 21.5 | 9 | TRUE | FALSE | FALSE | 9000 | 6800 | 2.46 | 8044 | 2.12
10093506 | 10/28/22 | Live | Trane U.S. Inc. | TRANE | Singlezone Ducted, Centrally Ducted | 10093506 |  | HRCU-A-CB | 4TWV8036A1 |  | TAM9A0C42V41 | 12.5 | 18 | 10 |  |  |  | FALSE | FALSE | FALSE | 35800 | 25400 | 3.35 | 25700 | 2.22
207824534 | 01/05/23 | Live | Midea Electric Trading | ELIOS | Singlezone Ducted, Compact Ducted | 207824534 |  | HRCU-A-CB | DEA18HOS28230E8 | Mini-Splits | DUA24HIDU230X5 | 13.2 | 20 | 11.5 | 12.1 | 18 | 10.5 | TRUE | TRUE | TRUE | 17500 | 15800 | 2.63 | 19000 | 2.4
210692933 | 02/16/23 | Live | Daikin North America, LLC | FRANKLIN | Singlezone Ducted, Centrally Ducted | 210692933 |  | HRCU-A-CB | GSZV903610A* | Ducted Indoor Units | CHPF3642C6C*+MBVC1201**-1A*+TXV |  |  |  | 11 | 18 | 8.2 | FALSE | FALSE | TRUE | 33400 | 21600 | 2.65 | 29200 | 2.23
210692934 | 02/16/23 | Live | Daikin North America, LLC | FRANKLIN | Singlezone Ducted, Centrally Ducted | 210692934 |  | HRCU-A-CB | GSZV903610A* | Ducted Indoor Units | CHPF3642C6C*+MBVC1601**-1A*+TXV |  |  |  | 11 | 18 | 8.2 | FALSE | FALSE | TRUE | 33400 | 21600 | 2.65 | 29200 | 2.23
210568248 | 01/05/23 | Live | Midea Electric Trading | KERR | Singlezone Non-Ducted, Wall Placement | 210568248 |  | HRCU-A-CB-O | A-KMH24SV-1 | Mini-Splits | B-KMH24CV-1 | 11 | 20.2 | 11.6 | 11 | 20.5 | 11.5 | FALSE | FALSE | TRUE | 24000 | 21000 | 2.64 | 24000 | 2.17
210191034 | 01/05/23 | Live | Midea Electric Trading | CTMorley | Singlezone Non-Ducted, Floor Placement | 210191034 |  | HRCU-A-CB-O | MOU-A55LH-2 | Mini-Splits | MIU-A60LF-2 | 9 | 16.8 | 11.3 | 9 | 17.3 | 10.2 | FALSE | FALSE | TRUE | 55000 | 40000 | 2.58 | 58600 | 2.35
207824533 | 01/05/23 | Live | Midea Electric Trading | MOOVAIR | Singlezone Ducted, Compact Ducted | 207824533 |  | HRCU-A-CB | DMA18HOS28230E8 | Mini-Splits | DUA24HIDU230X5 | 13.2 | 20 | 11.5 | 12.1 | 18 | 10.5 | TRUE | TRUE | TRUE | 17500 | 15800 | 2.63 | 19000 | 2.4
207641344 | 01/05/23 | Live | Midea Electric Trading | SENVILLE | Singlezone Non-Ducted, Wall Placement | 207641344 |  | HRCU-A-CB-O | SENA/24HF/OQ | Mini-Splits | SENA/24HF/ICQ | 11 | 20.2 | 11.6 | 11 | 20.5 | 11.5 | FALSE | FALSE | TRUE | 24000 | 21000 | 2.64 | 24000 | 2.17
210692952 | 02/16/23 | Live | Daikin North America, LLC | FRANKLIN | Singlezone Ducted, Centrally Ducted | 210692952 |  | HRCU-A-CB | GSZV903610A* | Ducted Indoor Units | CHPF3743C6B*+MBVC1201**-1A*+TXV |  |  |  | 11 | 18 | 8.2 | FALSE | FALSE | TRUE | 33400 | 21600 | 2.65 | 29200 | 2.23
210857346 | 01/05/23 | Live | Midea Electric Trading | DIYCOOL | Singlezone Non-Ducted, Floor Placement | 210857346 |  | HRCU-A-CB-O | ACIQ-60ZPL-HP230B | Mini-Splits | ACIQ-60FM-HH-MB | 9 | 16.8 | 11.3 | 9 | 17.3 | 10.2 | TRUE | TRUE | TRUE | 55000 | 40000 | 2.58 | 58600 | 2.35
210692953 | 02/16/23 | Live | Daikin North America, LLC | FRANKLIN | Singlezone Ducted, Centrally Ducted | 210692953 |  | HRCU-A-CB | GSZV903610A* | Ducted Indoor Units | CHPF3743C6B*+MBVC1601**-1A*+TXV |  |  |  | 11 | 18 | 8.2 | FALSE | FALSE | TRUE | 33400 | 21600 | 2.65 | 29200 | 2.23
207742322 | 01/05/23 | Live | Midea Electric Trading | C&H | Singlezone Ducted, Compact Ducted | 207742322 |  | HRCU-A-CB | CH-ES18-230VO | Mini-Splits | CH-M18DTUI | 12.5 | 20.5 | 11 | 12.5 | 20 | 10.6 | TRUE | FALSE | TRUE | 17000 | 12600 | 2.66 | 14100 | 2.4
210857306 | 01/05/23 | Live | Midea Electric Trading | 1HVAC | Singlezone Non-Ducted, Floor Placement | 210857306 |  | HRCU-A-CB-O | ACIQ-60ZPL-HP230B | Mini-Splits | ACIQ-60FM-HH-MB | 9 | 16.8 | 11.3 | 9 | 17.3 | 10.2 | TRUE | TRUE | TRUE | 55000 | 40000 | 2.58 | 58600 | 2.35
207742447 | 01/05/23 | Live | Midea Electric Trading | ELIOS | Singlezone Ducted, Compact Ducted | 207742447 |  | HRCU-A-CB | DEA18HOS25230E8 | Mini-Splits | DUA18HIDU230X5 | 12.5 | 20.5 | 11 | 12.5 | 20 | 10.6 | TRUE | FALSE | TRUE | 17000 | 12600 | 2.66 | 14100 | 2.4
210692971 | 02/16/23 | Live | Daikin North America, LLC | FRANKLIN | Singlezone Ducted, Centrally Ducted | 210692971 |  | HRCU-A-CB | GSZV903610A* | Ducted Indoor Units | CSCF3642N6D*+MBVC1201**-1A*+TXV |  |  |  | 11.5 | 18.5 | 8.2 | FALSE | FALSE | TRUE | 33800 | 21600 | 2.65 | 29200 | 2.23
210692972 | 02/16/23 | Live | Daikin North America, LLC | FRANKLIN | Singlezone Ducted, Centrally Ducted | 210692972 |  | HRCU-A-CB | GSZV903610A* | Ducted Indoor Units | CSCF3642N6D*+MBVC1601**-1A*+TXV |  |  |  | 11.5 | 18.5 | 8.2 | FALSE | FALSE | TRUE | 33800 | 21600 | 2.65 | 29200 | 2.23
210857326 | 01/05/23 | Live | Midea Electric Trading | ACIQ | Singlezone Non-Ducted, Floor Placement | 210857326 |  | HRCU-A-CB-O | ACIQ-60ZPL-HP230B | Mini-Splits | ACIQ-60FM-HH-MB | 9 | 16.8 | 11.3 | 9 | 17.3 | 10.2 | TRUE | TRUE | TRUE | 55000 | 40000 | 2.58 | 58600 | 2.35
207657400 | 01/05/23 | Live | Midea Electric Trading | KERR | Singlezone Non-Ducted, Wall Placement | 207657400 |  | HRCU-A-CB-O | A-KMH24SV-1 | Mini-Splits | C-VMH24CV-1 | 11 | 20.2 | 11.6 | 11 | 20.5 | 11.5 | FALSE | FALSE | TRUE | 24000 | 21000 | 2.64 | 24000 | 2.17
207742516 | 01/05/23 | Live | Midea Electric Trading | MOOVAIR | Singlezone Ducted, Compact Ducted | 207742516 |  | HRCU-A-CB | DMA18HOS25230E8 | Mini-Splits | DUA18HIDU230X5 | 12.5 | 20.5 | 11 | 12.5 | 20 | 10.6 | TRUE | FALSE | TRUE | 17000 | 12600 | 2.66 | 14100 | 2.4
210434545 | 01/05/23 | Live | Midea Electric Trading | C&H | Singlezone Non-Ducted, Wall Placement | 210434545 |  | HRCU-A-CB-O | CH-NY06MIA-115VO | Mini-Splits | CH-NY06MIA-115VI | 12.5 | 20.5 | 10 | 12.5 | 21.5 | 9 | TRUE | FALSE | FALSE | 6000 | 6800 | 2.46 | 8044 | 2.12
210799697 | 01/05/23 | Live | Midea Electric Trading | Cooper&Hunter | Singlezone Non-Ducted, Wall Placement | 210799697 |  | HRCU-A-CB-O | CH-NY06MIA-115VO | Mini-Splits | CH-NY06MIA-115VI | 12.5 | 20.5 | 10 | 12.5 | 21.5 | 9 | TRUE | FALSE | FALSE | 6000 | 6800 | 2.46 | 8044 | 2.12
210799695 | 01/05/23 | Live | Midea Electric Trading | Cooper&Hunter | Singlezone Non-Ducted, Wall Placement | 210799695 |  | HRCU-A-CB-O | CH-ES06-115VO | Mini-Splits | CH-06OLVWM-115VI | 13.8 | 23 | 11 | 13.8 | 23 | 9.8 | TRUE | FALSE | FALSE | 6000 | 5900 | 2.93 | 9018 | 2.4
210609972 | 02/16/23 | Live | Daikin North America, LLC | FRANKLIN | Singlezone Ducted, Centrally Ducted | 210609972 |  | HRCU-A-CB | ASZV903610A* | Ducted Indoor Units | AMVE36CP1400A* |  |  |  | 11.5 | 18.5 | 8.2 | FALSE | FALSE | TRUE | 33600 | 21600 | 2.65 | 29200 | 2.23
210609973 | 02/16/23 | Live | Daikin North America, LLC | FRANKLIN | Singlezone Ducted, Centrally Ducted | 210609973 |  | HRCU-A-CB | ASZV903610A* | Ducted Indoor Units | AMVE48DP1400A* |  |  |  | 12 | 19 | 8.2 | FALSE | FALSE | TRUE | 34000 | 21600 | 2.65 | 29200 | 2.23
210693108 | 02/16/23 | Live | Daikin North America, LLC | FRANKLIN | Singlezone Ducted, Centrally Ducted | 210693108 |  | HRCU-A-CB | ASZV903610A* | Ducted Indoor Units | CA*F3137*6A*+MBVC1201**-1A*+TXV |  |  |  | 12 | 18.5 | 8.2 | FALSE | FALSE | TRUE | 34000 | 21600 | 2.65 | 29200 | 2.23
210799696 | 01/05/23 | Live | Midea Electric Trading | Cooper&Hunter | Singlezone Non-Ducted, Wall Placement | 210799696 |  | HRCU-A-CB-O | CH-06OLVWM-115VO | Mini-Splits | CH-06OLVWM-115VI | 13.8 | 23 | 11 | 13.8 | 23 | 9.8 | TRUE | FALSE | FALSE | 6000 | 5900 | 2.93 | 9018 | 2.4
207657393 | 01/05/23 | Live | Midea Electric Trading | KERR | Singlezone Non-Ducted, Wall Placement | 207657393 |  | HRCU-A-CB-O | A-KMH06SV-1 | Mini-Splits | B-KMH06SV-1 | 15.8 | 26.5 | 14 | 15.8 | 26.5 | 13.6 | TRUE | TRUE | TRUE | 6000 | 8500 | 2.9 | 10041 | 2.45
210693117 | 02/16/23 | Live | Daikin North America, LLC | FRANKLIN | Singlezone Ducted, Centrally Ducted | 210693117 |  | HRCU-A-CB | ASZV903610A* | Ducted Indoor Units | CA*F3743*6D*+MBVC1201**-1A*+TXV |  |  |  | 12 | 19 | 8.2 | FALSE | FALSE | TRUE | 34000 | 21600 | 2.65 | 29200 | 2.23
210434544 | 01/05/23 | Live | Midea Electric Trading | C&H | Singlezone Non-Ducted, Wall Placement | 210434544 |  | HRCU-A-CB-O | CH-06OLVWM-115VO | Mini-Splits | CH-06OLVWM-115VI | 13.8 | 23 | 11 | 13.8 | 23 | 9.8 | TRUE | FALSE | FALSE | 6000 | 5900 | 2.93 | 9018 | 2.4
210607414 | 02/16/23 | Live | Daikin North America, LLC | FRANKLIN | Singlezone Ducted, Centrally Ducted | 210607414 |  | HRCU-A-CB | ASZV903610A* | Ducted Indoor Units | CA*F3743*6D*+MBVC1601**-1A*+TX |  |  |  | 12 | 19 | 8.2 | FALSE | FALSE | TRUE | 34200 | 21600 | 2.65 | 29200 | 2.23
210665996 | 01/05/23 | Live | Midea Electric Trading | C&H | Singlezone Non-Ducted, Wall Placement | 210665996 |  | HRCU-A-CB-O | CH-ES06-115VO | Mini-Splits | CH-06OLVWM-115VI | 13.8 | 23 | 11 | 13.8 | 23 | 9.8 | TRUE | FALSE | FALSE | 6000 | 5900 | 2.93 | 9018 | 2.4
207571417 | 01/05/23 | Live | Midea Electric Trading | SENVILLE | Singlezone Non-Ducted, Wall Placement | 207571417 |  | HRCU-A-CB-O | SENL/36CD/OY | Mini-Splits | SENL/36CD/IY | 8.5 | 17.5 | 12 | 8.5 | 17.5 | 8.7 | FALSE | FALSE | FALSE | 36000 | 24000 | 2 | 24160 | 1.98
210693137 | 02/16/23 | Live | Daikin North America, LLC | FRANKLIN | Singlezone Ducted, Centrally Ducted | 210693137 |  | HRCU-A-CB | ASZV903610A* | Ducted Indoor Units | CHPF3642C6C*+MBVC1201**-1A*+TXV |  |  |  | 11 | 18 | 8.2 | FALSE | FALSE | TRUE | 33400 | 21600 | 2.65 | 29200 | 2.23
210693138 | 02/16/23 | Live | Daikin North America, LLC | FRANKLIN | Singlezone Ducted, Centrally Ducted | 210693138 |  | HRCU-A-CB | ASZV903610A* | Ducted Indoor Units | CHPF3642C6C*+MBVC1601**-1A*+TXV |  |  |  | 11 | 18 | 8.2 | FALSE | FALSE | TRUE | 33400 | 21600 | 2.65 | 29200 | 2.23
208193235 | 10/27/22 | Live | Hisense | HISENSE | Singlezone Non-Ducted, Wall Placement | 208193235 |  | HRCU-A-CB-O | AS-24UW3SKK00 | Mini-Splits | AS-24UW3SKK**00 | 12.5 | 21 | 11.5 |  |  |  | TRUE | TRUE | TRUE | 24000 | 15500 | 1.31 | 21000 | 1.62
207742323 | 01/05/23 | Live | Midea Electric Trading | C&H | Singlezone Non-Ducted, Floor Placement | 207742323 |  | HRCU-A-CB-O | CH-ES18-230VO | Mini-Splits | CH-18MSPHFC-230VI | 12.5 | 21.5 | 10.5 | 12.5 | 23 | 10 | TRUE | FALSE | TRUE | 18000 | 12800 | 2.52 | 14200 | 2.29
210693156 | 02/16/23 | Live | Daikin North America, LLC | FRANKLIN | Singlezone Ducted, Centrally Ducted | 210693156 |  | HRCU-A-CB | ASZV903610A* | Ducted Indoor Units | CHPF3743C6B*+MBVC1201**-1A*+TXV |  |  |  | 11 | 18 | 8.2 | FALSE | FALSE | TRUE | 33400 | 21600 | 2.65 | 29200 | 2.23
210693157 | 02/16/23 | Live | Daikin North America, LLC | FRANKLIN | Singlezone Ducted, Centrally Ducted | 210693157 |  | HRCU-A-CB | ASZV903610A* | Ducted Indoor Units | CHPF3743C6B*+MBVC1601**-1A*+TXV |  |  |  | 11 | 18 | 8.2 | FALSE | FALSE | TRUE | 33400 | 21600 | 2.65 | 29200 | 2.23
207462389 | 01/23/23 | Live | Samsung Electonics | SAMSUNG | Singlezone Non-Ducted, Ceiling Placement | 207462389 |  | HRCU-A-CB-O | AC024BXADCH | Mini-Splits | AC024BN4DCH | 12.6 | 20.5 | 10.4 | 12.6 | 21 | 8.6 | TRUE | TRUE | FALSE | 24000 | 31200 | 1.73 | 28500 | 2.02
207827147 | 01/05/23 | Live | Midea Electric Trading | AC PRO.COM | Singlezone Non-Ducted, Wall Placement | 207827147 |  | HRCU-A-CB-O | AOX430-18HFN1-MU0W | Mini-Splits | ASEPC-18HRFN1-MU0W | 12.5 | 22.6 | 12 | 12.5 | 23.5 | 10.8 | TRUE | FALSE | TRUE | 18000 | 14900 | 2.48 | 15934 | 2.37
207742492 | 01/05/23 | Live | Midea Electric Trading | MOOVAIR | Singlezone Non-Ducted, Wall Placement | 207742492 |  | HRCU-A-CB-O | DMA18HOS25230E8 | Mini-Splits | DMA18HIW25230E8 | 12.5 | 22.6 | 12 | 12.5 | 23.5 | 10.8 | TRUE | FALSE | TRUE | 18000 | 14900 | 2.48 | 15934 | 2.37
210693175 | 02/16/23 | Live | Daikin North America, LLC | FRANKLIN | Singlezone Ducted, Centrally Ducted | 210693175 |  | HRCU-A-CB | ASZV903610A* | Ducted Indoor Units | CSCF3642N6D*+MBVC1201**-1A*+TXV |  |  |  | 11.5 | 18.5 | 8.2 | FALSE | FALSE | TRUE | 33800 | 21600 | 2.65 | 29200 | 2.23
210693176 | 02/16/23 | Live | Daikin North America, LLC | FRANKLIN | Singlezone Ducted, Centrally Ducted | 210693176 |  | HRCU-A-CB | ASZV903610A* | Ducted Indoor Units | CSCF3642N6D*+MBVC1601**-1A*+TXV |  |  |  | 11.5 | 18.5 | 8.2 | FALSE | FALSE | TRUE | 33800 | 21600 | 2.65 | 29200 | 2.23
207742426 | 01/05/23 | Live | Midea Electric Trading | ELIOS | Singlezone Non-Ducted, Wall Placement | 207742426 |  | HRCU-A-CB-O | DEA18HOS25230E8 | Mini-Splits | DEA18HIW25230E8 | 12.5 | 22.6 | 12 | 12.5 | 23.5 | 10.8 | TRUE | FALSE | TRUE | 18000 | 14900 | 2.48 | 15934 | 2.37
210609974 | 02/16/23 | Live | Daikin North America, LLC | LIBERTY HEATING & AIR CONDITIONING | Singlezone Ducted, Centrally Ducted | 210609974 |  | HRCU-A-CB | ASZV903610A* | Ducted Indoor Units | AMVE36CP1400A* |  |  |  | 11.5 | 18.5 | 8.2 | FALSE | FALSE | TRUE | 33600 | 21600 | 2.65 | 29200 | 2.23
210609975 | 02/16/23 | Live | Daikin North America, LLC | LIBERTY HEATING & AIR CONDITIONING | Singlezone Ducted, Centrally Ducted | 210609975 |  | HRCU-A-CB | ASZV903610A* | Ducted Indoor Units | AMVE48DP1400A* |  |  |  | 12 | 19 | 8.2 | FALSE | FALSE | TRUE | 34000 | 21600 | 2.65 | 29200 | 2.23
207742404 | 01/05/23 | Live | Midea Electric Trading | SUPREME | Singlezone Non-Ducted, Wall Placement | 207742404 |  | HRCU-A-CB-O | YS25E-18HRDN1 | Mini-Splits | YS25E-18HRDN1 | 12.5 | 22.6 | 12 | 12.5 | 23.5 | 10.8 | FALSE | FALSE | TRUE | 18000 | 14900 | 2.48 | 15934 | 2.37
210693312 | 02/16/23 | Live | Daikin North America, LLC | LIBERTY HEATING & AIR CONDITIONING | Singlezone Ducted, Centrally Ducted | 210693312 |  | HRCU-A-CB | ASZV903610A* | Ducted Indoor Units | CA*F3137*6A*+MBVC1201**-1A*+TXV |  |  |  | 12 | 18.5 | 8.2 | FALSE | FALSE | TRUE | 34000 | 21600 | 2.65 | 29200 | 2.23
210693321 | 02/16/23 | Live | Daikin North America, LLC | LIBERTY HEATING & AIR CONDITIONING | Singlezone Ducted, Centrally Ducted | 210693321 |  | HRCU-A-CB | ASZV903610A* | Ducted Indoor Units | CA*F3743*6D*+MBVC1201**-1A*+TXV |  |  |  | 12 | 19 | 8.2 | FALSE | FALSE | TRUE | 34000 | 21600 | 2.65 | 29200 | 2.23
207740514 | 01/05/23 | Live | Midea Electric Trading | C&H | Singlezone Non-Ducted, Wall Placement | 207740514 |  | HRCU-A-CB-O | CH-ES18-230VO | Mini-Splits | CH-18MOLVWM-230VI | 13.5 | 24 | 11.6 | 13.5 | 24 | 10.5 | TRUE | TRUE | TRUE | 18000 | 14100 | 2.65 | 16238 | 2.49
210607415 | 02/16/23 | Live | Daikin North America, LLC | LIBERTY HEATING & AIR CONDITIONING | Singlezone Ducted, Centrally Ducted | 210607415 |  | HRCU-A-CB | ASZV903610A* | Ducted Indoor Units | CA*F3743*6D*+MBVC1601**-1A*+TX |  |  |  | 12 | 19 | 8.2 | FALSE | FALSE | TRUE | 34200 | 21600 | 2.65 | 29200 | 2.23
208136307 | 01/05/23 | Live | Midea Electric Trading | DUCTLESSAIRE | Singlezone Non-Ducted, Wall Placement | 208136307 |  | HRCU-A-CB-O | DA1221-H2-O* | Mini-Splits | DA1221-H2-I* | 12.5 | 22 | 10.8 | 12.5 | 23.1 | 9.3 | TRUE | FALSE | FALSE | 12000 | 8200 | 2.25 | 9543 | 2.39
210693341 | 02/16/23 | Live | Daikin North America, LLC | LIBERTY HEATING & AIR CONDITIONING | Singlezone Ducted, Centrally Ducted | 210693341 |  | HRCU-A-CB | ASZV903610A* | Ducted Indoor Units | CHPF3642C6C*+MBVC1201**-1A*+TXV |  |  |  | 11 | 18 | 8.2 | FALSE | FALSE | TRUE | 33400 | 21600 | 2.65 | 29200 | 2.23
210693342 | 02/16/23 | Live | Daikin North America, LLC | LIBERTY HEATING & AIR CONDITIONING | Singlezone Ducted, Centrally Ducted | 210693342 |  | HRCU-A-CB | ASZV903610A* | Ducted Indoor Units | CHPF3642C6C*+MBVC1601**-1A*+TXV |  |  |  | 11 | 18 | 8.2 | FALSE | FALSE | TRUE | 33400 | 21600 | 2.65 | 29200 | 2.23
203238009 | 01/05/23 | Live | Midea Electric Trading | MAXI AIR | Singlezone Non-Ducted, Wall Placement | 203238009 |  | HRCU-A-CB-O | YS21F-12HRDN1 | Mini-Splits | YS21F-12HRDN1 | 12.5 | 22 | 10.8 | 12.5 | 23.1 | 9.3 | FALSE | FALSE | FALSE | 12000 | 8200 | 2.25 | 9543 | 2.39
208284474 | 01/27/23 | Live | Midea Electric Trading | TRUST AIR CONDITIONERS | Multizone All Ducted | 208284474 |  | HMSV-A-CB | M2S18H/O4S4P | Ducted Indoor Units |  | 12 | 19 | 10.8 | 12 | 19 | 9.8 | FALSE | FALSE | TRUE | 18000 | 14800 | 2.49 | 16000 | 2.23
208136306 | 01/05/23 | Live | Midea Electric Trading | DUCTLESSAIRE | Singlezone Non-Ducted, Wall Placement | 208136306 |  | HRCU-A-CB-O | DA0921-H2-O* | Mini-Splits | DA0921-H2-I* | 14 | 24 | 11.3 | 14 | 24 | 11.4 | TRUE | TRUE | TRUE | 9000 | 8300 | 2.67 | 9096 | 2.61
210693360 | 02/16/23 | Live | Daikin North America, LLC | LIBERTY HEATING & AIR CONDITIONING | Singlezone Ducted, Centrally Ducted | 210693360 |  | HRCU-A-CB | ASZV903610A* | Ducted Indoor Units | CHPF3743C6B*+MBVC1201**-1A*+TXV |  |  |  | 11 | 18 | 8.2 | FALSE | FALSE | TRUE | 33400 | 21600 | 2.65 | 29200 | 2.23
210693361 | 02/16/23 | Live | Daikin North America, LLC | LIBERTY HEATING & AIR CONDITIONING | Singlezone Ducted, Centrally Ducted | 210693361 |  | HRCU-A-CB | ASZV903610A* | Ducted Indoor Units | CHPF3743C6B*+MBVC1601**-1A*+TXV |  |  |  | 11 | 18 | 8.2 | FALSE | FALSE | TRUE | 33400 | 21600 | 2.65 | 29200 | 2.23
208284477 | 01/27/23 | Live | Midea Electric Trading | TRUST AIR CONDITIONERS | Multizone All Ducted | 208284477 |  | HMSV-A-CB | M3S27H/O4S4P | Ducted Indoor Units |  | 11.2 | 21 | 10.2 | 11.7 | 21 | 9.2 | FALSE | FALSE | TRUE | 28000 | 22000 | 2.6 | 22600 | 2.25
208284489 | 01/27/23 | Live | Midea Electric Trading | TRUST AIR CONDITIONERS | Multizone All Ducted | 208284489 |  | HMSV-A-CB | M3H27H/O4S4P | Ducted Indoor Units |  | 11.5 | 20 | 10.1 | 11.7 | 20 | 9.5 | FALSE | FALSE | TRUE | 28000 | 27000 | 2.3 | 27200 | 2.21
210693379 | 02/16/23 | Live | Daikin North America, LLC | LIBERTY HEATING & AIR CONDITIONING | Singlezone Ducted, Centrally Ducted | 210693379 |  | HRCU-A-CB | ASZV903610A* | Ducted Indoor Units | CSCF3642N6D*+MBVC1201**-1A*+TXV |  |  |  | 11.5 | 18.5 | 8.2 | FALSE | FALSE | TRUE | 33800 | 21600 | 2.65 | 29200 | 2.23
210693380 | 02/16/23 | Live | Daikin North America, LLC | LIBERTY HEATING & AIR CONDITIONING | Singlezone Ducted, Centrally Ducted | 210693380 |  | HRCU-A-CB | ASZV903610A* | Ducted Indoor Units | CSCF3642N6D*+MBVC1601**-1A*+TXV |  |  |  | 11.5 | 18.5 | 8.2 | FALSE | FALSE | TRUE | 33800 | 21600 | 2.65 | 29200 | 2.23
208447949 | 01/27/23 | Live | Midea Electric Trading | SLIMAIR | Multizone All Ducted | 208447949 |  | HMSV-A-CB | SHC2Z18VC2AG | Ducted Indoor Units |  | 12 | 19 | 10.8 | 12 | 19 | 9.8 | TRUE | TRUE | TRUE | 18000 | 14800 | 2.49 | 16000 | 2.23
207827141 | 01/05/23 | Live | Midea Electric Trading | AC PRO.COM | Singlezone Non-Ducted, Wall Placement | 207827141 |  | HRCU-A-CB-O | AOX330-18HFN1-MS0W | Mini-Splits | ASABD-18HRFN1-MS1W | 10.5 | 19 | 10 | 10.5 | 19 | 8.7 | FALSE | FALSE | FALSE | 18000 | 11500 | 2.57 | 14370 | 2.49
210609976 | 02/16/23 | Live | Daikin North America, LLC | DAIKIN | Singlezone Ducted, Centrally Ducted | 210609976 |  | HRCU-A-CB | DZ9VCA4810A* | Ducted Indoor Units | DMVE48DP1400A* |  |  |  | 11.5 | 20 | 8.2 | FALSE | FALSE | TRUE | 44000 | 27000 | 2.6 | 34000 | 2.4
210609977 | 02/16/23 | Live | Daikin North America, LLC | DAIKIN | Singlezone Ducted, Centrally Ducted | 210609977 |  | HRCU-A-CB | DZ9VCA4810A* | Ducted Indoor Units | DMVE60DP1400A* |  |  |  | 11.5 | 20 | 8.2 | FALSE | FALSE | TRUE | 44000 | 27000 | 2.6 | 34000 | 2.4
210692380 | 02/16/23 | Live | Daikin North America, LLC | DAIKIN | Singlezone Ducted, Centrally Ducted | 210692380 |  | HRCU-A-CB | DZ9VCA4810A* | Ducted Indoor Units | CA*F4860*6D*+MBVC1600**-1A*+TXV |  |  |  | 11 | 19.5 | 8.2 | FALSE | FALSE | TRUE | 43500 | 27000 | 2.6 | 34000 | 2.4
210692381 | 02/16/23 | Live | Daikin North America, LLC | DAIKIN | Singlezone Ducted, Centrally Ducted | 210692381 |  | HRCU-A-CB | DZ9VCA4810A* | Ducted Indoor Units | CA*F4860*6D*+MBVC2000**-1A*+TXV |  |  |  | 11.5 | 20 | 8.2 | FALSE | FALSE | TRUE | 43500 | 27000 | 2.6 | 34000 | 2.4
208447952 | 01/27/23 | Live | Midea Electric Trading | SLIMAIR | Multizone All Ducted | 208447952 |  | HMSV-A-CB | SHC3Z27VC2AG | Ducted Indoor Units |  | 11.2 | 21 | 10.2 | 11.7 | 21 | 9.2 | TRUE | FALSE | TRUE | 28000 | 22000 | 2.6 | 22600 | 2.25
205725746 | 01/05/23 | Live | Midea Electric Trading | ULTRA MAXI AIR | Singlezone Non-Ducted, Wall Placement | 205725746 |  | HRCU-A-CB-O | LSAB-18HRDN1 | Mini-Splits | LSAB-18HRDN1 | 10.5 | 19 | 10 | 10.5 | 19 | 8.7 | FALSE | FALSE | FALSE | 18000 | 11500 | 2.57 | 14370 | 2.49
210692393 | 02/16/23 | Live | Daikin North America, LLC | DAIKIN | Singlezone Ducted, Centrally Ducted | 210692393 |  | HRCU-A-CB | DZ9VCA4810A* | Ducted Indoor Units | CA*F4961*6D*+MBVC1600**-1A*+TXV |  |  |  | 11.5 | 20 | 8.2 | FALSE | FALSE | TRUE | 44000 | 27000 | 2.6 | 34000 | 2.4
210607579 | 02/16/23 | Live | Daikin North America, LLC | DAIKIN | Singlezone Ducted, Centrally Ducted | 210607579 |  | HRCU-A-CB | DZ9VCA4810A* | Ducted Indoor Units | CA*F4961*6D*+MBVC2000**-1A*+TX |  |  |  | 12 | 19 | 8.2 | TRUE | FALSE | TRUE | 45000 | 27000 | 2.6 | 34000 | 2.4
207742486 | 01/05/23 | Live | Midea Electric Trading | MOOVAIR | Singlezone Non-Ducted, Wall Placement | 207742486 |  | HRCU-A-CB-O | DMA18HOS21230S1 | Mini-Splits | DMA18HIW21230S1 | 10.5 | 19 | 10 | 10.5 | 19 | 8.7 | FALSE | FALSE | FALSE | 18000 | 11500 | 2.57 | 14370 | 2.49
207641330 | 01/27/23 | Live | Midea Electric Trading | SENVILLE | Multizone All Ducted | 207641330 |  | HMSV-A-CB | SENA/18HF/MOQ | Ducted Indoor Units |  | 12 | 19 | 10.8 | 12 | 19 | 9.8 | TRUE | TRUE | TRUE | 18000 | 14800 | 2.49 | 16000 | 2.23
210692406 | 02/16/23 | Live | Daikin North America, LLC | DAIKIN | Singlezone Ducted, Centrally Ducted | 210692406 |  | HRCU-A-CB | DZ9VCA4810A* | Ducted Indoor Units | CHPF4860D6D*+MBVC1600**-1A*+TXV |  |  |  | 11 | 19 | 8 | FALSE | FALSE | FALSE | 43000 | 27000 | 2.6 | 34000 | 2.4
209832223 | 01/20/21 | Live | Mitsubishi Electric Trane | MITSUBISHI ELECTRIC | Singlezone Non-Ducted, Wall Placement | 209832223 |  | HRCU-A-CB-O | MUZ-HM09NA*** | Mini-Splits | NTXWMT09A112A* | 12 | 18 | 10 | 12 | 20 | 10 | FALSE | FALSE | TRUE | 9000 | 6700 | 2.52 | 7200 | 1.16
210692407 | 02/16/23 | Live | Daikin North America, LLC | DAIKIN | Singlezone Ducted, Centrally Ducted | 210692407 |  | HRCU-A-CB | DZ9VCA4810A* | Ducted Indoor Units | CHPF4860D6D*+MBVC2000**-1A*+TXV |  |  |  | 11 | 19 | 8 | FALSE | FALSE | FALSE | 43000 | 27000 | 2.6 | 34000 | 2.4
204629361 | 01/20/21 | Live | Mitsubishi Electric Trane | MITSUBISHI ELECTRIC | Singlezone Non-Ducted, Wall Placement | 204629361 |  | HRCU-A-CB-O | NAXSMT12A112A* | Mini-Splits | MSZ-HM12NA*** | 9.9 | 18 | 10 |  |  |  | FALSE | FALSE | FALSE | 12000 | 7600 | 2.78 | 9000 | 2.66
209832191 | 01/20/21 | Live | Mitsubishi Electric Trane | MITSUBISHI ELECTRIC | Singlezone Non-Ducted, Wall Placement | 209832191 |  | HRCU-A-CB-O | MUZ-HM12NA*** | Mini-Splits | NAXWMT12A112A* | 9.9 | 18 | 10 | 9.9 | 20 | 10 | FALSE | FALSE | TRUE | 12000 | 7600 | 2.78 | 9000 | 2.66
207641333 | 01/27/23 | Live | Midea Electric Trading | SENVILLE | Multizone All Ducted | 207641333 |  | HMSV-A-CB | SENA/30HF/MOQ | Ducted Indoor Units |  | 11.2 | 21 | 10.2 | 11.7 | 21 | 9.2 | TRUE | FALSE | TRUE | 28000 | 22000 | 2.6 | 22600 | 2.25
209832190 | 01/20/21 | Live | Mitsubishi Electric Trane | MITSUBISHI ELECTRIC | Singlezone Non-Ducted, Wall Placement | 209832190 |  | HRCU-A-CB-O | MUZ-HM09NA*** | Mini-Splits | NAXWMT09A112A* | 12 | 18 | 10 | 12 | 20 | 10 | FALSE | FALSE | TRUE | 9000 | 6700 | 2.52 | 7200 | 1.16
204629360 | 01/20/21 | Live | Mitsubishi Electric Trane | MITSUBISHI ELECTRIC | Singlezone Non-Ducted, Wall Placement | 204629360 |  | HRCU-A-CB-O | NAXSMT09A112A* | Mini-Splits | MSZ-HM09NA*** | 12 | 18 | 10 |  |  |  | FALSE | FALSE | FALSE | 9000 | 6700 | 2.52 | 7200 | 1.16
211306460 | 04/14/23 | Live | Treasure Link Inc. | FUJIECO | Multizone All Non-Ducted | 211306460 |  | HMSR-A-CB-O | FES-27H2TK-M3O | Non-Ducted Indoor Units |  | 12.5 | 22 | 10 | 12 | 22 | 9 | TRUE | FALSE | FALSE | 24000 | 18100 | 2.95 | 19000 | 2.53
207742420 | 01/05/23 | Live | Midea Electric Trading | ELIOS | Singlezone Non-Ducted, Wall Placement | 207742420 |  | HRCU-A-CB-O | DEA18HOS21230S1 | Mini-Splits | DEA18HIW21230S1 | 10.5 | 19 | 10 | 10.5 | 19 | 8.7 | FALSE | FALSE | FALSE | 18000 | 11500 | 2.57 | 14370 | 2.49
211306459 | 04/14/23 | Live | Treasure Link Inc. | FUJIECO | Multizone All Non-Ducted | 211306459 |  | HMSR-A-CB-O | FES-18H2TK-M2O | Non-Ducted Indoor Units |  | 12.5 | 22 | 10 | 12 | 22 | 9 | FALSE | FALSE | FALSE | 17000 | 12200 | 2.65 | 15000 | 2.2
211306454 | 04/14/23 | Live | Treasure Link Inc. | FUJIECO | Singlezone Non-Ducted, Wall Placement | 211306454 |  | HRCU-A-CB-O | FES-24H2TK-ES(O) | Mini-Splits | FES-24H2TK-ES(I) | 12.5 | 20 | 10 | 12.5 | 20 | 9 | TRUE | FALSE | FALSE | 23000 | 13900 | 2.75 | 21760 | 2.21
211306452 | 04/14/23 | Live | Treasure Link Inc. | FUJIECO | Singlezone Non-Ducted, Wall Placement | 211306452 |  | HRCU-A-CB-O | FES-12H2TK-ES(O) | Mini-Splits | FES-12H2TK-ES(I) | 13 | 23 | 10 | 13 | 23 | 9.5 | FALSE | FALSE | TRUE | 12000 | 7600 | 3.14 | 11100 | 2.48
212316954 | 04/14/23 | Live | Treasure Link Inc. | FUJIECO | Singlezone Non-Ducted, Wall Placement | 212316954 |  | HRCU-A-CB-O | FES-09H2TK-ES(O) | Mini-Splits | FES-09H2TK-ES(I) | 13 | 23 | 10 | 13 | 23.5 | 9.2 | FALSE | FALSE | FALSE | 9000 | 5900 | 2.79 | 8380 | 2.61
10093508 | 10/28/22 | Live | Trane U.S. Inc. | TRANE | Singlezone Ducted, Centrally Ducted | 10093508 |  | HRCU-A-CB | 4TWV8037A1 |  | TAM9A0C36V31 | 13 | 18 | 10 |  |  |  | FALSE | FALSE | FALSE | 35000 | 25200 | 3.18 | 25500 | 2.32
212386857 | 05/10/23 | Live | Treasure Link Inc. | FUJIECO | Singlezone Non-Ducted, Wall Placement | 212386857 |  | HRCU-A-CB-O | FES-12H1TQ(O) | Mini-Splits | FES-12H1TQ(I) |  |  |  | 10 | 19 | 8.5 | FALSE | FALSE | FALSE | 12000 | 7300 | 2.61 | 9700 | 2.2
212386854 | 05/10/23 | Live | Treasure Link Inc. | FUJIECO | Singlezone Non-Ducted, Wall Placement | 212386854 |  | HRCU-A-CB-O | FES-24H2T*(O) | Mini-Splits | FES-24H2TK(I) |  |  |  | 10 | 19 | 8.5 | FALSE | FALSE | FALSE | 24000 | 15800 | 2.77 | 17000 | 2.21
210568250 | 01/05/23 | Live | Midea Electric Trading | KERR | Singlezone Non-Ducted, Floor Placement | 210568250 |  | HRCU-A-CB-O | A-KMH18SV-1 | Mini-Splits | B-KMH18UU-1 | 12.5 | 20.2 | 10.6 | 12.5 | 20.5 | 9.8 | TRUE | TRUE | TRUE | 17000 | 12000 | 2.3 | 17000 | 1.9
208816896 | 01/27/23 | Live | Midea Electric Trading | SEA BREEZE+ | Multizone All Ducted | 208816896 |  | HMSV-A-CB | HMZ24H424ZMO | Ducted Indoor Units |  | 11.7 | 19 | 10.5 | 12 | 19.4 | 9.9 | FALSE | FALSE | TRUE | 24000 | 24000 | 2.4 | 25000 | 2.04
206799411 | 05/10/23 | Live | GE Appliances, a Haier Company | GE Appliances | Singlezone Ducted, Centrally Ducted | 206799411 |  | HRCU-A-CB | AUH2436ZGDA* |  | UUY36ZGDAB* | 10 | 18 | 10 | 10 | 16 | 9 | TRUE | TRUE | TRUE | 34000 | 24000 | 2.31 | 24000 | 2.31
206799410 | 05/10/23 | Live | GE Appliances, a Haier Company | GE Appliances | Singlezone Ducted, Centrally Ducted | 206799410 |  | HRCU-A-CB | AUH2436ZGDA* |  | UUY24ZGDAB* | 12.5 | 20 | 10.5 | 12 | 17 | 9 | TRUE | TRUE | TRUE | 24000 | 16000 | 2.31 | 16000 | 2.31
206753163 | 05/10/23 | Live | GE Appliances, a Haier Company | GE Appliances | Singlezone Ducted, Centrally Ducted | 206753163 |  | HRCU-A-CB | AUH4860ZGDA* |  | UUY48ZGDAB* | 11.5 | 18 | 10.5 | 11 | 17 | 9 | TRUE | TRUE | TRUE | 48000 | 31400 | 2.5 | 31400 | 2.5
206753162 | 05/10/23 | Live | GE Appliances, a Haier Company | GE Appliances | Singlezone Ducted, Centrally Ducted | 206753162 |  | HRCU-A-CB | AUH4860ZGDA* |  | UUY60ZGDAB* | 10.5 | 17 | 10 | 10 | 15.8 | 9 | TRUE | TRUE | TRUE | 54000 | 36000 | 2.4 | 36000 | 2.4
210692417 | 02/16/23 | Live | Daikin North America, LLC | DAIKIN | Singlezone Ducted, Centrally Ducted | 210692417 |  | HRCU-A-CB | DZ9VCA4810A* | Ducted Indoor Units | CSCF4860N6D*+MBVC1600**-1A*+TXV |  |  |  | 11.5 | 19.5 | 8 | FALSE | FALSE | FALSE | 43000 | 27000 | 2.6 | 34000 | 2.4
210692418 | 02/16/23 | Live | Daikin North America, LLC | DAIKIN | Singlezone Ducted, Centrally Ducted | 210692418 |  | HRCU-A-CB | DZ9VCA4810A* | Ducted Indoor Units | CSCF4860N6D*+MBVC2000**-1A*+TXV |  |  |  | 11.5 | 19.5 | 8 | FALSE | FALSE | FALSE | 43000 | 27000 | 2.6 | 34000 | 2.4
210568105 | 05/10/23 | Live | Midea Electric Trading | Durastar | Singlezone Non-Ducted, Ceiling Placement | 210568105 |  | HRCU-A-CB-O | DRA1H18S1A | Mini-Splits | DRAL18F1A | 12.5 | 19.8 | 11.8 | 12.5 | 19.8 | 11.2 | TRUE | TRUE | TRUE | 16700 | 14500 | 2.4 | 18800 | 2.04
210568102 | 05/10/23 | Live | Midea Electric Trading | Durastar | Singlezone Non-Ducted, Ceiling Placement | 210568102 |  | HRCU-A-CB-O | DRA1U09S1B | Mini-Splits | DRAL06F1A | 14.5 | 22 | 10.6 | 14.5 | 22 | 10.8 | TRUE | TRUE | TRUE | 6500 | 5700 | 2.61 | 10000 | 2.4
210568107 | 05/10/23 | Live | Midea Electric Trading | Durastar | Singlezone Non-Ducted, Ceiling Placement | 210568107 |  | HRCU-A-CB-O | DRA1U12S1B | Mini-Splits | DRAL12F1A | 12.6 | 21.2 | 10.8 | 12.6 | 22 | 9.8 | TRUE | FALSE | TRUE | 12000 | 7700 | 2 | 9000 | 2.42
210568104 | 05/10/23 | Live | Midea Electric Trading | Durastar | Singlezone Non-Ducted, Ceiling Placement | 210568104 |  | HRCU-A-CB-O | DRA1H12S1A | Mini-Splits | DRAL12F1A | 13 | 22 | 11.3 | 13 | 23 | 10 | TRUE | TRUE | TRUE | 12000 | 9500 | 2.49 | 11500 | 2.07
208128283 | 01/27/23 | Live | Midea Electric Trading | SEA BREEZE+ | Multizone All Ducted | 208128283 |  | HMSV-A-CB | MZ18H424ZMO | Ducted Indoor Units |  | 12 | 19 | 10.8 | 12 | 19 | 9.8 | FALSE | FALSE | TRUE | 18000 | 14800 | 2.49 | 16000 | 2.23
207740527 | 01/05/23 | Live | Midea Electric Trading | C&H | Singlezone Non-Ducted, Wall Placement | 207740527 |  | HRCU-A-CB-O | CH-NY18MIA-230VO | Mini-Splits | CH-NY18MIA-230VI | 10.5 | 19 | 10 | 10.5 | 19 | 8.7 | FALSE | FALSE | FALSE | 18000 | 11500 | 2.57 | 14370 | 2.49
207641350 | 01/05/23 | Live | Midea Electric Trading | SENVILLE | Singlezone Non-Ducted, Floor Placement | 207641350 |  | HRCU-A-CB-O | SENA/18HF/OQ | Mini-Splits | SENA/18HF/IF | 12.5 | 20.2 | 10.6 | 12.5 | 20.5 | 9.8 | TRUE | TRUE | TRUE | 17000 | 12000 | 2.3 | 17000 | 1.9
210568103 | 05/10/23 | Live | Midea Electric Trading | Durastar | Singlezone Non-Ducted, Ceiling Placement | 210568103 |  | HRCU-A-CB-O | DRA1H09S1A | Mini-Splits | DRAL09F1A | 13 | 23 | 13.6 | 13 | 24 | 12.4 | TRUE | TRUE | TRUE | 9000 | 9800 | 2.35 | 11400 | 1.83
210568106 | 05/10/23 | Live | Midea Electric Trading | Durastar | Singlezone Non-Ducted, Ceiling Placement | 210568106 |  | HRCU-A-CB-O | DRA1U09S1B | Mini-Splits | DRAL09F1A | 13 | 22 | 13 | 13 | 22.5 | 11.5 | TRUE | TRUE | TRUE | 9000 | 8000 | 2.66 | 10000 | 2.4
210568108 | 05/10/23 | Live | Midea Electric Trading | Durastar | Singlezone Non-Ducted, Ceiling Placement | 210568108 |  | HRCU-A-CB-O | DRA1U18S1B | Mini-Splits | DRAL18F1A | 12.5 | 21.2 | 12 | 12.5 | 21.8 | 10.7 | TRUE | FALSE | TRUE | 18000 | 12200 | 2.79 | 15500 | 2.4
210568110 | 05/10/23 | Live | Midea Electric Trading | Durastar | Singlezone Non-Ducted, Wall Placement | 210568110 |  | HRCU-A-CB-O | DRA1U12S1B | Mini-Splits | DRAS12F1C | 13 | 23.5 | 13.3 | 13 | 25 | 11 | TRUE | TRUE | TRUE | 12000 | 9200 | 2.43 | 9600 | 2.47
210568109 | 05/10/23 | Live | Midea Electric Trading | Durastar | Singlezone Non-Ducted, Wall Placement | 210568109 |  | HRCU-A-CB-O | DRA1H12S1A | Mini-Splits | DRAS12F1C | 13.3 | 23 | 11.8 | 13.3 | 24.2 | 10.7 | TRUE | TRUE | TRUE | 12000 | 10200 | 2.72 | 12800 | 2.33
210568224 | 05/10/23 | Live | Midea Electric Trading | Durastar | Multizone All Ducted | 210568224 |  | HMSV-A-CB | DRA5H55M1A | Ducted Indoor Units |  | 10.5 | 19 | 11 | 10.5 | 18.8 | 9.3 | TRUE | TRUE | TRUE | 55000 | 35200 | 2.5 | 45000 | 2.06
208128295 | 01/27/23 | Live | Midea Electric Trading | SEA BREEZE+ | Multizone All Ducted | 208128295 |  | HMSV-A-CB | HMZ28H424ZMO | Ducted Indoor Units |  | 11.5 | 20 | 10.1 | 11.7 | 20 | 9.5 | FALSE | FALSE | TRUE | 28000 | 27000 | 2.3 | 27200 | 2.21
210568215 | 05/10/23 | Live | Midea Electric Trading | Durastar | Multizone All Ducted | 210568215 |  | HMSV-A-CB | DRA3H28M1A | Ducted Indoor Units |  | 11.5 | 20 | 10.1 | 11.7 | 20 | 9.5 | TRUE | TRUE | TRUE | 28000 | 27000 | 2.3 | 27200 | 2.21
207787175 | 05/10/23 | Live | Midea Electric Trading | Durastar | Multizone All Ducted | 207787175 |  | HMSV-A-CB | DRA3U28M1B | Ducted Indoor Units |  | 11.2 | 21 | 10.2 | 11.7 | 21 | 9.2 | TRUE | FALSE | TRUE | 28000 | 22000 | 2.6 | 22600 | 2.25
207787172 | 05/10/23 | Live | Midea Electric Trading | Durastar | Multizone All Ducted | 207787172 |  | HMSV-A-CB | DRA2U18M1B | Ducted Indoor Units |  | 12 | 19 | 10.8 | 12 | 19 | 9.8 | TRUE | TRUE | TRUE | 18000 | 14800 | 2.49 | 16000 | 2.23
10093496 | 10/28/22 | Live | Trane U.S. Inc. | TRANE | Singlezone Ducted, Centrally Ducted | 10093496 |  | HRCU-A-CB | 4TWV0036A1 |  | TAM9A0C36V31 | 13.5 | 19.75 | 10 |  |  |  | TRUE | FALSE | TRUE | 35000 | 25200 | 3.18 | 25500 | 2.32
207787141 | 05/10/23 | Live | Midea Electric Trading | Durastar | Singlezone Ducted, Compact Ducted | 207787141 |  | HRCU-A-CB | DRA1U18S1B | Mini-Splits | DRAD18F1A | 12.5 | 20.5 | 11 | 12.5 | 20 | 10.6 | TRUE | FALSE | TRUE | 17000 | 12600 | 2.66 | 14100 | 2.4
207787142 | 05/10/23 | Live | Midea Electric Trading | Durastar | Singlezone Non-Ducted, Floor Placement | 207787142 |  | HRCU-A-CB-O | DRA1U18S1B | Mini-Splits | DRAF18F1A | 12.5 | 21.5 | 10.5 | 12.5 | 23 | 10 | TRUE | FALSE | TRUE | 18000 | 12800 | 2.52 | 14200 | 2.29
207787132 | 05/10/23 | Live | Midea Electric Trading | Durastar | Singlezone Non-Ducted, Wall Placement | 207787132 |  | HRCU-A-CB-O | DRA1U18S1B | Mini-Splits | DRAW18F1B | 13.5 | 24 | 11.6 | 13.5 | 24 | 10.5 | TRUE | TRUE | TRUE | 18000 | 14100 | 2.65 | 16238 | 2.49
210568114 | 05/10/23 | Live | Midea Electric Trading | Durastar | Singlezone Non-Ducted, Wall Placement | 210568114 |  | HRCU-A-CB-O | DRA1H24S1A | Mini-Splits | DRAC24F1B | 11 | 20.2 | 11.6 | 11 | 20.5 | 11.5 | FALSE | FALSE | TRUE | 24000 | 21000 | 2.64 | 24000 | 2.17
207787144 | 05/10/23 | Live | Midea Electric Trading | Durastar | Singlezone Non-Ducted, Wall Placement | 207787144 |  | HRCU-A-CB-O | DRA1U24S1B | Mini-Splits | DRAC24F1B | 12.5 | 20.7 | 10.5 | 12.5 | 21.5 | 9.7 | TRUE | TRUE | TRUE | 24000 | 19000 | 2.6 | 20800 | 2.36
210609978 | 02/16/23 | Live | Daikin North America, LLC | GOODMAN | Singlezone Ducted, Centrally Ducted | 210609978 |  | HRCU-A-CB | GSZV904810A* | Ducted Indoor Units | AMVE48DP1400A* |  |  |  | 11.5 | 20 | 8.2 | FALSE | FALSE | TRUE | 44000 | 27000 | 2.6 | 34000 | 2.4
210609979 | 02/16/23 | Live | Daikin North America, LLC | GOODMAN | Singlezone Ducted, Centrally Ducted | 210609979 |  | HRCU-A-CB | GSZV904810A* | Ducted Indoor Units | AMVE60DP1400A* |  |  |  | 11.5 | 20 | 8.2 | FALSE | FALSE | TRUE | 44000 | 27000 | 2.6 | 34000 | 2.4
207787130 | 05/10/23 | Live | Midea Electric Trading | Durastar | Singlezone Non-Ducted, Wall Placement | 207787130 |  | HRCU-A-CB-O | DRA1U09S1B | Mini-Splits | DRAW09F1B | 14.7 | 24 | 12.7 | 14.7 | 24 | 11.6 | TRUE | TRUE | TRUE | 9000 | 8100 | 2.7 | 9543 | 2.48
210692788 | 02/16/23 | Live | Daikin North America, LLC | GOODMAN | Singlezone Ducted, Centrally Ducted | 210692788 |  | HRCU-A-CB | GSZV904810A* | Ducted Indoor Units | CA*F4860*6D*+MBVC1601**-1A*+TXV |  |  |  | 11 | 19.5 | 8.2 | FALSE | FALSE | TRUE | 43500 | 27000 | 2.6 | 34000 | 2.4
207787133 | 05/10/23 | Live | Midea Electric Trading | Durastar | Singlezone Non-Ducted, Wall Placement | 207787133 |  | HRCU-A-CB-O | DRA1U24S1B | Mini-Splits | DRAW24F1B | 13 | 21 | 10 | 13 | 21 | 8.5 | TRUE | FALSE | FALSE | 24000 | 17400 | 2.28 | 23471 | 2.29
207787131 | 05/10/23 | Live | Midea Electric Trading | Durastar | Singlezone Non-Ducted, Wall Placement | 207787131 |  | HRCU-A-CB-O | DRA1U12S1B | Mini-Splits | DRAW12F1B | 13 | 22.2 | 11 | 13 | 23.1 | 10.8 | TRUE | TRUE | TRUE | 12000 | 10000 | 2.69 | 9843 | 2.33
207827139 | 01/05/23 | Live | Midea Electric Trading | AC PRO.COM | Singlezone Non-Ducted, Wall Placement | 207827139 |  | HRCU-A-CB-O | AOX230-09HFN1-MT0W | Mini-Splits | ASABA-09HRFN1-MU5W | 12.6 | 21.5 | 10 | 12.6 | 21.7 | 9.1 | TRUE | FALSE | FALSE | 9000 | 6900 | 2.53 | 7500 | 2.02
210692789 | 02/16/23 | Live | Daikin North America, LLC | GOODMAN | Singlezone Ducted, Centrally Ducted | 210692789 |  | HRCU-A-CB | GSZV904810A* | Ducted Indoor Units | CA*F4860*6D*+MBVC2001**-1A*+TXV |  |  |  | 11.5 | 20 | 8.2 | FALSE | FALSE | TRUE | 43500 | 27000 | 2.6 | 34000 | 2.4
206347322 | 01/05/23 | Live | Midea Electric Trading | KERR | Singlezone Non-Ducted, Floor Placement | 206347322 |  | HRCU-A-CB-O | A-KMH18SU-1A | Mini-Splits | B-KMH18UU-1 | 12.5 | 20.2 | 10.6 | 12.5 | 20.5 | 9.8 | TRUE | TRUE | TRUE | 17000 | 12000 | 2.3 | 17000 | 1.9
208816899 | 01/27/23 | Live | Midea Electric Trading | SEA BREEZE+ | Multizone All Ducted | 208816899 |  | HMSV-A-CB | HMZ48H424ZMO | Ducted Indoor Units |  | 10.5 | 19 | 11 | 10.5 | 18.8 | 9.3 | FALSE | FALSE | TRUE | 55000 | 35200 | 2.5 | 45000 | 2.06
210568119 | 05/10/23 | Live | Midea Electric Trading | Durastar | Singlezone Non-Ducted, Floor Placement | 210568119 |  | HRCU-A-CB-O | DRA1H18S1A | Mini-Splits | DRAF18F1A | 12.5 | 20.2 | 10.6 | 12.5 | 20.5 | 9.8 | TRUE | TRUE | TRUE | 17000 | 12000 | 2.3 | 17000 | 1.9
210568117 | 05/10/23 | Live | Midea Electric Trading | Durastar | Singlezone Ducted, Compact Ducted | 210568117 |  | HRCU-A-CB | DRA1H18S1A | Mini-Splits | DRAD18F1A | 12.5 | 19.6 | 11 | 11.7 | 18 | 9.5 | TRUE | TRUE | TRUE | 17000 | 15000 | 2.27 | 19000 | 2.02
211497017 | 05/10/23 | Live | Midea Electric Trading | Durastar | Singlezone Non-Ducted, Wall Placement | 211497017 |  | HRCU-A-CB-O | DRA1H12S1A | Mini-Splits | DRAS12F1B | 13 | 23 | 11.5 | 13 | 23.6 | 10 | TRUE | TRUE | TRUE | 12000 | 9600 | 2.56 | 12900 | 2.2
207740525 | 01/05/23 | Live | Midea Electric Trading | C&H | Singlezone Non-Ducted, Wall Placement | 207740525 |  | HRCU-A-CB-O | CH-NY09MIA-230VO | Mini-Splits | CH-NY09MIA-230VI | 12.6 | 21.5 | 10 | 12.6 | 21.7 | 9.1 | TRUE | FALSE | FALSE | 9000 | 6900 | 2.53 | 7500 | 2.02
208121962 | 01/27/23 | Live | Midea Electric Trading | PIONEER | Multizone All Ducted | 208121962 |  | HMSV-A-CB | YN020GMFI22M2E | Ducted Indoor Units |  | 12 | 19 | 10.8 | 12 | 19 | 9.8 | TRUE | TRUE | TRUE | 18000 | 14800 | 2.49 | 16000 | 2.23
210692801 | 02/16/23 | Live | Daikin North America, LLC | GOODMAN | Singlezone Ducted, Centrally Ducted | 210692801 |  | HRCU-A-CB | GSZV904810A* | Ducted Indoor Units | CA*F4961*6D*+MBVC1601**-1A*+TXV |  |  |  | 11.5 | 20 | 8.2 | FALSE | FALSE | TRUE | 44000 | 27000 | 2.6 | 34000 | 2.4
210607416 | 02/16/23 | Live | Daikin North America, LLC | GOODMAN | Singlezone Ducted, Centrally Ducted | 210607416 |  | HRCU-A-CB | GSZV904810A* | Ducted Indoor Units | CA*F4961*6D*+MBVC2001**-1A*+TX |  |  |  | 12 | 19 | 8.2 | TRUE | FALSE | TRUE | 45000 | 27000 | 2.6 | 34000 | 2.4
210568112 | 05/10/23 | Live | Midea Electric Trading | Durastar | Singlezone Non-Ducted, Ceiling Placement | 210568112 |  | HRCU-A-CB-O | DRA1H12S1A | Mini-Splits | DRAC12F1A | 12.7 | 21.5 | 10.6 | 12.7 | 22.3 | 10.2 | TRUE | TRUE | TRUE | 12000 | 9900 | 2.55 | 14000 | 2.29
207787139 | 05/10/23 | Live | Midea Electric Trading | Durastar | Singlezone Non-Ducted, Wall Placement | 207787139 |  | HRCU-A-CB-O | DRA1U12S1B | Mini-Splits | DRAS12F1B | 13 | 21.5 | 10 | 13 | 22.7 | 10.2 | TRUE | TRUE | TRUE | 12000 | 9000 | 2.69 | 10500 | 2.59
207787138 | 05/10/23 | Live | Midea Electric Trading | Durastar | Singlezone Non-Ducted, Wall Placement | 207787138 |  | HRCU-A-CB-O | DRA1U12S1B | Mini-Splits | DRAS12F1A | 13 | 21.5 | 10 | 13 | 22.7 | 10.2 | TRUE | TRUE | TRUE | 12000 | 9000 | 2.69 | 10500 | 2.59
207787137 | 05/10/23 | Live | Midea Electric Trading | Durastar | Singlezone Ducted, Compact Ducted | 207787137 |  | HRCU-A-CB | DRA1U12S1B | Mini-Splits | DRAD12F1A | 12.5 | 21.5 | 11.5 | 11.7 | 19 | 10.3 | TRUE | TRUE | TRUE | 11500 | 9300 | 2.78 | 10100 | 2.39
210568115 | 05/10/23 | Live | Midea Electric Trading | Durastar | Singlezone Ducted, Compact Ducted | 210568115 |  | HRCU-A-CB | DRA1H09S1A | Mini-Splits | DRAD09F1A | 14 | 23 | 12 | 13.2 | 20.2 | 12 | TRUE | TRUE | TRUE | 9000 | 10100 | 2.41 | 11600 | 1.9
207787135 | 05/10/23 | Live | Midea Electric Trading | Durastar | Singlezone Ducted, Compact Ducted | 207787135 |  | HRCU-A-CB | DRA1U09S1B | Mini-Splits | DRAD09F1A | 13.5 | 21 | 11.5 | 12.5 | 19.2 | 10.2 | TRUE | TRUE | TRUE | 9000 | 7700 | 2.59 | 10200 | 2.41
208121965 | 01/27/23 | Live | Midea Electric Trading | PIONEER | Multizone All Ducted | 208121965 |  | HMSV-A-CB | YN030GMFI22M3E | Ducted Indoor Units |  | 11.2 | 21 | 10.2 | 11.7 | 21 | 9.2 | TRUE | FALSE | TRUE | 28000 | 22000 | 2.6 | 22600 | 2.25
207787146 | 05/10/23 | Live | Midea Electric Trading | Durastar | Singlezone Non-Ducted, Floor Placement | 207787146 |  | HRCU-A-CB-O | DRA1U24S1B | Mini-Splits | DRAF24F1A | 12.5 | 20 | 11.2 | 12.5 | 21.2 | 10.3 | TRUE | TRUE | TRUE | 24000 | 16000 | 2.3 | 17600 | 2.16
207787136 | 05/10/23 | Live | Midea Electric Trading | Durastar | Singlezone Non-Ducted, Ceiling Placement | 207787136 |  | HRCU-A-CB-O | DRA1U12S1B | Mini-Splits | DRAC12F1A | 14 | 22 | 10.6 | 14 | 22.7 | 10 | TRUE | FALSE | TRUE | 12000 | 8900 | 2.75 | 9300 | 2.39
207787134 | 05/10/23 | Live | Midea Electric Trading | Durastar | Singlezone Non-Ducted, Ceiling Placement | 207787134 |  | HRCU-A-CB-O | DRA1U09S1B | Mini-Splits | DRAC09F1A | 13 | 20 | 10.5 | 13 | 20 | 10 | TRUE | TRUE | TRUE | 9000 | 7500 | 2.44 | 9400 | 2.19
207827137 | 01/05/23 | Live | Midea Electric Trading | AC PRO.COM | Singlezone Non-Ducted, Wall Placement | 207827137 |  | HRCU-A-CB-O | AOX230-09HFN1-BS5W | Mini-Splits | ASABA-09HRFN1-BT5W | 12.5 | 20.5 | 10 | 12.5 | 21.5 | 9 | TRUE | FALSE | FALSE | 9000 | 6800 | 2.46 | 8044 | 2.12
211719736 | 05/04/23 | Live | Carrier | GRANDAIRE | Singlezone Ducted, Centrally Ducted | 211719736 |  | HRCU-A-CB | WDLCURAH18ABK | Ducted Indoor Units | FMA4P18**AL* |  |  |  | 10 | 14.3 | 8.5 | FALSE | FALSE | FALSE | 17400 | 12700 | 2.36 | 13081 | 2.54
211719735 | 05/04/23 | Live | Carrier | TEMPSTAR | Singlezone Ducted, Centrally Ducted | 211719735 |  | HRCU-A-CB | DLCURAH18ABK | Ducted Indoor Units | FMA4P18**AL* |  |  |  | 10 | 14.3 | 8.5 | FALSE | FALSE | FALSE | 17400 | 12700 | 2.36 | 13081 | 2.54
206347320 | 01/05/23 | Live | Midea Electric Trading | KERR | Singlezone Ducted, Compact Ducted | 206347320 |  | HRCU-A-CB | A-KMH18SU-1A | Mini-Splits | B-KMH18DU-1 | 12.5 | 19.6 | 11 | 11.7 | 18 | 9.5 | TRUE | TRUE | TRUE | 17000 | 15000 | 2.27 | 19000 | 2.02
210692814 | 02/16/23 | Live | Daikin North America, LLC | GOODMAN | Singlezone Ducted, Centrally Ducted | 210692814 |  | HRCU-A-CB | GSZV904810A* | Ducted Indoor Units | CHPF4860D6D*+MBVC1601**-1A*+TXV |  |  |  | 11 | 19 | 8 | FALSE | FALSE | FALSE | 43000 | 27000 | 2.6 | 34000 | 2.4
211719734 | 05/04/23 | Live | Carrier | SMART COMFORT | Singlezone Ducted, Centrally Ducted | 211719734 |  | HRCU-A-CB | DLCURAH18ABK | Ducted Indoor Units | FMA4P18**AL* |  |  |  | 10 | 14.3 | 8.5 | FALSE | FALSE | FALSE | 17400 | 12700 | 2.36 | 13081 | 2.54
211719733 | 05/04/23 | Live | Carrier | KEEPRITE | Singlezone Ducted, Centrally Ducted | 211719733 |  | HRCU-A-CB | DLCURAH18ABK | Ducted Indoor Units | FMA4P18**AL* |  |  |  | 10 | 14.3 | 8.5 | FALSE | FALSE | FALSE | 17400 | 12700 | 2.36 | 13081 | 2.54
210692815 | 02/16/23 | Live | Daikin North America, LLC | GOODMAN | Singlezone Ducted, Centrally Ducted | 210692815 |  | HRCU-A-CB | GSZV904810A* | Ducted Indoor Units | CHPF4860D6D*+MBVC2001**-1A*+TXV |  |  |  | 11 | 19 | 8 | FALSE | FALSE | FALSE | 43000 | 27000 | 2.6 | 34000 | 2.4
211719732 | 05/04/23 | Live | Carrier | HEIL | Singlezone Ducted, Centrally Ducted | 211719732 |  | HRCU-A-CB | DLCURAH18ABK | Ducted Indoor Units | FMA4P18**AL* |  |  |  | 10 | 14.3 | 8.5 | FALSE | FALSE | FALSE | 17400 | 12700 | 2.36 | 13081 | 2.54
211719731 | 05/04/23 | Live | Carrier | DAY & NIGHT | Singlezone Ducted, Centrally Ducted | 211719731 |  | HRCU-A-CB | DLCURAH18ABK | Ducted Indoor Units | FMA4P18**AL* |  |  |  | 10 | 14.3 | 8.5 | FALSE | FALSE | FALSE | 17400 | 12700 | 2.36 | 13081 | 2.54
207657348 | 01/27/23 | Live | Midea Electric Trading | PERFECTAIRE | Multizone All Ducted | 207657348 |  | HMSV-A-CB | 3PAMSH18-MZO2 | Ducted Indoor Units |  | 12 | 19 | 10.8 | 12 | 19 | 9.8 | TRUE | TRUE | TRUE | 18000 | 14800 | 2.49 | 16000 | 2.23
211719730 | 05/04/23 | Live | Carrier | COMFORTMAKER | Singlezone Ducted, Centrally Ducted | 211719730 |  | HRCU-A-CB | DLCURAH18ABK | Ducted Indoor Units | FMA4P18**AL* |  |  |  | 10 | 14.3 | 8.5 | FALSE | FALSE | FALSE | 17400 | 12700 | 2.36 | 13081 | 2.54
211719729 | 05/04/23 | Live | Carrier | ARCOAIRE | Singlezone Ducted, Centrally Ducted | 211719729 |  | HRCU-A-CB | DLCURAH18ABK | Ducted Indoor Units | FMA4P18**AL* |  |  |  | 10 | 14.3 | 8.5 | FALSE | FALSE | FALSE | 17400 | 12700 | 2.36 | 13081 | 2.54
206900421 | 01/05/23 | Live | Midea Electric Trading | GOODMAN | Singlezone Ducted, Compact Ducted | 206900421 |  | HRCU-A-CB | MSH183E23MCAA | Mini-Splits | MST183E21ADAA | 12.5 | 19.6 | 11 | 11.7 | 18 | 9.5 | FALSE | FALSE | TRUE | 17000 | 15000 | 2.27 | 19000 | 2.02
211719728 | 05/04/23 | Live | Carrier | AIRQUEST | Singlezone Ducted, Centrally Ducted | 211719728 |  | HRCU-A-CB | DLCURAH18ABK | Ducted Indoor Units | FMA4P18**AL* |  |  |  | 10 | 14.3 | 8.5 | FALSE | FALSE | FALSE | 17400 | 12700 | 2.36 | 13081 | 2.54
211264875 | 05/04/23 | Live | Carrier | GRANDAIRE | Singlezone Ducted, Centrally Ducted | 211264875 |  | HRCU-A-CB | WDLCURAH18ABK | Ducted Indoor Units | WAXL184A* |  |  |  | 10.5 | 16.5 | 8.5 | FALSE | FALSE | TRUE | 17800 | 12300 | 2.39 | 12669 | 2.56
211264873 | 05/04/23 | Live | Carrier | TEMPSTAR | Singlezone Ducted, Centrally Ducted | 211264873 |  | HRCU-A-CB | DLCURAH18ABK | Ducted Indoor Units | FXM4X18**AL |  |  |  | 10.5 | 16.5 | 8.5 | FALSE | FALSE | TRUE | 17800 | 12300 | 2.39 | 12669 | 2.56
211264871 | 05/04/23 | Live | Carrier | SMART COMFORT | Singlezone Ducted, Centrally Ducted | 211264871 |  | HRCU-A-CB | DLCURAH18ABK | Ducted Indoor Units | FXM4X18**AL |  |  |  | 10.5 | 16.5 | 8.5 | FALSE | FALSE | TRUE | 17800 | 12300 | 2.39 | 12669 | 2.56
211264869 | 05/04/23 | Live | Carrier | KEEPRITE | Singlezone Ducted, Centrally Ducted | 211264869 |  | HRCU-A-CB | DLCURAH18ABK | Ducted Indoor Units | FXM4X18**AL |  |  |  | 10.5 | 16.5 | 8.5 | FALSE | FALSE | TRUE | 17800 | 12300 | 2.39 | 12669 | 2.56
211264867 | 05/04/23 | Live | Carrier | HEIL | Singlezone Ducted, Centrally Ducted | 211264867 |  | HRCU-A-CB | DLCURAH18ABK | Ducted Indoor Units | FXM4X18**AL |  |  |  | 10.5 | 16.5 | 8.5 | FALSE | FALSE | TRUE | 17800 | 12300 | 2.39 | 12669 | 2.56
211264865 | 05/04/23 | Live | Carrier | DAY & NIGHT | Singlezone Ducted, Centrally Ducted | 211264865 |  | HRCU-A-CB | DLCURAH18ABK | Ducted Indoor Units | FXM4X18**AL |  |  |  | 10.5 | 16.5 | 8.5 | FALSE | FALSE | TRUE | 17800 | 12300 | 2.39 | 12669 | 2.56
211264862 | 05/04/23 | Live | Carrier | COMFORTMAKER | Singlezone Ducted, Centrally Ducted | 211264862 |  | HRCU-A-CB | DLCURAH18ABK | Ducted Indoor Units | FXM4X18**AL |  |  |  | 10.5 | 16.5 | 8.5 | FALSE | FALSE | TRUE | 17800 | 12300 | 2.39 | 12669 | 2.56
211264861 | 05/04/23 | Live | Carrier | ARCOAIRE | Singlezone Ducted, Centrally Ducted | 211264861 |  | HRCU-A-CB | DLCURAH18ABK | Ducted Indoor Units | FXM4X18**AL |  |  |  | 10.5 | 16.5 | 8.5 | FALSE | FALSE | TRUE | 17800 | 12300 | 2.39 | 12669 | 2.56
206900429 | 01/05/23 | Live | Midea Electric Trading | FRANKLIN | Singlezone Ducted, Compact Ducted | 206900429 |  | HRCU-A-CB | MSH183E23MCAA | Mini-Splits | MST183E21ADAA | 12.5 | 19.6 | 11 | 11.7 | 18 | 9.5 | FALSE | FALSE | TRUE | 17000 | 15000 | 2.27 | 19000 | 2.02
211264859 | 05/04/23 | Live | Carrier | AIRQUEST | Singlezone Ducted, Centrally Ducted | 211264859 |  | HRCU-A-CB | DLCURAH18ABK | Ducted Indoor Units | FXM4X18**AL |  |  |  | 10.5 | 16.5 | 8.5 | FALSE | FALSE | TRUE | 17800 | 12300 | 2.39 | 12669 | 2.56
211264853 | 05/04/23 | Live | Carrier | GRANDAIRE | Singlezone Ducted, Centrally Ducted | 211264853 |  | HRCU-A-CB | WDLCURAH18ABK | Ducted Indoor Units | WAHL244C* |  |  |  | 10.5 | 16.5 | 8 | FALSE | FALSE | FALSE | 17300 | 12100 | 2.3 | 12463 | 2.47
210692825 | 02/16/23 | Live | Daikin North America, LLC | GOODMAN | Singlezone Ducted, Centrally Ducted | 210692825 |  | HRCU-A-CB | GSZV904810A* | Ducted Indoor Units | CSCF4860N6D*+MBVC1601**-1A*+TXV |  |  |  | 11.5 | 19.5 | 8 | FALSE | FALSE | FALSE | 43000 | 27000 | 2.6 | 34000 | 2.4
211264850 | 05/04/23 | Live | Carrier | TEMPSTAR | Singlezone Ducted, Centrally Ducted | 211264850 |  | HRCU-A-CB | DLCURAH18ABK | Ducted Indoor Units | FEM4X24**CL |  |  |  | 10.5 | 16.5 | 8 | FALSE | FALSE | FALSE | 17300 | 12100 | 2.3 | 12463 | 2.47
211264848 | 05/04/23 | Live | Carrier | SMART COMFORT | Singlezone Ducted, Centrally Ducted | 211264848 |  | HRCU-A-CB | DLCURAH18ABK | Ducted Indoor Units | FEM4X24**CL |  |  |  | 10.5 | 16.5 | 8 | FALSE | FALSE | FALSE | 17300 | 12100 | 2.3 | 12463 | 2.47
211264846 | 05/04/23 | Live | Carrier | KEEPRITE | Singlezone Ducted, Centrally Ducted | 211264846 |  | HRCU-A-CB | DLCURAH18ABK | Ducted Indoor Units | FEM4X24**CL |  |  |  | 10.5 | 16.5 | 8 | FALSE | FALSE | FALSE | 17300 | 12100 | 2.3 | 12463 | 2.47
207742484 | 01/05/23 | Live | Midea Electric Trading | MOOVAIR | Singlezone Non-Ducted, Wall Placement | 207742484 |  | HRCU-A-CB-O | DMA09HOS21115S1 | Mini-Splits | DMA09HIW21115S1 | 12.5 | 20.5 | 10 | 12.5 | 21.5 | 9 | FALSE | FALSE | FALSE | 9000 | 6800 | 2.46 | 8044 | 2.12
211264845 | 05/04/23 | Live | Carrier | HEIL | Singlezone Ducted, Centrally Ducted | 211264845 |  | HRCU-A-CB | DLCURAH18ABK | Ducted Indoor Units | FEM4X24**CL |  |  |  | 10.5 | 16.5 | 8 | FALSE | FALSE | FALSE | 17300 | 12100 | 2.3 | 12463 | 2.47
207641347 | 01/05/23 | Live | Midea Electric Trading | SENVILLE | Singlezone Ducted, Compact Ducted | 207641347 |  | HRCU-A-CB | SENA/18HF/OQ | Mini-Splits | SENA/18HF/ID | 12.5 | 19.6 | 11 | 11.7 | 18 | 9.5 | TRUE | TRUE | TRUE | 17000 | 15000 | 2.27 | 19000 | 2.02
210692826 | 02/16/23 | Live | Daikin North America, LLC | GOODMAN | Singlezone Ducted, Centrally Ducted | 210692826 |  | HRCU-A-CB | GSZV904810A* | Ducted Indoor Units | CSCF4860N6D*+MBVC2001**-1A*+TXV |  |  |  | 11.5 | 19.5 | 8 | FALSE | FALSE | FALSE | 43000 | 27000 | 2.6 | 34000 | 2.4
211264843 | 05/04/23 | Live | Carrier | DAY & NIGHT | Singlezone Ducted, Centrally Ducted | 211264843 |  | HRCU-A-CB | DLCURAH18ABK | Ducted Indoor Units | FEM4X24**CL |  |  |  | 10.5 | 16.5 | 8 | FALSE | FALSE | FALSE | 17300 | 12100 | 2.3 | 12463 | 2.47
207657338 | 01/27/23 | Live | Midea Electric Trading | PERFECTAIRE | Multizone All Ducted | 207657338 |  | HMSV-A-CB | 3PAMS27-HH-MZO3 | Ducted Indoor Units |  | 11.5 | 20 | 10.1 | 11.7 | 20 | 9.5 | TRUE | TRUE | TRUE | 28000 | 27000 | 2.3 | 27200 | 2.21
211264841 | 05/04/23 | Live | Carrier | COMFORTMAKER | Singlezone Ducted, Centrally Ducted | 211264841 |  | HRCU-A-CB | DLCURAH18ABK | Ducted Indoor Units | FEM4X24**CL |  |  |  | 10.5 | 16.5 | 8 | FALSE | FALSE | FALSE | 17300 | 12100 | 2.3 | 12463 | 2.47
211264839 | 05/04/23 | Live | Carrier | ARCOAIRE | Singlezone Ducted, Centrally Ducted | 211264839 |  | HRCU-A-CB | DLCURAH18ABK | Ducted Indoor Units | FEM4X24**CL |  |  |  | 10.5 | 16.5 | 8 | FALSE | FALSE | FALSE | 17300 | 12100 | 2.3 | 12463 | 2.47
211264837 | 05/04/23 | Live | Carrier | AIRQUEST | Singlezone Ducted, Centrally Ducted | 211264837 |  | HRCU-A-CB | DLCURAH18ABK | Ducted Indoor Units | FEM4X24**CL |  |  |  | 10.5 | 16.5 | 8 | FALSE | FALSE | FALSE | 17300 | 12100 | 2.3 | 12463 | 2.47
211264829 | 05/04/23 | Live | Carrier | GRANDAIRE | Singlezone Ducted, Centrally Ducted | 211264829 |  | HRCU-A-CB | WDLCURAH18ABK | Ducted Indoor Units | WAHL244B* |  |  |  | 10.5 | 16 | 8.5 | FALSE | FALSE | TRUE | 17300 | 12300 | 2.33 | 12669 | 2.49
210568253 | 01/05/23 | Live | Midea Electric Trading | KERR | Singlezone Ducted, Compact Ducted | 210568253 |  | HRCU-A-CB | A-KMH18SV-1 | Mini-Splits | B-KMH18DU-1 | 12.5 | 19.6 | 11 | 11.7 | 18 | 9.5 | TRUE | TRUE | TRUE | 17000 | 15000 | 2.27 | 19000 | 2.02
211264822 | 05/04/23 | Live | Carrier | GRANDAIRE | Singlezone Ducted, Centrally Ducted | 211264822 |  | HRCU-A-CB | WDLCURAH18ABK | Ducted Indoor Units | WAHL184B* |  |  |  | 10.5 | 16 | 8.5 | FALSE | FALSE | TRUE | 17400 | 12300 | 2.34 | 12669 | 2.51
211264820 | 05/04/23 | Live | Carrier | TEMPSTAR | Singlezone Ducted, Centrally Ducted | 211264820 |  | HRCU-A-CB | DLCURAH18ABK | Ducted Indoor Units | FEM4X18**BL |  |  |  | 10.5 | 16 | 8.5 | FALSE | FALSE | TRUE | 17400 | 12300 | 2.34 | 12669 | 2.51
211264818 | 05/04/23 | Live | Carrier | SMART COMFORT | Singlezone Ducted, Centrally Ducted | 211264818 |  | HRCU-A-CB | DLCURAH18ABK | Ducted Indoor Units | FEM4X18**BL |  |  |  | 10.5 | 16 | 8.5 | FALSE | FALSE | TRUE | 17400 | 12300 | 2.34 | 12669 | 2.51
211264816 | 05/04/23 | Live | Carrier | KEEPRITE | Singlezone Ducted, Centrally Ducted | 211264816 |  | HRCU-A-CB | DLCURAH18ABK | Ducted Indoor Units | FEM4X18**BL |  |  |  | 10.5 | 16 | 8.5 | FALSE | FALSE | TRUE | 17400 | 12300 | 2.34 | 12669 | 2.51
211264814 | 05/04/23 | Live | Carrier | HEIL | Singlezone Ducted, Centrally Ducted | 211264814 |  | HRCU-A-CB | DLCURAH18ABK | Ducted Indoor Units | FEM4X18**BL |  |  |  | 10.5 | 16 | 8.5 | FALSE | FALSE | TRUE | 17400 | 12300 | 2.34 | 12669 | 2.51
211264812 | 05/04/23 | Live | Carrier | DAY & NIGHT | Singlezone Ducted, Centrally Ducted | 211264812 |  | HRCU-A-CB | DLCURAH18ABK | Ducted Indoor Units | FEM4X18**BL |  |  |  | 10.5 | 16 | 8.5 | FALSE | FALSE | TRUE | 17400 | 12300 | 2.34 | 12669 | 2.51
211264810 | 05/04/23 | Live | Carrier | COMFORTMAKER | Singlezone Ducted, Centrally Ducted | 211264810 |  | HRCU-A-CB | DLCURAH18ABK | Ducted Indoor Units | FEM4X18**BL |  |  |  | 10.5 | 16 | 8.5 | FALSE | FALSE | TRUE | 17400 | 12300 | 2.34 | 12669 | 2.51
207742418 | 01/05/23 | Live | Midea Electric Trading | ELIOS | Singlezone Non-Ducted, Wall Placement | 207742418 |  | HRCU-A-CB-O | DEA09HOS21115S1 | Mini-Splits | DEA09HIW21115S1 | 12.5 | 20.5 | 10 | 12.5 | 21.5 | 9 | FALSE | FALSE | FALSE | 9000 | 6800 | 2.46 | 8044 | 2.12
211264808 | 05/04/23 | Live | Carrier | ARCOAIRE | Singlezone Ducted, Centrally Ducted | 211264808 |  | HRCU-A-CB | DLCURAH18ABK | Ducted Indoor Units | FEM4X18**BL |  |  |  | 10.5 | 16 | 8.5 | FALSE | FALSE | TRUE | 17400 | 12300 | 2.34 | 12669 | 2.51
211264805 | 05/04/23 | Live | Carrier | AIRQUEST | Singlezone Ducted, Centrally Ducted | 211264805 |  | HRCU-A-CB | DLCURAH18ABK | Ducted Indoor Units | FEM4X18**BL |  |  |  | 10.5 | 16 | 8.5 | FALSE | FALSE | TRUE | 17400 | 12300 | 2.34 | 12669 | 2.51
210609980 | 02/16/23 | Live | Daikin North America, LLC | AMANA | Singlezone Ducted, Centrally Ducted | 210609980 |  | HRCU-A-CB | ASZV904810A* | Ducted Indoor Units | AMVE48DP1400A* |  |  |  | 11.5 | 20 | 8.2 | FALSE | FALSE | TRUE | 44000 | 27000 | 2.6 | 34000 | 2.4
210568251 | 01/05/23 | Live | Midea Electric Trading | KERR | Singlezone Non-Ducted, Wall Placement | 210568251 |  | HRCU-A-CB-O | A-KMH12SV-1 | Mini-Splits | B-KMH12FU-1 | 13 | 23 | 11.5 | 13 | 23.6 | 10 | TRUE | TRUE | TRUE | 12000 | 9600 | 2.56 | 12900 | 2.2
211264798 | 05/04/23 | Live | Carrier | GRANDAIRE | Singlezone Ducted, Centrally Ducted | 211264798 |  | HRCU-A-CB | WDLCURAH18ABK | Ducted Indoor Units | WAPL244A* |  |  |  | 10.5 | 16 | 8.5 | FALSE | FALSE | TRUE | 17300 | 12300 | 2.33 | 12669 | 2.49
210609981 | 02/16/23 | Live | Daikin North America, LLC | AMANA | Singlezone Ducted, Centrally Ducted | 210609981 |  | HRCU-A-CB | ASZV904810A* | Ducted Indoor Units | AMVE60DP1400A* |  |  |  | 11.5 | 20 | 8.2 | FALSE | FALSE | TRUE | 44000 | 27000 | 2.6 | 34000 | 2.4
211264796 | 05/04/23 | Live | Carrier | TEMPSTAR | Singlezone Ducted, Centrally Ducted | 211264796 |  | HRCU-A-CB | DLCURAH18ABK | Ducted Indoor Units | FEM4P24**AL |  |  |  | 10.5 | 16 | 8.5 | FALSE | FALSE | TRUE | 17300 | 12300 | 2.33 | 12669 | 2.49
210692584 | 02/16/23 | Live | Daikin North America, LLC | AMANA | Singlezone Ducted, Centrally Ducted | 210692584 |  | HRCU-A-CB | ASZV904810A* | Ducted Indoor Units | CA*F4860*6D*+MBVC1601**-1A*+TXV |  |  |  | 11 | 19.5 | 8.2 | FALSE | FALSE | TRUE | 43500 | 27000 | 2.6 | 34000 | 2.4
211264794 | 05/04/23 | Live | Carrier | SMART COMFORT | Singlezone Ducted, Centrally Ducted | 211264794 |  | HRCU-A-CB | DLCURAH18ABK | Ducted Indoor Units | FEM4P24**AL |  |  |  | 10.5 | 16 | 8.5 | FALSE | FALSE | TRUE | 17300 | 12300 | 2.33 | 12669 | 2.49
210692585 | 02/16/23 | Live | Daikin North America, LLC | AMANA | Singlezone Ducted, Centrally Ducted | 210692585 |  | HRCU-A-CB | ASZV904810A* | Ducted Indoor Units | CA*F4860*6D*+MBVC2001**-1A*+TXV |  |  |  | 11.5 | 20 | 8.2 | FALSE | FALSE | TRUE | 43500 | 27000 | 2.6 | 34000 | 2.4
211264792 | 05/04/23 | Live | Carrier | KEEPRITE | Singlezone Ducted, Centrally Ducted | 211264792 |  | HRCU-A-CB | DLCURAH18ABK | Ducted Indoor Units | FEM4P24**AL |  |  |  | 10.5 | 16 | 8.5 | FALSE | FALSE | TRUE | 17300 | 12300 | 2.33 | 12669 | 2.49
211264790 | 05/04/23 | Live | Carrier | HEIL | Singlezone Ducted, Centrally Ducted | 211264790 |  | HRCU-A-CB | DLCURAH18ABK | Ducted Indoor Units | FEM4P24**AL |  |  |  | 10.5 | 16 | 8.5 | FALSE | FALSE | TRUE | 17300 | 12300 | 2.33 | 12669 | 2.49
207740523 | 01/05/23 | Live | Midea Electric Trading | C&H | Singlezone Non-Ducted, Wall Placement | 207740523 |  | HRCU-A-CB-O | CH-NY09MIA-115VO | Mini-Splits | CH-NY09MIA-115VI | 12.5 | 20.5 | 10 | 12.5 | 21.5 | 9 | TRUE | FALSE | FALSE | 9000 | 6800 | 2.46 | 8044 | 2.12
211264788 | 05/04/23 | Live | Carrier | DAY & NIGHT | Singlezone Ducted, Centrally Ducted | 211264788 |  | HRCU-A-CB | DLCURAH18ABK | Ducted Indoor Units | FEM4P24**AL |  |  |  | 10.5 | 16 | 8.5 | FALSE | FALSE | TRUE | 17300 | 12300 | 2.33 | 12669 | 2.49
211264786 | 05/04/23 | Live | Carrier | COMFORTMAKER | Singlezone Ducted, Centrally Ducted | 211264786 |  | HRCU-A-CB | DLCURAH18ABK | Ducted Indoor Units | FEM4P24**AL |  |  |  | 10.5 | 16 | 8.5 | FALSE | FALSE | TRUE | 17300 | 12300 | 2.33 | 12669 | 2.49
211264784 | 05/04/23 | Live | Carrier | ARCOAIRE | Singlezone Ducted, Centrally Ducted | 211264784 |  | HRCU-A-CB | DLCURAH18ABK | Ducted Indoor Units | FEM4P24**AL |  |  |  | 10.5 | 16 | 8.5 | FALSE | FALSE | TRUE | 17300 | 12300 | 2.33 | 12669 | 2.49
211264782 | 05/04/23 | Live | Carrier | AIRQUEST | Singlezone Ducted, Centrally Ducted | 211264782 |  | HRCU-A-CB | DLCURAH18ABK | Ducted Indoor Units | FEM4P24**AL |  |  |  | 10.5 | 16 | 8.5 | FALSE | FALSE | TRUE | 17300 | 12300 | 2.33 | 12669 | 2.49
210692597 | 02/16/23 | Live | Daikin North America, LLC | AMANA | Singlezone Ducted, Centrally Ducted | 210692597 |  | HRCU-A-CB | ASZV904810A* | Ducted Indoor Units | CA*F4961*6D*+MBVC1601**-1A*+TXV |  |  |  | 11.5 | 20 | 8.2 | FALSE | FALSE | TRUE | 44000 | 27000 | 2.6 | 34000 | 2.4
210607580 | 02/16/23 | Live | Daikin North America, LLC | AMANA | Singlezone Ducted, Centrally Ducted | 210607580 |  | HRCU-A-CB | ASZV904810A* | Ducted Indoor Units | CA*F4961*6D*+MBVC2001**-1A*+TX |  |  |  | 12 | 19 | 8.2 | TRUE | FALSE | TRUE | 45000 | 27000 | 2.6 | 34000 | 2.4
211264776 | 05/04/23 | Live | Carrier | GRANDAIRE | Singlezone Ducted, Centrally Ducted | 211264776 |  | HRCU-A-CB | WDLCURAH18ABK | Ducted Indoor Units | WAPL184A* |  |  |  | 10.5 | 16 | 8.5 | FALSE | FALSE | TRUE | 17400 | 12300 | 2.34 | 12669 | 2.51
211719727 | 05/04/23 | Live | Carrier | PAYNE HEATING AND COOLING | Singlezone Ducted, Centrally Ducted | 211719727 |  | HRCU-A-CB | 38MURAQ18AB3* | Ducted Indoor Units | FMA4P18**AL* |  |  |  | 10 | 14.3 | 8.5 | FALSE | FALSE | FALSE | 17400 | 12700 | 2.36 | 13081 | 2.54
211719726 | 05/04/23 | Live | Carrier | BRYANT HEATING AND COOLING SYSTEMS | Singlezone Ducted, Centrally Ducted | 211719726 |  | HRCU-A-CB | 38MURAQ18AB3* | Ducted Indoor Units | FMA4P18**AL* |  |  |  | 10 | 14.3 | 8.5 | FALSE | FALSE | FALSE | 17400 | 12700 | 2.36 | 13081 | 2.54
211719725 | 05/04/23 | Live | Carrier | CARRIER | Singlezone Ducted, Centrally Ducted | 211719725 |  | HRCU-A-CB | 38MURAQ18AB3* | Ducted Indoor Units | FMA4P18**AL* |  |  |  | 10 | 14.3 | 8.5 | FALSE | FALSE | FALSE | 17400 | 12700 | 2.36 | 13081 | 2.54
207339181 | 01/05/23 | Live | Midea Electric Trading | BLUERIDGE | Singlezone Non-Ducted, Wall Placement | 207339181 |  | HRCU-A-CB-O | BMY24DIY21C | Mini-Splits | BMY24DIY21WM | 12.5 | 20.5 | 10.5 | 12.5 | 20.5 | 9.2 | TRUE | FALSE | FALSE | 23000 | 17900 | 2.34 | 21492 | 2.25
211264857 | 05/04/23 | Live | Carrier | PAYNE HEATING AND COOLING | Singlezone Ducted, Centrally Ducted | 211264857 |  | HRCU-A-CB | 38MURAQ18AB3* | Ducted Indoor Units | PF4MNB019L |  |  |  | 10.5 | 16.5 | 8.5 | FALSE | FALSE | TRUE | 17800 | 12300 | 2.39 | 12669 | 2.56
207641349 | 01/05/23 | Live | Midea Electric Trading | SENVILLE | Singlezone Non-Ducted, Wall Placement | 207641349 |  | HRCU-A-CB-O | SENA/12HF/OQ | Mini-Splits | SENA/12HF/IFQ | 13 | 23 | 11.5 | 13 | 23.6 | 10 | TRUE | TRUE | TRUE | 12000 | 9600 | 2.56 | 12900 | 2.2
211264855 | 05/04/23 | Live | Carrier | BRYANT HEATING AND COOLING SYSTEMS | Singlezone Ducted, Centrally Ducted | 211264855 |  | HRCU-A-CB | 38MURAQ18AB3* | Ducted Indoor Units | FX4DNF019L |  |  |  | 10.5 | 16.5 | 8.5 | FALSE | FALSE | TRUE | 17800 | 12300 | 2.39 | 12669 | 2.56
211264835 | 05/04/23 | Live | Carrier | PAYNE HEATING AND COOLING | Singlezone Ducted, Centrally Ducted | 211264835 |  | HRCU-A-CB | 38MURAQ18AB3* | Ducted Indoor Units | PF4MNP025L* |  |  |  | 10.5 | 16.5 | 8 | FALSE | FALSE | FALSE | 17300 | 12100 | 2.3 | 12463 | 2.47
211264833 | 05/04/23 | Live | Carrier | PAYNE HEATING AND COOLING | Singlezone Ducted, Centrally Ducted | 211264833 |  | HRCU-A-CB | 38MURAQ18AB3* | Ducted Indoor Units | FB4CNP025L |  |  |  | 10.5 | 16.5 | 8 | FALSE | FALSE | FALSE | 17300 | 12100 | 2.3 | 12463 | 2.47
210692610 | 02/16/23 | Live | Daikin North America, LLC | AMANA | Singlezone Ducted, Centrally Ducted | 210692610 |  | HRCU-A-CB | ASZV904810A* | Ducted Indoor Units | CHPF4860D6D*+MBVC1601**-1A*+TXV |  |  |  | 11 | 19 | 8 | FALSE | FALSE | FALSE | 43000 | 27000 | 2.6 | 34000 | 2.4
211264831 | 05/04/23 | Live | Carrier | BRYANT HEATING AND COOLING SYSTEMS | Singlezone Ducted, Centrally Ducted | 211264831 |  | HRCU-A-CB | 38MURAQ18AB3* | Ducted Indoor Units | FB4CNP025L |  |  |  | 10.5 | 16.5 | 8 | FALSE | FALSE | FALSE | 17300 | 12100 | 2.3 | 12463 | 2.47
211264826 | 05/04/23 | Live | Carrier | PAYNE HEATING AND COOLING | Singlezone Ducted, Centrally Ducted | 211264826 |  | HRCU-A-CB | 38MURAQ18AB3* | Ducted Indoor Units | FB4CNP024L |  |  |  | 10.5 | 16 | 8.5 | FALSE | FALSE | TRUE | 17300 | 12300 | 2.33 | 12669 | 2.49
207641277 | 01/27/23 | Live | Midea Electric Trading | NOVAIR | Multizone All Ducted | 207641277 |  | HMSV-A-CB | LEA18MZ-2P-25SK-O | Ducted Indoor Units |  | 12 | 19 | 10.8 | 12 | 19 | 9.8 | FALSE | FALSE | TRUE | 18000 | 14800 | 2.49 | 16000 | 2.23
207339180 | 01/05/23 | Live | Midea Electric Trading | BLUERIDGE | Singlezone Non-Ducted, Wall Placement | 207339180 |  | HRCU-A-CB-O | BMY18DIY22C | Mini-Splits | BMY18DIY22WM | 12.5 | 22 | 11.5 | 12.6 | 22.7 | 9.8 | TRUE | FALSE | TRUE | 18000 | 13800 | 2.54 | 14760 | 2.31
211264824 | 05/04/23 | Live | Carrier | BRYANT HEATING AND COOLING SYSTEMS | Singlezone Ducted, Centrally Ducted | 211264824 |  | HRCU-A-CB | 38MURAQ18AB3* | Ducted Indoor Units | FB4CNP024L |  |  |  | 10.5 | 16 | 8.5 | FALSE | FALSE | TRUE | 17300 | 12300 | 2.33 | 12669 | 2.49
211264804 | 05/04/23 | Live | Carrier | PAYNE HEATING AND COOLING | Singlezone Ducted, Centrally Ducted | 211264804 |  | HRCU-A-CB | 38MURAQ18AB3* | Ducted Indoor Units | PF4MNP018L* |  |  |  | 10.5 | 16 | 8.5 | FALSE | FALSE | TRUE | 17400 | 12300 | 2.34 | 12669 | 2.51
210692611 | 02/16/23 | Live | Daikin North America, LLC | AMANA | Singlezone Ducted, Centrally Ducted | 210692611 |  | HRCU-A-CB | ASZV904810A* | Ducted Indoor Units | CHPF4860D6D*+MBVC2001**-1A*+TXV |  |  |  | 11 | 19 | 8 | FALSE | FALSE | FALSE | 43000 | 27000 | 2.6 | 34000 | 2.4
211264801 | 05/04/23 | Live | Carrier | PAYNE HEATING AND COOLING | Singlezone Ducted, Centrally Ducted | 211264801 |  | HRCU-A-CB | 38MURAQ18AB3* | Ducted Indoor Units | FB4CNP018L |  |  |  | 10.5 | 16 | 8.5 | FALSE | FALSE | TRUE | 17400 | 12300 | 2.34 | 12669 | 2.51
211264800 | 05/04/23 | Live | Carrier | BRYANT HEATING AND COOLING SYSTEMS | Singlezone Ducted, Centrally Ducted | 211264800 |  | HRCU-A-CB | 38MURAQ18AB3* | Ducted Indoor Units | FB4CNP018L |  |  |  | 10.5 | 16 | 8.5 | FALSE | FALSE | TRUE | 17400 | 12300 | 2.34 | 12669 | 2.51
211264780 | 05/04/23 | Live | Carrier | PAYNE HEATING AND COOLING | Singlezone Ducted, Centrally Ducted | 211264780 |  | HRCU-A-CB | 38MURAQ18AB3* | Ducted Indoor Units | FB4CNF024L |  |  |  | 10.5 | 16 | 8.5 | FALSE | FALSE | TRUE | 17300 | 12300 | 2.33 | 12669 | 2.49
211264778 | 05/04/23 | Live | Carrier | BRYANT HEATING AND COOLING SYSTEMS | Singlezone Ducted, Centrally Ducted | 211264778 |  | HRCU-A-CB | 38MURAQ18AB3* | Ducted Indoor Units | FB4CNF024L |  |  |  | 10.5 | 16 | 8.5 | FALSE | FALSE | TRUE | 17300 | 12300 | 2.33 | 12669 | 2.49
211264758 | 05/04/23 | Live | Carrier | PAYNE HEATING AND COOLING | Singlezone Ducted, Centrally Ducted | 211264758 |  | HRCU-A-CB | 38MURAQ18AB3* | Ducted Indoor Units | FB4CNF018L |  |  |  | 10.5 | 16 | 8.5 | FALSE | FALSE | TRUE | 17400 | 12300 | 2.34 | 12669 | 2.51
211264756 | 05/04/23 | Live | Carrier | BRYANT HEATING AND COOLING SYSTEMS | Singlezone Ducted, Centrally Ducted | 211264756 |  | HRCU-A-CB | 38MURAQ18AB3* | Ducted Indoor Units | FB4CNF018L |  |  |  | 10.5 | 16 | 8.5 | FALSE | FALSE | TRUE | 17400 | 12300 | 2.34 | 12669 | 2.51
211264754 | 05/04/23 | Live | Carrier | BRYANT HEATING AND COOLING SYSTEMS | Singlezone Ducted, Centrally Ducted | 211264754 |  | HRCU-A-CB | 38MURAQ18AB3* | Ducted Indoor Units | FZ4ANP024L |  |  |  | 10.5 | 15.5 | 8 | FALSE | FALSE | FALSE | 17000 | 12200 | 2.28 | 12566 | 2.44
211258115 | 05/04/23 | Live | Carrier | CARRIER | Singlezone Ducted, Centrally Ducted | 211258115 |  | HRCU-A-CB | 38MURAQ18AB3* | Ducted Indoor Units | FX4DNF019L |  |  |  | 10.5 | 16.5 | 8.5 | FALSE | FALSE | TRUE | 17800 | 12300 | 2.39 | 12669 | 2.56
211258114 | 05/04/23 | Live | Carrier | CARRIER | Singlezone Ducted, Centrally Ducted | 211258114 |  | HRCU-A-CB | 38MURAQ18AB3* | Ducted Indoor Units | FB4CNP025L |  |  |  | 10.5 | 16.5 | 8 | FALSE | FALSE | FALSE | 17300 | 12100 | 2.3 | 12463 | 2.47
207641273 | 01/27/23 | Live | Midea Electric Trading | NOVAIR | Multizone All Ducted | 207641273 |  | HMSV-A-CB | LEA27MZ-3P-25SK-O | Ducted Indoor Units |  | 11.2 | 21 | 10.2 | 11.7 | 21 | 9.2 | FALSE | FALSE | TRUE | 28000 | 22000 | 2.6 | 22600 | 2.25
211258113 | 05/04/23 | Live | Carrier | CARRIER | Singlezone Ducted, Centrally Ducted | 211258113 |  | HRCU-A-CB | 38MURAQ18AB3* | Ducted Indoor Units | FB4CNP024L |  |  |  | 10.5 | 16 | 8.5 | FALSE | FALSE | TRUE | 17300 | 12300 | 2.33 | 12669 | 2.49
210692621 | 02/16/23 | Live | Daikin North America, LLC | AMANA | Singlezone Ducted, Centrally Ducted | 210692621 |  | HRCU-A-CB | ASZV904810A* | Ducted Indoor Units | CSCF4860N6D*+MBVC1601**-1A*+TXV |  |  |  | 11.5 | 19.5 | 8 | FALSE | FALSE | FALSE | 43000 | 27000 | 2.6 | 34000 | 2.4
211258112 | 05/04/23 | Live | Carrier | CARRIER | Singlezone Ducted, Centrally Ducted | 211258112 |  | HRCU-A-CB | 38MURAQ18AB3* | Ducted Indoor Units | FB4CNP018L |  |  |  | 10.5 | 16 | 8.5 | FALSE | FALSE | TRUE | 17400 | 12300 | 2.34 | 12669 | 2.51
210692622 | 02/16/23 | Live | Daikin North America, LLC | AMANA | Singlezone Ducted, Centrally Ducted | 210692622 |  | HRCU-A-CB | ASZV904810A* | Ducted Indoor Units | CSCF4860N6D*+MBVC2001**-1A*+TXV |  |  |  | 11.5 | 19.5 | 8 | FALSE | FALSE | FALSE | 43000 | 27000 | 2.6 | 34000 | 2.4
211258111 | 05/04/23 | Live | Carrier | CARRIER | Singlezone Ducted, Centrally Ducted | 211258111 |  | HRCU-A-CB | 38MURAQ18AB3* | Ducted Indoor Units | FB4CNF024L |  |  |  | 10.5 | 16 | 8.5 | FALSE | FALSE | TRUE | 17300 | 12300 | 2.33 | 12669 | 2.49
211258109 | 05/04/23 | Live | Carrier | CARRIER | Singlezone Ducted, Centrally Ducted | 211258109 |  | HRCU-A-CB | 38MURAQ18AB3* | Ducted Indoor Units | FB4CNF018L |  |  |  | 10.5 | 16 | 8.5 | FALSE | FALSE | TRUE | 17400 | 12300 | 2.34 | 12669 | 2.51
211258107 | 05/04/23 | Live | Carrier | CARRIER | Singlezone Ducted, Centrally Ducted | 211258107 |  | HRCU-A-CB | 38MURAQ18AB3* | Ducted Indoor Units | FZ4ANP024L |  |  |  | 10.5 | 15.5 | 8 | FALSE | FALSE | FALSE | 17000 | 12200 | 2.28 | 12566 | 2.44
207339179 | 01/05/23 | Live | Midea Electric Trading | BLUERIDGE | Singlezone Non-Ducted, Wall Placement | 207339179 |  | HRCU-A-CB-O | BMY12DIY22C | Mini-Splits | BMY12DIY22WM | 12.5 | 22 | 11.5 | 12.5 | 22.5 | 9 | TRUE | FALSE | FALSE | 12000 | 7500 | 2.59 | 8210 | 2.41
209416882 | 01/27/23 | Live | Midea Electric Trading | NOVAIR | Multizone All Ducted | 209416882 |  | HMSV-A-CB | LEA28MZ-3P-35SK-O | Ducted Indoor Units |  | 11.5 | 20 | 10.1 | 11.7 | 20 | 9.5 | FALSE | FALSE | TRUE | 28000 | 27000 | 2.3 | 27200 | 2.21
210609982 | 02/16/23 | Live | Daikin North America, LLC | FRANKLIN | Singlezone Ducted, Centrally Ducted | 210609982 |  | HRCU-A-CB | GSZV904810A* | Ducted Indoor Units | AMVE48DP1400A* |  |  |  | 11.5 | 20 | 8.2 | FALSE | FALSE | TRUE | 44000 | 27000 | 2.6 | 34000 | 2.4
207742335 | 01/05/23 | Live | Midea Electric Trading | C&H | Singlezone Non-Ducted, Wall Placement | 207742335 |  | HRCU-A-CB-O | CH-HPR24-230VO | Mini-Splits | CH-N24MSPHCT-230VI | 11 | 20.2 | 11.6 | 11 | 20.5 | 11.5 | FALSE | FALSE | TRUE | 24000 | 21000 | 2.64 | 24000 | 2.17
210609983 | 02/16/23 | Live | Daikin North America, LLC | FRANKLIN | Singlezone Ducted, Centrally Ducted | 210609983 |  | HRCU-A-CB | GSZV904810A* | Ducted Indoor Units | AMVE60DP1400A* |  |  |  | 11.5 | 20 | 8.2 | FALSE | FALSE | TRUE | 44000 | 27000 | 2.6 | 34000 | 2.4
210692992 | 02/16/23 | Live | Daikin North America, LLC | FRANKLIN | Singlezone Ducted, Centrally Ducted | 210692992 |  | HRCU-A-CB | GSZV904810A* | Ducted Indoor Units | CA*F4860*6D*+MBVC1601**-1A*+TXV |  |  |  | 11 | 19.5 | 8.2 | FALSE | FALSE | TRUE | 43500 | 27000 | 2.6 | 34000 | 2.4
210692993 | 02/16/23 | Live | Daikin North America, LLC | FRANKLIN | Singlezone Ducted, Centrally Ducted | 210692993 |  | HRCU-A-CB | GSZV904810A* | Ducted Indoor Units | CA*F4860*6D*+MBVC2001**-1A*+TXV |  |  |  | 11.5 | 20 | 8.2 | FALSE | FALSE | TRUE | 43500 | 27000 | 2.6 | 34000 | 2.4
207683239 | 01/27/23 | Live | Midea Electric Trading | NAPOLEON | Multizone All Ducted | 207683239 |  | HMSV-A-CB | NDHAM-28-O | Ducted Indoor Units |  | 11.5 | 20 | 10.1 | 11.7 | 20 | 9.5 | FALSE | FALSE | FALSE | 28000 | 27000 | 2.3 | 27200 | 2.21
206900425 | 01/05/23 | Live | Midea Electric Trading | GOODMAN | Singlezone Non-Ducted, Ceiling Placement | 206900425 |  | HRCU-A-CB-O | MSH123E23MCAA | Mini-Splits | MST123E20ACAA | 12.7 | 21.5 | 10.6 | 12.7 | 22.3 | 10.2 | FALSE | FALSE | TRUE | 12000 | 9900 | 2.55 | 14000 | 2.29
207742442 | 01/05/23 | Live | Midea Electric Trading | ELIOS | Singlezone Non-Ducted, Wall Placement | 207742442 |  | HRCU-A-CB-O | DEA24HOS28230E8 | Mini-Splits | DUA24HICU230X5 | 11 | 20.2 | 11.6 | 11 | 20.5 | 11.5 | FALSE | FALSE | TRUE | 24000 | 21000 | 2.64 | 24000 | 2.17
210693005 | 02/16/23 | Live | Daikin North America, LLC | FRANKLIN | Singlezone Ducted, Centrally Ducted | 210693005 |  | HRCU-A-CB | GSZV904810A* | Ducted Indoor Units | CA*F4961*6D*+MBVC1601**-1A*+TXV |  |  |  | 11.5 | 20 | 8.2 | FALSE | FALSE | TRUE | 44000 | 27000 | 2.6 | 34000 | 2.4
210607417 | 02/16/23 | Live | Daikin North America, LLC | FRANKLIN | Singlezone Ducted, Centrally Ducted | 210607417 |  | HRCU-A-CB | GSZV904810A* | Ducted Indoor Units | CA*F4961*6D*+MBVC2001**-1A*+TX |  |  |  | 12 | 19 | 8.2 | FALSE | FALSE | TRUE | 45000 | 27000 | 2.6 | 34000 | 2.4
211034462 | 04/20/23 | Live | Lennox Industries | LENNOX | Singlezone Non-Ducted, Wall Placement | 211034462 |  | HRCU-A-CB-O | MHB012S4S-1L | Mini-Splits | MWHB012S4-*L | 10.3 | 20 | 10.8 | 10.3 | 20.8 | 8.7 | FALSE | FALSE | FALSE | 12000 | 7800 | 2.63 | 8200 | 1.35
211034592 | 04/20/23 | Live | Lennox Industries | DUCANE | Singlezone Non-Ducted, Wall Placement | 211034592 |  | HRCU-A-CB-O | 4DHV2S12S-1L | Mini-Splits | DWH212S4-*L | 10.3 | 20 | 10.8 | 10.3 | 20.8 | 8.7 | FALSE | FALSE | FALSE | 12000 | 7800 | 2.63 | 8200 | 1.35
208674971 | 01/27/23 | Live | Midea Electric Trading | NAKS | Multizone All Ducted | 208674971 |  | HMSV-A-CB | NAKS-MULTI AC-18K-208-230 | Ducted Indoor Units |  | 12 | 19 | 10.8 | 12 | 19 | 9.8 | FALSE | FALSE | TRUE | 18000 | 14800 | 2.49 | 16000 | 2.23
207742511 | 01/05/23 | Live | Midea Electric Trading | MOOVAIR | Singlezone Non-Ducted, Wall Placement | 207742511 |  | HRCU-A-CB-O | DMA24HOS28230E8 | Mini-Splits | DUA24HICU230X5 | 11 | 20.2 | 11.6 | 11 | 20.5 | 11.5 | FALSE | FALSE | TRUE | 24000 | 21000 | 2.64 | 24000 | 2.17
211034566 | 04/20/23 | Live | Lennox Industries | CONCORD | Singlezone Non-Ducted, Wall Placement | 211034566 |  | HRCU-A-CB-O | 4DHV2S12S-1L | Mini-Splits | DWH212S4-*L | 10.3 | 20 | 10.8 | 10.3 | 20.8 | 8.7 | FALSE | FALSE | FALSE | 12000 | 7800 | 2.63 | 8200 | 1.35
210568256 | 01/05/23 | Live | Midea Electric Trading | KERR | Singlezone Non-Ducted, Ceiling Placement | 210568256 |  | HRCU-A-CB-O | A-KMH12SV-1 | Mini-Splits | B-KMH12CU-1 | 12.7 | 21.5 | 10.6 | 12.7 | 22.3 | 10.2 | TRUE | TRUE | TRUE | 12000 | 9900 | 2.55 | 14000 | 2.29
211034540 | 04/20/23 | Live | Lennox Industries | Armstrong Air | Singlezone Non-Ducted, Wall Placement | 211034540 |  | HRCU-A-CB-O | 4DHV2S12S-1L | Mini-Splits | DWH212S4-*L | 10.3 | 20 | 10.8 | 10.3 | 20.8 | 8.7 | FALSE | FALSE | FALSE | 12000 | 7800 | 2.63 | 8200 | 1.35
210693018 | 02/16/23 | Live | Daikin North America, LLC | FRANKLIN | Singlezone Ducted, Centrally Ducted | 210693018 |  | HRCU-A-CB | GSZV904810A* | Ducted Indoor Units | CHPF4860D6D*+MBVC1601**-1A*+TXV |  |  |  | 11 | 19 | 8 | FALSE | FALSE | FALSE | 43000 | 27000 | 2.6 | 34000 | 2.4
211034514 | 04/20/23 | Live | Lennox Industries | Allied | Singlezone Non-Ducted, Wall Placement | 211034514 |  | HRCU-A-CB-O | 4DHV2S12S-1L | Mini-Splits | DWH212S4-*L | 10.3 | 20 | 10.8 | 10.3 | 20.8 | 8.7 | FALSE | FALSE | FALSE | 12000 | 7800 | 2.63 | 8200 | 1.35
208674973 | 01/27/23 | Live | Midea Electric Trading | NAKS | Multizone All Ducted | 208674973 |  | HMSV-A-CB | NAKS-MULTI AC-27K-208-230 | Ducted Indoor Units |  | 11.2 | 21 | 10.2 | 11.7 | 21 | 9.2 | FALSE | FALSE | TRUE | 28000 | 22000 | 2.6 | 22600 | 2.25
210693019 | 02/16/23 | Live | Daikin North America, LLC | FRANKLIN | Singlezone Ducted, Centrally Ducted | 210693019 |  | HRCU-A-CB | GSZV904810A* | Ducted Indoor Units | CHPF4860D6D*+MBVC2001**-1A*+TXV |  |  |  | 11 | 19 | 8 | FALSE | FALSE | FALSE | 43000 | 27000 | 2.6 | 34000 | 2.4
211034488 | 04/20/23 | Live | Lennox Industries | AirEase | Singlezone Non-Ducted, Wall Placement | 211034488 |  | HRCU-A-CB-O | 4DHV2S12S-1L | Mini-Splits | DWH212S4-*L | 10.3 | 20 | 10.8 | 10.3 | 20.8 | 8.7 | FALSE | FALSE | FALSE | 12000 | 7800 | 2.63 | 8200 | 1.35
210605809 | 01/05/23 | Live | Midea Electric Trading | Conforto | Singlezone Non-Ducted, Wall Placement | 210605809 |  | HRCU-A-CB-O | MHSZ124DA | Mini-Splits | MHCAS24DA | 11 | 20.2 | 11.6 | 11 | 20.5 | 11.5 | FALSE | FALSE | TRUE | 24000 | 21000 | 2.64 | 24000 | 2.17
208552830 | 01/27/23 | Live | Midea Electric Trading | MRCOOL | Multizone All Ducted | 208552830 |  | HMSV-A-CB | MULTI2-18HP230B | Ducted Indoor Units |  | 12 | 19 | 10.8 | 12 | 19 | 9.8 | TRUE | TRUE | TRUE | 18000 | 14800 | 2.49 | 16000 | 2.23
211034466 | 04/20/23 | Live | Lennox Industries | LENNOX | Singlezone Non-Ducted, Wall Placement | 211034466 |  | HRCU-A-CB-O | MHB024S4S-1P | Mini-Splits | MWHB024S4-*P | 9.5 | 18.5 | 10.2 | 9.5 | 18.5 | 8.6 | FALSE | FALSE | FALSE | 23800 | 16500 | 2.9 | 19257 | 2.11
206900433 | 01/05/23 | Live | Midea Electric Trading | FRANKLIN | Singlezone Non-Ducted, Ceiling Placement | 206900433 |  | HRCU-A-CB-O | MSH123E23MCAA | Mini-Splits | MST123E20ACAA | 12.7 | 21.5 | 10.6 | 12.7 | 22.3 | 10.2 | FALSE | FALSE | TRUE | 12000 | 9900 | 2.55 | 14000 | 2.29
211034465 | 04/20/23 | Live | Lennox Industries | LENNOX | Singlezone Non-Ducted, Wall Placement | 211034465 |  | HRCU-A-CB-O | MHB018S4S-1P | Mini-Splits | MWHB018S4-*P | 11 | 19.5 | 10 | 10.8 | 19.5 | 8.7 | FALSE | FALSE | FALSE | 18000 | 11400 | 2.57 | 14370 | 2.49
211034464 | 04/20/23 | Live | Lennox Industries | LENNOX | Singlezone Non-Ducted, Wall Placement | 211034464 |  | HRCU-A-CB-O | MHB012S4S-1P | Mini-Splits | MWHB012S4-*P | 10.8 | 20.5 | 10.7 | 10.8 | 21.4 | 9.2 | FALSE | FALSE | FALSE | 12000 | 7000 | 2.5 | 9300 | 2
211034463 | 04/20/23 | Live | Lennox Industries | LENNOX | Singlezone Non-Ducted, Wall Placement | 211034463 |  | HRCU-A-CB-O | MHB009S4S-1P | Mini-Splits | MWHB009S4-*P | 12.6 | 21.5 | 10 | 12.6 | 21.7 | 9.4 | TRUE | TRUE | FALSE | 9000 | 6000 | 2.51 | 8066 | 2.17
208552953 | 01/27/23 | Live | Midea Electric Trading | MRCOOL | Multizone All Ducted | 208552953 |  | HMSV-A-CB | MULTI3-27HP230B | Ducted Indoor Units |  | 11.2 | 21 | 10.2 | 11.7 | 21 | 9.2 | TRUE | FALSE | TRUE | 28000 | 22000 | 2.6 | 22600 | 2.25
211034458 | 04/20/23 | Live | Lennox Industries | LENNOX | Singlezone Non-Ducted, Ceiling Placement | 211034458 |  | HRCU-A-CB-O | MLB024S4S-1P | Mini-Splits | M33C024S4-*P | 11 | 20.2 | 11.6 | 11 | 20.5 | 11.5 | FALSE | FALSE | TRUE | 24000 | 21000 | 4.05 | 24000 | 2.17
211034456 | 04/20/23 | Live | Lennox Industries | LENNOX | Singlezone Non-Ducted, Ceiling Placement | 211034456 |  | HRCU-A-CB-O | MLB012S4S-1P | Mini-Splits | M22A012S4-*P | 12.7 | 21.5 | 10.6 | 12.7 | 22.3 | 10.2 | TRUE | TRUE | TRUE | 12000 | 9900 | 3.3 | 13010 | 2.18
210693029 | 02/16/23 | Live | Daikin North America, LLC | FRANKLIN | Singlezone Ducted, Centrally Ducted | 210693029 |  | HRCU-A-CB | GSZV904810A* | Ducted Indoor Units | CSCF4860N6D*+MBVC1601**-1A*+TXV |  |  |  | 11.5 | 19.5 | 8 | FALSE | FALSE | FALSE | 43000 | 27000 | 2.6 | 34000 | 2.4
210693030 | 02/16/23 | Live | Daikin North America, LLC | FRANKLIN | Singlezone Ducted, Centrally Ducted | 210693030 |  | HRCU-A-CB | GSZV904810A* | Ducted Indoor Units | CSCF4860N6D*+MBVC2001**-1A*+TXV |  |  |  | 11.5 | 19.5 | 8 | FALSE | FALSE | FALSE | 43000 | 27000 | 2.6 | 34000 | 2.4
211034451 | 04/20/23 | Live | Lennox Industries | LENNOX | Singlezone Non-Ducted, Floor Placement | 211034451 |  | HRCU-A-CB-O | MLB018S4S-1P | Mini-Splits | MCFB018S4-*P | 12.5 | 20.2 | 10.5 | 12.5 | 20.5 | 9.8 | TRUE | TRUE | TRUE | 17000 | 12000 | 2.3 | 17000 | 1.9
208959770 | 01/27/23 | Live | Midea Electric Trading | MRCOOL | Multizone All Ducted | 208959770 |  | HMSV-A-CB | DIY-MULTI3-27HP230C | Ducted Indoor Units |  | 11 | 19.5 | 10.4 | 11 | 19.5 | 9.1 | FALSE | FALSE | TRUE | 28000 | 21000 | 2.5 | 22600 | 2.25
207742505 | 01/05/23 | Live | Midea Electric Trading | MOOVAIR | Singlezone Non-Ducted, Wall Placement | 207742505 |  | HRCU-A-CB-O | DMA24HOS25230E8 | Mini-Splits | DUA24HICU230X5 | 12.5 | 20.7 | 10.5 | 12.5 | 21.5 | 9.7 | TRUE | TRUE | TRUE | 24000 | 19000 | 2.6 | 20800 | 2.36
207641342 | 01/05/23 | Live | Midea Electric Trading | SENVILLE | Singlezone Non-Ducted, Ceiling Placement | 207641342 |  | HRCU-A-CB-O | SENA/12HF/OQ | Mini-Splits | SENA/12HF/ICZ | 12.7 | 21.5 | 10.6 | 12.7 | 22.3 | 10.2 | TRUE | TRUE | TRUE | 12000 | 9900 | 2.55 | 14000 | 2.29
211034446 | 04/20/23 | Live | Lennox Industries | LENNOX | Singlezone Ducted, Compact Ducted | 211034446 |  | HRCU-A-CB | MLB018S4S-1P | Mini-Splits | MMDB018S4-*P | 12.5 | 19.6 | 11 | 11.7 | 18 | 9.2 | TRUE | TRUE | TRUE | 17000 | 15000 | 2.27 | 19000 | 2.02
211034444 | 04/20/23 | Live | Lennox Industries | LENNOX | Singlezone Ducted, Compact Ducted | 211034444 |  | HRCU-A-CB | MLB009S4S-1P | Mini-Splits | MMDB009S4-*P | 14 | 23 | 12 | 13.2 | 20.2 | 12 | TRUE | TRUE | TRUE | 8800 | 10100 | 4.35 | 12280 | 1.98
211034443 | 04/20/23 | Live | Lennox Industries | LENNOX | Singlezone Non-Ducted, Wall Placement | 211034443 |  | HRCU-A-CB-O | MLB024S4S-1P | Mini-Splits | MWMC024S4-*P | 13 | 21.5 | 12 | 13 | 21.5 | 11.4 | TRUE | TRUE | TRUE | 24000 | 21200 | 3.27 | 25485 | 2.06
211034442 | 04/20/23 | Live | Lennox Industries | LENNOX | Singlezone Non-Ducted, Wall Placement | 211034442 |  | HRCU-A-CB-O | MLB018S4S-1P | Mini-Splits | MWMC018S4-*P | 12.5 | 21.5 | 13 | 12.5 | 21.5 | 11.2 | TRUE | TRUE | TRUE | 18000 | 15000 | 3.89 | 19200 | 1.99
211034441 | 04/20/23 | Live | Lennox Industries | LENNOX | Singlezone Non-Ducted, Wall Placement | 211034441 |  | HRCU-A-CB-O | MLB012S4S-1P | Mini-Splits | MWMC012S4-*P | 13.5 | 25.5 | 13 | 13.5 | 25.5 | 10.4 | TRUE | TRUE | TRUE | 12000 | 10000 | 4.01 | 13112 | 2.11
211034439 | 04/20/23 | Live | Lennox Industries | LENNOX | Singlezone Non-Ducted, Ceiling Placement | 211034439 |  | HRCU-A-CB-O | MPC048S4S-1P | Mini-Splits | M33C048S4-*P | 9.5 | 17.8 | 11 | 9.5 | 18.5 | 9.8 | FALSE | FALSE | TRUE | 47000 | 30000 | 1.93 | 37903 | 2.22
211034435 | 04/20/23 | Live | Lennox Industries | LENNOX | Singlezone Non-Ducted, Ceiling Placement | 211034435 |  | HRCU-A-CB-O | MPC012S4S-1P | Mini-Splits | M22A012S4-*P | 14 | 22 | 10.6 | 13.9 | 22.7 | 9.9 | TRUE | FALSE | TRUE | 11800 | 8900 | 3.22 | 10060 | 2.36
207742530 | 01/27/23 | Live | Midea Electric Trading | MOOVAIR | Multizone All Ducted | 207742530 |  | HMSV-A-CB | DMA18HOM23230X2 | Ducted Indoor Units |  | 12 | 19 | 10.8 | 12 | 19 | 9.8 | TRUE | TRUE | TRUE | 18000 | 14800 | 2.49 | 16000 | 2.23
211034434 | 04/20/23 | Live | Lennox Industries | LENNOX | Singlezone Non-Ducted, Ceiling Placement | 211034434 |  | HRCU-A-CB-O | MPC009S4S-1P | Mini-Splits | M22A009S4-*P | 13 | 20 | 10.5 | 13 | 20 | 10 | TRUE | TRUE | TRUE | 8900 | 7500 | 3.33 | 9070 | 2.18
211034433 | 04/20/23 | Live | Lennox Industries | LENNOX | Singlezone Non-Ducted, Floor Placement | 211034433 |  | HRCU-A-CB-O | MPC048S4S-1P | Mini-Splits | MCFA048S4-*P | 9.3 | 18 | 11 | 9.1 | 18.9 | 9.7 | TRUE | TRUE | TRUE | 48000 | 29000 | 2.3 | 36007 | 2.26
211034432 | 04/20/23 | Live | Lennox Industries | LENNOX | Singlezone Non-Ducted, Floor Placement | 211034432 |  | HRCU-A-CB-O | MPC036S4S-1P | Mini-Splits | MCFA036S4-*P | 8 | 17 | 10 | 8.5 | 18.8 | 9 | FALSE | FALSE | FALSE | 35600 | 23000 | 2.41 | 25972 | 2.16
211034431 | 04/20/23 | Live | Lennox Industries | LENNOX | Singlezone Non-Ducted, Floor Placement | 211034431 |  | HRCU-A-CB-O | MPC024S4S-1P | Mini-Splits | MCFA024S4-*P | 12.5 | 20 | 11.2 | 12.5 | 21.2 | 10.2 | TRUE | TRUE | TRUE | 24000 | 16000 | 3.13 | 18600 | 2.28
211034430 | 04/20/23 | Live | Lennox Industries | LENNOX | Singlezone Non-Ducted, Floor Placement | 211034430 |  | HRCU-A-CB-O | MPC018S4S-1P | Mini-Splits | MCFB018S4-*P | 12.5 | 21.5 | 10.5 | 12.5 | 23 | 9.9 | TRUE | FALSE | TRUE | 18000 | 12800 | 2.5 | 13700 | 2.11
211034429 | 04/20/23 | Live | Lennox Industries | LENNOX | Singlezone Non-Ducted, Floor Placement | 211034429 |  | HRCU-A-CB-O | MPC012S4S-1P | Mini-Splits | MFMA012S4-*P | 13 | 21.5 | 10 | 13 | 22.7 | 10.2 | TRUE | TRUE | TRUE | 12000 | 9000 | 3.3 | 9750 | 2.07
210568255 | 01/05/23 | Live | Midea Electric Trading | KERR | Singlezone Ducted, Compact Ducted | 210568255 |  | HRCU-A-CB | A-KMH09SV-1 | Mini-Splits | B-KMH09DU-1 | 14 | 23 | 12 | 13.2 | 20.2 | 12 | TRUE | TRUE | TRUE | 9000 | 10100 | 2.41 | 11600 | 1.9
207742436 | 01/05/23 | Live | Midea Electric Trading | ELIOS | Singlezone Non-Ducted, Wall Placement | 207742436 |  | HRCU-A-CB-O | DEA24HOS25230E8 | Mini-Splits | DUA24HICU230X5 | 12.5 | 20.7 | 10.5 | 12.5 | 21.5 | 9.7 | FALSE | FALSE | TRUE | 24000 | 19000 | 2.6 | 20800 | 2.36
207742533 | 01/27/23 | Live | Midea Electric Trading | MOOVAIR | Multizone All Ducted | 207742533 |  | HMSV-A-CB | DMA27HOM23230X2 | Ducted Indoor Units |  | 11.2 | 21 | 10.2 | 11.7 | 21 | 9.2 | TRUE | FALSE | TRUE | 28000 | 22000 | 2.6 | 22600 | 2.25
210609984 | 02/16/23 | Live | Daikin North America, LLC | FRANKLIN | Singlezone Ducted, Centrally Ducted | 210609984 |  | HRCU-A-CB | ASZV904810A* | Ducted Indoor Units | AMVE48DP1400A* |  |  |  | 11.5 | 20 | 8.2 | FALSE | FALSE | TRUE | 44000 | 27000 | 2.6 | 34000 | 2.4
210609985 | 02/16/23 | Live | Daikin North America, LLC | FRANKLIN | Singlezone Ducted, Centrally Ducted | 210609985 |  | HRCU-A-CB | ASZV904810A* | Ducted Indoor Units | AMVE60DP1400A* |  |  |  | 11.5 | 20 | 8.2 | FALSE | FALSE | TRUE | 44000 | 27000 | 2.6 | 34000 | 2.4
210693196 | 02/16/23 | Live | Daikin North America, LLC | FRANKLIN | Singlezone Ducted, Centrally Ducted | 210693196 |  | HRCU-A-CB | ASZV904810A* | Ducted Indoor Units | CA*F4860*6D*+MBVC1601**-1A*+TXV |  |  |  | 11 | 19.5 | 8.2 | FALSE | FALSE | TRUE | 43500 | 27000 | 2.6 | 34000 | 2.4
210693197 | 02/16/23 | Live | Daikin North America, LLC | FRANKLIN | Singlezone Ducted, Centrally Ducted | 210693197 |  | HRCU-A-CB | ASZV904810A* | Ducted Indoor Units | CA*F4860*6D*+MBVC2001**-1A*+TXV |  |  |  | 11.5 | 20 | 8.2 | FALSE | FALSE | TRUE | 43500 | 27000 | 2.6 | 34000 | 2.4
211931446 | 07/13/23 | Live | Gree | TOSOT | Singlezone Non-Ducted, Wall Placement | 211931446 |  | HRCU-A-CB-O | GWH09QCXB-A3DND4B/O | Mini-Splits | GWH09AFCXB-A3DN***/I |  |  |  | 12.5 | 20 | 8.6 | FALSE | FALSE | FALSE | 9100 | 6300 | 2.72 | 10000 | 2.02
211034428 | 04/20/23 | Live | Lennox Industries | LENNOX | Singlezone Ducted, Compact Ducted | 211034428 |  | HRCU-A-CB | MPC048S4S-1P | Mini-Splits | MMDB048S4-*P | 9.2 | 17.4 | 10.3 | 8.4 | 15.1 | 9.1 | FALSE | FALSE | FALSE | 48000 | 34000 | 2.93 | 41070 | 2.32
211931450 | 07/13/23 | Live | Gree | TOSOT | Singlezone Non-Ducted, Wall Placement | 211931450 |  | HRCU-A-CB-O | GWH12QCXB-A3DND4C/O | Mini-Splits | GWH12AFCXB-A3DN***/I |  |  |  | 11.3 | 20 | 8.5 | FALSE | FALSE | FALSE | 12000 | 7000 | 2.74 | 10500 | 2.11
211931452 | 07/13/23 | Live | Gree | TOSOT | Singlezone Non-Ducted, Wall Placement | 211931452 |  | HRCU-A-CB-O | GWH12QCXB-D3DND4C/O | Mini-Splits | GWH12AFCXB-D3DN***/I |  |  |  | 11.3 | 20 | 8.5 | FALSE | FALSE | FALSE | 12000 | 7000 | 2.74 | 10500 | 2.11
211034425 | 04/20/23 | Live | Lennox Industries | LENNOX | Singlezone Ducted, Compact Ducted | 211034425 |  | HRCU-A-CB | MPC018S4S-1P | Mini-Splits | MMDB018S4-*P | 12.5 | 20.5 | 11 | 12.3 | 20 | 10.5 | TRUE | FALSE | TRUE | 17000 | 12600 | 2.74 | 14000 | 2.28
211034424 | 04/20/23 | Live | Lennox Industries | LENNOX | Singlezone Ducted, Compact Ducted | 211034424 |  | HRCU-A-CB | MPC012S4S-1P | Mini-Splits | MMDB012S4-*P | 12.5 | 21.5 | 10.5 | 11.7 | 18.8 | 10.3 | TRUE | TRUE | TRUE | 11500 | 9300 | 3.13 | 11060 | 2.59
211034423 | 04/20/23 | Live | Lennox Industries | LENNOX | Singlezone Ducted, Compact Ducted | 211034423 |  | HRCU-A-CB | MPC009S4S-1P | Mini-Splits | MMDB009S4-*P | 13.5 | 21 | 11.5 | 12.5 | 19.2 | 10 | TRUE | TRUE | TRUE | 9000 | 7700 | 3.53 | 9680 | 2.42
207742324 | 01/05/23 | Live | Midea Electric Trading | C&H | Singlezone Non-Ducted, Wall Placement | 207742324 |  | HRCU-A-CB-O | CH-ES24-230VO | Mini-Splits | CH-N24MSPHCT-230VI | 12.5 | 20.7 | 10.5 | 12.5 | 21.5 | 9.7 | TRUE | TRUE | TRUE | 24000 | 19000 | 2.6 | 20800 | 2.36
211034420 | 04/20/23 | Live | Lennox Industries | LENNOX | Singlezone Non-Ducted, Wall Placement | 211034420 |  | HRCU-A-CB-O | MPC030S4S-1P | Mini-Splits | MWMC030S4-*P | 11.5 | 20 | 9.6 | 11.4 | 20 | 9.2 | FALSE | FALSE | FALSE | 29600 | 19000 | 2.25 | 21100 | 1.68
210363336 | 10/19/22 | Live | RBL A/C INC. | SHARP | Singlezone Non-Ducted, Wall Placement | 210363336 |  | HRCU-A-CB-O | AE-X24ZU | Mini-Splits | AY-XPC24ZU |  |  |  | 10 | 22 | 11 | FALSE | FALSE | FALSE | 22000 | 22400 | 2.52 | 22400 | 2.34
207641345 | 01/05/23 | Live | Midea Electric Trading | SENVILLE | Singlezone Ducted, Compact Ducted | 207641345 |  | HRCU-A-CB | SENA/09HF/OQ | Mini-Splits | SENA/09HF/ID | 14 | 23 | 12 | 13.2 | 20.2 | 12 | TRUE | TRUE | TRUE | 9000 | 10100 | 2.41 | 11600 | 1.9
212365450 | 07/13/23 | Live | Midea Electric Trading | CUSTOM COMFORT | Singlezone Ducted, Centrally Ducted | 212365450 |  | HRCU-A-CB | CCOXHA24V18HP |  | CCOXHAAH24V18 | 12.5 | 20 | 11 | 12.4 | 18 | 9.3 | TRUE | TRUE | TRUE | 18000 | 13500 | 2.6 | 21000 | 2.21
211034419 | 04/20/23 | Live | Lennox Industries | LENNOX | Singlezone Non-Ducted, Wall Placement | 211034419 |  | HRCU-A-CB-O | MPC024S4S-1P | Mini-Splits | MWMC024S4-*P | 14 | 22 | 12 | 14 | 22 | 9.9 | TRUE | FALSE | TRUE | 24000 | 16200 | 3.08 | 20000 | 2.1
212365451 | 07/13/23 | Live | Midea Electric Trading | CUSTOM COMFORT | Singlezone Ducted, Centrally Ducted | 212365451 |  | HRCU-A-CB | CCOXHA24V24HP |  | CCOXHAAH24V24 | 12.5 | 20 | 12 | 11.7 | 17.4 | 10 | TRUE | TRUE | TRUE | 24000 | 19200 | 2.5 | 26400 | 2.14
211034418 | 04/20/23 | Live | Lennox Industries | LENNOX | Singlezone Non-Ducted, Wall Placement | 211034418 |  | HRCU-A-CB-O | MPC018S4S-1P | Mini-Splits | MWMC018S4-*P | 12.5 | 22.6 | 12 | 12.4 | 23.5 | 10.7 | TRUE | FALSE | TRUE | 18000 | 14900 | 2.99 | 15934 | 2.37
210693209 | 02/16/23 | Live | Daikin North America, LLC | FRANKLIN | Singlezone Ducted, Centrally Ducted | 210693209 |  | HRCU-A-CB | ASZV904810A* | Ducted Indoor Units | CA*F4961*6D*+MBVC1601**-1A*+TXV |  |  |  | 11.5 | 20 | 8.2 | FALSE | FALSE | TRUE | 44000 | 27000 | 2.6 | 34000 | 2.4
210607418 | 02/16/23 | Live | Daikin North America, LLC | FRANKLIN | Singlezone Ducted, Centrally Ducted | 210607418 |  | HRCU-A-CB | ASZV904810A* | Ducted Indoor Units | CA*F4961*6D*+MBVC2001**-1A*+TX |  |  |  | 12 | 19 | 8.2 | FALSE | FALSE | TRUE | 45000 | 27000 | 2.6 | 34000 | 2.4
207742545 | 01/27/23 | Live | Midea Electric Trading | MOOVAIR | Multizone All Ducted | 207742545 |  | HMSV-A-CB | DMA27HOM25230X3 | Ducted Indoor Units |  | 11.5 | 20 | 10.1 | 11.7 | 20 | 9.5 | TRUE | TRUE | TRUE | 28000 | 27000 | 2.3 | 27200 | 2.21
212365454 | 07/13/23 | Live | Midea Electric Trading | CUSTOM COMFORT | Singlezone Ducted, Centrally Ducted | 212365454 |  | HRCU-A-CB | CCOXHA24V48HP |  | CCOXHAAH24V48 | 8.5 | 16 | 10 | 8.2 | 15.6 | 9.4 | TRUE | TRUE | FALSE | 47000 | 36000 | 2.36 | 48000 | 2.05
211034417 | 04/20/23 | Live | Lennox Industries | LENNOX | Singlezone Non-Ducted, Wall Placement | 211034417 |  | HRCU-A-CB-O | MPC012S4S-1P | Mini-Splits | MWMC012S4-*P | 13.7 | 23.2 | 13.2 | 13.7 | 24.6 | 10.7 | TRUE | FALSE | TRUE | 12000 | 9000 | 3.22 | 9922 | 2.31
212365446 | 07/13/23 | Live | Midea Electric Trading | CUSTOM COMFORT | Singlezone Ducted, Centrally Ducted | 212365446 |  | HRCU-A-CB | CCOXHASZ24HP |  | CCOXHAAHU24 | 12.5 | 21 | 11.6 | 11.7 | 18.4 | 9.3 | TRUE | TRUE | TRUE | 23000 | 16900 | 2.4 | 25000 | 2.22
211034416 | 04/20/23 | Live | Lennox Industries | LENNOX | Singlezone Non-Ducted, Wall Placement | 211034416 |  | HRCU-A-CB-O | MPC009S4S-1P | Mini-Splits | MWMC009S4-*P | 15 | 25.5 | 12.2 | 15 | 25.5 | 11.9 | TRUE | TRUE | TRUE | 9000 | 8500 | 4.15 | 9612 | 2.29
212365445 | 07/13/23 | Live | Midea Electric Trading | CUSTOM COMFORT | Singlezone Ducted, Centrally Ducted | 212365445 |  | HRCU-A-CB | CCOXHASZ17HP |  | CCOXHAAHU18 | 12.5 | 20 | 10.8 | 11.7 | 17.6 | 9.6 | TRUE | TRUE | TRUE | 18000 | 15400 | 2.7 | 18200 | 2.14
211034596 | 04/20/23 | Live | Lennox Industries | DUCANE | Singlezone Non-Ducted, Wall Placement | 211034596 |  | HRCU-A-CB-O | 4DHV2S24S-1P | Mini-Splits | DWH224S4-*P | 9.5 | 18.5 | 10.2 | 9.5 | 18.5 | 8.6 | FALSE | FALSE | FALSE | 23800 | 16500 | 2.9 | 19257 | 2.11
211793548 | 07/13/23 | Live | Midea Electric Trading | KADEN | Singlezone Ducted, Centrally Ducted | 211793548 |  | HRCU-A-CB | KO-UUS18HP-2AAMA |  | KI-UUS18AH-2AAMA | 11.1 | 19 | 10.8 | 10.9 | 17 | 8.8 | FALSE | FALSE | TRUE | 18000 | 12000 | 2.71 | 12000 | 2.71
211793549 | 07/13/23 | Live | Midea Electric Trading | KADEN | Singlezone Ducted, Centrally Ducted | 211793549 |  | HRCU-A-CB | KO-UUS24HP-2AAMA |  | KI-UUS24AHP-2AAMA | 11.3 | 19.4 | 11.3 | 10.5 | 17 | 9.2 | FALSE | FALSE | TRUE | 24000 | 21000 | 2.8 | 22000 | 2.8
211793551 | 07/13/23 | Live | Midea Electric Trading | KADEN | Singlezone Ducted, Centrally Ducted | 211793551 |  | HRCU-A-CB | KO-UUS36HP-2AAMA |  | KI-UUS36AHU-2AAMA | 10.4 | 18 | 9.1 | 10.1 | 16.9 | 8.2 | FALSE | FALSE | FALSE | 36000 | 20400 | 2.48 | 22700 | 2.1
211793552 | 07/13/23 | Live | Midea Electric Trading | KADEN | Singlezone Ducted, Centrally Ducted | 211793552 |  | HRCU-A-CB | KO-UUS48HP-2AAMA |  | KI-UUS48AHU-2AAMA | 9.3 | 17.3 | 10 | 8.8 | 15.8 | 9.4 | FALSE | FALSE | FALSE | 47000 | 37000 | 2.4 | 39000 | 2.2
211034595 | 04/20/23 | Live | Lennox Industries | DUCANE | Singlezone Non-Ducted, Wall Placement | 211034595 |  | HRCU-A-CB-O | 4DHV2S18S-1P | Mini-Splits | DWH218S4-*P | 11 | 19.5 | 10 | 10.8 | 19.5 | 8.7 | FALSE | FALSE | FALSE | 18000 | 11400 | 2.57 | 14370 | 2.49
206900427 | 01/05/23 | Live | Midea Electric Trading | FRANKLIN | Singlezone Ducted, Compact Ducted | 206900427 |  | HRCU-A-CB | MSH093E23MCAA | Mini-Splits | MST093E21ADAA | 14 | 23 | 12 | 13.2 | 20.2 | 12 | FALSE | FALSE | TRUE | 9000 | 10100 | 2.41 | 11600 | 1.9
212365458 | 07/13/23 | Live | Midea Electric Trading | CUSTOM COMFORT | Singlezone Ducted, Centrally Ducted | 212365458 |  | HRCU-A-C | CCOXHA24V30HP |  | CCOACC3036C | 10.7 | 14.2 | 9.5 | 10.5 | 15.5 | 9.7 | TRUE | TRUE | TRUE | 30000 | 22600 | 2.62 | 26000 | 2.28
211034594 | 04/20/23 | Live | Lennox Industries | DUCANE | Singlezone Non-Ducted, Wall Placement | 211034594 |  | HRCU-A-CB-O | 4DHV2S12S-1P | Mini-Splits | DWH212S4-*P | 10.8 | 20.5 | 10.7 | 10.8 | 21.4 | 9.2 | FALSE | FALSE | FALSE | 12000 | 7000 | 2.5 | 9300 | 2
212365460 | 07/13/23 | Live | Midea Electric Trading | CUSTOM COMFORT | Singlezone Ducted, Centrally Ducted | 212365460 |  | HRCU-A-C | CCOXHA24V48HP |  | CCOACC48C | 9 | 14 | 10 | 8.6 | 14.3 | 9 | FALSE | FALSE | FALSE | 46000 | 32000 | 2.36 | 45000 | 2.11
211034593 | 04/20/23 | Live | Lennox Industries | DUCANE | Singlezone Non-Ducted, Wall Placement | 211034593 |  | HRCU-A-CB-O | 4DHV2S09S-1P | Mini-Splits | DWH209S4-*P | 12.6 | 21.5 | 10 | 12.6 | 21.7 | 9.4 | TRUE | TRUE | FALSE | 9000 | 6000 | 2.51 | 8066 | 2.17
212365447 | 07/13/23 | Live | Midea Electric Trading | CUSTOM COMFORT | Singlezone Ducted, Centrally Ducted | 212365447 |  | HRCU-A-CB | CCOXHASZ36CHP |  | CCOXHAAHUC36 | 11 | 18 | 10.6 | 10 | 14.9 | 8.9 | FALSE | FALSE | FALSE | 36000 | 28600 | 2.2 | 43000 | 2.2
211034590 | 04/20/23 | Live | Lennox Industries | DUCANE | Singlezone Non-Ducted, Ceiling Placement | 211034590 |  | HRCU-A-CB-O | 4DHP2S48S-1P | Mini-Splits | D33C248S4-*P | 9.5 | 17.8 | 11 | 9.5 | 18.5 | 9.8 | FALSE | FALSE | TRUE | 47000 | 30000 | 1.93 | 37903 | 2.22
210693222 | 02/16/23 | Live | Daikin North America, LLC | FRANKLIN | Singlezone Ducted, Centrally Ducted | 210693222 |  | HRCU-A-CB | ASZV904810A* | Ducted Indoor Units | CHPF4860D6D*+MBVC1601**-1A*+TXV |  |  |  | 11 | 19 | 8 | FALSE | FALSE | FALSE | 43000 | 27000 | 2.6 | 34000 | 2.4
212365455 | 07/13/23 | Live | Midea Electric Trading | CUSTOM COMFORT | Singlezone Ducted, Centrally Ducted | 212365455 |  | HRCU-A-CB | CCOXHA24V60HP |  | CCOXHAAH24V60 | 9 | 16.4 | 10.5 | 8.8 | 15.3 | 9.4 | TRUE | TRUE | FALSE | 55000 | 42000 | 2.6 | 52500 | 2.3
212365449 | 07/13/23 | Live | Midea Electric Trading | CUSTOM COMFORT | Singlezone Ducted, Centrally Ducted | 212365449 |  | HRCU-A-CB | CCOXHASZ60CHP |  | CCOXHAAHUC60 | 9 | 16.4 | 10.5 | 9 | 15.5 | 9.2 | TRUE | TRUE | FALSE | 55000 | 41000 | 2.56 | 57000 | 2.35
210693223 | 02/16/23 | Live | Daikin North America, LLC | FRANKLIN | Singlezone Ducted, Centrally Ducted | 210693223 |  | HRCU-A-CB | ASZV904810A* | Ducted Indoor Units | CHPF4860D6D*+MBVC2001**-1A*+TXV |  |  |  | 11 | 19 | 8 | FALSE | FALSE | FALSE | 43000 | 27000 | 2.6 | 34000 | 2.4
212365405 | 07/13/23 | Live | Midea Electric Trading | CUSTOM COMFORT | Singlezone Non-Ducted, Wall Placement | 212365405 |  | HRCU-A-CB-O | CCOXHASZ12HP | Mini-Splits | CCOXHAWM12 | 14 | 25.5 | 13 | 14 | 25.5 | 10.4 | TRUE | TRUE | TRUE | 12000 | 10000 | 2.4 | 13112 | 2.11
211034586 | 04/20/23 | Live | Lennox Industries | DUCANE | Singlezone Non-Ducted, Ceiling Placement | 211034586 |  | HRCU-A-CB-O | 4DHP2S12S-1P | Mini-Splits | D22C112S4-*P | 14 | 22 | 10.6 | 13.9 | 22.7 | 9.9 | TRUE | FALSE | TRUE | 11800 | 8900 | 3.22 | 10060 | 2.36
211034585 | 04/20/23 | Live | Lennox Industries | DUCANE | Singlezone Non-Ducted, Ceiling Placement | 211034585 |  | HRCU-A-CB-O | 4DHPS209S-1P | Mini-Splits | D22C109S4-*P | 13 | 20 | 10.5 | 13 | 20 | 10 | TRUE | TRUE | TRUE | 8900 | 7500 | 3.33 | 9070 | 2.18
212365406 | 07/13/23 | Live | Midea Electric Trading | CUSTOM COMFORT | Singlezone Non-Ducted, Wall Placement | 212365406 |  | HRCU-A-CB-O | CCOXHASZ17HP | Mini-Splits | CCOXHAWM18 | 12.5 | 21.5 | 13 | 12.5 | 21.5 | 11.3 | TRUE | TRUE | TRUE | 18000 | 15000 | 2.35 | 19200 | 1.99
211034584 | 04/20/23 | Live | Lennox Industries | DUCANE | Singlezone Ducted, Compact Ducted | 211034584 |  | HRCU-A-CB | 4DHP2S48S-1P | Mini-Splits | DMD248S4-*P | 9.2 | 17.4 | 10.3 | 8.4 | 15.1 | 9.1 | FALSE | FALSE | FALSE | 48000 | 34000 | 2.93 | 41070 | 2.32
206900419 | 01/05/23 | Live | Midea Electric Trading | GOODMAN | Singlezone Ducted, Compact Ducted | 206900419 |  | HRCU-A-CB | MSH093E23MCAA | Mini-Splits | MST093E21ADAA | 14 | 23 | 12 | 13.2 | 20.2 | 12 | FALSE | FALSE | TRUE | 9000 | 10100 | 2.41 | 11600 | 1.9
208136320 | 01/27/23 | Live | Midea Electric Trading | MOOVAIR | Multizone All Ducted | 208136320 |  | HMSV-A-CB | DMA55HOM25230X3 | Ducted Indoor Units |  | 10.5 | 19 | 11 | 10.5 | 18.8 | 9.3 | TRUE | TRUE | TRUE | 55000 | 35200 | 2.5 | 45000 | 2.06
212365407 | 07/13/23 | Live | Midea Electric Trading | CUSTOM COMFORT | Singlezone Non-Ducted, Wall Placement | 212365407 |  | HRCU-A-CB-O | CCOXHASZ24HP | Mini-Splits | CCOXHAWM24 | 13 | 21.5 | 12 | 13 | 21.5 | 11.4 | TRUE | TRUE | TRUE | 24000 | 21200 | 2.88 | 24485 | 1.98
211034581 | 04/20/23 | Live | Lennox Industries | DUCANE | Singlezone Ducted, Compact Ducted | 211034581 |  | HRCU-A-CB | 4DHP2S18S-1P | Mini-Splits | DMD218S4-*P | 12.5 | 20.5 | 11 | 12.3 | 20 | 10.5 | TRUE | FALSE | TRUE | 17000 | 12600 | 2.74 | 14000 | 2.28
211034580 | 04/20/23 | Live | Lennox Industries | DUCANE | Singlezone Ducted, Compact Ducted | 211034580 |  | HRCU-A-CB | 4DHP2S12S-1P | Mini-Splits | DMD212S4-*P | 12.5 | 21.5 | 10.5 | 11.7 | 18.8 | 10.3 | TRUE | TRUE | TRUE | 11500 | 9300 | 3.13 | 11060 | 2.59
211034579 | 04/20/23 | Live | Lennox Industries | DUCANE | Singlezone Ducted, Compact Ducted | 211034579 |  | HRCU-A-CB | 4DHPS209S-1P | Mini-Splits | DMD209S4-*P | 13.5 | 21 | 11.5 | 12.5 | 19.2 | 10 | TRUE | TRUE | TRUE | 9000 | 7700 | 3.53 | 9680 | 2.42
211034576 | 04/20/23 | Live | Lennox Industries | DUCANE | Singlezone Non-Ducted, Wall Placement | 211034576 |  | HRCU-A-CB-O | 4DHP2S30S-1P | Mini-Splits | DWM230S4-*P | 11.5 | 20 | 9.6 | 11.4 | 20 | 9.2 | FALSE | FALSE | FALSE | 29600 | 19000 | 2.25 | 21100 | 1.68
211034575 | 04/20/23 | Live | Lennox Industries | DUCANE | Singlezone Non-Ducted, Wall Placement | 211034575 |  | HRCU-A-CB-O | 4DHP2S24S-1P | Mini-Splits | DWM224S4-*P | 14 | 22 | 12 | 14 | 22 | 9.9 | TRUE | FALSE | TRUE | 24000 | 16200 | 3.08 | 20000 | 2.1
211034574 | 04/20/23 | Live | Lennox Industries | DUCANE | Singlezone Non-Ducted, Wall Placement | 211034574 |  | HRCU-A-CB-O | 4DHP2S18S-1P | Mini-Splits | DWM218S4-*P | 12.5 | 22.6 | 12 | 12.4 | 23.5 | 10.7 | TRUE | FALSE | TRUE | 18000 | 14900 | 2.99 | 15934 | 2.37
212365415 | 07/13/23 | Live | Midea Electric Trading | CUSTOM COMFORT | Singlezone Ducted, Compact Ducted | 212365415 |  | HRCU-A-CB | CCOXHASZ09HP | Mini-Splits | CCOXHASD09 | 14 | 23 | 12 | 13.2 | 20.2 | 12 | TRUE | TRUE | TRUE | 9000 | 10100 | 2.41 | 11600 | 1.9
207641305 | 01/27/23 | Live | Midea Electric Trading | LBG Products | Multizone All Ducted | 207641305 |  | HMSV-A-CB | LMHB18DO | Ducted Indoor Units |  | 12 | 19 | 10.8 | 12 | 19 | 9.8 | TRUE | TRUE | TRUE | 18000 | 14800 | 2.49 | 16000 | 2.23
212365410 | 07/13/23 | Live | Midea Electric Trading | CUSTOM COMFORT | Singlezone Non-Ducted, Ceiling Placement | 212365410 |  | HRCU-A-CB-O | CCOXHASZ12HP | Mini-Splits | CCOXHA4C12 | 12.7 | 21.5 | 10.6 | 12.7 | 22.3 | 10.2 | TRUE | TRUE | TRUE | 12000 | 9900 | 2.55 | 14000 | 2.29
211034573 | 04/20/23 | Live | Lennox Industries | DUCANE | Singlezone Non-Ducted, Wall Placement | 211034573 |  | HRCU-A-CB-O | 4DHP2S12S-1P | Mini-Splits | DWM212S4-*P | 13.7 | 23.2 | 13.2 | 13.7 | 24.6 | 10.7 | TRUE | FALSE | TRUE | 12000 | 9000 | 3.22 | 9922 | 2.31
211034572 | 04/20/23 | Live | Lennox Industries | DUCANE | Singlezone Non-Ducted, Wall Placement | 211034572 |  | HRCU-A-CB-O | 4DHPS209S-1P | Mini-Splits | DWM209S4-*P | 15 | 25.5 | 12.2 | 15 | 25.5 | 11.9 | TRUE | TRUE | TRUE | 9000 | 8500 | 4.15 | 9612 | 2.29
212365417 | 07/13/23 | Live | Midea Electric Trading | CUSTOM COMFORT | Singlezone Ducted, Compact Ducted | 212365417 |  | HRCU-A-CB | CCOXHASZ17HP | Mini-Splits | CCOXHASD18 | 12.5 | 19.6 | 11 | 11.7 | 18 | 9.5 | TRUE | TRUE | TRUE | 17000 | 15000 | 2.27 | 19000 | 2.02
211034570 | 04/20/23 | Live | Lennox Industries | CONCORD | Singlezone Non-Ducted, Wall Placement | 211034570 |  | HRCU-A-CB-O | 4DHV2S24S-1P | Mini-Splits | DWH224S4-*P | 9.5 | 18.5 | 10.2 | 9.5 | 18.5 | 8.6 | FALSE | FALSE | FALSE | 23800 | 16500 | 2.9 | 19257 | 2.11
212365424 | 07/13/23 | Live | Midea Electric Trading | CUSTOM COMFORT | Singlezone Non-Ducted, Floor Placement | 212365424 |  | HRCU-A-CB-O | CCOXHASZ17HP | Mini-Splits | CCOXHAFC18 | 12.5 | 20.2 | 10.6 | 12.5 | 20.5 | 9.8 | TRUE | TRUE | TRUE | 17000 | 12000 | 2.3 | 17000 | 1.9
211034569 | 04/20/23 | Live | Lennox Industries | CONCORD | Singlezone Non-Ducted, Wall Placement | 211034569 |  | HRCU-A-CB-O | 4DHV2S18S-1P | Mini-Splits | DWH218S4-*P | 11 | 19.5 | 10 | 10.8 | 19.5 | 8.7 | FALSE | FALSE | FALSE | 18000 | 11400 | 2.57 | 14370 | 2.49
211034568 | 04/20/23 | Live | Lennox Industries | CONCORD | Singlezone Non-Ducted, Wall Placement | 211034568 |  | HRCU-A-CB-O | 4DHV2S12S-1P | Mini-Splits | DWH212S4-*P | 10.8 | 20.5 | 10.7 | 10.8 | 21.4 | 9.2 | FALSE | FALSE | FALSE | 12000 | 7000 | 2.5 | 9300 | 2
211034567 | 04/20/23 | Live | Lennox Industries | CONCORD | Singlezone Non-Ducted, Wall Placement | 211034567 |  | HRCU-A-CB-O | 4DHV2S09S-1P | Mini-Splits | DWH209S4-*P | 12.6 | 21.5 | 10 | 12.6 | 21.7 | 9.4 | TRUE | TRUE | FALSE | 9000 | 6000 | 2.51 | 8066 | 2.17
211034564 | 04/20/23 | Live | Lennox Industries | CONCORD | Singlezone Non-Ducted, Ceiling Placement | 211034564 |  | HRCU-A-CB-O | 4DHP2S48S-1P | Mini-Splits | D33C248S4-*P | 9.5 | 17.8 | 11 | 9.5 | 18.5 | 9.8 | FALSE | FALSE | TRUE | 47000 | 30000 | 1.93 | 37903 | 2.22
207641307 | 01/27/23 | Live | Midea Electric Trading | LBG Products | Multizone All Ducted | 207641307 |  | HMSV-A-CB | LMHB27DO | Ducted Indoor Units |  | 11.2 | 21 | 10.2 | 11.7 | 21 | 9.2 | TRUE | FALSE | TRUE | 28000 | 22000 | 2.6 | 22600 | 2.25
210693233 | 02/16/23 | Live | Daikin North America, LLC | FRANKLIN | Singlezone Ducted, Centrally Ducted | 210693233 |  | HRCU-A-CB | ASZV904810A* | Ducted Indoor Units | CSCF4860N6D*+MBVC1601**-1A*+TXV |  |  |  | 11.5 | 19.5 | 8 | FALSE | FALSE | FALSE | 43000 | 27000 | 2.6 | 34000 | 2.4
211034560 | 04/20/23 | Live | Lennox Industries | CONCORD | Singlezone Non-Ducted, Ceiling Placement | 211034560 |  | HRCU-A-CB-O | 4DHP2S12S-1P | Mini-Splits | D22C112S4-*P | 14 | 22 | 10.6 | 13.9 | 22.7 | 9.9 | TRUE | FALSE | TRUE | 11800 | 8900 | 3.22 | 10060 | 2.36
211034559 | 04/20/23 | Live | Lennox Industries | CONCORD | Singlezone Non-Ducted, Ceiling Placement | 211034559 |  | HRCU-A-CB-O | 4DHPS209S-1P | Mini-Splits | D22C109S4-*P | 13 | 20 | 10.5 | 13 | 20 | 10 | TRUE | TRUE | TRUE | 8900 | 7500 | 3.33 | 9070 | 2.18
211034558 | 04/20/23 | Live | Lennox Industries | CONCORD | Singlezone Ducted, Compact Ducted | 211034558 |  | HRCU-A-CB | 4DHP2S48S-1P | Mini-Splits | DMD248S4-*P | 9.2 | 17.4 | 10.3 | 8.4 | 15.1 | 9.1 | FALSE | FALSE | FALSE | 48000 | 34000 | 2.93 | 41070 | 2.32
210693234 | 02/16/23 | Live | Daikin North America, LLC | FRANKLIN | Singlezone Ducted, Centrally Ducted | 210693234 |  | HRCU-A-CB | ASZV904810A* | Ducted Indoor Units | CSCF4860N6D*+MBVC2001**-1A*+TXV |  |  |  | 11.5 | 19.5 | 8 | FALSE | FALSE | FALSE | 43000 | 27000 | 2.6 | 34000 | 2.4
211034555 | 04/20/23 | Live | Lennox Industries | CONCORD | Singlezone Ducted, Compact Ducted | 211034555 |  | HRCU-A-CB | 4DHP2S18S-1P | Mini-Splits | DMD218S4-*P | 12.5 | 20.5 | 11 | 12.3 | 20 | 10.5 | TRUE | FALSE | TRUE | 17000 | 12600 | 2.74 | 14000 | 2.28
211034554 | 04/20/23 | Live | Lennox Industries | CONCORD | Singlezone Ducted, Compact Ducted | 211034554 |  | HRCU-A-CB | 4DHP2S12S-1P | Mini-Splits | DMD212S4-*P | 12.5 | 21.5 | 10.5 | 11.7 | 18.8 | 10.3 | TRUE | TRUE | TRUE | 11500 | 9300 | 3.13 | 11060 | 2.59
212365403 | 07/13/23 | Live | Midea Electric Trading | CUSTOM COMFORT | Singlezone Non-Ducted, Wall Placement | 212365403 |  | HRCU-A-CB-O | CCOXHASZ06HP | Mini-Splits | CCOXHAWM06 | 15.8 | 26.5 | 14 | 15.8 | 26.5 | 13.6 | TRUE | TRUE | TRUE | 6000 | 8500 | 2.9 | 10041 | 2.45
211034553 | 04/20/23 | Live | Lennox Industries | CONCORD | Singlezone Ducted, Compact Ducted | 211034553 |  | HRCU-A-CB | 4DHPS209S-1P | Mini-Splits | DMD209S4-*P | 13.5 | 21 | 11.5 | 12.5 | 19.2 | 10 | TRUE | TRUE | TRUE | 9000 | 7700 | 3.53 | 9680 | 2.42
211034550 | 04/20/23 | Live | Lennox Industries | CONCORD | Singlezone Non-Ducted, Wall Placement | 211034550 |  | HRCU-A-CB-O | 4DHP2S30S-1P | Mini-Splits | DWM230S4-*P | 11.5 | 20 | 9.6 | 11.4 | 20 | 9.2 | FALSE | FALSE | FALSE | 29600 | 19000 | 2.25 | 21100 | 1.68
211034549 | 04/20/23 | Live | Lennox Industries | CONCORD | Singlezone Non-Ducted, Wall Placement | 211034549 |  | HRCU-A-CB-O | 4DHP2S24S-1P | Mini-Splits | DWM224S4-*P | 14 | 22 | 12 | 14 | 22 | 9.9 | TRUE | FALSE | TRUE | 24000 | 16200 | 3.08 | 20000 | 2.1
211034548 | 04/20/23 | Live | Lennox Industries | CONCORD | Singlezone Non-Ducted, Wall Placement | 211034548 |  | HRCU-A-CB-O | 4DHP2S18S-1P | Mini-Splits | DWM218S4-*P | 12.5 | 22.6 | 12 | 12.4 | 23.5 | 10.7 | TRUE | FALSE | TRUE | 18000 | 14900 | 2.99 | 15934 | 2.37
212365426 | 07/13/23 | Live | Midea Electric Trading | CUSTOM COMFORT | Singlezone Non-Ducted, Wall Placement | 212365426 |  | HRCU-A-CB-O | CCOXHASZ36CHP | Mini-Splits | CCOXHAFC36 | 8.6 | 17.5 | 10 | 8.8 | 17.6 | 10 | TRUE | TRUE | FALSE | 36000 | 32000 | 2.23 | 42000 | 1.9
211034547 | 04/20/23 | Live | Lennox Industries | CONCORD | Singlezone Non-Ducted, Wall Placement | 211034547 |  | HRCU-A-CB-O | 4DHP2S12S-1P | Mini-Splits | DWM212S4-*P | 13.7 | 23.2 | 13.2 | 13.7 | 24.6 | 10.7 | TRUE | FALSE | TRUE | 12000 | 9000 | 3.22 | 9922 | 2.31
211034546 | 04/20/23 | Live | Lennox Industries | CONCORD | Singlezone Non-Ducted, Wall Placement | 211034546 |  | HRCU-A-CB-O | 4DHPS209S-1P | Mini-Splits | DWM209S4-*P | 15 | 25.5 | 12.2 | 15 | 25.5 | 11.9 | TRUE | TRUE | TRUE | 9000 | 8500 | 4.15 | 9612 | 2.29
211034544 | 04/20/23 | Live | Lennox Industries | Armstrong Air | Singlezone Non-Ducted, Wall Placement | 211034544 |  | HRCU-A-CB-O | 4DHV2S24S-1P | Mini-Splits | DWH224S4-*P | 9.5 | 18.5 | 10.2 | 9.5 | 18.5 | 8.6 | FALSE | FALSE | FALSE | 23800 | 16500 | 2.9 | 19257 | 2.11
211034543 | 04/20/23 | Live | Lennox Industries | Armstrong Air | Singlezone Non-Ducted, Wall Placement | 211034543 |  | HRCU-A-CB-O | 4DHV2S18S-1P | Mini-Splits | DWH218S4-*P | 11 | 19.5 | 10 | 10.8 | 19.5 | 8.7 | FALSE | FALSE | FALSE | 18000 | 11400 | 2.57 | 14370 | 2.49
211034542 | 04/20/23 | Live | Lennox Industries | Armstrong Air | Singlezone Non-Ducted, Wall Placement | 211034542 |  | HRCU-A-CB-O | 4DHV2S12S-1P | Mini-Splits | DWH212S4-*P | 10.8 | 20.5 | 10.7 | 10.8 | 21.4 | 9.2 | FALSE | FALSE | FALSE | 12000 | 7000 | 2.5 | 9300 | 2
211034541 | 04/20/23 | Live | Lennox Industries | Armstrong Air | Singlezone Non-Ducted, Wall Placement | 211034541 |  | HRCU-A-CB-O | 4DHV2S09S-1P | Mini-Splits | DWH209S4-*P | 12.6 | 21.5 | 10 | 12.6 | 21.7 | 9.4 | TRUE | TRUE | FALSE | 9000 | 6000 | 2.51 | 8066 | 2.17
211034538 | 04/20/23 | Live | Lennox Industries | Armstrong Air | Singlezone Non-Ducted, Ceiling Placement | 211034538 |  | HRCU-A-CB-O | 4DHP2S48S-1P | Mini-Splits | D33C248S4-*P | 9.5 | 17.8 | 11 | 9.5 | 18.5 | 9.8 | FALSE | FALSE | TRUE | 47000 | 30000 | 1.93 | 37903 | 2.22
212365412 | 07/13/23 | Live | Midea Electric Trading | CUSTOM COMFORT | Singlezone Non-Ducted, Wall Placement | 212365412 |  | HRCU-A-CB-O | CCOXHASZ24HP | Mini-Splits | CCOXHA4C24 | 11 | 20.2 | 11.6 | 11 | 20.5 | 11.5 | FALSE | FALSE | TRUE | 24000 | 21000 | 2.64 | 24000 | 2.17
211034534 | 04/20/23 | Live | Lennox Industries | Armstrong Air | Singlezone Non-Ducted, Ceiling Placement | 211034534 |  | HRCU-A-CB-O | 4DHP2S12S-1P | Mini-Splits | D22C112S4-*P | 14 | 22 | 10.6 | 13.9 | 22.7 | 9.9 | TRUE | FALSE | TRUE | 11800 | 8900 | 3.22 | 10060 | 2.36
210609986 | 02/16/23 | Live | Daikin North America, LLC | LIBERTY HEATING & AIR CONDITIONING | Singlezone Ducted, Centrally Ducted | 210609986 |  | HRCU-A-CB | ASZV904810A* | Ducted Indoor Units | AMVE48DP1400A* |  |  |  | 11.5 | 20 | 8.2 | FALSE | FALSE | TRUE | 44000 | 27000 | 2.6 | 34000 | 2.4
211034533 | 04/20/23 | Live | Lennox Industries | Armstrong Air | Singlezone Non-Ducted, Ceiling Placement | 211034533 |  | HRCU-A-CB-O | 4DHPS209S-1P | Mini-Splits | D22C109S4-*P | 13 | 20 | 10.5 | 13 | 20 | 10 | TRUE | TRUE | TRUE | 8900 | 7500 | 3.33 | 9070 | 2.18
211034532 | 04/20/23 | Live | Lennox Industries | Armstrong Air | Singlezone Ducted, Compact Ducted | 211034532 |  | HRCU-A-CB | 4DHP2S48S-1P | Mini-Splits | DMD248S4-*P | 9.2 | 17.4 | 10.3 | 8.4 | 15.1 | 9.1 | FALSE | FALSE | FALSE | 48000 | 34000 | 2.93 | 41070 | 2.32
212365443 | 07/13/23 | Live | Midea Electric Trading | CUSTOM COMFORT | Multizone All Ducted | 212365443 |  | HMSV-A-CB | CCOXHAMZ555HP | Ducted Indoor Units |  | 10.5 | 19 | 11 | 10.5 | 18.8 | 9.3 | TRUE | TRUE | TRUE | 55000 | 35200 | 2.5 | 45000 | 2.06
210609987 | 02/16/23 | Live | Daikin North America, LLC | LIBERTY HEATING & AIR CONDITIONING | Singlezone Ducted, Centrally Ducted | 210609987 |  | HRCU-A-CB | ASZV904810A* | Ducted Indoor Units | AMVE60DP1400A* |  |  |  | 11.5 | 20 | 8.2 | FALSE | FALSE | TRUE | 44000 | 27000 | 2.6 | 34000 | 2.4
211034529 | 04/20/23 | Live | Lennox Industries | Armstrong Air | Singlezone Ducted, Compact Ducted | 211034529 |  | HRCU-A-CB | 4DHP2S18S-1P | Mini-Splits | DMD218S4-*P | 12.5 | 20.5 | 11 | 12.3 | 20 | 10.5 | TRUE | FALSE | TRUE | 17000 | 12600 | 2.74 | 14000 | 2.28
210693400 | 02/16/23 | Live | Daikin North America, LLC | LIBERTY HEATING & AIR CONDITIONING | Singlezone Ducted, Centrally Ducted | 210693400 |  | HRCU-A-CB | ASZV904810A* | Ducted Indoor Units | CA*F4860*6D*+MBVC1601**-1A*+TXV |  |  |  | 11 | 19.5 | 8.2 | FALSE | FALSE | TRUE | 43500 | 27000 | 2.6 | 34000 | 2.4
211034528 | 04/20/23 | Live | Lennox Industries | Armstrong Air | Singlezone Ducted, Compact Ducted | 211034528 |  | HRCU-A-CB | 4DHP2S12S-1P | Mini-Splits | DMD212S4-*P | 12.5 | 21.5 | 10.5 | 11.7 | 18.8 | 10.3 | TRUE | TRUE | TRUE | 11500 | 9300 | 3.13 | 11060 | 2.59
210693401 | 02/16/23 | Live | Daikin North America, LLC | LIBERTY HEATING & AIR CONDITIONING | Singlezone Ducted, Centrally Ducted | 210693401 |  | HRCU-A-CB | ASZV904810A* | Ducted Indoor Units | CA*F4860*6D*+MBVC2001**-1A*+TXV |  |  |  | 11.5 | 20 | 8.2 | FALSE | FALSE | TRUE | 43500 | 27000 | 2.6 | 34000 | 2.4
212365422 | 07/13/23 | Live | Midea Electric Trading | CUSTOM COMFORT | Singlezone Non-Ducted, Wall Placement | 212365422 |  | HRCU-A-CB-O | CCOXHASZ12HP | Mini-Splits | CCOXHAFM12 | 13.3 | 23 | 11.8 | 13.3 | 24.2 | 10.7 | TRUE | TRUE | TRUE | 12000 | 10200 | 2.72 | 12800 | 2.33
211034527 | 04/20/23 | Live | Lennox Industries | Armstrong Air | Singlezone Ducted, Compact Ducted | 211034527 |  | HRCU-A-CB | 4DHPS209S-1P | Mini-Splits | DMD209S4-*P | 13.5 | 21 | 11.5 | 12.5 | 19.2 | 10 | TRUE | TRUE | TRUE | 9000 | 7700 | 3.53 | 9680 | 2.42
211034524 | 04/20/23 | Live | Lennox Industries | Armstrong Air | Singlezone Non-Ducted, Wall Placement | 211034524 |  | HRCU-A-CB-O | 4DHP2S30S-1P | Mini-Splits | DWM230S4-*P | 11.5 | 20 | 9.6 | 11.4 | 20 | 9.2 | FALSE | FALSE | FALSE | 29600 | 19000 | 2.25 | 21100 | 1.68
207657602 | 01/27/23 | Live | Midea Electric Trading | KERR | Multizone All Ducted | 207657602 |  | HMSV-A-CB | A-KMH28TV-1 | Ducted Indoor Units |  | 11.5 | 20 | 10.1 | 11.7 | 20 | 9.5 | TRUE | TRUE | TRUE | 28000 | 27000 | 2.3 | 27200 | 2.21
211034523 | 04/20/23 | Live | Lennox Industries | Armstrong Air | Singlezone Non-Ducted, Wall Placement | 211034523 |  | HRCU-A-CB-O | 4DHP2S24S-1P | Mini-Splits | DWM224S4-*P | 14 | 22 | 12 | 14 | 22 | 9.9 | TRUE | FALSE | TRUE | 24000 | 16200 | 3.08 | 20000 | 2.1
211034522 | 04/20/23 | Live | Lennox Industries | Armstrong Air | Singlezone Non-Ducted, Wall Placement | 211034522 |  | HRCU-A-CB-O | 4DHP2S18S-1P | Mini-Splits | DWM218S4-*P | 12.5 | 22.6 | 12 | 12.4 | 23.5 | 10.7 | TRUE | FALSE | TRUE | 18000 | 14900 | 2.99 | 15934 | 2.37
212365423 | 07/13/23 | Live | Midea Electric Trading | CUSTOM COMFORT | Singlezone Non-Ducted, Wall Placement | 212365423 |  | HRCU-A-CB-O | CCOXHASZ17HP | Mini-Splits | CCOXHAFM18 | 11 | 20 | 9.7 | 11 | 20.2 | 8.9 | FALSE | FALSE | FALSE | 16000 | 14700 | 2.1 | 20200 | 1.91
212365430 | 07/13/23 | Live | Midea Electric Trading | CUSTOM COMFORT | Singlezone Non-Ducted, Ceiling Placement | 212365430 |  | HRCU-A-CB-O | CCOXHASZ09HP | Mini-Splits | CCOXHA1C09 | 13 | 23 | 13.6 | 13 | 24 | 12.4 | TRUE | TRUE | TRUE | 9000 | 9800 | 2.35 | 11400 | 1.83
211034521 | 04/20/23 | Live | Lennox Industries | Armstrong Air | Singlezone Non-Ducted, Wall Placement | 211034521 |  | HRCU-A-CB-O | 4DHP2S12S-1P | Mini-Splits | DWM212S4-*P | 13.7 | 23.2 | 13.2 | 13.7 | 24.6 | 10.7 | TRUE | FALSE | TRUE | 12000 | 9000 | 3.22 | 9922 | 2.31
211034520 | 04/20/23 | Live | Lennox Industries | Armstrong Air | Singlezone Non-Ducted, Wall Placement | 211034520 |  | HRCU-A-CB-O | 4DHPS209S-1P | Mini-Splits | DWM209S4-*P | 15 | 25.5 | 12.2 | 15 | 25.5 | 11.9 | TRUE | TRUE | TRUE | 9000 | 8500 | 4.15 | 9612 | 2.29
211034518 | 04/20/23 | Live | Lennox Industries | Allied | Singlezone Non-Ducted, Wall Placement | 211034518 |  | HRCU-A-CB-O | 4DHV2S24S-1P | Mini-Splits | DWH224S4-*P | 9.5 | 18.5 | 10.2 | 9.5 | 18.5 | 8.6 | FALSE | FALSE | FALSE | 23800 | 16500 | 2.9 | 19257 | 2.11
211034517 | 04/20/23 | Live | Lennox Industries | Allied | Singlezone Non-Ducted, Wall Placement | 211034517 |  | HRCU-A-CB-O | 4DHV2S18S-1P | Mini-Splits | DWH218S4-*P | 11 | 19.5 | 10 | 10.8 | 19.5 | 8.7 | FALSE | FALSE | FALSE | 18000 | 11400 | 2.57 | 14370 | 2.49
212365431 | 07/13/23 | Live | Midea Electric Trading | CUSTOM COMFORT | Singlezone Non-Ducted, Ceiling Placement | 212365431 |  | HRCU-A-CB-O | CCOXHASZ12HP | Mini-Splits | CCOXHA1C12 | 13 | 22 | 11.3 | 13 | 23 | 10 | TRUE | TRUE | TRUE | 12000 | 9500 | 2.49 | 11500 | 2.07
211034516 | 04/20/23 | Live | Lennox Industries | Allied | Singlezone Non-Ducted, Wall Placement | 211034516 |  | HRCU-A-CB-O | 4DHV2S12S-1P | Mini-Splits | DWH212S4-*P | 10.8 | 20.5 | 10.7 | 10.8 | 21.4 | 9.2 | FALSE | FALSE | FALSE | 12000 | 7000 | 2.5 | 9300 | 2
210693413 | 02/16/23 | Live | Daikin North America, LLC | LIBERTY HEATING & AIR CONDITIONING | Singlezone Ducted, Centrally Ducted | 210693413 |  | HRCU-A-CB | ASZV904810A* | Ducted Indoor Units | CA*F4961*6D*+MBVC1601**-1A*+TXV |  |  |  | 11.5 | 20 | 8.2 | FALSE | FALSE | TRUE | 44000 | 27000 | 2.6 | 34000 | 2.4
211034515 | 04/20/23 | Live | Lennox Industries | Allied | Singlezone Non-Ducted, Wall Placement | 211034515 |  | HRCU-A-CB-O | 4DHV2S09S-1P | Mini-Splits | DWH209S4-*P | 12.6 | 21.5 | 10 | 12.6 | 21.7 | 9.4 | TRUE | TRUE | FALSE | 9000 | 6000 | 2.51 | 8066 | 2.17
210607420 | 02/16/23 | Live | Daikin North America, LLC | LIBERTY HEATING & AIR CONDITIONING | Singlezone Ducted, Centrally Ducted | 210607420 |  | HRCU-A-CB | ASZV904810A* | Ducted Indoor Units | CA*F4961*6D*+MBVC2001**-1A*+TX |  |  |  | 12 | 19 | 8.2 | FALSE | FALSE | TRUE | 45000 | 27000 | 2.6 | 34000 | 2.4
211034512 | 04/20/23 | Live | Lennox Industries | Allied | Singlezone Non-Ducted, Ceiling Placement | 211034512 |  | HRCU-A-CB-O | 4DHP2S48S-1P | Mini-Splits | D33C248S4-*P | 9.5 | 17.8 | 11 | 9.5 | 18.5 | 9.8 | FALSE | FALSE | TRUE | 47000 | 30000 | 1.93 | 37903 | 2.22
212365429 | 07/13/23 | Live | Midea Electric Trading | CUSTOM COMFORT | Singlezone Non-Ducted, Ceiling Placement | 212365429 |  | HRCU-A-CB-O | CCOXHASZ06HP | Mini-Splits | CCOXHA1C06 | 14.5 | 22 | 10.6 | 14.5 | 22 | 10.8 | TRUE | TRUE | TRUE | 6500 | 5700 | 2.61 | 10000 | 2.4
212365432 | 07/13/23 | Live | Midea Electric Trading | CUSTOM COMFORT | Singlezone Non-Ducted, Ceiling Placement | 212365432 |  | HRCU-A-CB-O | CCOXHASZ17HP | Mini-Splits | CCOXHA1C18 | 12.5 | 19.8 | 11.8 | 12.5 | 19.8 | 11.2 | TRUE | TRUE | TRUE | 16700 | 14500 | 2.4 | 18800 | 2.04
211034508 | 04/20/23 | Live | Lennox Industries | Allied | Singlezone Non-Ducted, Ceiling Placement | 211034508 |  | HRCU-A-CB-O | 4DHP2S12S-1P | Mini-Splits | D22C112S4-*P | 14 | 22 | 10.6 | 13.9 | 22.7 | 9.9 | TRUE | FALSE | TRUE | 11800 | 8900 | 3.22 | 10060 | 2.36
211034507 | 04/20/23 | Live | Lennox Industries | Allied | Singlezone Non-Ducted, Ceiling Placement | 211034507 |  | HRCU-A-CB-O | 4DHPS209S-1P | Mini-Splits | D22C109S4-*P | 13 | 20 | 10.5 | 13 | 20 | 10 | TRUE | TRUE | TRUE | 8900 | 7500 | 3.33 | 9070 | 2.18
212365428 | 07/13/23 | Live | Midea Electric Trading | CUSTOM COMFORT | Singlezone Non-Ducted, Floor Placement | 212365428 |  | HRCU-A-CB-O | CCOXHASZ60CHP | Mini-Splits | CCOXHAFC60 | 9 | 16.8 | 11.3 | 9 | 17.3 | 10.2 | TRUE | TRUE | TRUE | 55000 | 40000 | 2.58 | 58600 | 2.35
211034506 | 04/20/23 | Live | Lennox Industries | Allied | Singlezone Ducted, Compact Ducted | 211034506 |  | HRCU-A-CB | 4DHP2S48S-1P | Mini-Splits | DMD248S4-*P | 9.2 | 17.4 | 10.3 | 8.4 | 15.1 | 9.1 | FALSE | FALSE | FALSE | 48000 | 34000 | 2.93 | 41070 | 2.32
212365421 | 07/13/23 | Live | Midea Electric Trading | CUSTOM COMFORT | Singlezone Ducted, Compact Ducted | 212365421 |  | HRCU-A-CB | CCOXHASZ60CHP | Mini-Splits | CCOXHASD60 | 9.4 | 18 | 11 | 9.4 | 15.8 | 9.5 | TRUE | TRUE | FALSE | 55000 | 40000 | 2.46 | 54000 | 2.2
207657360 | 01/27/23 | Live | Midea Electric Trading | KARDA | Multizone All Ducted | 207657360 |  | HMSV-A-CB | 3KARDA18MZ2 | Ducted Indoor Units |  | 12 | 19 | 10.8 | 12 | 19 | 9.8 | TRUE | TRUE | TRUE | 18000 | 14800 | 2.49 | 16000 | 2.23
210693426 | 02/16/23 | Live | Daikin North America, LLC | LIBERTY HEATING & AIR CONDITIONING | Singlezone Ducted, Centrally Ducted | 210693426 |  | HRCU-A-CB | ASZV904810A* | Ducted Indoor Units | CHPF4860D6D*+MBVC1601**-1A*+TXV |  |  |  | 11 | 19 | 8 | FALSE | FALSE | FALSE | 43000 | 27000 | 2.6 | 34000 | 2.4
209836182 | 04/15/22 | Live | Mitsubishi Electric Trane | MITSUBISHI ELECTRIC | Multizone All Ducted | 209836182 |  | HMSV-A-CB | MXZ-3C24NA3*** | Ducted Indoor Units |  | 11.2 | 16 | 9.2 | 11.2 | 16 | 8.6 | FALSE | FALSE | TRUE | 23600 | 14600 | 2.93 | 19600 | 2.35
211034503 | 04/20/23 | Live | Lennox Industries | Allied | Singlezone Ducted, Compact Ducted | 211034503 |  | HRCU-A-CB | 4DHP2S18S-1P | Mini-Splits | DMD218S4-*P | 12.5 | 20.5 | 11 | 12.3 | 20 | 10.5 | TRUE | FALSE | TRUE | 17000 | 12600 | 2.74 | 14000 | 2.28
211034502 | 04/20/23 | Live | Lennox Industries | Allied | Singlezone Ducted, Compact Ducted | 211034502 |  | HRCU-A-CB | 4DHP2S12S-1P | Mini-Splits | DMD212S4-*P | 12.5 | 21.5 | 10.5 | 11.7 | 18.8 | 10.3 | TRUE | TRUE | TRUE | 11500 | 9300 | 3.13 | 11060 | 2.59
211034501 | 04/20/23 | Live | Lennox Industries | Allied | Singlezone Ducted, Compact Ducted | 211034501 |  | HRCU-A-CB | 4DHPS209S-1P | Mini-Splits | DMD209S4-*P | 13.5 | 21 | 11.5 | 12.5 | 19.2 | 10 | TRUE | TRUE | TRUE | 9000 | 7700 | 3.53 | 9680 | 2.42
211034498 | 04/20/23 | Live | Lennox Industries | Allied | Singlezone Non-Ducted, Wall Placement | 211034498 |  | HRCU-A-CB-O | 4DHP2S30S-1P | Mini-Splits | DWM230S4-*P | 11.5 | 20 | 9.6 | 11.4 | 20 | 9.2 | FALSE | FALSE | FALSE | 29600 | 19000 | 2.25 | 21100 | 1.68
210693427 | 02/16/23 | Live | Daikin North America, LLC | LIBERTY HEATING & AIR CONDITIONING | Singlezone Ducted, Centrally Ducted | 210693427 |  | HRCU-A-CB | ASZV904810A* | Ducted Indoor Units | CHPF4860D6D*+MBVC2001**-1A*+TXV |  |  |  | 11 | 19 | 8 | FALSE | FALSE | FALSE | 43000 | 27000 | 2.6 | 34000 | 2.4
211034497 | 04/20/23 | Live | Lennox Industries | Allied | Singlezone Non-Ducted, Wall Placement | 211034497 |  | HRCU-A-CB-O | 4DHP2S24S-1P | Mini-Splits | DWM224S4-*P | 14 | 22 | 12 | 14 | 22 | 9.9 | TRUE | FALSE | TRUE | 24000 | 16200 | 3.08 | 20000 | 2.1
211034496 | 04/20/23 | Live | Lennox Industries | Allied | Singlezone Non-Ducted, Wall Placement | 211034496 |  | HRCU-A-CB-O | 4DHP2S18S-1P | Mini-Splits | DWM218S4-*P | 12.5 | 22.6 | 12 | 12.4 | 23.5 | 10.7 | TRUE | FALSE | TRUE | 18000 | 14900 | 2.99 | 15934 | 2.37
211034495 | 04/20/23 | Live | Lennox Industries | Allied | Singlezone Non-Ducted, Wall Placement | 211034495 |  | HRCU-A-CB-O | 4DHP2S12S-1P | Mini-Splits | DWM212S4-*P | 13.7 | 23.2 | 13.2 | 13.7 | 24.6 | 10.7 | TRUE | FALSE | TRUE | 12000 | 9000 | 3.22 | 9922 | 2.31
211034494 | 04/20/23 | Live | Lennox Industries | Allied | Singlezone Non-Ducted, Wall Placement | 211034494 |  | HRCU-A-CB-O | 4DHPS209S-1P | Mini-Splits | DWM209S4-*P | 15 | 25.5 | 12.2 | 15 | 25.5 | 11.9 | TRUE | TRUE | TRUE | 9000 | 8500 | 4.15 | 9612 | 2.29
209836183 | 04/15/22 | Live | Mitsubishi Electric Trane | MITSUBISHI ELECTRIC | Multizone All Ducted | 209836183 | 207342468 | HMSV-A-CB | MXZ-3C30NA3*** | Ducted Indoor Units |  | 9.6 | 16.2 | 9.6 | 9.6 | 16.2 | 8.8 | FALSE | FALSE | FALSE | 27400 | 17800 | 2.75 | 21000 | 2.18
211034492 | 04/20/23 | Live | Lennox Industries | AirEase | Singlezone Non-Ducted, Wall Placement | 211034492 |  | HRCU-A-CB-O | 4DHV2S24S-1P | Mini-Splits | DWH224S4-*P | 9.5 | 18.5 | 10.2 | 9.5 | 18.5 | 8.6 | FALSE | FALSE | FALSE | 23800 | 16500 | 2.9 | 19257 | 2.11
209836184 | 04/15/22 | Live | Mitsubishi Electric Trane | MITSUBISHI ELECTRIC | Multizone All Ducted | 209836184 |  | HMSV-A-CB | MXZ-4C36NA3*** | Ducted Indoor Units |  | 8.7 | 16 | 9.8 | 8.7 | 16 | 9.5 | FALSE | FALSE | FALSE | 34400 | 22400 | 2.66 | 26600 | 2.2
211034491 | 04/20/23 | Live | Lennox Industries | AirEase | Singlezone Non-Ducted, Wall Placement | 211034491 |  | HRCU-A-CB-O | 4DHV2S18S-1P | Mini-Splits | DWH218S4-*P | 11 | 19.5 | 10 | 10.8 | 19.5 | 8.7 | FALSE | FALSE | FALSE | 18000 | 11400 | 2.57 | 14370 | 2.49
211034490 | 04/20/23 | Live | Lennox Industries | AirEase | Singlezone Non-Ducted, Wall Placement | 211034490 |  | HRCU-A-CB-O | 4DHV2S12S-1P | Mini-Splits | DWH212S4-*P | 10.8 | 20.5 | 10.7 | 10.8 | 21.4 | 9.2 | FALSE | FALSE | FALSE | 12000 | 7000 | 2.5 | 9300 | 2
211034489 | 04/20/23 | Live | Lennox Industries | AirEase | Singlezone Non-Ducted, Wall Placement | 211034489 |  | HRCU-A-CB-O | 4DHV2S09S-1P | Mini-Splits | DWH209S4-*P | 12.6 | 21.5 | 10 | 12.6 | 21.7 | 9.4 | TRUE | TRUE | FALSE | 9000 | 6000 | 2.51 | 8066 | 2.17
211034486 | 04/20/23 | Live | Lennox Industries | AirEase | Singlezone Non-Ducted, Ceiling Placement | 211034486 |  | HRCU-A-CB-O | 4DHP2S48S-1P | Mini-Splits | D33C248S4-*P | 9.5 | 17.8 | 11 | 9.5 | 18.5 | 9.8 | FALSE | FALSE | TRUE | 47000 | 30000 | 1.93 | 37903 | 2.22
204875387 | 04/27/22 | Live | Daikin North America, LLC | DAIKIN | Singlezone Ducted, Centrally Ducted | 204875387 |  | HRCU-A-CB | DZ17VSA301A* |  | DV36FECC14A* | 10.7 | 18 | 9.6 |  |  |  | FALSE | FALSE | FALSE | 28400 | 17600 | 2.5 | 21300 | 2.75
207691848 | 01/27/23 | Live | Midea Electric Trading | KANIONCO | Multizone All Ducted | 207691848 |  | HMSV-A-CB | KWSMO-18R410AIHMV | Ducted Indoor Units |  | 12 | 19 | 10.8 | 12 | 19 | 9.8 | TRUE | TRUE | TRUE | 18000 | 14800 | 2.49 | 16000 | 2.23
211034482 | 04/20/23 | Live | Lennox Industries | AirEase | Singlezone Non-Ducted, Ceiling Placement | 211034482 |  | HRCU-A-CB-O | 4DHP2S12S-1P | Mini-Splits | D22C112S4-*P | 14 | 22 | 10.6 | 13.9 | 22.7 | 9.9 | TRUE | FALSE | TRUE | 11800 | 8900 | 3.22 | 10060 | 2.36
211034481 | 04/20/23 | Live | Lennox Industries | AirEase | Singlezone Non-Ducted, Ceiling Placement | 211034481 |  | HRCU-A-CB-O | 4DHPS209S-1P | Mini-Splits | D22C109S4-*P | 13 | 20 | 10.5 | 13 | 20 | 10 | TRUE | TRUE | TRUE | 8900 | 7500 | 3.33 | 9070 | 2.18
211034480 | 04/20/23 | Live | Lennox Industries | AirEase | Singlezone Ducted, Compact Ducted | 211034480 |  | HRCU-A-CB | 4DHP2S48S-1P | Mini-Splits | DMD248S4-*P | 9.2 | 17.4 | 10.3 | 8.4 | 15.1 | 9.1 | FALSE | FALSE | FALSE | 48000 | 34000 | 2.93 | 41070 | 2.32
211034477 | 04/20/23 | Live | Lennox Industries | AirEase | Singlezone Ducted, Compact Ducted | 211034477 |  | HRCU-A-CB | 4DHP2S18S-1P | Mini-Splits | DMD218S4-*P | 12.5 | 20.5 | 11 | 12.3 | 20 | 10.5 | TRUE | FALSE | TRUE | 17000 | 12600 | 2.74 | 14000 | 2.28
211034476 | 04/20/23 | Live | Lennox Industries | AirEase | Singlezone Ducted, Compact Ducted | 211034476 |  | HRCU-A-CB | 4DHP2S12S-1P | Mini-Splits | DMD212S4-*P | 12.5 | 21.5 | 10.5 | 11.7 | 18.8 | 10.3 | TRUE | TRUE | TRUE | 11500 | 9300 | 3.13 | 11060 | 2.59
207691850 | 01/27/23 | Live | Midea Electric Trading | KANIONCO | Multizone All Ducted | 207691850 |  | HMSV-A-CB | KWSMO-30R410AIHMV | Ducted Indoor Units |  | 11.2 | 21 | 10.2 | 11.7 | 21 | 9.2 | TRUE | FALSE | TRUE | 28000 | 22000 | 2.6 | 22600 | 2.25
211034475 | 04/20/23 | Live | Lennox Industries | AirEase | Singlezone Ducted, Compact Ducted | 211034475 |  | HRCU-A-CB | 4DHPS209S-1P | Mini-Splits | DMD209S4-*P | 13.5 | 21 | 11.5 | 12.5 | 19.2 | 10 | TRUE | TRUE | TRUE | 9000 | 7700 | 3.53 | 9680 | 2.42
211034472 | 04/20/23 | Live | Lennox Industries | AirEase | Singlezone Non-Ducted, Wall Placement | 211034472 |  | HRCU-A-CB-O | 4DHP2S30S-1P | Mini-Splits | DWM230S4-*P | 11.5 | 20 | 9.6 | 11.4 | 20 | 9.2 | FALSE | FALSE | FALSE | 29600 | 19000 | 2.25 | 21100 | 1.68
210693437 | 02/16/23 | Live | Daikin North America, LLC | LIBERTY HEATING & AIR CONDITIONING | Singlezone Ducted, Centrally Ducted | 210693437 |  | HRCU-A-CB | ASZV904810A* | Ducted Indoor Units | CSCF4860N6D*+MBVC1601**-1A*+TXV |  |  |  | 11.5 | 19.5 | 8 | FALSE | FALSE | FALSE | 43000 | 27000 | 2.6 | 34000 | 2.4
211034471 | 04/20/23 | Live | Lennox Industries | AirEase | Singlezone Non-Ducted, Wall Placement | 211034471 |  | HRCU-A-CB-O | 4DHP2S24S-1P | Mini-Splits | DWM224S4-*P | 14 | 22 | 12 | 14 | 22 | 9.9 | TRUE | FALSE | TRUE | 24000 | 16200 | 3.08 | 20000 | 2.1
211034470 | 04/20/23 | Live | Lennox Industries | AirEase | Singlezone Non-Ducted, Wall Placement | 211034470 |  | HRCU-A-CB-O | 4DHP2S18S-1P | Mini-Splits | DWM218S4-*P | 12.5 | 22.6 | 12 | 12.4 | 23.5 | 10.7 | TRUE | FALSE | TRUE | 18000 | 14900 | 2.99 | 15934 | 2.37
211034469 | 04/20/23 | Live | Lennox Industries | AirEase | Singlezone Non-Ducted, Wall Placement | 211034469 |  | HRCU-A-CB-O | 4DHP2S12S-1P | Mini-Splits | DWM212S4-*P | 13.7 | 23.2 | 13.2 | 13.7 | 24.6 | 10.7 | TRUE | FALSE | TRUE | 12000 | 9000 | 3.22 | 9922 | 2.31
211034468 | 04/20/23 | Live | Lennox Industries | AirEase | Singlezone Non-Ducted, Wall Placement | 211034468 |  | HRCU-A-CB-O | 4DHPS209S-1P | Mini-Splits | DWM209S4-*P | 15 | 25.5 | 12.2 | 15 | 25.5 | 11.9 | TRUE | TRUE | TRUE | 9000 | 8500 | 4.15 | 9612 | 2.29
210693438 | 02/16/23 | Live | Daikin North America, LLC | LIBERTY HEATING & AIR CONDITIONING | Singlezone Ducted, Centrally Ducted | 210693438 |  | HRCU-A-CB | ASZV904810A* | Ducted Indoor Units | CSCF4860N6D*+MBVC2001**-1A*+TXV |  |  |  | 11.5 | 19.5 | 8 | FALSE | FALSE | FALSE | 43000 | 27000 | 2.6 | 34000 | 2.4
207683512 | 04/20/23 | Live | Lennox Industries | LENNOX | Singlezone Non-Ducted, Floor Placement | 207683512 |  | HRCU-A-CB-O | MPC036S4S-1P | Mini-Splits | MCFA036S4-2P | 8 | 17 | 10 | 8.5 | 19 | 9 | FALSE | FALSE | FALSE | 36000 | 23000 | 2.41 | 25972 | 2.16
207683500 | 04/20/23 | Live | Lennox Industries | LENNOX | Singlezone Non-Ducted, Wall Placement | 207683500 |  | HRCU-A-CB-O | MPC024S4S-1P | Mini-Splits | MWMC024S4-1P | 14 | 22 | 12 | 14 | 22 | 9.9 | TRUE | FALSE | TRUE | 24000 | 16200 | 3.08 | 20000 | 2.1
207683511 | 04/20/23 | Live | Lennox Industries | LENNOX | Singlezone Non-Ducted, Floor Placement | 207683511 |  | HRCU-A-CB-O | MPC024S4S-1P | Mini-Splits | MCFA024S4-2P | 12.5 | 20 | 11.2 | 12.5 | 21.2 | 10.2 | TRUE | TRUE | TRUE | 24000 | 16000 | 3.13 | 18600 | 2.28
207699117 | 04/20/23 | Live | Lennox Industries | LENNOX | Multizone All Ducted | 207699117 |  | HMSV-A-CB | MPC024S4M-1P | Ducted Indoor Units |  | 11 | 15.5 | 9 | 11.7 | 16 | 8.6 | TRUE | TRUE | TRUE | 24000 | 22000 | 3.43 | 24105 | 2.26
207683505 | 04/20/23 | Live | Lennox Industries | LENNOX | Singlezone Ducted, Compact Ducted | 207683505 |  | HRCU-A-CB | MPC018S4S-1P | Mini-Splits | MMDB018S4-2P | 12.5 | 20.5 | 11 | 12.3 | 20 | 10.5 | TRUE | FALSE | TRUE | 17000 | 12600 | 2.74 | 14000 | 2.28
207683510 | 04/20/23 | Live | Lennox Industries | LENNOX | Singlezone Non-Ducted, Floor Placement | 207683510 |  | HRCU-A-CB-O | MPC018S4S-1P | Mini-Splits | MCFB018S4-2P | 12.5 | 21.5 | 10.5 | 12.5 | 23 | 9.9 | TRUE | FALSE | TRUE | 18000 | 12800 | 2.5 | 13700 | 2.11
204875786 | 04/27/22 | Live | Daikin North America, LLC | DAIKIN | Singlezone Ducted, Centrally Ducted | 204875786 |  | HRCU-A-CB | DZ17VSA301A* |  | CA*EA2422*4A*+MBVC1200**-1A* | 10.7 | 17 | 9.2 |  |  |  | FALSE | FALSE | FALSE | 28400 | 17600 | 2.5 | 21200 | 2.6
207683499 | 04/20/23 | Live | Lennox Industries | LENNOX | Singlezone Non-Ducted, Wall Placement | 207683499 |  | HRCU-A-CB-O | MPC018S4S-1P | Mini-Splits | MWMC018S4-1P | 12.5 | 22.6 | 12 | 12.4 | 23.5 | 10.7 | TRUE | FALSE | TRUE | 18000 | 14900 | 2.99 | 15934 | 2.37
207768722 | 04/20/23 | Live | Lennox Industries | LENNOX | Multizone All Ducted | 207768722 |  | HMSV-A-CB | MPC018S4M-1P | Ducted Indoor Units |  | 12 | 19 | 10.8 | 12 | 19 | 9.8 | TRUE | TRUE | TRUE | 18000 | 14800 | 3.5 | 16800 | 2.59
207768721 | 04/20/23 | Live | Lennox Industries | LENNOX | Multizone All Non-Ducted | 207768721 |  | HMSV-A-CB | MPC018S4M-1P | Non-Ducted Indoor Units |  | 13.3 | 22.5 | 10.6 | 13.9 | 22.9 | 10.5 | TRUE | FALSE | TRUE | 17800 | 14300 | 3.64 | 15600 | 2.31
208141201 | 01/05/23 | Live | Midea Electric Trading | KERR | Singlezone Non-Ducted, Wall Placement | 208141201 |  | HRCU-A-CB-O | A-KMH24SU-1 | Mini-Splits | B-KMH24SV-1 | 13 | 21.5 | 12 | 13 | 21.5 | 11.4 | TRUE | TRUE | TRUE | 24000 | 21200 | 2.88 | 24485 | 1.98
204875788 | 04/27/22 | Live | Daikin North America, LLC | DAIKIN | Singlezone Ducted, Centrally Ducted | 204875788 |  | HRCU-A-CB | DZ17VSA301A* |  | CA*EA2422*4A*+MBVC1600**-1A* | 10.7 | 18 | 9.6 |  |  |  | FALSE | FALSE | FALSE | 28400 | 17600 | 2.5 | 21200 | 2.6
204875390 | 04/27/22 | Live | Daikin North America, LLC | DAIKIN | Singlezone Ducted, Centrally Ducted | 204875390 |  | HRCU-A-CB | DZ17VSA361A* |  | DV36FECC14A* | 9.3 | 17.5 | 9.6 |  |  |  | FALSE | FALSE | FALSE | 34200 | 22000 | 2.5 | 23900 | 2.68
207657397 | 01/05/23 | Live | Midea Electric Trading | KERR | Singlezone Non-Ducted, Wall Placement | 207657397 |  | HRCU-A-CB-O | A-KMH24SV-1 | Mini-Splits | B-KMH24SV-1 | 13 | 21.5 | 12 | 13 | 21.5 | 11.4 | TRUE | TRUE | TRUE | 24000 | 21200 | 2.88 | 24485 | 1.98
207571421 | 01/05/23 | Live | Midea Electric Trading | SENVILLE | Singlezone Non-Ducted, Wall Placement | 207571421 |  | HRCU-A-CB-O | SENA/24HF/OQ | Mini-Splits | SENA/24HF/IQ | 13 | 21.5 | 12 | 13 | 21.5 | 11.4 | FALSE | FALSE | FALSE | 24000 | 21200 | 2.88 | 24485 | 1.98
210609988 | 02/16/23 | Live | Daikin North America, LLC | DAIKIN | Singlezone Ducted, Centrally Ducted | 210609988 |  | HRCU-A-CB | DZ9VCA6010A* | Ducted Indoor Units | DMVE60DP1400A* |  |  |  | 10.5 | 19 | 8.2 | FALSE | FALSE | TRUE | 51500 | 33400 | 2.58 | 37400 | 2.45
210607421 | 02/16/23 | Live | Daikin North America, LLC | DAIKIN | Singlezone Ducted, Centrally Ducted | 210607421 |  | HRCU-A-CB | DZ9VCA6010A* | Ducted Indoor Units | CA*F4961*6D*+MBVC2000**-1A*+TX |  |  |  | 10.5 | 19 | 8.2 | FALSE | FALSE | TRUE | 52500 | 34000 | 2.6 | 37400 | 2.45
204875848 | 04/27/22 | Live | Daikin North America, LLC | DAIKIN | Singlezone Ducted, Centrally Ducted | 204875848 |  | HRCU-A-CB | DZ17VSA361A* |  | CA*EA3026*4A*+MBVC1200**-1A* | 9.3 | 16 | 9.2 |  |  |  | FALSE | FALSE | FALSE | 34200 | 22000 | 2.5 | 23500 | 2.6
204875851 | 04/27/22 | Live | Daikin North America, LLC | DAIKIN | Singlezone Ducted, Centrally Ducted | 204875851 |  | HRCU-A-CB | DZ17VSA361A* |  | CA*EA3026*4A*+MBVC1600**-1A* | 9.3 | 17.5 | 9.6 |  |  |  | FALSE | FALSE | FALSE | 34200 | 22000 | 2.5 | 23500 | 2.6
204875854 | 04/27/22 | Live | Daikin North America, LLC | DAIKIN | Singlezone Ducted, Centrally Ducted | 204875854 |  | HRCU-A-CB | DZ17VSA361A* |  | CA*EA3026*4A*+MBVC2000**-1A* | 9.3 | 17.5 | 9.6 |  |  |  | FALSE | FALSE | FALSE | 34200 | 22000 | 2.5 | 23500 | 2.6
204875857 | 04/27/22 | Live | Daikin North America, LLC | DAIKIN | Singlezone Ducted, Centrally Ducted | 204875857 |  | HRCU-A-CB | DZ17VSA421A* |  | DV42FECC14A* | 9 | 17 | 9.2 |  |  |  | FALSE | FALSE | FALSE | 40000 | 25200 | 2.5 | 34900 | 2.4
204875860 | 04/27/22 | Live | Daikin North America, LLC | DAIKIN | Singlezone Ducted, Centrally Ducted | 204875860 |  | HRCU-A-CB | DZ17VSA421A* |  | DV60FECD14A* | 9 | 17 | 9.2 |  |  |  | FALSE | FALSE | FALSE | 40000 | 25200 | 2.5 | 34900 | 2.4
207657630 | 01/05/23 | Live | Midea Electric Trading | SENVILLE | Singlezone Non-Ducted, Wall Placement | 207657630 |  | HRCU-A-CB-O | SENA/24HF/OQ | Mini-Splits | SENA/24HF/IQ | 13 | 21.5 | 12 | 13 | 21.5 | 11.4 | TRUE | TRUE | TRUE | 24000 | 21200 | 2.88 | 24485 | 1.98
204875393 | 04/27/22 | Live | Daikin North America, LLC | DAIKIN | Singlezone Ducted, Centrally Ducted | 204875393 |  | HRCU-A-CB | DZ17VSA421A* |  | DV48FECD14A* | 9 | 17 | 9.2 |  |  |  | FALSE | FALSE | FALSE | 40000 | 25200 | 2.5 | 34900 | 2.46
210692439 | 02/16/23 | Live | Daikin North America, LLC | DAIKIN | Singlezone Ducted, Centrally Ducted | 210692439 |  | HRCU-A-CB | DZ9VCA6010A* | Ducted Indoor Units | CHPF4860D6D*+MBVC2000**-1A*+TXV |  |  |  | 10 | 18 | 8 | FALSE | FALSE | FALSE | 51000 | 32400 | 2.57 | 37400 | 2.45
207657629 | 01/05/23 | Live | Midea Electric Trading | SENVILLE | Singlezone Non-Ducted, Wall Placement | 207657629 |  | HRCU-A-CB-O | SENA/18HF/OQ | Mini-Splits | SENA/18HF/IQ | 12.5 | 21.5 | 13 | 12.5 | 21.5 | 11.3 | TRUE | TRUE | TRUE | 18000 | 15000 | 2.35 | 19200 | 1.99
207571420 | 01/05/23 | Live | Midea Electric Trading | SENVILLE | Singlezone Non-Ducted, Wall Placement | 207571420 |  | HRCU-A-CB-O | SENA/18HF/OQ | Mini-Splits | SENA/18HF/IQ | 12.5 | 21.5 | 13 | 12.5 | 21.5 | 11.3 | FALSE | FALSE | FALSE | 18000 | 15000 | 2.35 | 19200 | 1.99
207657396 | 01/05/23 | Live | Midea Electric Trading | KERR | Singlezone Non-Ducted, Wall Placement | 207657396 |  | HRCU-A-CB-O | A-KMH18SV-1 | Mini-Splits | B-KMH18SV-1 | 12.5 | 21.5 | 13 | 12.5 | 21.5 | 11.3 | TRUE | TRUE | TRUE | 18000 | 15000 | 2.35 | 19200 | 1.99
208141200 | 01/05/23 | Live | Midea Electric Trading | KERR | Singlezone Non-Ducted, Wall Placement | 208141200 |  | HRCU-A-CB-O | A-KMH18SU-1 | Mini-Splits | B-KMH18SV-1 | 12.5 | 21.5 | 13 | 12.5 | 21.5 | 11.3 | TRUE | TRUE | TRUE | 18000 | 15000 | 2.35 | 19200 | 1.99
207571419 | 01/05/23 | Live | Midea Electric Trading | SENVILLE | Singlezone Non-Ducted, Wall Placement | 207571419 |  | HRCU-A-CB-O | SENA/12HF/OQ | Mini-Splits | SENA/12HF/IQ | 14 | 25.5 | 13 | 14 | 25.5 | 10.4 | FALSE | FALSE | FALSE | 12000 | 10000 | 2.4 | 13112 | 2.11
207657395 | 01/05/23 | Live | Midea Electric Trading | KERR | Singlezone Non-Ducted, Wall Placement | 207657395 |  | HRCU-A-CB-O | A-KMH12SV-1 | Mini-Splits | B-KMH12SV-1 | 14 | 25.5 | 13 | 14 | 25.5 | 10.4 | TRUE | TRUE | TRUE | 12000 | 10000 | 2.4 | 13112 | 2.11
207657628 | 01/05/23 | Live | Midea Electric Trading | SENVILLE | Singlezone Non-Ducted, Wall Placement | 207657628 |  | HRCU-A-CB-O | SENA/12HF/OQ | Mini-Splits | SENA/12HF/IQ | 14 | 25.5 | 13 | 14 | 25.5 | 10.4 | TRUE | TRUE | TRUE | 12000 | 10000 | 2.4 | 13112 | 2.11
210609989 | 02/16/23 | Live | Daikin North America, LLC | GOODMAN | Singlezone Ducted, Centrally Ducted | 210609989 |  | HRCU-A-CB | GSZV906010A* | Ducted Indoor Units | AMVE60DP1400A* |  |  |  | 10.5 | 19 | 8.2 | FALSE | FALSE | TRUE | 51500 | 33400 | 2.58 | 37400 | 2.45
210607422 | 02/16/23 | Live | Daikin North America, LLC | GOODMAN | Singlezone Ducted, Centrally Ducted | 210607422 |  | HRCU-A-CB | GSZV906010A* | Ducted Indoor Units | CA*F4961*6D*+MBVC2001**-1A*+TX |  |  |  | 10.5 | 19 | 8.2 | FALSE | FALSE | TRUE | 52500 | 34000 | 2.6 | 37400 | 2.45
210692847 | 02/16/23 | Live | Daikin North America, LLC | GOODMAN | Singlezone Ducted, Centrally Ducted | 210692847 |  | HRCU-A-CB | GSZV906010A* | Ducted Indoor Units | CHPF4860D6D*+MBVC2001**-1A*+TXV |  |  |  | 10 | 18 | 8 | FALSE | FALSE | FALSE | 51000 | 32400 | 2.57 | 37400 | 2.45
207571418 | 01/05/23 | Live | Midea Electric Trading | SENVILLE | Singlezone Non-Ducted, Wall Placement | 207571418 |  | HRCU-A-CB-O | SENA/09HF/OQ | Mini-Splits | SENA/09HF/IQ | 16.2 | 28.1 | 13 | 16.2 | 28.1 | 11.5 | FALSE | FALSE | FALSE | 9000 | 9500 | 2.53 | 12371 | 2.04
210410113 | 01/05/23 | Live | Midea Electric Trading | SEA BREEZE+ | Singlezone Non-Ducted, Ceiling Placement | 210410113 |  | HRCU-A-CB-O | SZ12H424ZMO | Mini-Splits | SCA12H424ZMI | 12.6 | 21.2 | 10.8 | 12.6 | 22 | 9.8 | FALSE | FALSE | TRUE | 12000 | 7700 | 2 | 9000 | 2.42
210404149 | 01/05/23 | Live | Midea Electric Trading | SEA BREEZE+ | Singlezone Non-Ducted, Ceiling Placement | 210404149 |  | HRCU-A-CB-O | SZ9H424ZMO | Mini-Splits | SCA9H424ZMI | 13 | 22 | 13 | 13 | 22.5 | 11.5 | FALSE | FALSE | TRUE | 9000 | 8000 | 2.66 | 10000 | 2.4
210410114 | 01/05/23 | Live | Midea Electric Trading | SEA BREEZE+ | Singlezone Non-Ducted, Ceiling Placement | 210410114 |  | HRCU-A-CB-O | SZ18H424ZMO | Mini-Splits | SCA18H424ZMI | 12.5 | 21.2 | 12 | 12.5 | 21.8 | 10.7 | FALSE | FALSE | TRUE | 18000 | 12200 | 2.79 | 15500 | 2.4
210410116 | 01/05/23 | Live | Midea Electric Trading | SEA BREEZE+ | Singlezone Non-Ducted, Wall Placement | 210410116 |  | HRCU-A-CB-O | SZ18H424ZMO | Mini-Splits | C18H424ZMI | 12.5 | 22 | 11.6 | 12.5 | 22.4 | 10.4 | FALSE | FALSE | TRUE | 16000 | 13400 | 2.38 | 15600 | 2.46
210609990 | 02/16/23 | Live | Daikin North America, LLC | AMANA | Singlezone Ducted, Centrally Ducted | 210609990 |  | HRCU-A-CB | ASZV906010A* | Ducted Indoor Units | AMVE60DP1400A* |  |  |  | 10.5 | 19 | 8.2 | FALSE | FALSE | TRUE | 51500 | 33400 | 2.58 | 37400 | 2.45
210607423 | 02/16/23 | Live | Daikin North America, LLC | AMANA | Singlezone Ducted, Centrally Ducted | 210607423 |  | HRCU-A-CB | ASZV906010A* | Ducted Indoor Units | CA*F4961*6D*+MBVC2001**-1A*+TX |  |  |  | 10.5 | 19 | 8.2 | FALSE | FALSE | TRUE | 52500 | 34000 | 2.6 | 37400 | 2.45
210410115 | 01/05/23 | Live | Midea Electric Trading | SEA BREEZE+ | Singlezone Non-Ducted, Wall Placement | 210410115 |  | HRCU-A-CB-O | SZ12H424ZMO | Mini-Splits | C12H424ZMI | 13 | 23.5 | 13.3 | 13 | 25 | 11 | FALSE | FALSE | TRUE | 12000 | 9200 | 2.43 | 9600 | 2.47
208128278 | 01/05/23 | Live | Midea Electric Trading | SEA BREEZE+ | Singlezone Ducted, Compact Ducted | 208128278 |  | HRCU-A-CB | SZ18H424ZMO | Mini-Splits | D18H424ZMI | 12.5 | 20.5 | 11 | 12.5 | 20 | 10.6 | FALSE | FALSE | TRUE | 17000 | 12600 | 2.66 | 14100 | 2.4
210692643 | 02/16/23 | Live | Daikin North America, LLC | AMANA | Singlezone Ducted, Centrally Ducted | 210692643 |  | HRCU-A-CB | ASZV906010A* | Ducted Indoor Units | CHPF4860D6D*+MBVC2001**-1A*+TXV |  |  |  | 10 | 18 | 8 | FALSE | FALSE | FALSE | 51000 | 32400 | 2.57 | 37400 | 2.45
207658932 | 01/05/23 | Live | Midea Electric Trading | COMFORTSTAR | Singlezone Ducted, Compact Ducted | 207658932 |  | HRCU-A-CB | CZP18CD(O) | Mini-Splits | CPA-18B | 12.5 | 20.5 | 11 | 12.5 | 20 | 10.6 | TRUE | FALSE | TRUE | 17000 | 12600 | 2.66 | 14100 | 2.4
208128280 | 01/05/23 | Live | Midea Electric Trading | SEA BREEZE+ | Singlezone Non-Ducted, Floor Placement | 208128280 |  | HRCU-A-CB-O | SZ18H424ZMO | Mini-Splits | FC18H424ZMI | 12.5 | 21.5 | 10.5 | 12.5 | 23 | 10 | FALSE | FALSE | TRUE | 18000 | 12800 | 2.52 | 14200 | 2.29
207658955 | 01/05/23 | Live | Midea Electric Trading | COMFORTSTAR | Singlezone Non-Ducted, Floor Placement | 207658955 |  | HRCU-A-CB-O | CZP18CD(O) | Mini-Splits | FPA-18 | 12.5 | 21.5 | 10.5 | 12.5 | 23 | 10 | TRUE | FALSE | TRUE | 18000 | 12800 | 2.52 | 14200 | 2.29
208128264 | 01/05/23 | Live | Midea Electric Trading | SEA BREEZE+ | Singlezone Non-Ducted, Wall Placement | 208128264 |  | HRCU-A-CB-O | SZ18H424ZMO | Mini-Splits | WM18H424ZMI | 13.5 | 24 | 11.6 | 13.5 | 24 | 10.5 | FALSE | FALSE | TRUE | 18000 | 14100 | 2.65 | 16238 | 2.49
210609991 | 02/16/23 | Live | Daikin North America, LLC | FRANKLIN | Singlezone Ducted, Centrally Ducted | 210609991 |  | HRCU-A-CB | GSZV906010A* | Ducted Indoor Units | AMVE60DP1400A* |  |  |  | 10.5 | 19 | 8.2 | FALSE | FALSE | TRUE | 51500 | 33400 | 2.58 | 37400 | 2.45
210607424 | 02/16/23 | Live | Daikin North America, LLC | FRANKLIN | Singlezone Ducted, Centrally Ducted | 210607424 |  | HRCU-A-CB | GSZV906010A* | Ducted Indoor Units | CA*F4961*6D*+MBVC2001**-1A*+TX |  |  |  | 10.5 | 19 | 8.2 | FALSE | FALSE | TRUE | 52500 | 34000 | 2.6 | 37400 | 2.45
207658952 | 01/05/23 | Live | Midea Electric Trading | COMFORTSTAR | Singlezone Non-Ducted, Wall Placement | 207658952 |  | HRCU-A-CB-O | CHF24CD(O) | Mini-Splits | TIP-24 | 11 | 20.2 | 11.6 | 11 | 20.5 | 11.5 | FALSE | FALSE | TRUE | 24000 | 21000 | 2.64 | 24000 | 2.17
206223108 | 10/28/22 | Live | Trane U.S. Inc. | TRANE | Singlezone Ducted, Centrally Ducted | 206223108 |  | HRCU-A-CB | 4TWV8X48A1 |  | TAMXA0C48V4PA | 12.5 | 18 | 10 |  |  |  | FALSE | FALSE | FALSE | 47000 | 34800 | 4.64 | 35200 | 2.2
208128273 | 01/05/23 | Live | Midea Electric Trading | SEA BREEZE+ | Singlezone Non-Ducted, Wall Placement | 208128273 |  | HRCU-A-CB-O | SZ24H424ZMO | Mini-Splits | CA24H424ZMI | 12.5 | 20.7 | 10.5 | 12.5 | 21.5 | 9.7 | FALSE | FALSE | TRUE | 24000 | 19000 | 2.6 | 20800 | 2.36
210693051 | 02/16/23 | Live | Daikin North America, LLC | FRANKLIN | Singlezone Ducted, Centrally Ducted | 210693051 |  | HRCU-A-CB | GSZV906010A* | Ducted Indoor Units | CHPF4860D6D*+MBVC2001**-1A*+TXV |  |  |  | 10 | 18 | 8 | FALSE | FALSE | FALSE | 51000 | 32400 | 2.57 | 37400 | 2.45
207765976 | 01/05/23 | Live | Midea Electric Trading | COMFORTSTAR | Singlezone Non-Ducted, Wall Placement | 207765976 |  | HRCU-A-CB-O | CZP24CD(O) | Mini-Splits | TIP24 | 12.5 | 20.7 | 10.5 | 12.5 | 21.5 | 9.7 | TRUE | TRUE | TRUE | 24000 | 19000 | 2.6 | 20800 | 2.36
207658946 | 01/05/23 | Live | Midea Electric Trading | COMFORTSTAR | Singlezone Non-Ducted, Wall Placement | 207658946 |  | HRCU-A-CB-O | CZP24CD(O) | Mini-Splits | TPA-24C | 12.5 | 20.7 | 10.5 | 12.5 | 21.5 | 9.7 | TRUE | TRUE | TRUE | 24000 | 19000 | 2.6 | 20800 | 2.36
210609992 | 02/16/23 | Live | Daikin North America, LLC | FRANKLIN | Singlezone Ducted, Centrally Ducted | 210609992 |  | HRCU-A-CB | ASZV906010A* | Ducted Indoor Units | AMVE60DP1400A* |  |  |  | 10.5 | 19 | 8.2 | FALSE | FALSE | TRUE | 51500 | 33400 | 2.58 | 37400 | 2.45
210607425 | 02/16/23 | Live | Daikin North America, LLC | FRANKLIN | Singlezone Ducted, Centrally Ducted | 210607425 |  | HRCU-A-CB | ASZV906010A* | Ducted Indoor Units | CA*F4961*6D*+MBVC2001**-1A*+TX |  |  |  | 10.5 | 19 | 8.2 | FALSE | FALSE | TRUE | 52500 | 34000 | 2.6 | 37400 | 2.45
210693255 | 02/16/23 | Live | Daikin North America, LLC | FRANKLIN | Singlezone Ducted, Centrally Ducted | 210693255 |  | HRCU-A-CB | ASZV906010A* | Ducted Indoor Units | CHPF4860D6D*+MBVC2001**-1A*+TXV |  |  |  | 10 | 18 | 8 | FALSE | FALSE | FALSE | 51000 | 32400 | 2.57 | 37400 | 2.45
205965726 | 10/28/22 | Live | Daikin North America, LLC | AMANA DISTINCTIONS | Singlezone Ducted, Centrally Ducted | 205965726 |  | HRCU-A-CB | GVZC200241A* |  | CA*F3642*6D*+MBVC1200**-1A*+TXV | 13 | 21 | 10 |  |  |  | FALSE | FALSE | FALSE | 23400 | 13000 | 2.57 | 15200 | 2.45
205358218 | 10/28/22 | Live | Daikin North America, LLC | AMANA | Singlezone Ducted, Centrally Ducted | 205358218 |  | HRCU-A-CB | AVZC200481A* |  | CA*F4961*6D*+MBVC2001**-1A*+TXV | 13 | 20 | 10 |  |  |  | FALSE | FALSE | FALSE | 46500 | 26600 | 2.85 | 34000 | 2.4
205965737 | 10/28/22 | Live | Daikin North America, LLC | AMANA DISTINCTIONS | Singlezone Ducted, Centrally Ducted | 205965737 |  | HRCU-A-CB | GVZC200241A* |  | CA*F3636*6D*+MBVC1200**-1A*+TXV | 13 | 20 | 10 |  |  |  | FALSE | FALSE | FALSE | 23200 | 13000 | 2.57 | 15200 | 2.45
205358214 | 10/28/22 | Live | Daikin North America, LLC | AMANA | Singlezone Ducted, Centrally Ducted | 205358214 |  | HRCU-A-CB | AVZC200481A* |  | CSCF4860N6D*+MBVC1601**-1A*+TXV | 12 | 20 | 10 |  |  |  | FALSE | FALSE | FALSE | 45000 | 26600 | 2.8 | 34000 | 2.4
205358212 | 10/28/22 | Live | Daikin North America, LLC | AMANA | Singlezone Ducted, Centrally Ducted | 205358212 |  | HRCU-A-CB | AVZC200481A* |  | CA*F4961*6D*+MBVC1601**-1A*+TXV | 12.5 | 20 | 10 |  |  |  | FALSE | FALSE | FALSE | 46500 | 26800 | 2.81 | 34000 | 2.4
205358217 | 10/28/22 | Live | Daikin North America, LLC | AMANA | Singlezone Ducted, Centrally Ducted | 205358217 |  | HRCU-A-CB | AVZC200481A* |  | CSCF4860N6D*+MBVC2001**-1A*+TXV | 12.5 | 20 | 10 |  |  |  | FALSE | FALSE | FALSE | 45000 | 26600 | 2.85 | 34000 | 2.4
207742348 | 01/05/23 | Live | Midea Electric Trading | C&H | Singlezone Non-Ducted, Wall Placement | 207742348 |  | HRCU-A-CB-O | CH-NHPR36LCU-230VO | Mini-Splits | CH-36LCFC/I | 8.6 | 17.5 | 10 | 8.8 | 17.6 | 10 | TRUE | TRUE | FALSE | 36000 | 32000 | 2.23 | 42000 | 1.9
205358215 | 10/28/22 | Live | Daikin North America, LLC | AMANA | Singlezone Ducted, Centrally Ducted | 205358215 |  | HRCU-A-CB | AVZC200481A* |  | CA*F4860*6D*+MBVC2001**-1A*+TXV | 12.5 | 20 | 10 |  |  |  | FALSE | FALSE | FALSE | 45000 | 26600 | 2.8 | 34000 | 2.4
205358213 | 10/28/22 | Live | Daikin North America, LLC | AMANA | Singlezone Ducted, Centrally Ducted | 205358213 |  | HRCU-A-CB | AVZC200481A* |  | CHPF4860D6D*+MBVC1601**-1A*+TXV | 12 | 19.5 | 10 |  |  |  | FALSE | FALSE | FALSE | 45000 | 26600 | 2.76 | 34000 | 2.4
205358216 | 10/28/22 | Live | Daikin North America, LLC | AMANA | Singlezone Ducted, Centrally Ducted | 205358216 |  | HRCU-A-CB | AVZC200481A* |  | CHPF4860D6D*+MBVC2001**-1A*+TXV | 12.5 | 20 | 10 |  |  |  | FALSE | FALSE | FALSE | 45000 | 26600 | 2.8 | 34000 | 2.4
205358210 | 10/28/22 | Live | Daikin North America, LLC | AMANA | Singlezone Ducted, Centrally Ducted | 205358210 |  | HRCU-A-CB | AVZC200361A* |  | CA*F3743*6D*+MBVC1601**-1A*+TXV | 14 | 21 | 10 |  |  |  | FALSE | FALSE | FALSE | 35400 | 18200 | 2.46 | 28800 | 2.27
205358209 | 10/28/22 | Live | Daikin North America, LLC | AMANA | Singlezone Ducted, Centrally Ducted | 205358209 |  | HRCU-A-CB | AVZC200361A* |  | CSCF3642N6D*+MBVC1601**-1A*+TXV | 13.5 | 20 | 10 |  |  |  | FALSE | FALSE | FALSE | 35000 | 18200 | 2.44 | 28800 | 2.27
205358208 | 10/28/22 | Live | Daikin North America, LLC | AMANA | Singlezone Ducted, Centrally Ducted | 205358208 |  | HRCU-A-CB | AVZC200361A* |  | CHPF3743C6B*+MBVC1601**-1A*+TXV | 13.5 | 20 | 10 |  |  |  | FALSE | FALSE | FALSE | 35200 | 18200 | 2.44 | 28800 | 2.27
205358206 | 10/28/22 | Live | Daikin North America, LLC | AMANA | Singlezone Ducted, Centrally Ducted | 205358206 |  | HRCU-A-CB | AVZC200361A* |  | CA*F3642*6D*+MBVC1601**-1A*+TXV | 13.5 | 20 | 10 |  |  |  | FALSE | FALSE | FALSE | 34600 | 18000 | 2.42 | 28800 | 2.27
205358211 | 10/28/22 | Live | Daikin North America, LLC | AMANA | Singlezone Ducted, Centrally Ducted | 205358211 |  | HRCU-A-CB | AVZC200481A* |  | CA*F4860*6D*+MBVC1601**-1A*+TXV | 12 | 19.5 | 10 |  |  |  | FALSE | FALSE | FALSE | 44500 | 26600 | 2.76 | 34000 | 2.4
205358205 | 10/28/22 | Live | Daikin North America, LLC | AMANA | Singlezone Ducted, Centrally Ducted | 205358205 |  | HRCU-A-CB | AVZC200361A* |  | CA*F3137*6A*+MBVC1601**-1A*+TXV | 13.5 | 20 | 10 |  |  |  | FALSE | FALSE | FALSE | 34800 | 18200 | 2.44 | 28800 | 2.27
205358203 | 10/28/22 | Live | Daikin North America, LLC | AMANA | Singlezone Ducted, Centrally Ducted | 205358203 |  | HRCU-A-CB | AVZC200361A* |  | CHPF3743C6B*+MBVC1201**-1A*+TXV | 13.5 | 20 | 10 |  |  |  | FALSE | FALSE | FALSE | 35000 | 18200 | 2.42 | 28800 | 2.27
205358201 | 10/28/22 | Live | Daikin North America, LLC | AMANA | Singlezone Ducted, Centrally Ducted | 205358201 |  | HRCU-A-CB | AVZC200361A* |  | CA*F3743*6D*+MBVC1201**-1A*+TXV | 13.5 | 20 | 10 |  |  |  | FALSE | FALSE | FALSE | 35200 | 18200 | 2.42 | 28800 | 2.27
205358204 | 10/28/22 | Live | Daikin North America, LLC | AMANA | Singlezone Ducted, Centrally Ducted | 205358204 |  | HRCU-A-CB | AVZC200361A* |  | CSCF3642N6D*+MBVC1201**-1A*+TXV | 13.5 | 20 | 10 |  |  |  | FALSE | FALSE | FALSE | 34800 | 18200 | 2.42 | 28800 | 2.27
205358202 | 10/28/22 | Live | Daikin North America, LLC | AMANA | Singlezone Ducted, Centrally Ducted | 205358202 |  | HRCU-A-CB | AVZC200361A* |  | CHPF3642C6C*+MBVC1201**-1A*+TXV | 13 | 20 | 10 |  |  |  | FALSE | FALSE | FALSE | 34800 | 18000 | 2.4 | 28800 | 2.27
205358200 | 10/28/22 | Live | Daikin North America, LLC | AMANA | Singlezone Ducted, Centrally Ducted | 205358200 |  | HRCU-A-CB | AVZC200361A* |  | CA*F3642*6D*+MBVC1201**-1A*+TXV | 13 | 20 | 10 |  |  |  | FALSE | FALSE | FALSE | 34600 | 18000 | 2.4 | 28800 | 2.27
205358196 | 10/28/22 | Live | Daikin North America, LLC | AMANA | Singlezone Ducted, Centrally Ducted | 205358196 |  | HRCU-A-CB | AVZC200241A* |  | CHPF3636B6C*+MBVC1201**-1A*+TXV | 13 | 21 | 10 |  |  |  | FALSE | FALSE | FALSE | 23400 | 13000 | 2.61 | 15200 | 2.45
205358198 | 10/28/22 | Live | Daikin North America, LLC | AMANA | Singlezone Ducted, Centrally Ducted | 205358198 |  | HRCU-A-CB | AVZC200241A* |  | CHPF3642C6C*+MBVC1201**-1A*+TXV | 13 | 21 | 10 |  |  |  | FALSE | FALSE | FALSE | 23400 | 13000 | 2.61 | 15200 | 2.45
205358199 | 10/28/22 | Live | Daikin North America, LLC | AMANA | Singlezone Ducted, Centrally Ducted | 205358199 |  | HRCU-A-CB | AVZC200361A* |  | CA*F3137*6A*+MBVC1201**-1A*+TXV | 13.5 | 20 | 10 |  |  |  | FALSE | FALSE | FALSE | 34800 | 18000 | 2.42 | 28800 | 2.27
205358197 | 10/28/22 | Live | Daikin North America, LLC | AMANA | Singlezone Ducted, Centrally Ducted | 205358197 |  | HRCU-A-CB | AVZC200241A* |  | CA*F3642*6D*+MBVC1201**-1A*+TXV | 13 | 21 | 10 |  |  |  | FALSE | FALSE | FALSE | 23400 | 13000 | 2.57 | 15200 | 2.45
205358195 | 10/28/22 | Live | Daikin North America, LLC | AMANA | Singlezone Ducted, Centrally Ducted | 205358195 |  | HRCU-A-CB | AVZC200241A* |  | CA*F3743*6D*+MBVC1201**-1A*+TXV | 13 | 21 | 10 |  |  |  | FALSE | FALSE | FALSE | 23800 | 13000 | 2.63 | 15200 | 2.45
205358194 | 10/28/22 | Live | Daikin North America, LLC | AMANA | Singlezone Ducted, Centrally Ducted | 205358194 |  | HRCU-A-CB | AVZC200241A* |  | CA*F3636*6D*+MBVC1201**-1A*+TXV | 13 | 20 | 10 |  |  |  | FALSE | FALSE | FALSE | 23200 | 13000 | 2.57 | 15200 | 2.45
205358193 | 10/28/22 | Live | Daikin North America, LLC | AMANA | Singlezone Ducted, Centrally Ducted | 205358193 |  | HRCU-A-CB | AVZC200241A* |  | CA*F3137*6A*+MBVC1201**-1A*+TXV | 13 | 21 | 10 |  |  |  | FALSE | FALSE | FALSE | 23800 | 13000 | 2.61 | 15200 | 2.45
9993626 | 10/28/22 | Live | Daikin North America, LLC | AMANA | Singlezone Ducted, Centrally Ducted | 9993626 |  | HRCU-A-CB | AVZC200481A* |  | AVPEC61D14A* | 12.5 | 20 | 10 |  |  |  | FALSE | FALSE | FALSE | 45500 | 28600 | 2.68 | 34000 | 2.4
8670115 | 10/28/22 | Live | Daikin North America, LLC | AMANA | Singlezone Ducted, Centrally Ducted | 8670115 |  | HRCU-A-CB | AVZC200481A* |  | CSCF4860N6D*+MBVC2000**-1A*+TXV | 12.5 | 20 | 10 |  |  |  | FALSE | FALSE | FALSE | 45000 | 33400 | 2.36 | 34000 | 2.4
205358207 | 10/28/22 | Live | Daikin North America, LLC | AMANA | Singlezone Ducted, Centrally Ducted | 205358207 |  | HRCU-A-CB | AVZC200361A* |  | CHPF3642C6C*+MBVC1601**-1A*+TXV | 13.5 | 20 | 10 |  |  |  | FALSE | FALSE | FALSE | 35000 | 18000 | 2.42 | 28800 | 2.27
8669687 | 10/28/22 | Live | Daikin North America, LLC | AMANA | Singlezone Ducted, Centrally Ducted | 8669687 |  | HRCU-A-CB | AVZC200481A* |  | CHPF4860D6D*+MBVC2000**-1A*+TXV | 12.5 | 20 | 10 |  |  |  | FALSE | FALSE | FALSE | 45000 | 34000 | 2.32 | 34000 | 2.4
8669642 | 10/28/22 | Live | Daikin North America, LLC | AMANA | Singlezone Ducted, Centrally Ducted | 8669642 |  | HRCU-A-CB | AVZC200481A* |  | CA*F4860*6D*+MBVC2000**-1A*+TXV | 12.5 | 20 | 10 |  |  |  | FALSE | FALSE | FALSE | 45000 | 33400 | 2.3 | 34000 | 2.4
207658962 | 01/05/23 | Live | Midea Electric Trading | COMFORTSTAR | Singlezone Non-Ducted, Wall Placement | 207658962 |  | HRCU-A-CB-O | CHF36CD(O) | Mini-Splits | FPA-36DU | 8.6 | 17.5 | 10 | 8.8 | 17.6 | 10 | TRUE | TRUE | FALSE | 36000 | 32000 | 2.23 | 42000 | 1.9
8669931 | 10/28/22 | Live | Daikin North America, LLC | AMANA | Singlezone Ducted, Centrally Ducted | 8669931 |  | HRCU-A-CB | AVZC200481A* |  | CSCF4860N6D*+MBVC1600**-1A*+TXV | 12 | 20 | 10 |  |  |  | FALSE | FALSE | FALSE | 45000 | 33400 | 2.34 | 34000 | 2.4
8669686 | 10/28/22 | Live | Daikin North America, LLC | AMANA | Singlezone Ducted, Centrally Ducted | 8669686 |  | HRCU-A-CB | AVZC200481A* |  | CHPF4860D6D*+MBVC1600**-1A*+TXV | 12 | 19.5 | 10 |  |  |  | FALSE | FALSE | FALSE | 45000 | 34000 | 2.3 | 34000 | 2.4
8669617 | 10/28/22 | Live | Daikin North America, LLC | AMANA | Singlezone Ducted, Centrally Ducted | 8669617 |  | HRCU-A-CB | AVZC200361A* |  | CSCF3642N6D*+MBVC1200**-1A*+TXV | 13.5 | 20 | 10 |  |  |  | FALSE | FALSE | FALSE | 34800 | 18200 | 2.16 | 28800 | 2.27
8669602 | 10/28/22 | Live | Daikin North America, LLC | AMANA | Singlezone Ducted, Centrally Ducted | 8669602 |  | HRCU-A-CB | AVZC200361A* |  | CHPF3743C6B*+MBVC1600**-1A*+TXV | 13.5 | 20 | 10 |  |  |  | FALSE | FALSE | FALSE | 35200 | 18200 | 2.12 | 28800 | 2.27
8669618 | 10/28/22 | Live | Daikin North America, LLC | AMANA | Singlezone Ducted, Centrally Ducted | 8669618 |  | HRCU-A-CB | AVZC200361A* |  | CSCF3642N6D*+MBVC1600**-1A*+TXV | 13.5 | 20 | 10 |  |  |  | FALSE | FALSE | FALSE | 35000 | 18200 | 2.16 | 28800 | 2.27
207658935 | 01/05/23 | Live | Midea Electric Trading | COMFORTSTAR | Singlezone Ducted, Compact Ducted | 207658935 |  | HRCU-A-CB | CZP48CD(O) | Mini-Splits | CPA-48DUB | 9.2 | 17.4 | 10.3 | 8.5 | 15.1 | 9.3 | FALSE | FALSE | FALSE | 48000 | 34000 | 2.32 | 41000 | 2.32
207765968 | 01/05/23 | Live | Midea Electric Trading | COMFORTSTAR | Singlezone Non-Ducted, Wall Placement | 207765968 |  | HRCU-A-CB-O | CZP48CD(O) | Mini-Splits | TIP48 | 9.5 | 17.8 | 11.5 | 9.5 | 18.5 | 9.8 | FALSE | FALSE | TRUE | 48000 | 30000 | 2.34 | 39000 | 2.05
210609993 | 02/16/23 | Live | Daikin North America, LLC | LIBERTY HEATING & AIR CONDITIONING | Singlezone Ducted, Centrally Ducted | 210609993 |  | HRCU-A-CB | ASZV906010A* | Ducted Indoor Units | AMVE60DP1400A* |  |  |  | 10.5 | 19 | 8.2 | FALSE | FALSE | TRUE | 51500 | 33400 | 2.58 | 37400 | 2.45
207658948 | 01/05/23 | Live | Midea Electric Trading | COMFORTSTAR | Singlezone Non-Ducted, Wall Placement | 207658948 |  | HRCU-A-CB-O | CZP48CD(O) | Mini-Splits | TPA-48C | 9.5 | 17.8 | 11.5 | 9.5 | 18.5 | 9.8 | FALSE | FALSE | TRUE | 48000 | 30000 | 2.34 | 39000 | 2.05
207742519 | 01/05/23 | Live | Midea Electric Trading | MOOVAIR | Singlezone Ducted, Compact Ducted | 207742519 |  | HRCU-A-CB | DMA48HOS18230S5 | Mini-Splits | DUA48HIDU230X5 | 9.2 | 17.4 | 10.3 | 8.5 | 15.1 | 9.3 | FALSE | FALSE | FALSE | 48000 | 34000 | 2.32 | 41000 | 2.32
210607426 | 02/16/23 | Live | Daikin North America, LLC | LIBERTY HEATING & AIR CONDITIONING | Singlezone Ducted, Centrally Ducted | 210607426 |  | HRCU-A-CB | ASZV906010A* | Ducted Indoor Units | CA*F4961*6D*+MBVC2001**-1A*+TX |  |  |  | 10.5 | 19 | 8.2 | FALSE | FALSE | TRUE | 52500 | 34000 | 2.6 | 37400 | 2.45
9993623 | 10/28/22 | Live | Daikin North America, LLC | AMANA | Singlezone Ducted, Centrally Ducted | 9993623 |  | HRCU-A-CB | AVZC200241A* |  | AVPEC25B14A* | 13 | 21 | 10 |  |  |  | FALSE | FALSE | FALSE | 23000 | 13600 | 2.61 | 15200 | 2.45
10324705 | 10/28/22 | Live | Daikin North America, LLC | AMANA | Singlezone Ducted, Centrally Ducted | 10324705 |  | HRCU-A-CB | AVZC200361A* |  | CA*F3743*6D*+MBVC1600**-1A*+TX | 14 | 21 | 10 |  |  |  | FALSE | FALSE | FALSE | 35400 | 18200 | 2.55 | 28800 | 2.27
207599994 | 10/28/22 | Live | Daikin North America, LLC | DAIKIN | Singlezone Ducted, Centrally Ducted | 207599994 |  | HRCU-A-CB | DZ17VSA301B* |  | DV35FECC14A* | 10.7 | 18 | 10 |  |  |  | FALSE | FALSE | FALSE | 25000 | 17600 | 2.5 | 21300 | 2.75
207599995 | 10/28/22 | Live | Daikin North America, LLC | DAIKIN | Singlezone Ducted, Centrally Ducted | 207599995 |  | HRCU-A-CB | DZ17VSA361B* |  | DV35FECC14A* | 9.3 | 17.5 | 10 |  |  |  | FALSE | FALSE | FALSE | 31000 | 22000 | 2.5 | 23900 | 2.69
207658934 | 01/05/23 | Live | Midea Electric Trading | COMFORTSTAR | Singlezone Ducted, Compact Ducted | 207658934 |  | HRCU-A-CB | CZP36CD(O) | Mini-Splits | CPA-36DUB | 9 | 16.7 | 11.5 | 8.8 | 15.8 | 8.8 | FALSE | FALSE | FALSE | 36000 | 25000 | 2.49 | 26000 | 2.22
210693459 | 02/16/23 | Live | Daikin North America, LLC | LIBERTY HEATING & AIR CONDITIONING | Singlezone Ducted, Centrally Ducted | 210693459 |  | HRCU-A-CB | ASZV906010A* | Ducted Indoor Units | CHPF4860D6D*+MBVC2001**-1A*+TXV |  |  |  | 10 | 18 | 8 | FALSE | FALSE | FALSE | 51000 | 32400 | 2.57 | 37400 | 2.45
207599996 | 10/28/22 | Live | Daikin North America, LLC | DAIKIN | Singlezone Ducted, Centrally Ducted | 207599996 |  | HRCU-A-CB | DZ17VSA421B* |  | DV47FECD14A* | 9 | 17 | 10 |  |  |  | FALSE | FALSE | FALSE | 37000 | 25200 | 2.5 | 34900 | 2.46
207765967 | 01/05/23 | Live | Midea Electric Trading | COMFORTSTAR | Singlezone Non-Ducted, Wall Placement | 207765967 |  | HRCU-A-CB-O | CZP36CD(O) | Mini-Splits | TIP36 | 9 | 18.2 | 10.6 | 9.4 | 19.2 | 8.8 | FALSE | FALSE | FALSE | 36000 | 23000 | 2.45 | 26000 | 2.13
207658947 | 01/05/23 | Live | Midea Electric Trading | COMFORTSTAR | Singlezone Non-Ducted, Wall Placement | 207658947 |  | HRCU-A-CB-O | CZP36CD(O) | Mini-Splits | TPA-36C | 9 | 18.2 | 10.6 | 9.4 | 19.2 | 8.8 | FALSE | FALSE | FALSE | 36000 | 23000 | 2.45 | 26000 | 2.13
8669601 | 10/28/22 | Live | Daikin North America, LLC | AMANA | Singlezone Ducted, Centrally Ducted | 8669601 |  | HRCU-A-CB | AVZC200361A* |  | CHPF3743C6B*+MBVC1200**-1A*+TXV | 13.5 | 20 | 10 |  |  |  | FALSE | FALSE | FALSE | 35000 | 18200 | 2.12 | 28800 | 2.27
202132779 | 10/28/22 | Live | Daikin North America, LLC | AMANA | Singlezone Ducted, Centrally Ducted | 202132779 |  | HRCU-A-CB | AVZC200241A* |  | CHPF3642C6C*+MBVC1200**-1A*+TXV | 13 | 21 | 10 |  |  |  | FALSE | FALSE | FALSE | 23400 | 13000 | 2.61 | 15200 | 2.45
8669586 | 10/28/22 | Live | Daikin North America, LLC | AMANA | Singlezone Ducted, Centrally Ducted | 8669586 |  | HRCU-A-CB | AVZC200361A* |  | CHPF3642C6C*+MBVC1600**-1A*+TXV | 13.5 | 20 | 10 |  |  |  | FALSE | FALSE | FALSE | 35000 | 18000 | 2.1 | 28800 | 2.27
8669331 | 10/28/22 | Live | Daikin North America, LLC | AMANA | Singlezone Ducted, Centrally Ducted | 8669331 |  | HRCU-A-CB | AVZC200361A* |  | CA*F3743*6D*+MBVC1200**-1A*+TXV | 13.5 | 20 | 10 |  |  |  | FALSE | FALSE | FALSE | 35200 | 18200 | 2.12 | 28800 | 2.27
8669654 | 10/28/22 | Live | Daikin North America, LLC | AMANA | Singlezone Ducted, Centrally Ducted | 8669654 |  | HRCU-A-CB | AVZC200481A* |  | CA*F4961*6D*+MBVC1600**-1A*+TXV | 12.5 | 20 | 10 |  |  |  | FALSE | FALSE | FALSE | 46500 | 34000 | 2.34 | 34000 | 2.4
8669310 | 10/28/22 | Live | Daikin North America, LLC | AMANA | Singlezone Ducted, Centrally Ducted | 8669310 |  | HRCU-A-CB | AVZC200361A* |  | CA*F3642*6D*+MBVC1600**-1A*+TXV | 13.5 | 20 | 10 |  |  |  | FALSE | FALSE | FALSE | 34600 | 18000 | 2.08 | 28800 | 2.27
8669309 | 10/28/22 | Live | Daikin North America, LLC | AMANA | Singlezone Ducted, Centrally Ducted | 8669309 |  | HRCU-A-CB | AVZC200361A* |  | CA*F3642*6D*+MBVC1200**-1A*+TXV | 13 | 20 | 10 |  |  |  | FALSE | FALSE | FALSE | 34600 | 18000 | 2.08 | 28800 | 2.27
8669641 | 10/28/22 | Live | Daikin North America, LLC | AMANA | Singlezone Ducted, Centrally Ducted | 8669641 |  | HRCU-A-CB | AVZC200481A* |  | CA*F4860*6D*+MBVC1600**-1A*+TXV | 12 | 19.5 | 10 |  |  |  | FALSE | FALSE | FALSE | 44500 | 33400 | 2.28 | 34000 | 2.4
8669283 | 10/28/22 | Live | Daikin North America, LLC | AMANA | Singlezone Ducted, Centrally Ducted | 8669283 |  | HRCU-A-CB | AVZC200241A* |  | CHPF3636B6C*+MBVC1200**-1A*+TXV | 13 | 21 | 10 |  |  |  | FALSE | FALSE | FALSE | 23400 | 13000 | 2.4 | 15200 | 2.45
8669301 | 10/28/22 | Live | Daikin North America, LLC | AMANA | Singlezone Ducted, Centrally Ducted | 8669301 |  | HRCU-A-CB | AVZC200361A* |  | CA*F3137*6A*+MBVC1200**-1A*+TXV | 13.5 | 20 | 10 |  |  |  | FALSE | FALSE | FALSE | 34800 | 18000 | 2.12 | 28800 | 2.27
8669302 | 10/28/22 | Live | Daikin North America, LLC | AMANA | Singlezone Ducted, Centrally Ducted | 8669302 |  | HRCU-A-CB | AVZC200361A* |  | CA*F3137*6A*+MBVC1600**-1A*+TXV | 13.5 | 20 | 10 |  |  |  | FALSE | FALSE | FALSE | 34800 | 18200 | 2.14 | 28800 | 2.27
8669274 | 10/28/22 | Live | Daikin North America, LLC | AMANA | Singlezone Ducted, Centrally Ducted | 8669274 |  | HRCU-A-CB | AVZC200241A* |  | CA*F3743*6D*+MBVC1200**-1A*+TXV | 13 | 21 | 10 |  |  |  | FALSE | FALSE | FALSE | 23800 | 13000 | 2.4 | 15200 | 2.45
207658957 | 01/05/23 | Live | Midea Electric Trading | COMFORTSTAR | Singlezone Non-Ducted, Wall Placement | 207658957 |  | HRCU-A-CB-O | CZP36CD(O) | Mini-Splits | FPA-36DU | 8 | 17 | 10 | 8.5 | 19 | 9 | FALSE | FALSE | FALSE | 36000 | 23000 | 2.2 | 25000 | 2.11
8669585 | 10/28/22 | Live | Daikin North America, LLC | AMANA | Singlezone Ducted, Centrally Ducted | 8669585 |  | HRCU-A-CB | AVZC200361A* |  | CHPF3642C6C*+MBVC1200**-1A*+TXV | 13 | 20 | 10 |  |  |  | FALSE | FALSE | FALSE | 34800 | 18000 | 2.08 | 28800 | 2.27
8669093 | 10/28/22 | Live | Daikin North America, LLC | AMANA | Singlezone Ducted, Centrally Ducted | 8669093 |  | HRCU-A-CB | AVZC200241A* |  | CA*F3636*6D*+MBVC1200**-1A*+TXV | 13 | 20 | 10 |  |  |  | FALSE | FALSE | FALSE | 23200 | 13000 | 2.38 | 15200 | 2.45
207742342 | 01/05/23 | Live | Midea Electric Trading | C&H | Singlezone Ducted, Compact Ducted | 207742342 |  | HRCU-A-CB | CH-N48LCU-230VO | Mini-Splits | CH-48LCDTU/I | 9.2 | 17.4 | 10.3 | 8.5 | 15.1 | 9.3 | FALSE | FALSE | FALSE | 48000 | 34000 | 2.32 | 41000 | 2.32
8657940 | 10/28/22 | Live | Daikin North America, LLC | AMANA | Singlezone Ducted, Centrally Ducted | 8657940 |  | HRCU-A-CB | AVZC200241A* |  | CA*F3137*6A*+MBVC1200**-1A*+TXV | 13 | 21 | 10 |  |  |  | FALSE | FALSE | FALSE | 23800 | 13000 | 2.4 | 15200 | 2.45
208674954 | 01/05/23 | Live | Midea Electric Trading | SEA BREEZE+ | Singlezone Non-Ducted, Wall Placement | 208674954 |  | HRCU-A-CB-O | SZ9H424ZMO | Mini-Splits | WM9H424ZMI | 14.7 | 24 | 12.7 | 14.7 | 24 | 11.6 | FALSE | FALSE | TRUE | 9000 | 8100 | 2.7 | 9543 | 2.48
205976168 | 10/28/22 | Live | Daikin North America, LLC | AMANA | Singlezone Ducted, Centrally Ducted | 205976168 |  | HRCU-A-CB | AVZC200601B* |  | CHPF4860D6D*+MBVC2001**-1A*+TXV | 11.5 | 19.5 | 10 |  |  |  | FALSE | FALSE | FALSE | 51500 | 32000 | 2.68 | 37300 | 2.44
205976155 | 10/28/22 | Live | Daikin North America, LLC | AMANA | Singlezone Ducted, Centrally Ducted | 205976155 |  | HRCU-A-CB | AVZC200601B* |  | CHPF4860D6D*+MBVC2000**-1A*+TXV | 11.5 | 19.5 | 10 |  |  |  | FALSE | FALSE | FALSE | 51500 | 32000 | 2.7 | 37300 | 2.44
210435088 | 02/16/23 | Live | Daikin North America, LLC | DAIKIN | Singlezone Ducted, Centrally Ducted | 210435088 |  | HRCU-A-CB | DZ6VSA1810A* | Ducted Indoor Units | DV24FECB14A* |  |  |  | 10.9 | 17.5 | 8.5 | FALSE | FALSE | TRUE | 16600 | 10800 | 2.71 | 17100 | 2.48
205976167 | 10/28/22 | Live | Daikin North America, LLC | AMANA | Singlezone Ducted, Centrally Ducted | 205976167 |  | HRCU-A-CB | AVZC200601B* |  | CA*F4961*6D*+MBVC2001**-1A*+TXV | 11.5 | 20 | 10 |  |  |  | FALSE | FALSE | FALSE | 52500 | 32000 | 2.7 | 37300 | 2.44
205976166 | 10/28/22 | Live | Daikin North America, LLC | AMANA | Singlezone Ducted, Centrally Ducted | 205976166 |  | HRCU-A-CB | AVZC200601B* |  | AVPEC61D14A* | 11.5 | 20 | 10 |  |  |  | FALSE | FALSE | FALSE | 52500 | 32600 | 2.68 | 37300 | 2.44
207742450 | 01/05/23 | Live | Midea Electric Trading | ELIOS | Singlezone Ducted, Compact Ducted | 207742450 |  | HRCU-A-CB | DEA48HOS18230S5 | Mini-Splits | DUA48HIDU230X5 | 9.2 | 17.4 | 10.3 | 8.5 | 15.1 | 9.3 | FALSE | FALSE | FALSE | 48000 | 34000 | 2.32 | 41000 | 2.32
205976135 | 10/28/22 | Live | Daikin North America, LLC | AMANA | Singlezone Ducted, Centrally Ducted | 205976135 |  | HRCU-A-CB | AVZC200601B* |  | CA*F4961*6D*+MBVC2000**-1A*+TXV | 11.5 | 20 | 10 |  |  |  | FALSE | FALSE | FALSE | 52500 | 32000 | 2.7 | 37300 | 2.44
207658923 | 01/05/23 | Live | Midea Electric Trading | COMFORTSTAR | Singlezone Non-Ducted, Wall Placement | 207658923 |  | HRCU-A-CB-O | CZP12CD(O) | Mini-Splits | CHF12CD(I) | 13.7 | 23.2 | 13.2 | 13.7 | 24.6 | 10.7 | TRUE | FALSE | TRUE | 12000 | 9000 | 2.69 | 9921 | 2.31
210435112 | 02/16/23 | Live | Daikin North America, LLC | DAIKIN | Singlezone Ducted, Centrally Ducted | 210435112 |  | HRCU-A-CB | DZ6VSA1810A* | Ducted Indoor Units | CA*EA1818*4A*+MBVC1200**-1A* |  |  |  | 10.9 | 17.5 | 8.5 | FALSE | FALSE | TRUE | 16600 | 10800 | 2.71 | 17100 | 2.48
207658922 | 01/05/23 | Live | Midea Electric Trading | COMFORTSTAR | Singlezone Non-Ducted, Wall Placement | 207658922 |  | HRCU-A-CB-O | CZP09CD(O) | Mini-Splits | CHF09CD(I) | 15 | 25.5 | 12.2 | 15 | 25.5 | 12.3 | TRUE | TRUE | TRUE | 9000 | 8500 | 2.8 | 9611 | 2.29
207742438 | 01/05/23 | Live | Midea Electric Trading | ELIOS | Singlezone Non-Ducted, Wall Placement | 207742438 |  | HRCU-A-CB-O | DEA48HOS18230S5 | Mini-Splits | DUA48HICU230X5 | 9.5 | 17.8 | 11.5 | 9.5 | 18.5 | 9.8 | FALSE | FALSE | TRUE | 48000 | 30000 | 2.34 | 39000 | 2.05
210435119 | 02/16/23 | Live | Daikin North America, LLC | DAIKIN | Singlezone Ducted, Centrally Ducted | 210435119 |  | HRCU-A-CB | DZ6VSA1810A* | Ducted Indoor Units | CA*EA1818*4A*+MBVC1600**-1A* |  |  |  | 10.9 | 17.5 | 8.5 | FALSE | FALSE | TRUE | 16600 | 10800 | 2.71 | 17100 | 2.48
207658918 | 01/05/23 | Live | Midea Electric Trading | COMFORTSTAR | Singlezone Non-Ducted, Wall Placement | 207658918 |  | HRCU-A-CB-O | CGS24CD(O) | Mini-Splits | CGS24CD(I) | 9.5 | 18.5 | 10.2 | 9.5 | 18.5 | 8.6 | FALSE | FALSE | FALSE | 24000 | 16500 | 2.38 | 19257 | 2.11
207742341 | 01/05/23 | Live | Midea Electric Trading | C&H | Singlezone Non-Ducted, Wall Placement | 207742341 |  | HRCU-A-CB-O | CH-N48LCU-230VO | Mini-Splits | CH-N48LCCT-230VI | 9.5 | 17.8 | 11.5 | 9.5 | 18.5 | 9.8 | FALSE | FALSE | TRUE | 48000 | 30000 | 2.34 | 39000 | 2.05
207804186 | 01/05/23 | Live | Midea Electric Trading | COMFORTSTAR | Singlezone Non-Ducted, Wall Placement | 207804186 |  | HRCU-A-CB-O | CHI24CD(O) | Mini-Splits | CHI24CD(I) | 9.5 | 18.5 | 10.2 | 9.5 | 18.5 | 8.6 | FALSE | FALSE | FALSE | 24000 | 16500 | 2.38 | 19257 | 2.11
210435130 | 02/16/23 | Live | Daikin North America, LLC | DAIKIN | Singlezone Ducted, Centrally Ducted | 210435130 |  | HRCU-A-CB | DZ6VSA1810A* | Ducted Indoor Units | CA*EA2422*4A*+MBVC1200**-1A* |  |  |  | 10.9 | 17.5 | 8.5 | FALSE | FALSE | TRUE | 16600 | 10800 | 2.71 | 17100 | 2.48
202327352 | 10/28/22 | Live | Daikin North America, LLC | AMANA | Singlezone Ducted, Centrally Ducted | 202327352 |  | HRCU-A-CB | AVZC200481A* |  | AVPEC59D14A* | 11.7 | 19 | 9.5 |  |  |  | FALSE | FALSE | FALSE | 44500 | 27000 | 2.4 | 34000 | 2.4
210435137 | 02/16/23 | Live | Daikin North America, LLC | DAIKIN | Singlezone Ducted, Centrally Ducted | 210435137 |  | HRCU-A-CB | DZ6VSA1810A* | Ducted Indoor Units | CA*EA2422*4A*+MBVC1600**-1A* |  |  |  | 10.9 | 17.5 | 8.5 | FALSE | FALSE | TRUE | 16600 | 10800 | 2.71 | 17100 | 2.48
210435081 | 02/16/23 | Live | Daikin North America, LLC | DAIKIN | Singlezone Ducted, Centrally Ducted | 210435081 |  | HRCU-A-CB | DZ6VSA1810A* | Ducted Indoor Units | DFVE24BP1400A* |  |  |  | 10.9 | 17.5 | 8.5 | FALSE | FALSE | TRUE | 16600 | 10800 | 2.71 | 17100 | 2.48
210435089 | 02/16/23 | Live | Daikin North America, LLC | DAIKIN | Singlezone Ducted, Centrally Ducted | 210435089 |  | HRCU-A-CB | DZ6VSA2410A* | Ducted Indoor Units | DV24FECB14A* |  |  |  | 10.1 | 17.3 | 8.5 | FALSE | FALSE | TRUE | 22200 | 14600 | 2.58 | 17600 | 2.33
209949004 | 04/15/22 | Live | Mitsubishi Electric Trane | MITSUBISHI ELECTRIC | Multizone Mix of Ducted and Non-Ducted | 209949004 | 207348692 | HMSV-A-CB | MXZ-2C20NAHZ3*** | Mixed Ducted and Non-Ducted Indoor Units |  | 12.25 | 16 | 9.75 |  |  |  | FALSE | FALSE | FALSE | 19000 | 13700 | 2.64 | 22000 | 2.05
202208444 | 10/27/22 | Live | Fujitsu General America, Inc. | FUJITSU | Singlezone Non-Ducted, Ceiling Placement | 202208444 |  | HRCU-A-CB-O | AOU24RGLX | Mini-Splits | AUU24RGLX | 12.8 | 20 | 10.8 | 12.8 | 20.8 | 10.1 | TRUE | FALSE | TRUE | 24000 | 16400 | 1.87 | 25400 | 2.17
207804185 | 01/05/23 | Live | Midea Electric Trading | COMFORTSTAR | Singlezone Non-Ducted, Wall Placement | 207804185 |  | HRCU-A-CB-O | CHI18CD(O) | Mini-Splits | CHI18CD(I) | 11 | 19.5 | 10 | 11 | 19.5 | 8.7 | FALSE | FALSE | FALSE | 18000 | 11400 | 2.57 | 14370 | 2.49
204752938 | 10/27/22 | Live | Fujitsu General America, Inc. | FUJITSU | Singlezone Non-Ducted, Wall Placement | 204752938 |  | HRCU-A-CB-O | AOUG12LMAS1 | Mini-Splits | ASUG12LMAS | 12.5 | 23 | 12.5 | 12.5 | 23 | 11.1 | TRUE | FALSE | FALSE | 12000 | 10300 | 2.9 | 12700 | 2.68
202534923 | 10/27/22 | Live | Fujitsu General America, Inc. | FUJITSU | Singlezone Ducted, Compact Ducted | 202534923 |  | HRCU-A-CB | AOU18RGLX | Mini-Splits | ARU18RGLX | 13 | 19 | 10.9 | 11.9 | 16.7 | 9.3 | TRUE | FALSE | TRUE | 18000 | 12700 | 2.5 | 19800 | 2.67
202537547 | 10/27/22 | Live | Fujitsu General America, Inc. | FUJITSU | Singlezone Ducted, Compact Ducted | 202537547 |  | HRCU-A-CB | AOU24RGLX | Mini-Splits | ARU24RGLX | 12.6 | 17.5 | 10.8 | 11.7 | 16 | 9.5 | TRUE | FALSE | TRUE | 24000 | 17300 | 2.15 | 24800 | 2.14
8033586 | 10/27/22 | Live | Fujitsu General America, Inc. | FUJITSU | Multizone All Non-Ducted | 8033586 |  | HMSV-A-CB | AOU24RLXFZH | Mini-Splits |  | 13.3 | 20 | 10.3 | 13.3 | 20 | 10 | TRUE | TRUE | TRUE | 22000 | 15400 | 2.61 | 26000 | 2.13
205123807 | 10/27/22 | Live | Fujitsu General America, Inc. | FUJITSU | Singlezone Ducted, Centrally Ducted | 205123807 |  | HRCU-A-CB | AOU24RGLX | Mini-Splits | AMUG24LMAS | 12 | 19 | 10.7 | 11.7 | 17.6 | 9.2 | FALSE | FALSE | TRUE | 24000 | 18700 | 2.84 | 22400 | 2
8033742 | 10/27/22 | Live | Fujitsu General America, Inc. | FUJITSU | Multizone All Ducted | 8033742 |  | HMSV-A-CB | AOU24RLXFZH | Mini-Splits |  | 12.1 | 18 | 9 | 12.1 | 17.8 | 9.2 | TRUE | TRUE | TRUE | 22000 | 15400 | 2.12 | 26238 | 2.11
207742507 | 01/05/23 | Live | Midea Electric Trading | MOOVAIR | Singlezone Non-Ducted, Wall Placement | 207742507 |  | HRCU-A-CB-O | DMA48HOS18230S5 | Mini-Splits | DUA48HICU230X5 | 9.5 | 17.8 | 11.5 | 9.5 | 18.5 | 9.8 | FALSE | FALSE | TRUE | 48000 | 30000 | 2.34 | 39000 | 2.05
8033585 | 10/27/22 | Live | Fujitsu General America, Inc. | FUJITSU | Multizone All Ducted | 8033585 |  | HMSV-A-CB | AOU18RLXFZH | Mini-Splits |  | 12.4 | 19 | 9 | 12.4 | 19 | 9 | TRUE | TRUE | TRUE | 18000 | 14200 | 2.05 | 23611 | 2.14
207657376 | 10/27/22 | Live | Fujitsu General America, Inc. | FUJITSU | Singlezone Ducted, Centrally Ducted | 207657376 |  | HRCU-A-CB | AOUH30LUAH1 | Mini-Splits | AMUG30LMAS | 12 | 19.1 | 10.5 | 11.7 | 18.8 | 9.7 | TRUE | TRUE | TRUE | 28600 | 21600 | 3.03 | 34730 | 2.04
207658917 | 01/05/23 | Live | Midea Electric Trading | COMFORTSTAR | Singlezone Non-Ducted, Wall Placement | 207658917 |  | HRCU-A-CB-O | CGS18CD(O) | Mini-Splits | CGS18CD(I) | 11 | 19.5 | 10 | 11 | 19.5 | 8.7 | FALSE | FALSE | FALSE | 18000 | 11400 | 2.57 | 14370 | 2.49
8908615 | 09/07/22 | Live | Fujitsu General America, Inc. | FUJITSU | Multizone All Non-Ducted | 8908615 |  | HMSR-A-CB-O | AOU36RLXFZH | Mini-Splits |  | 13 | 20 | 10.3 | 13 | 20.5 | 9.5 | TRUE | TRUE | TRUE | 35200 | 21400 | 2.64 | 39341 | 2.25
8033584 | 09/07/22 | Live | Fujitsu General America, Inc. | FUJITSU | Multizone All Non-Ducted | 8033584 |  | HMSR-A-CB-O | AOU18RLXFZH | Mini-Splits |  | 13.5 | 21.5 | 10.3 | 13.5 | 21.5 | 9.6 | TRUE | TRUE | TRUE | 18000 | 14200 | 2.6 | 23500 | 2.17
207334301 | 08/05/22 | Live | Fujitsu General America, Inc. | FUJITSU | Singlezone Ducted, Centrally Ducted | 207334301 |  | HRCU-A-CB | AOUH12LUAS1 | Mini-Splits | ARUH12LUAS | 13.4 | 21.3 | 11.7 | 12.5 | 19.1 | 10.5 | TRUE | TRUE | TRUE | 12000 | 10500 | 3.05 | 17600 | 2.62
207657378 | 06/01/22 | Live | Fujitsu General America, Inc. | FUJITSU | Singlezone Ducted, Centrally Ducted | 207657378 |  | HRCU-A-CB | AOUH48LMAH1 | Mini-Splits | AMUG48LMAS | 9.1 | 16.3 | 10.2 | 8.8 | 16.6 | 10 | FALSE | FALSE | FALSE | 45500 | 34400 | 2.88 | 51000 | 2.29
210435148 | 02/16/23 | Live | Daikin North America, LLC | DAIKIN | Singlezone Ducted, Centrally Ducted | 210435148 |  | HRCU-A-CB | DZ6VSA2410A* | Ducted Indoor Units | CA*EA1818*4A*+MBVC1200**-1A* |  |  |  | 10.1 | 17.3 | 8.5 | FALSE | FALSE | TRUE | 22200 | 14600 | 2.58 | 17600 | 2.33
206263449 | 04/28/22 | Live | Fujitsu General America, Inc. | FUJITSU | Singlezone Non-Ducted, Wall Placement | 206263449 |  | HRCU-A-CB-O | AOUH09LMAH1 | Mini-Splits | ASUH09LMAS | 15.4 | 26.5 | 13 | 15.4 | 26.5 | 12.3 | TRUE | TRUE | TRUE | 9000 | 7400 | 3.19 | 10550 | 2.22
206913027 | 03/07/22 | Live | Fujitsu General America, Inc. | FUJITSU | Singlezone Non-Ducted, Wall Placement | 206913027 |  | HRCU-A-CB-O | AOUH18LMAS1 | Mini-Splits | ASUH18LMAS | 13 | 21.1 | 12.5 | 13 | 21.1 | 11.5 | TRUE | TRUE | TRUE | 18000 | 13600 | 3.11 | 23700 | 2.27
207590837 | 03/07/22 | Live | Fujitsu General America, Inc. | FUJITSU | Singlezone Non-Ducted, Wall Placement | 207590837 |  | HRCU-A-CB-O | AOUH36LPAS1 | Mini-Splits | ASUH36LPAS | 8.1 | 18 | 11 | 8.1 | 18 | 9.6 | FALSE | FALSE | FALSE | 33000 | 22400 | 2.7 | 30600 | 2
207658916 | 01/05/23 | Live | Midea Electric Trading | COMFORTSTAR | Singlezone Non-Ducted, Wall Placement | 207658916 |  | HRCU-A-CB-O | CGS12CD(O) | Mini-Splits | CGS12CD(I) | 10.8 | 20.5 | 10.7 | 10.8 | 21.4 | 9.2 | FALSE | FALSE | FALSE | 12000 | 7000 | 2.5 | 9300 | 2
207590836 | 03/07/22 | Live | Fujitsu General America, Inc. | FUJITSU | Singlezone Non-Ducted, Wall Placement | 207590836 |  | HRCU-A-CB-O | AOUH30LPAS1 | Mini-Splits | ASUH30LPAS | 9.8 | 18 | 11 | 9.8 | 18 | 9.8 | FALSE | FALSE | TRUE | 30000 | 19400 | 2.87 | 28800 | 1.98
207454671 | 11/17/21 | Live | Fujitsu General America, Inc. | FUJITSU | Singlezone Non-Ducted, Wall Placement | 207454671 |  | HRCU-A-CB-O | AOUH09LEAS1 | Mini-Splits | ASUH09LMAS | 12.5 | 21.3 | 11.1 | 12.5 | 21.3 | 10 | TRUE | TRUE | TRUE | 9000 | 6700 | 2.65 | 9850 | 2.05
207454670 | 11/17/21 | Live | Fujitsu General America, Inc. | FUJITSU | Singlezone Non-Ducted, Wall Placement | 207454670 |  | HRCU-A-CB-O | AOUH12LEAS1 | Mini-Splits | ASUH12LMAS | 8.5 | 18 | 11 | 8.5 | 18 | 9 | FALSE | FALSE | FALSE | 12000 | 7500 | 2.65 | 9850 | 2.05
206909901 | 09/23/21 | Live | Fujitsu General America, Inc. | FUJITSU | Singlezone Non-Ducted, Wall Placement | 206909901 |  | HRCU-A-CB-O | AOUH12LPAS1 | Mini-Splits | ASUH12LPAS | 11 | 20 | 11 | 11 | 20 | 10.5 | FALSE | FALSE | TRUE | 12000 | 8800 | 3.03 | 11400 | 2.49
206909902 | 09/23/21 | Live | Fujitsu General America, Inc. | FUJITSU | Singlezone Non-Ducted, Wall Placement | 206909902 |  | HRCU-A-CB-O | AOUH09LPAS1 | Mini-Splits | ASUH09LPAS | 12.5 | 20 | 11 | 12.5 | 20 | 10.5 | TRUE | FALSE | FALSE | 9000 | 6200 | 2.8 | 8500 | 2.29
206579743 | 08/16/21 | Live | Fujitsu General America, Inc. | FUJITSU | Singlezone Non-Ducted, Ceiling Placement | 206579743 |  | HRCU-A-CB-O | AOUH09LUAS1 | Mini-Splits | ACUH09LUAS1 | 13.6 | 22.5 | 12.5 | 13.6 | 23.5 | 11.8 | TRUE | TRUE | TRUE | 9000 | 7800 | 3.17 | 10500 | 2.17
206579744 | 08/16/21 | Live | Fujitsu General America, Inc. | FUJITSU | Singlezone Non-Ducted, Ceiling Placement | 206579744 |  | HRCU-A-CB-O | AOUH12LUAS1 | Mini-Splits | ACUH12LUAS1 | 12.8 | 22.1 | 12.2 | 12.8 | 23 | 11.3 | TRUE | TRUE | TRUE | 12000 | 10700 | 2.99 | 17000 | 2.48
206579745 | 08/16/21 | Live | Fujitsu General America, Inc. | FUJITSU | Singlezone Non-Ducted, Ceiling Placement | 206579745 |  | HRCU-A-CB-O | AOUH18LUAS1 | Mini-Splits | ACUH18LUAS1 | 12.5 | 20.8 | 11.6 | 12.5 | 21.5 | 11.2 | TRUE | TRUE | TRUE | 17100 | 14700 | 2.93 | 19600 | 2.24
207804184 | 01/05/23 | Live | Midea Electric Trading | COMFORTSTAR | Singlezone Non-Ducted, Wall Placement | 207804184 |  | HRCU-A-CB-O | CHI12CD(O) | Mini-Splits | CHI12CD(I) | 10.8 | 20.5 | 10.7 | 10.8 | 21.4 | 9.2 | FALSE | FALSE | FALSE | 12000 | 7000 | 2.5 | 9300 | 2
202537552 | 09/14/20 | Live | Fujitsu General America, Inc. | FUJITSU | Singlezone Non-Ducted, Ceiling Placement | 202537552 |  | HRCU-A-CB-O | AOU48RGLX | Mini-Splits | AUU48RGLX | 10 | 17.8 | 10.6 | 10.1 | 18.2 | 9 | FALSE | FALSE | FALSE | 48000 | 31400 | 2.05 | 42500 | 2.67
210435155 | 02/16/23 | Live | Daikin North America, LLC | DAIKIN | Singlezone Ducted, Centrally Ducted | 210435155 |  | HRCU-A-CB | DZ6VSA2410A* | Ducted Indoor Units | CA*EA1818*4A*+MBVC1600**-1A* |  |  |  | 10.1 | 17.3 | 8.5 | FALSE | FALSE | TRUE | 22200 | 14600 | 2.58 | 17600 | 2.33
8908616 | 08/28/20 | Live | Fujitsu General America, Inc. | FUJITSU | Multizone All Ducted | 8908616 |  | HMSV-A-CB | AOU36RLXFZH | Mini-Splits |  | 12 | 18 | 9.3 | 12 | 18 | 8.7 | TRUE | TRUE | TRUE | 35200 | 21400 | 2 | 39341 | 2.22
205123808 | 07/17/20 | Live | Fujitsu General America, Inc. | FUJITSU | Singlezone Ducted, Centrally Ducted | 205123808 |  | HRCU-A-CB | AOU30RGLX | Mini-Splits | AMUG30LMAS | 10.1 | 18.5 | 10.3 | 9.9 | 17.2 | 9.1 | FALSE | FALSE | FALSE | 30000 | 22600 | 2.73 | 27500 | 2.41
205123809 | 07/17/20 | Live | Fujitsu General America, Inc. | FUJITSU | Singlezone Ducted, Centrally Ducted | 205123809 |  | HRCU-A-CB | AOUG36LMAS1 | Mini-Splits | AMUG36LMAS | 11.3 | 18 | 10.2 | 10.7 | 17.1 | 8.8 | TRUE | TRUE | TRUE | 36000 | 29400 | 2.62 | 38000 | 2.14
205123810 | 07/17/20 | Live | Fujitsu General America, Inc. | FUJITSU | Singlezone Ducted, Centrally Ducted | 205123810 |  | HRCU-A-CB | AOUG48LMAS1 | Mini-Splits | AMUG48LMAS | 8.2 | 17 | 10.2 | 8.2 | 16.2 | 9.2 | FALSE | FALSE | FALSE | 45500 | 38500 | 2.42 | 40200 | 2.25
202537551 | 02/28/19 | Live | Fujitsu General America, Inc. | FUJITSU | Singlezone Ducted, Compact Ducted | 202537551 |  | HRCU-A-CB | AOU48RGLX | Mini-Splits | ARU48RGLX | 10.1 | 16.6 | 10.3 | 9.8 | 16.4 | 9 | FALSE | FALSE | FALSE | 48000 | 31400 | 2.58 | 42600 | 2.57
202537550 | 02/28/19 | Live | Fujitsu General America, Inc. | FUJITSU | Singlezone Ducted, Compact Ducted | 202537550 |  | HRCU-A-CB | AOU42RGLX | Mini-Splits | ARU42RGLX | 11.5 | 17.8 | 10.5 | 10.7 | 17.3 | 9.8 | FALSE | FALSE | FALSE | 42000 | 29600 | 2.37 | 41100 | 2.64
202537548 | 02/28/19 | Live | Fujitsu General America, Inc. | FUJITSU | Singlezone Ducted, Compact Ducted | 202537548 |  | HRCU-A-CB | AOU30RGLX | Mini-Splits | ARU30RGLX | 10.6 | 16.5 | 10.4 | 10 | 15.6 | 9.1 | FALSE | FALSE | TRUE | 30000 | 19600 | 2.27 | 30100 | 2.65
202537549 | 02/28/19 | Live | Fujitsu General America, Inc. | FUJITSU | Singlezone Ducted, Compact Ducted | 202537549 |  | HRCU-A-CB | AOU36RGLX | Mini-Splits | ARU36RGLX | 10 | 16.7 | 11.3 | 9.2 | 16 | 8.9 | FALSE | FALSE | FALSE | 36000 | 23000 | 2.05 | 36800 | 2.15
210435166 | 02/16/23 | Live | Daikin North America, LLC | DAIKIN | Singlezone Ducted, Centrally Ducted | 210435166 |  | HRCU-A-CB | DZ6VSA2410A* | Ducted Indoor Units | CA*EA2422*4A*+MBVC1200**-1A* |  |  |  | 10.1 | 17.3 | 8.5 | FALSE | FALSE | TRUE | 22200 | 14600 | 2.58 | 17600 | 2.33
207826041 | 01/05/23 | Live | Midea Electric Trading | COMFORTSTAR | Singlezone Non-Ducted, Wall Placement | 207826041 |  | HRCU-A-CB-O | CGS09CD(O) | Mini-Splits | CGS09CD(I) | 12.6 | 21.5 | 10 | 12.6 | 21.7 | 9.4 | TRUE | TRUE | FALSE | 9000 | 6000 | 2.51 | 8065 | 2.17
8908618 | 08/12/19 | Live | Fujitsu General America, Inc. | FUJITSU | Multizone All Ducted | 8908618 |  | HMSV-A-CB | AOU45RLXFZ | Mini-Splits |  | 9.8 | 17.7 | 9.3 | 9.8 | 18.2 | 8.3 | FALSE | FALSE | FALSE | 45000 | 27800 | 2.52 | 36407 | 2
8779045 | 12/31/17 | Live | Fujitsu General America, Inc. | FUJITSU | Singlezone Non-Ducted, Wall Placement | 8779045 |  | HRCU-A-CB-O | AOU18RLXFWH | Mini-Splits | ASU18RLF | 13.3 | 20 | 10.4 | 13.3 | 20 | 10 | TRUE | TRUE | TRUE | 18000 | 14600 | 3.01 | 22759 | 2.22
6936996 | 12/31/17 | Live | Fujitsu General America, Inc. | FUJITSU | Singlezone Non-Ducted, Floor Placement | 6936996 |  | HRCU-A-CB-O | AOU12RLFF | Mini-Splits | AGU12RLF | 13.1 | 22.7 | 11.6 | 13.1 | 22.7 | 11.2 | TRUE | TRUE | TRUE | 12000 | 10600 | 2.61 | 15000 | 2.03
8779046 | 12/31/17 | Live | Fujitsu General America, Inc. | FUJITSU | Singlezone Non-Ducted, Wall Placement | 8779046 |  | HRCU-A-CB-O | AOU24RLXFWH | Mini-Splits | ASU24RLF | 12.5 | 19.5 | 10.5 | 12.5 | 19.5 | 10.5 | TRUE | TRUE | TRUE | 22000 | 18000 | 2.5 | 27700 | 2.26
204752937 | 01/06/20 | Live | Fujitsu General America, Inc. | FUJITSU | Singlezone Non-Ducted, Wall Placement | 204752937 |  | HRCU-A-CB-O | AOUG09LMAS1 | Mini-Splits | ASUG09LMAS | 14.3 | 26.5 | 13 | 14.3 | 26.5 | 11.5 | TRUE | FALSE | FALSE | 9000 | 7400 | 3.19 | 10100 | 2.21
202195637 | 02/28/19 | Live | Fujitsu General America, Inc. | FUJITSU | Singlezone Non-Ducted, Ceiling Placement | 202195637 |  | HRCU-A-CB-O | AOU36RGLX | Mini-Splits | AUU36RGLX | 10 | 17.5 | 11.2 | 10 | 18 | 9.7 | FALSE | FALSE | FALSE | 36000 | 23200 | 2.09 | 37700 | 2.21
202195636 | 02/28/19 | Live | Fujitsu General America, Inc. | FUJITSU | Singlezone Non-Ducted, Ceiling Placement | 202195636 |  | HRCU-A-CB-O | AOU30RGLX | Mini-Splits | AUU30RGLX | 11.7 | 18.6 | 11.5 | 11.7 | 18.7 | 10.4 | FALSE | FALSE | TRUE | 30000 | 20200 | 2.45 | 30300 | 2.67
207804183 | 01/05/23 | Live | Midea Electric Trading | COMFORTSTAR | Singlezone Non-Ducted, Wall Placement | 207804183 |  | HRCU-A-CB-O | CHI12CA(O) | Mini-Splits | CHI12CA(I) | 10.3 | 20 | 10.8 | 10.3 | 20.8 | 8.7 | FALSE | FALSE | FALSE | 12000 | 7800 | 2.31 | 8200 | 1.35
202195106 | 02/28/19 | Live | Fujitsu General America, Inc. | FUJITSU | Singlezone Non-Ducted, Ceiling Placement | 202195106 |  | HRCU-A-CB-O | AOU18RGLX | Mini-Splits | AUU18RGLX | 13.4 | 21.4 | 10.9 | 13.4 | 22 | 10.5 | TRUE | FALSE | TRUE | 18000 | 12300 | 2.4 | 19800 | 2.51
207702704 | 02/02/22 | Live | Mitsubishi Electric Trane | MITSUBISHI ELECTRIC | Singlezone Ducted, Compact Ducted | 207702704 | 202392061 | HRCU-A-CB | SUZ-KA12NAH2 | Mini-Splits | PEAD-A12AA* | 12.9 | 20.5 | 12.4 | 11.8 | 20 | 9.7 | FALSE | FALSE | TRUE | 12000 | 9700 | 2.37 | 9900 | 2.42
207702698 | 02/02/22 | Live | Mitsubishi Electric Trane | MITSUBISHI ELECTRIC | Singlezone Ducted, Compact Ducted | 207702698 | 202392044 | HRCU-A-CB | SUZ-KA09NAH2 | Mini-Splits | PEAD-A09AA* | 12.5 | 19.7 | 11.9 | 11.2 | 17.9 | 9 | FALSE | FALSE | TRUE | 9000 | 7600 | 2.21 | 7600 | 2.21
212608408 | 07/19/23 | Live | Lennox Industries | LENNOX | Multizone All Non-Ducted | 212608408 |  | HMSV-A-CB | VPC036H4M-3PD* | [5 empty] | 12.1 | 19.2 | 9.5 | TRUE | FALSE | TRUE | 36000 | 28000 | 2.45 | 41810 | 2.41
210435173 | 02/16/23 | Live | Daikin North America, LLC | DAIKIN | Singlezone Ducted, Centrally Ducted | 210435173 |  | HRCU-A-CB | DZ6VSA2410A* | Ducted Indoor Units | CA*EA2422*4A*+MBVC1600**-1A* |  |  |  | 10.1 | 17.3 | 8.5 | FALSE | FALSE | TRUE | 22200 | 14600 | 2.58 | 17600 | 2.33
212608409 | 07/19/23 | Live | Lennox Industries | LENNOX | Multizone All Ducted | 212608409 |  | HMSV-A-CB | VPC036H4M-3PD* | [5 empty] | 11.7 | 17.7 | 9.2 | TRUE | FALSE | TRUE | 36000 | 29600 | 2.4 | 42550 | 2.24
210435082 | 02/16/23 | Live | Daikin North America, LLC | DAIKIN | Singlezone Ducted, Centrally Ducted | 210435082 |  | HRCU-A-CB | DZ6VSA2410A* | Ducted Indoor Units | DFVE24BP1400A* |  |  |  | 10.1 | 17.3 | 8.5 | FALSE | FALSE | TRUE | 22200 | 14600 | 2.58 | 17600 | 2.33
212608415 | 07/19/23 | Live | Lennox Industries | LENNOX | Multizone Mix of Ducted and Non-Ducted | 212608415 |  | HMSV-A-CB | VPC036H4M-3PD* | [5 empty] | 11.9 | 18.45 | 9.35 | TRUE | FALSE | TRUE | 36000 | 28800 | 2.42 | 42180 | 2.32
212608416 | 07/19/23 | Live | Lennox Industries | LENNOX | Multizone All Non-Ducted | 212608416 |  | HMSV-A-CB | VPC048H4M-3P* | [5 empty] | 11 | 19 | 9.3 | FALSE | FALSE | FALSE | 48000 | 37000 | 2.35 | 44510 | 2.49
212608417 | 07/19/23 | Live | Lennox Industries | LENNOX | Multizone All Ducted | 212608417 |  | HMSV-A-CB | VPC048H4M-3P* | [5 empty] | 9.4 | 17.3 | 9 | FALSE | FALSE | FALSE | 48000 | 38000 | 2.25 | 46680 | 2.42
207658915 | 01/05/23 | Live | Midea Electric Trading | COMFORTSTAR | Singlezone Non-Ducted, Wall Placement | 207658915 |  | HRCU-A-CB-O | CGS12CA(O) | Mini-Splits | CGS12CA(I) | 10.3 | 20 | 10.8 | 10.3 | 20.8 | 8.7 | FALSE | FALSE | FALSE | 12000 | 7800 | 2.31 | 8200 | 1.35
210435090 | 02/16/23 | Live | Daikin North America, LLC | DAIKIN | Singlezone Ducted, Centrally Ducted | 210435090 |  | HRCU-A-CB | DZ6VSA3010A* | Ducted Indoor Units | DV36FECC14A* |  |  |  | 9.9 | 17.1 | 8.2 | FALSE | FALSE | FALSE | 27800 | 18000 | 2.52 | 21600 | 2.36
212608418 | 07/19/23 | Live | Lennox Industries | LENNOX | Multizone Mix of Ducted and Non-Ducted | 212608418 |  | HMSV-A-CB | VPC048H4M-3P* | [5 empty] | 10.2 | 18.15 | 9.15 | FALSE | FALSE | TRUE | 48000 | 37400 | 2.3 | 45595 | 2.45
212608407 | 07/19/23 | Live | Lennox Industries | LENNOX | Multizone All Non-Ducted | 212608407 |  | HMSV-A-CB | VPC036H4M-3PS* | [5 empty] | 11.7 | 18.4 | 9 | TRUE | FALSE | FALSE | 36000 | 25000 | 2.3 | 31190 | 2.68
212608406 | 07/19/23 | Live | Lennox Industries | LENNOX | Multizone All Non-Ducted | 212608406 |  | HMSV-A-CB | VPC024H4M-3P* | [5 empty] | 12.2 | 18.8 | 9.2 | TRUE | FALSE | FALSE | 24400 | 17000 | 2.4 | 27100 | 2.65
212608404 | 07/19/23 | Live | Lennox Industries | LENNOX | Multizone All Non-Ducted | 212608404 |  | HMSV-A-CB | VPC018H4M-3P* | [5 empty] | 12.5 | 19.2 | 9.4 | TRUE | FALSE | FALSE | 18200 | 14200 | 2.41 | 24040 | 2.66
212608405 | 07/19/23 | Live | Lennox Industries | LENNOX | Multizone All Ducted | 212608405 |  | HMSV-A-CB | VPC018H4M-3P* | [5 empty] | 11.7 | 17.15 | 8.85 | TRUE | FALSE | FALSE | 18200 | 14300 | 2.19 | 19680 | 1.99
212608410 | 07/19/23 | Live | Lennox Industries | LENNOX | Multizone Mix of Ducted and Non-Ducted | 212608410 |  | HMSV-A-CB | VPC018H4M-3P* | [5 empty] | 12.1 | 18.18 | 9.13 | TRUE | FALSE | FALSE | 18200 | 14200 | 2.3 | 21860 | 2.31
209424784 | 09/14/22 | Live | RBL A/C INC. | SHARP | Singlezone Non-Ducted, Wall Placement | 209424784 |  | HRCU-A-CB-O | AE-X18ZHU | Mini-Splits | AY-XP18ZHU |  |  | 13 | 13 | 25 | 11.5 | TRUE | TRUE | FALSE | 18000 | 14000 | 3.21 | 22600 | 2.28
210082195 | 03/02/23 | Live | GE Appliances, a Haier Company | HAIER | Multizone All Non-Ducted | 210082195 |  | HMSR-A-CB-O | 2U20EH2HD** | Non-Ducted Indoor Units |  | 12 | 18 | 10.2 | 12 | 18 | 10.2 | TRUE | TRUE | TRUE | 18000 | 14000 | 2.5 | 19600 | 2.25
207658914 | 01/05/23 | Live | Midea Electric Trading | COMFORTSTAR | Singlezone Non-Ducted, Wall Placement | 207658914 |  | HRCU-A-CB-O | CGS09CA(O) | Mini-Splits | CGS09CA(I) | 12.5 | 21.5 | 10.3 | 12.5 | 21.5 | 9.1 | TRUE | TRUE | FALSE | 9000 | 6300 | 2.4 | 7973 | 1.88
210151026 | 03/02/23 | Live | GE Appliances, a Haier Company | HAIER | Multizone All Ducted | 210151026 |  | HMSV-A-CB | 2U20EH2HD** | Ducted Indoor Units |  | 11 | 16 | 10 | 11 | 16 | 9.8 | TRUE | TRUE | TRUE | 17200 | 14800 | 2.57 | 20500 | 2.32
210154197 | 03/02/23 | Live | GE Appliances, a Haier Company | GE APPLIANCES | Multizone All Ducted | 210154197 |  | HMSV-A-CB | ASH436NCDD** | Ducted Indoor Units |  | 8.8 | 15.2 | 9.5 | 8.8 | 15.7 | 8.7 | TRUE | TRUE | FALSE | 33000 | 20000 | 2.34 | 28000 | 2.59
210154190 | 03/02/23 | Live | GE Appliances, a Haier Company | GE APPLIANCES | Multizone All Ducted | 210154190 |  | HMSV-A-CB | ASH220NCDD** | Ducted Indoor Units |  | 11 | 16 | 10 | 11 | 16 | 9.8 | TRUE | TRUE | TRUE | 17200 | 14800 | 2.57 | 20500 | 2.32
210082198 | 03/02/23 | Live | GE Appliances, a Haier Company | HAIER | Multizone All Non-Ducted | 210082198 |  | HMSR-A-CB-O | 3U24EH2HD** | Non-Ducted Indoor Units |  | 12 | 19.5 | 10.5 | 12 | 19.5 | 10.2 | TRUE | TRUE | TRUE | 22000 | 17000 | 2.61 | 23800 | 2.35
210151027 | 03/02/23 | Live | GE Appliances, a Haier Company | HAIER | Multizone All Ducted | 210151027 |  | HMSV-A-CB | 4U36EH2HD** | Ducted Indoor Units |  | 8.8 | 15.2 | 9.5 | 8.8 | 15.7 | 8.7 | TRUE | TRUE | FALSE | 33000 | 20000 | 2.34 | 28000 | 2.59
210154196 | 03/02/23 | Live | GE Appliances, a Haier Company | GE APPLIANCES | Multizone All Non-Ducted | 210154196 |  | HMSR-A-CB-O | ASH436NCDD** | Non-Ducted Indoor Units |  | 9.3 | 18.5 | 11 | 9.3 | 19 | 9.5 | TRUE | TRUE | TRUE | 33400 | 23600 | 2.47 | 33000 | 3.06
210154194 | 03/02/23 | Live | GE Appliances, a Haier Company | GE APPLIANCES | Multizone All Ducted | 210154194 |  | HMSV-A-CB | ASH324NCDD** | Ducted Indoor Units |  | 11 | 16.8 | 10 | 11 | 17 | 9.5 | TRUE | TRUE | TRUE | 21400 | 17400 | 2.44 | 24200 | 2.22
208128265 | 01/05/23 | Live | Midea Electric Trading | SEA BREEZE+ | Singlezone Non-Ducted, Wall Placement | 208128265 |  | HRCU-A-CB-O | SZ24H424ZMO | Mini-Splits | WM24H424ZMI | 13 | 21 | 10 | 13 | 21 | 8.5 | FALSE | FALSE | FALSE | 24000 | 17400 | 2.28 | 23471 | 2.29
210154187 | 03/02/23 | Live | GE Appliances, a Haier Company | GE APPLIANCES | Multizone All Non-Ducted | 210154187 |  | HMSR-A-CB-O | ASH220NCDD** | Non-Ducted Indoor Units |  | 12 | 18 | 10.2 | 12 | 18 | 10.2 | TRUE | TRUE | TRUE | 18000 | 14000 | 2.5 | 19600 | 2.25
9993624 | 10/28/22 | Live | Daikin North America, LLC | AMANA | Singlezone Ducted, Centrally Ducted | 9993624 |  | HRCU-A-CB | AVZC200361A* |  | AVPEC37C14A* | 13 | 19.5 | 9.8 |  |  |  | FALSE | FALSE | FALSE | 35200 | 18900 | 2.24 | 28800 | 2.27
210082201 | 03/02/23 | Live | GE Appliances, a Haier Company | HAIER | Multizone All Non-Ducted | 210082201 |  | HMSR-A-CB-O | 4U36EH2HD** | Non-Ducted Indoor Units |  | 9.3 | 18.5 | 11 | 9.3 | 19 | 9.5 | TRUE | TRUE | TRUE | 33400 | 23600 | 2.47 | 33000 | 3.06
9993625 | 10/28/22 | Live | Daikin North America, LLC | AMANA | Singlezone Ducted, Centrally Ducted | 9993625 |  | HRCU-A-CB | AVZC200361A* |  | AVPEC59D14A* | 14 | 20 | 10 |  |  |  | FALSE | FALSE | FALSE | 35800 | 18900 | 2.34 | 28800 | 2.27
210154192 | 03/02/23 | Live | GE Appliances, a Haier Company | GE APPLIANCES | Multizone All Non-Ducted | 210154192 |  | HMSR-A-CB-O | ASH324NCDD** | Non-Ducted Indoor Units |  | 12 | 19.5 | 10.5 | 12 | 19.5 | 10.2 | TRUE | TRUE | TRUE | 22000 | 17000 | 2.61 | 23800 | 2.35
210082199 | 03/02/23 | Live | GE Appliances, a Haier Company | HAIER | Multizone All Ducted | 210082199 |  | HMSV-A-CB | 3U24EH2HD** | Ducted Indoor Units |  | 11 | 16.8 | 10 | 11 | 17 | 9.5 | TRUE | TRUE | TRUE | 21400 | 17400 | 2.44 | 24200 | 2.22
202583713 | 09/07/22 | Live | GE Appliances, a Haier Company | HAIER | Singlezone Non-Ducted, Wall Placement | 202583713 |  | HRCU-A-CB-O | 1U24AP2VHA | Mini-Splits | AW24ES2VHB | 12.5 | 20 | 10.5 | 12.5 | 20 | 9.5 | TRUE | FALSE | TRUE | 22000 | 19000 | 1.7 | 26000 | 2.07
202588313 | 09/07/22 | Live | GE Appliances, a Haier Company | GE APPLIANCES | Singlezone Non-Ducted, Wall Placement | 202588313 |  | HRCU-A-CB-O | ASH118PRDWA | Mini-Splits | ASYW18PRDWB | 12.5 | 21 | 10.5 | 12.5 | 21 | 9.5 | TRUE | FALSE | TRUE | 17000 | 14000 | 2.5 | 19000 | 2.15
211729106 | 04/20/23 | Live | GE Appliances, a Haier Company | Haier | Singlezone Ducted, Compact Ducted | 211729106 |  | HRCU-A-CB | 1U4248LP2HD** | Mini-Splits | USYM48UCDD** |  |  |  | 7.3 | 15.2 | 8.8 | TRUE | TRUE | FALSE | 46000 | 34600 | 2.1 | 41520 | 2.01
211744605 | 04/20/23 | Live | GE Appliances, a Haier Company | Haier | Singlezone Non-Ducted, Ceiling Placement | 211744605 |  | HRCU-A-CB-O | 1U4248LP2HD** | Mini-Splits | USYL42UCDD** |  |  |  | 8.7 | 18 | 8.5 | TRUE | TRUE | FALSE | 42000 | 31000 | 2.1 | 37200 | 2.02
211729105 | 04/20/23 | Live | GE Appliances, a Haier Company | Haier | Singlezone Ducted, Compact Ducted | 211729105 |  | HRCU-A-CB | 1U4248LP2HD** | Mini-Splits | USYM42UCDD** |  |  |  | 7.8 | 15.2 | 8.7 | TRUE | TRUE | FALSE | 42000 | 31600 | 2.2 | 37920 | 2.11
208128263 | 01/05/23 | Live | Midea Electric Trading | SEA BREEZE+ | Singlezone Non-Ducted, Wall Placement | 208128263 |  | HRCU-A-CB-O | SZ12H424ZMO | Mini-Splits | WM12H424ZMI | 13 | 22.2 | 11 | 13 | 23.1 | 10.8 | FALSE | FALSE | TRUE | 12000 | 10000 | 2.69 | 9843 | 2.33
211729714 | 04/20/23 | Live | GE Appliances, a Haier Company | GE Appliances | Singlezone Ducted, Compact Ducted | 211729714 |  | HRCU-A-CB | ASH4248UCDD** | Mini-Splits | USYM48UCDD** |  |  |  | 7.3 | 15.2 | 8.8 | TRUE | TRUE | FALSE | 46000 | 34600 | 2.1 | 41520 | 2.01
207571383 | 01/05/23 | Live | Midea Electric Trading | BLUERIDGE | Singlezone Ducted, Compact Ducted | 207571383 |  | HRCU-A-CB | BMY36UC | Mini-Splits | BM36MCD | 9 | 16.7 | 11.5 | 8.8 | 15.8 | 8.8 | FALSE | FALSE | FALSE | 36000 | 25000 | 2.49 | 26000 | 2.22
211744614 | 04/20/23 | Live | GE Appliances, a Haier Company | GE Appliances | Singlezone Non-Ducted, Ceiling Placement | 211744614 |  | HRCU-A-CB-O | ASH4248UCDD** | Mini-Splits | USYL42UCDD** |  |  |  | 8.7 | 18 | 8.5 | TRUE | TRUE | FALSE | 42000 | 31000 | 2.1 | 37200 | 2.02
211729713 | 04/20/23 | Live | GE Appliances, a Haier Company | GE Appliances | Singlezone Ducted, Compact Ducted | 211729713 |  | HRCU-A-CB | ASH4248UCDD** | Mini-Splits | USYM42UCDD** |  |  |  | 7.8 | 15.2 | 8.7 | TRUE | TRUE | FALSE | 42000 | 31600 | 2.2 | 37920 | 2.11
211709317 | 06/30/23 | Live | GE Appliances, a Haier Company | HAIER | Singlezone Non-Ducted, Wall Placement | 211709317 |  | HRCU-A-CB-O | 1U09AP2HD** | Mini-Splits | AW09AP2HD** |  |  |  | 14.5 | 23.5 | 9.6 | TRUE | TRUE | TRUE | 9000 | 5800 | 2.3 | 12760 | 2.24
207802647 | 04/29/22 | Live | GE Appliances, a Haier Company | HAIER | Multizone All Non-Ducted | 207802647 |  | HMSR-A-CB-O | 4U36MS2HD** | Non-Ducted Indoor Units | AW07TC2HD**,AW07TC2HD**,AW07TC2HD**, AW12CT2HD** | 9 | 18 | 10.5 | 9 | 19 | 9.4 | FALSE | FALSE | FALSE | 34000 | 23000 | 2.36 | 30000 | 1.87
207802918 | 04/29/22 | Live | GE Appliances, a Haier Company | GE APPLIANCES | Multizone All Non-Ducted | 207802918 |  | HMSR-A-CB-O | ASH436JCDD** | Non-Ducted Indoor Units | ASYW07CRDD**,ASYW07CRDD**,ASYW07CRDD**, ASYW12CRDD** | 9 | 18 | 10.5 | 9 | 19 | 9.4 | FALSE | FALSE | FALSE | 34000 | 23000 | 2.36 | 30000 | 1.87
207769097 | 04/29/22 | Live | GE Appliances, a Haier Company | HAIER | Singlezone Non-Ducted, Wall Placement | 207769097 |  | HRCU-A-CB-O | 1U24TL2HF** | Mini-Splits | AW24TL2HF** | 11 | 20 | 10 | 11 | 20 | 9.5 | TRUE | TRUE | TRUE | 23000 | 17000 | 2.9 | 19000 | 2.25
202583712 | 09/07/22 | Live | GE Appliances, a Haier Company | HAIER | Singlezone Non-Ducted, Wall Placement | 202583712 |  | HRCU-A-CB-O | 1U15AP2VHA | Mini-Splits | AW15ES2VHB | 12.5 | 21.5 | 10.5 | 12.5 | 21.5 | 9.6 | TRUE | FALSE | TRUE | 15000 | 12000 | 2.3 | 17000 | 2.13
204878399 | 03/11/20 | Live | GE Appliances, a Haier Company | HAIER | Multizone All Non-Ducted | 204878399 |  | HMSR-A-CB-O | 4U36EH2VH** | Non-Ducted Indoor Units |  | 12.5 | 20 | 10.5 |  |  |  | FALSE | FALSE | FALSE | 34000 | 22000 | 2.5 | 37000 | 2.75
210435184 | 02/16/23 | Live | Daikin North America, LLC | DAIKIN | Singlezone Ducted, Centrally Ducted | 210435184 |  | HRCU-A-CB | DZ6VSA3010A* | Ducted Indoor Units | CA*EA2422*4A*+MBVC1200**-1A* |  |  |  | 9.9 | 17.1 | 8.2 | FALSE | FALSE | FALSE | 27400 | 18000 | 2.52 | 21600 | 2.36
212578538 | 07/05/23 | Live | GE Appliances, a Haier company | GE APPLIANCES | Singlezone Ducted, Centrally Ducted | 212578538 |  | HRCU-A-C | AUH2436ZGDA* | Ducted Indoor Units | NCCC24BT4** |  |  |  | 11 | 15.2 | 8.5 | FALSE | FALSE | TRUE | 23000 | 15000 | 2.1 | 17600 | 2.08
205965825 | 10/28/22 | Live | Daikin North America, LLC | AMANA DISTINCTIONS | Singlezone Ducted, Centrally Ducted | 205965825 |  | HRCU-A-CB | GVZC200361A* |  | CA*F3642*6D*+MBVC1601**-1A*+TXV | 13.5 | 20 | 10 |  |  |  | FALSE | FALSE | FALSE | 34600 | 18000 | 2.42 | 28800 | 2.27
212596402 | 07/05/23 | Live | GE Appliances, a Haier company | GE APPLIANCES | Singlezone Ducted, Centrally Ducted | 212596402 |  | HRCU-A-C | AUH2436ZGDA* | Ducted Indoor Units | NCCC36BT4** |  |  |  | 9.5 | 15.2 | 8.5 | FALSE | FALSE | FALSE | 32000 | 22000 | 2 | 23100 | 1.99
205965823 | 10/28/22 | Live | Daikin North America, LLC | AMANA DISTINCTIONS | Singlezone Ducted, Centrally Ducted | 205965823 |  | HRCU-A-CB | GVZC200361A* |  | CA*F3137*6A*+MBVC1601**-1A*+TXV | 13.5 | 20 | 10 |  |  |  | FALSE | FALSE | FALSE | 34800 | 18200 | 2.44 | 28800 | 2.27
212596403 | 07/05/23 | Live | GE Appliances, a Haier company | GE APPLIANCES | Singlezone Ducted, Centrally Ducted | 212596403 |  | HRCU-A-C | AUH4860ZGDA* | Ducted Indoor Units | NCCC48DT4** |  |  |  | 10 | 15.2 | 8.5 | FALSE | FALSE | TRUE | 47000 | 31200 | 2.1 | 32700 | 2.08
205965822 | 10/28/22 | Live | Daikin North America, LLC | AMANA DISTINCTIONS | Singlezone Ducted, Centrally Ducted | 205965822 |  | HRCU-A-CB | GVZC200361A* |  | CA*F3137*6A*+MBVC1201**-1A*+TXV | 13.5 | 20 | 10 |  |  |  | FALSE | FALSE | FALSE | 34800 | 18000 | 2.42 | 28800 | 2.27
205965824 | 10/28/22 | Live | Daikin North America, LLC | AMANA DISTINCTIONS | Singlezone Ducted, Centrally Ducted | 205965824 |  | HRCU-A-CB | GVZC200361A* |  | CA*F3642*6D*+MBVC1201**-1A*+TXV | 13 | 20 | 10 |  |  |  | FALSE | FALSE | FALSE | 34600 | 18000 | 2.4 | 28800 | 2.27
212596404 | 07/05/23 | Live | GE Appliances, a Haier company | GE APPLIANCES | Singlezone Ducted, Centrally Ducted | 212596404 |  | HRCU-A-C | AUH4860ZGDA* | Ducted Indoor Units | NCCC60DT4** |  |  |  | 9.5 | 15.2 | 8.5 | FALSE | FALSE | FALSE | 50500 | 35200 | 2.1 | 36900 | 2.08
205965821 | 10/28/22 | Live | Daikin North America, LLC | AMANA DISTINCTIONS | Singlezone Ducted, Centrally Ducted | 205965821 |  | HRCU-A-CB | GVZC200361A* |  | AVPEC59D14A* | 14 | 20 | 10 |  |  |  | FALSE | FALSE | FALSE | 35800 | 18900 | 2.34 | 28800 | 2.27
205965820 | 10/28/22 | Live | Daikin North America, LLC | AMANA DISTINCTIONS | Singlezone Ducted, Centrally Ducted | 205965820 |  | HRCU-A-CB | GVZC200361A* |  | AVPEC37C14A* | 13 | 19.5 | 9.8 |  |  |  | FALSE | FALSE | FALSE | 35200 | 18900 | 2.24 | 28800 | 2.27
212409447 | 06/30/23 | Live | GE Appliances, a Haier company | HAIER | Singlezone Non-Ducted, Wall Placement | 212409447 |  | HRCU-A-CB-O | 1U09EH2HE** | Mini-Splits | AW09EH2HE** |  |  |  | 16 | 30 | 14 | TRUE | TRUE | TRUE | 9000 | 7800 | 2.69 | 13260 | 2.54
212409448 | 06/30/23 | Live | GE Appliances, a Haier company | HAIER | Singlezone Non-Ducted, Wall Placement | 212409448 |  | HRCU-A-CB-O | 1U12EH2HE** | Mini-Splits | AW12EH2HE** |  |  |  | 15 | 27.5 | 12.5 | TRUE | TRUE | TRUE | 12000 | 10800 | 2.9 | 19440 | 2.49
205965828 | 10/28/22 | Live | Daikin North America, LLC | AMANA DISTINCTIONS | Singlezone Ducted, Centrally Ducted | 205965828 |  | HRCU-A-CB | GVZC200361A* |  | CHPF3642C6C*+MBVC1201**-1A*+TXV | 13 | 20 | 10 |  |  |  | FALSE | FALSE | FALSE | 34800 | 18000 | 2.4 | 28800 | 2.27
212409449 | 06/30/23 | Live | GE Appliances, a Haier company | HAIER | Singlezone Non-Ducted, Wall Placement | 212409449 |  | HRCU-A-CB-O | 1U18EH2HE** | Mini-Splits | AW18EH2HE** |  |  |  | 13 | 23 | 12 | TRUE | TRUE | TRUE | 17800 | 15300 | 2.61 | 21420 | 2.71
212409472 | 06/30/23 | Live | GE Appliances, a Haier company | HAIER | Singlezone Ducted, Compact Ducted | 212409472 |  | HRCU-A-CB | 1U09EH2HE** | Mini-Splits | USYM09UCDSA* |  |  |  | 11.5 | 18 | 9.5 | TRUE | TRUE | TRUE | 9000 | 7000 | 1.99 | 11200 | 2.45
212409454 | 06/30/23 | Live | GE Appliances, a Haier company | HAIER | Singlezone Non-Ducted, Ceiling Placement | 212409454 |  | HRCU-A-CB-O | 1U12EH2HE** | Mini-Splits | AB12SC2VHA |  |  |  | 12.5 | 20.5 | 8.5 | TRUE | TRUE | FALSE | 12000 | 8500 | 1.81 | 12750 | 2.09
205965814 | 10/28/22 | Live | Daikin North America, LLC | AMANA DISTINCTIONS | Singlezone Ducted, Centrally Ducted | 205965814 |  | HRCU-A-CB | GVZC200361A* |  | CSCF3642N6D*+MBVC1200**-1A*+TXV | 13.5 | 20 | 10 |  |  |  | FALSE | FALSE | FALSE | 34800 | 18200 | 2.42 | 28800 | 2.27
212409456 | 06/30/23 | Live | GE Appliances, a Haier company | GE APPLIANCES | Singlezone Non-Ducted, Wall Placement | 212409456 |  | HRCU-A-CB-O | ASH109URDE** | Mini-Splits | ASYW09URDE** |  |  |  | 16 | 30 | 14 | TRUE | TRUE | TRUE | 9000 | 7800 | 2.69 | 13260 | 2.54
212409457 | 06/30/23 | Live | GE Appliances, a Haier company | GE APPLIANCES | Singlezone Non-Ducted, Wall Placement | 212409457 |  | HRCU-A-CB-O | ASH112URDE** | Mini-Splits | ASYW12URDE** |  |  |  | 15 | 27.5 | 12.5 | TRUE | TRUE | TRUE | 12000 | 10800 | 2.9 | 19440 | 2.49
212409458 | 06/30/23 | Live | GE Appliances, a Haier company | GE APPLIANCES | Singlezone Non-Ducted, Wall Placement | 212409458 |  | HRCU-A-CB-O | ASH118URDE** | Mini-Splits | ASYW18URDE** |  |  |  | 13 | 23 | 12 | TRUE | TRUE | TRUE | 17800 | 15300 | 2.61 | 21420 | 2.71
212409488 | 06/30/23 | Live | GE Appliances, a Haier company | GE APPLIANCES | Singlezone Ducted, Compact Ducted | 212409488 |  | HRCU-A-CB | ASH109URDE** | Mini-Splits | USYM09UCDSA* |  |  |  | 11.5 | 18 | 9.5 | TRUE | TRUE | TRUE | 9000 | 7000 | 1.99 | 11200 | 2.45
212409463 | 06/30/23 | Live | GE Appliances, a Haier company | GE APPLIANCES | Singlezone Non-Ducted, Ceiling Placement | 212409463 |  | HRCU-A-CB-O | ASH112URDE** | Mini-Splits | AB12SC2VHA |  |  |  | 12.5 | 20.5 | 8.5 | TRUE | TRUE | FALSE | 12000 | 8500 | 1.81 | 12750 | 2.09
206445025 | 02/09/21 | Live | GE Appliances, a Haier Company | HAIER | Singlezone Non-Ducted, Ceiling Placement | 206445025 |  | HRCU-A-CB-O | 1U09EH2VHE* | Non-Ducted Indoor Units | AB09SC2VHA* | 10.5 | 20 | 9 |  |  |  | FALSE | FALSE | FALSE | 9000 | 6000 | 1.76 | 10500 | 1.83
206842141 | 07/03/21 | Live | GE Appliances, a Haier Company | GE APPLIANCES | Singlezone Non-Ducted, Ceiling Placement | 206842141 |  | HMSR-A-CB-O | ASH109URDSE* | Mini-Splits | AB09SC2VHA* | 10.5 | 20 | 9 |  |  |  | FALSE | FALSE | FALSE | 9000 | 6000 | 1.76 | 10500 | 1.83
210435194 | 02/16/23 | Live | Daikin North America, LLC | DAIKIN | Singlezone Ducted, Centrally Ducted | 210435194 |  | HRCU-A-CB | DZ6VSA3010A* | Ducted Indoor Units | CA*EA2422*4A*+MBVC1600**-1A* |  |  |  | 9.9 | 17.1 | 8.2 | FALSE | FALSE | FALSE | 27400 | 18000 | 2.52 | 21600 | 2.36
206389356 | 02/09/21 | Live | GE Appliances, a Haier Company | HAIER | Singlezone Non-Ducted, Ceiling Placement | 206389356 |  | HRCU-A-CB-O | 1U12EH2VHE* | Mini-Splits | AB12SC2VHA* | 12.5 | 20 | 10 |  |  |  | FALSE | FALSE | FALSE | 12000 | 8500 | 2.11 | 12325 | 2.04
205965804 | 10/28/22 | Live | Daikin North America, LLC | AMANA DISTINCTIONS | Singlezone Ducted, Centrally Ducted | 205965804 |  | HRCU-A-CB | GVZC200361A* |  | CHPF3743C6B*+MBVC1600**-1A*+TXV | 13.5 | 20 | 10 |  |  |  | FALSE | FALSE | FALSE | 35200 | 18200 | 2.44 | 28800 | 2.27
206389355 | 02/09/21 | Live | GE Appliances, a Haier Company | HAIER | Singlezone Non-Ducted, Floor Placement | 206389355 |  | HRCU-A-CB-O | 1U12EH2VHE* | Mini-Splits | USYF12UCDWA* | 12.5 | 20 | 10 |  |  |  | FALSE | FALSE | FALSE | 11500 | 8500 | 1.99 | 12325 | 1.92
206842140 | 07/03/21 | Live | GE Appliances, a Haier Company | GE APPLIANCES | Singlezone Non-Ducted, Floor Placement | 206842140 |  | HMSR-A-CB-O | ASH118URDSE* | Mini-Splits | USYF18UCDWA* | 10 | 18 | 9 |  |  |  | FALSE | FALSE | FALSE | 14800 | 13000 | 1.9 | 18200 | 2.05
207742339 | 01/05/23 | Live | Midea Electric Trading | C&H | Singlezone Ducted, Compact Ducted | 207742339 |  | HRCU-A-CB | CH-N36LCU-230VO | Mini-Splits | CH-36LCDTU/I | 9 | 16.7 | 11.5 | 8.8 | 15.8 | 8.8 | FALSE | FALSE | FALSE | 36000 | 25000 | 2.49 | 26000 | 2.22
206445026 | 02/10/21 | Live | GE Appliances, a Haier Company | HAIER | Singlezone Non-Ducted, Ceiling Placement | 206445026 |  | HRCU-A-CB-O | 1U18EH2VHE* | Mini-Splits | AB18SC2VHA* | 10.5 | 16 | 9 |  |  |  | FALSE | FALSE | FALSE | 17000 | 13000 | 1.9 | 18200 | 2.04
206842143 | 07/03/21 | Live | GE Appliances, a Haier Company | GE APPLIANCES | Singlezone Non-Ducted, Ceiling Placement | 206842143 |  | HMSR-A-CB-O | ASH118URDSE* |  | AB18SC2VHA* | 10.5 | 16 | 9 |  |  |  | FALSE | FALSE | FALSE | 17000 | 13000 | 1.9 | 18200 | 2.04
206608653 | 02/10/21 | Live | GE Appliances, a Haier Company | HAIER | Singlezone Non-Ducted, Floor Placement | 206608653 |  | HRCU-A-CB-O | 1U18EH2VHE* | Non-Ducted Indoor Units | USYF18UCDWA* | 10 | 18 | 9 |  |  |  | FALSE | FALSE | FALSE | 14800 | 13000 | 1.9 | 18200 | 2.05
206608652 | 02/09/21 | Live | GE Appliances, a Haier Company | HAIER | Singlezone Non-Ducted, Floor Placement | 206608652 |  | HRCU-A-CB-O | 1U09EH2VHE* | Non-Ducted Indoor Units | USYF09UCDWA* | 11 | 20 | 10 |  |  |  | FALSE | FALSE | FALSE | 9000 | 6000 | 1.93 | 9900 | 1.9
212930526 | 07/21/23 | Live | Lennox Industries | ADP | Singlezone Ducted, Centrally Ducted | 212930526 |  | HRCU-A-C | MHD-18 | Ducted Indoor Units | HG21924+TD |  |  |  | 11.5 | 15 | 8.85 | FALSE | FALSE | FALSE | 17700 | 11900 | 2.1 | 14700 | 2.32
205965815 | 10/28/22 | Live | Daikin North America, LLC | AMANA DISTINCTIONS | Singlezone Ducted, Centrally Ducted | 205965815 |  | HRCU-A-CB | GVZC200361A* |  | CSCF3642N6D*+MBVC1600**-1A*+TXV | 13.5 | 20 | 10 |  |  |  | FALSE | FALSE | FALSE | 35000 | 18200 | 2.44 | 28800 | 2.27
212930527 | 07/21/23 | Live | Lennox Industries | ADP | Singlezone Ducted, Centrally Ducted | 212930527 |  | HRCU-A-C | MHD-24 | Ducted Indoor Units | HG21924+TD |  |  |  | 11 | 15 | 9.05 | FALSE | FALSE | FALSE | 22200 | 20800 | 2.1 | 25800 | 2.27
205965793 | 10/28/22 | Live | Daikin North America, LLC | AMANA DISTINCTIONS | Singlezone Ducted, Centrally Ducted | 205965793 |  | HRCU-A-CB | GVZC200361A* |  | CHPF3642C6C*+MBVC1200**-1A*+TXV | 13 | 20 | 10 |  |  |  | FALSE | FALSE | FALSE | 34800 | 18000 | 2.4 | 28800 | 2.27
205965794 | 10/28/22 | Live | Daikin North America, LLC | AMANA DISTINCTIONS | Singlezone Ducted, Centrally Ducted | 205965794 |  | HRCU-A-CB | GVZC200361A* |  | CHPF3642C6C*+MBVC1600**-1A*+TXV | 13.5 | 20 | 10 |  |  |  | FALSE | FALSE | FALSE | 35000 | 18000 | 2.42 | 28800 | 2.27
205965803 | 10/28/22 | Live | Daikin North America, LLC | AMANA DISTINCTIONS | Singlezone Ducted, Centrally Ducted | 205965803 |  | HRCU-A-CB | GVZC200361A* |  | CHPF3743C6B*+MBVC1200**-1A*+TXV | 13.5 | 20 | 10 |  |  |  | FALSE | FALSE | FALSE | 35000 | 18200 | 2.42 | 28800 | 2.27
205965784 | 10/28/22 | Live | Daikin North America, LLC | AMANA DISTINCTIONS | Singlezone Ducted, Centrally Ducted | 205965784 |  | HRCU-A-CB | GVZC200361A* |  | CA*F3743*6D*+MBVC1200**-1A*+TXV | 13.5 | 20 | 10 |  |  |  | FALSE | FALSE | FALSE | 35200 | 18200 | 2.42 | 28800 | 2.27
209911731 | 10/28/22 | Live | Carrier | MIDEA | Singlezone Ducted, Centrally Ducted | 209911731 |  | HRCU-A-CB | 38MURAQ18AA3 |  | 40MUAAQ18XA3 | 11.1 | 19 | 10.8 |  |  |  | FALSE | FALSE | TRUE | 18000 | 12000 | 2.75 | 12300 | 2.75
208447921 | 10/28/22 | Live | Carrier | MIDEA | Singlezone Ducted, Centrally Ducted | 208447921 |  | HRCU-A-CB | 38MURAQ18AB3 |  | 40MUAAQ18XA3 | 12.5 | 20 | 11 |  |  |  | TRUE | TRUE | TRUE | 18000 | 13500 | 2.5 | 21400 | 2.5
208447917 | 10/28/22 | Live | Carrier | MIDEA | Singlezone Ducted, Centrally Ducted | 208447917 |  | HRCU-A-CB | 38MURAQ24AA3 |  | 40MUAAQ24XA3 | 11.3 | 19.4 | 11.3 |  |  |  | TRUE | TRUE | TRUE | 24000 | 21000 | 2.4 | 22000 | 2.4
208447923 | 10/28/22 | Live | Carrier | MIDEA | Singlezone Ducted, Centrally Ducted | 208447923 |  | HRCU-A-CB | 38MURAQ24AB3 |  | 40MUAAQ24XA3 | 12.5 | 20 | 12 |  |  |  | TRUE | TRUE | TRUE | 24000 | 19200 | 2.4 | 26700 | 2.4
209852148 | 10/28/22 | Live | Carrier | MIDEA | Singlezone Ducted, Centrally Ducted | 209852148 |  | HRCU-A-CB | 38MURAQ30AA3 |  | 40MUAAQ30XA3 | 10.9 | 19.5 | 10.3 |  |  |  | FALSE | FALSE | FALSE | 30000 | 20000 | 2.45 | 20600 | 2.45
208447920 | 10/28/22 | Live | Carrier | MIDEA | Singlezone Ducted, Centrally Ducted | 208447920 |  | HRCU-A-CB | 38MURAQ30AB3 |  | 40MUAAQ30XA3 | 11 | 18 | 10.5 |  |  |  | TRUE | TRUE | TRUE | 30000 | 21000 | 2.3 | 28600 | 2.3
208447916 | 10/28/22 | Live | Carrier | MIDEA | Singlezone Ducted, Centrally Ducted | 208447916 |  | HRCU-A-CB | 38MURAQ36AA3 |  | 40MUAAQ36XA3 | 10.4 | 18 | 9.1 |  |  |  | FALSE | FALSE | FALSE | 36000 | 20400 | 2.4 | 22700 | 2.4
208447915 | 10/28/22 | Live | Carrier | MIDEA | Singlezone Ducted, Centrally Ducted | 208447915 |  | HRCU-A-CB | 38MURAQ48AA3 |  | 40MUAAQ48XA3 | 9.3 | 17.3 | 10 |  |  |  | FALSE | FALSE | FALSE | 47000 | 37000 | 2.3 | 39300 | 2.3
210435205 | 02/16/23 | Live | Daikin North America, LLC | DAIKIN | Singlezone Ducted, Centrally Ducted | 210435205 |  | HRCU-A-CB | DZ6VSA3010A* | Ducted Indoor Units | CA*EA3026*4A*+MBVC1200**-1A* |  |  |  | 9.9 | 17.1 | 8.2 | FALSE | FALSE | FALSE | 27400 | 18000 | 2.52 | 21600 | 2.36
208447918 | 10/28/22 | Live | Carrier | MIDEA | Singlezone Ducted, Centrally Ducted | 208447918 |  | HRCU-A-CB | 38MURAQ48AB3 |  | 40MUAAQ48XA3 | 8.5 | 16 | 10 |  |  |  | TRUE | TRUE | FALSE | 47000 | 36000 | 2.3 | 50000 | 2.3
208447922 | 10/28/22 | Live | Carrier | MIDEA | Singlezone Ducted, Centrally Ducted | 208447922 |  | HRCU-A-CB | 38MURAQ60AA3 |  | 40MUAAQ60XA3 | 10.3 | 18 | 9.2 |  |  |  | FALSE | FALSE | FALSE | 57000 | 37000 | 2.35 | 39000 | 2.35
209852139 | 10/28/22 | Live | Carrier | AIRQUEST | Singlezone Ducted, Centrally Ducted | 209852139 |  | HRCU-A-CB | DLCURAH18AAK |  | DLFUAAH18XAK | 11.1 | 19 | 10.8 |  |  |  | FALSE | FALSE | TRUE | 18000 | 12000 | 2.75 | 12300 | 2.75
209852135 | 10/28/22 | Live | Carrier | AIRQUEST | Singlezone Ducted, Centrally Ducted | 209852135 |  | HRCU-A-CB | DLCURAH18ABK |  | DLFUAAH18XAK | 12.5 | 20 | 11 |  |  |  | TRUE | TRUE | TRUE | 18000 | 13500 | 2.5 | 21400 | 2.5
209852133 | 10/28/22 | Live | Carrier | AIRQUEST | Singlezone Ducted, Centrally Ducted | 209852133 |  | HRCU-A-CB | DLCURAH24AAK |  | DLFUAAH24XAK | 11.3 | 19.4 | 11.3 |  |  |  | TRUE | TRUE | TRUE | 24000 | 21000 | 2.4 | 22000 | 2.4
209852136 | 10/28/22 | Live | Carrier | AIRQUEST | Singlezone Ducted, Centrally Ducted | 209852136 |  | HRCU-A-CB | DLCURAH24ABK |  | DLFUAAH24XAK | 12.5 | 20 | 12 |  |  |  | TRUE | TRUE | TRUE | 24000 | 19200 | 2.4 | 26700 | 2.4
209852140 | 10/28/22 | Live | Carrier | AIRQUEST | Singlezone Ducted, Centrally Ducted | 209852140 |  | HRCU-A-CB | DLCURAH30AAK |  | DLFUAAH30XAK | 10.9 | 19.5 | 10.3 |  |  |  | FALSE | FALSE | FALSE | 30000 | 20000 | 2.45 | 20600 | 2.45
209852143 | 10/28/22 | Live | Carrier | AIRQUEST | Singlezone Ducted, Centrally Ducted | 209852143 |  | HRCU-A-CB | DLCURAH30ABK |  | DLFUAAH30XAK | 11 | 18 | 10.5 |  |  |  | TRUE | TRUE | TRUE | 30000 | 21000 | 2.3 | 28600 | 2.3
209852141 | 10/28/22 | Live | Carrier | AIRQUEST | Singlezone Ducted, Centrally Ducted | 209852141 |  | HRCU-A-CB | DLCURAH36AAK |  | DLFUAAH36XAK | 10.4 | 18 | 9.1 |  |  |  | FALSE | FALSE | FALSE | 36000 | 20400 | 2.4 | 22700 | 2.4
209852134 | 10/28/22 | Live | Carrier | AIRQUEST | Singlezone Ducted, Centrally Ducted | 209852134 |  | HRCU-A-CB | DLCURAH48AAK |  | DLFUAAH48XAK | 9.3 | 17.3 | 10 |  |  |  | FALSE | FALSE | FALSE | 47000 | 37000 | 2.3 | 39300 | 2.3
209852138 | 10/28/22 | Live | Carrier | AIRQUEST | Singlezone Ducted, Centrally Ducted | 209852138 |  | HRCU-A-CB | DLCURAH48ABK |  | DLFUAAH48XAK | 8.5 | 16 | 10 |  |  |  | TRUE | TRUE | FALSE | 47000 | 36000 | 2.3 | 50000 | 2.3
209852137 | 10/28/22 | Live | Carrier | AIRQUEST | Singlezone Ducted, Centrally Ducted | 209852137 |  | HRCU-A-CB | DLCURAH60AAK |  | DLFUAAH60XAK | 10.3 | 18 | 9.2 |  |  |  | FALSE | FALSE | FALSE | 57000 | 37000 | 2.35 | 39000 | 2.35
209852040 | 10/28/22 | Live | Carrier | ARCOAIRE | Singlezone Ducted, Centrally Ducted | 209852040 |  | HRCU-A-CB | DLCURAH18AAK |  | DLFUAAH18XAK | 11.1 | 19 | 10.8 |  |  |  | FALSE | FALSE | TRUE | 18000 | 12000 | 2.75 | 12300 | 2.75
209852036 | 10/28/22 | Live | Carrier | ARCOAIRE | Singlezone Ducted, Centrally Ducted | 209852036 |  | HRCU-A-CB | DLCURAH18ABK |  | DLFUAAH18XAK | 12.5 | 20 | 11 |  |  |  | TRUE | TRUE | TRUE | 18000 | 13500 | 2.5 | 21400 | 2.5
209852034 | 10/28/22 | Live | Carrier | ARCOAIRE | Singlezone Ducted, Centrally Ducted | 209852034 |  | HRCU-A-CB | DLCURAH24AAK |  | DLFUAAH24XAK | 11.3 | 19.4 | 11.3 |  |  |  | TRUE | TRUE | TRUE | 24000 | 21000 | 2.4 | 22000 | 2.4
209852037 | 10/28/22 | Live | Carrier | ARCOAIRE | Singlezone Ducted, Centrally Ducted | 209852037 |  | HRCU-A-CB | DLCURAH24ABK |  | DLFUAAH24XAK | 12.5 | 20 | 12 |  |  |  | TRUE | TRUE | TRUE | 24000 | 19200 | 2.4 | 26700 | 2.4
209852041 | 10/28/22 | Live | Carrier | ARCOAIRE | Singlezone Ducted, Centrally Ducted | 209852041 |  | HRCU-A-CB | DLCURAH30AAK |  | DLFUAAH30XAK | 10.9 | 19.5 | 10.3 |  |  |  | FALSE | FALSE | FALSE | 30000 | 20000 | 2.45 | 20600 | 2.45
209852044 | 10/28/22 | Live | Carrier | ARCOAIRE | Singlezone Ducted, Centrally Ducted | 209852044 |  | HRCU-A-CB | DLCURAH30ABK |  | DLFUAAH30XAK | 11 | 18 | 10.5 |  |  |  | TRUE | TRUE | TRUE | 30000 | 21000 | 2.3 | 28600 | 2.3
209852042 | 10/28/22 | Live | Carrier | ARCOAIRE | Singlezone Ducted, Centrally Ducted | 209852042 |  | HRCU-A-CB | DLCURAH36AAK |  | DLFUAAH36XAK | 10.4 | 18 | 9.1 |  |  |  | FALSE | FALSE | FALSE | 36000 | 20400 | 2.4 | 22700 | 2.4
207742449 | 01/05/23 | Live | Midea Electric Trading | ELIOS | Singlezone Ducted, Compact Ducted | 207742449 |  | HRCU-A-CB | DEA36HOS18230S5 | Mini-Splits | DUA36HIDU230X5 | 9 | 16.7 | 11.5 | 8.8 | 15.8 | 8.8 | FALSE | FALSE | FALSE | 36000 | 25000 | 2.49 | 26000 | 2.22
209852035 | 10/28/22 | Live | Carrier | ARCOAIRE | Singlezone Ducted, Centrally Ducted | 209852035 |  | HRCU-A-CB | DLCURAH48AAK |  | DLFUAAH48XAK | 9.3 | 17.3 | 10 |  |  |  | FALSE | FALSE | FALSE | 47000 | 37000 | 2.3 | 39300 | 2.3
209852039 | 10/28/22 | Live | Carrier | ARCOAIRE | Singlezone Ducted, Centrally Ducted | 209852039 |  | HRCU-A-CB | DLCURAH48ABK |  | DLFUAAH48XAK | 8.5 | 16 | 10 |  |  |  | TRUE | TRUE | FALSE | 47000 | 36000 | 2.3 | 50000 | 2.3
209852038 | 10/28/22 | Live | Carrier | ARCOAIRE | Singlezone Ducted, Centrally Ducted | 209852038 |  | HRCU-A-CB | DLCURAH60AAK |  | DLFUAAH60XAK | 10.3 | 18 | 9.2 |  |  |  | FALSE | FALSE | FALSE | 57000 | 37000 | 2.35 | 39000 | 2.35
209852051 | 10/28/22 | Live | Carrier | COMFORTMAKER | Singlezone Ducted, Centrally Ducted | 209852051 |  | HRCU-A-CB | DLCURAH18AAK |  | DLFUAAH18XAK | 11.1 | 19 | 10.8 |  |  |  | FALSE | FALSE | TRUE | 18000 | 12000 | 2.75 | 12300 | 2.75
209852047 | 10/28/22 | Live | Carrier | COMFORTMAKER | Singlezone Ducted, Centrally Ducted | 209852047 |  | HRCU-A-CB | DLCURAH18ABK |  | DLFUAAH18XAK | 12.5 | 20 | 11 |  |  |  | TRUE | TRUE | TRUE | 18000 | 13500 | 2.5 | 21400 | 2.5
209852045 | 10/28/22 | Live | Carrier | COMFORTMAKER | Singlezone Ducted, Centrally Ducted | 209852045 |  | HRCU-A-CB | DLCURAH24AAK |  | DLFUAAH24XAK | 11.3 | 19.4 | 11.3 |  |  |  | TRUE | TRUE | TRUE | 24000 | 21000 | 2.4 | 22000 | 2.4
209852048 | 10/28/22 | Live | Carrier | COMFORTMAKER | Singlezone Ducted, Centrally Ducted | 209852048 |  | HRCU-A-CB | DLCURAH24ABK |  | DLFUAAH24XAK | 12.5 | 20 | 12 |  |  |  | TRUE | TRUE | TRUE | 24000 | 19200 | 2.4 | 26700 | 2.4
209852052 | 10/28/22 | Live | Carrier | COMFORTMAKER | Singlezone Ducted, Centrally Ducted | 209852052 |  | HRCU-A-CB | DLCURAH30AAK |  | DLFUAAH30XAK | 10.9 | 19.5 | 10.3 |  |  |  | FALSE | FALSE | FALSE | 30000 | 20000 | 2.45 | 20600 | 2.45
209852055 | 10/28/22 | Live | Carrier | COMFORTMAKER | Singlezone Ducted, Centrally Ducted | 209852055 |  | HRCU-A-CB | DLCURAH30ABK |  | DLFUAAH30XAK | 11 | 18 | 10.5 |  |  |  | TRUE | TRUE | TRUE | 30000 | 21000 | 2.3 | 28600 | 2.3
209852053 | 10/28/22 | Live | Carrier | COMFORTMAKER | Singlezone Ducted, Centrally Ducted | 209852053 |  | HRCU-A-CB | DLCURAH36AAK |  | DLFUAAH36XAK | 10.4 | 18 | 9.1 |  |  |  | FALSE | FALSE | FALSE | 36000 | 20400 | 2.4 | 22700 | 2.4
209852046 | 10/28/22 | Live | Carrier | COMFORTMAKER | Singlezone Ducted, Centrally Ducted | 209852046 |  | HRCU-A-CB | DLCURAH48AAK |  | DLFUAAH48XAK | 9.3 | 17.3 | 10 |  |  |  | FALSE | FALSE | FALSE | 47000 | 37000 | 2.3 | 39300 | 2.3
209852050 | 10/28/22 | Live | Carrier | COMFORTMAKER | Singlezone Ducted, Centrally Ducted | 209852050 |  | HRCU-A-CB | DLCURAH48ABK |  | DLFUAAH48XAK | 8.5 | 16 | 10 |  |  |  | TRUE | TRUE | FALSE | 47000 | 36000 | 2.3 | 50000 | 2.3
209852049 | 10/28/22 | Live | Carrier | COMFORTMAKER | Singlezone Ducted, Centrally Ducted | 209852049 |  | HRCU-A-CB | DLCURAH60AAK |  | DLFUAAH60XAK | 10.3 | 18 | 9.2 |  |  |  | FALSE | FALSE | FALSE | 57000 | 37000 | 2.35 | 39000 | 2.35
209852062 | 10/28/22 | Live | Carrier | DAY & NIGHT | Singlezone Ducted, Centrally Ducted | 209852062 |  | HRCU-A-CB | DLCURAH18AAK |  | DLFUAAH18XAK | 11.1 | 19 | 10.8 |  |  |  | FALSE | FALSE | TRUE | 18000 | 12000 | 2.75 | 12300 | 2.75
209852058 | 10/28/22 | Live | Carrier | DAY & NIGHT | Singlezone Ducted, Centrally Ducted | 209852058 |  | HRCU-A-CB | DLCURAH18ABK |  | DLFUAAH18XAK | 12.5 | 20 | 11 |  |  |  | TRUE | TRUE | TRUE | 18000 | 13500 | 2.5 | 21400 | 2.5
209852056 | 10/28/22 | Live | Carrier | DAY & NIGHT | Singlezone Ducted, Centrally Ducted | 209852056 |  | HRCU-A-CB | DLCURAH24AAK |  | DLFUAAH24XAK | 11.3 | 19.4 | 11.3 |  |  |  | TRUE | TRUE | TRUE | 24000 | 21000 | 2.4 | 22000 | 2.4
209852059 | 10/28/22 | Live | Carrier | DAY & NIGHT | Singlezone Ducted, Centrally Ducted | 209852059 |  | HRCU-A-CB | DLCURAH24ABK |  | DLFUAAH24XAK | 12.5 | 20 | 12 |  |  |  | TRUE | TRUE | TRUE | 24000 | 19200 | 2.4 | 26700 | 2.4
209852063 | 10/28/22 | Live | Carrier | DAY & NIGHT | Singlezone Ducted, Centrally Ducted | 209852063 |  | HRCU-A-CB | DLCURAH30AAK |  | DLFUAAH30XAK | 10.9 | 19.5 | 10.3 |  |  |  | FALSE | FALSE | FALSE | 30000 | 20000 | 2.45 | 20600 | 2.45
209852066 | 10/28/22 | Live | Carrier | DAY & NIGHT | Singlezone Ducted, Centrally Ducted | 209852066 |  | HRCU-A-CB | DLCURAH30ABK |  | DLFUAAH30XAK | 11 | 18 | 10.5 |  |  |  | TRUE | TRUE | TRUE | 30000 | 21000 | 2.3 | 28600 | 2.3
209852064 | 10/28/22 | Live | Carrier | DAY & NIGHT | Singlezone Ducted, Centrally Ducted | 209852064 |  | HRCU-A-CB | DLCURAH36AAK |  | DLFUAAH36XAK | 10.4 | 18 | 9.1 |  |  |  | FALSE | FALSE | FALSE | 36000 | 20400 | 2.4 | 22700 | 2.4
209852057 | 10/28/22 | Live | Carrier | DAY & NIGHT | Singlezone Ducted, Centrally Ducted | 209852057 |  | HRCU-A-CB | DLCURAH48AAK |  | DLFUAAH48XAK | 9.3 | 17.3 | 10 |  |  |  | FALSE | FALSE | FALSE | 47000 | 37000 | 2.3 | 39300 | 2.3
209852061 | 10/28/22 | Live | Carrier | DAY & NIGHT | Singlezone Ducted, Centrally Ducted | 209852061 |  | HRCU-A-CB | DLCURAH48ABK |  | DLFUAAH48XAK | 8.5 | 16 | 10 |  |  |  | TRUE | TRUE | FALSE | 47000 | 36000 | 2.3 | 50000 | 2.3
209852060 | 10/28/22 | Live | Carrier | DAY & NIGHT | Singlezone Ducted, Centrally Ducted | 209852060 |  | HRCU-A-CB | DLCURAH60AAK |  | DLFUAAH60XAK | 10.3 | 18 | 9.2 |  |  |  | FALSE | FALSE | FALSE | 57000 | 37000 | 2.35 | 39000 | 2.35
209852073 | 10/28/22 | Live | Carrier | HEIL | Singlezone Ducted, Centrally Ducted | 209852073 |  | HRCU-A-CB | DLCURAH18AAK |  | DLFUAAH18XAK | 11.1 | 19 | 10.8 |  |  |  | FALSE | FALSE | TRUE | 18000 | 12000 | 2.75 | 12300 | 2.75
209852069 | 10/28/22 | Live | Carrier | HEIL | Singlezone Ducted, Centrally Ducted | 209852069 |  | HRCU-A-CB | DLCURAH18ABK |  | DLFUAAH18XAK | 12.5 | 20 | 11 |  |  |  | TRUE | TRUE | TRUE | 18000 | 13500 | 2.5 | 21400 | 2.5
209852067 | 10/28/22 | Live | Carrier | HEIL | Singlezone Ducted, Centrally Ducted | 209852067 |  | HRCU-A-CB | DLCURAH24AAK |  | DLFUAAH24XAK | 11.3 | 19.4 | 11.3 |  |  |  | TRUE | TRUE | TRUE | 24000 | 21000 | 2.4 | 22000 | 2.4
209852070 | 10/28/22 | Live | Carrier | HEIL | Singlezone Ducted, Centrally Ducted | 209852070 |  | HRCU-A-CB | DLCURAH24ABK |  | DLFUAAH24XAK | 12.5 | 20 | 12 |  |  |  | TRUE | TRUE | TRUE | 24000 | 19200 | 2.4 | 26700 | 2.4
209852074 | 10/28/22 | Live | Carrier | HEIL | Singlezone Ducted, Centrally Ducted | 209852074 |  | HRCU-A-CB | DLCURAH30AAK |  | DLFUAAH30XAK | 10.9 | 19.5 | 10.3 |  |  |  | FALSE | FALSE | FALSE | 30000 | 20000 | 2.45 | 20600 | 2.45
209852077 | 10/28/22 | Live | Carrier | HEIL | Singlezone Ducted, Centrally Ducted | 209852077 |  | HRCU-A-CB | DLCURAH30ABK |  | DLFUAAH30XAK | 11 | 18 | 10.5 |  |  |  | TRUE | TRUE | TRUE | 30000 | 21000 | 2.3 | 28600 | 2.3
209852075 | 10/28/22 | Live | Carrier | HEIL | Singlezone Ducted, Centrally Ducted | 209852075 |  | HRCU-A-CB | DLCURAH36AAK |  | DLFUAAH36XAK | 10.4 | 18 | 9.1 |  |  |  | FALSE | FALSE | FALSE | 36000 | 20400 | 2.4 | 22700 | 2.4
209852068 | 10/28/22 | Live | Carrier | HEIL | Singlezone Ducted, Centrally Ducted | 209852068 |  | HRCU-A-CB | DLCURAH48AAK |  | DLFUAAH48XAK | 9.3 | 17.3 | 10 |  |  |  | FALSE | FALSE | FALSE | 47000 | 37000 | 2.3 | 39300 | 2.3
209852072 | 10/28/22 | Live | Carrier | HEIL | Singlezone Ducted, Centrally Ducted | 209852072 |  | HRCU-A-CB | DLCURAH48ABK |  | DLFUAAH48XAK | 8.5 | 16 | 10 |  |  |  | TRUE | TRUE | FALSE | 47000 | 36000 | 2.3 | 50000 | 2.3
209852071 | 10/28/22 | Live | Carrier | HEIL | Singlezone Ducted, Centrally Ducted | 209852071 |  | HRCU-A-CB | DLCURAH60AAK |  | DLFUAAH60XAK | 10.3 | 18 | 9.2 |  |  |  | FALSE | FALSE | FALSE | 57000 | 37000 | 2.35 | 39000 | 2.35
209852084 | 10/28/22 | Live | Carrier | KEEPRITE | Singlezone Ducted, Centrally Ducted | 209852084 |  | HRCU-A-CB | DLCURAH18AAK |  | DLFUAAH18XAK | 11.1 | 19 | 10.8 |  |  |  | FALSE | FALSE | TRUE | 18000 | 12000 | 2.75 | 12300 | 2.75
209852080 | 10/28/22 | Live | Carrier | KEEPRITE | Singlezone Ducted, Centrally Ducted | 209852080 |  | HRCU-A-CB | DLCURAH18ABK |  | DLFUAAH18XAK | 12.5 | 20 | 11 |  |  |  | TRUE | TRUE | TRUE | 18000 | 13500 | 2.5 | 21400 | 2.5
209852078 | 10/28/22 | Live | Carrier | KEEPRITE | Singlezone Ducted, Centrally Ducted | 209852078 |  | HRCU-A-CB | DLCURAH24AAK |  | DLFUAAH24XAK | 11.3 | 19.4 | 11.3 |  |  |  | TRUE | TRUE | TRUE | 24000 | 21000 | 2.4 | 22000 | 2.4
209852081 | 10/28/22 | Live | Carrier | KEEPRITE | Singlezone Ducted, Centrally Ducted | 209852081 |  | HRCU-A-CB | DLCURAH24ABK |  | DLFUAAH24XAK | 12.5 | 20 | 12 |  |  |  | TRUE | TRUE | TRUE | 24000 | 19200 | 2.4 | 26700 | 2.4
209852085 | 10/28/22 | Live | Carrier | KEEPRITE | Singlezone Ducted, Centrally Ducted | 209852085 |  | HRCU-A-CB | DLCURAH30AAK |  | DLFUAAH30XAK | 10.9 | 19.5 | 10.3 |  |  |  | FALSE | FALSE | FALSE | 30000 | 20000 | 2.45 | 20600 | 2.45
209852088 | 10/28/22 | Live | Carrier | KEEPRITE | Singlezone Ducted, Centrally Ducted | 209852088 |  | HRCU-A-CB | DLCURAH30ABK |  | DLFUAAH30XAK | 11 | 18 | 10.5 |  |  |  | TRUE | TRUE | TRUE | 30000 | 21000 | 2.3 | 28600 | 2.3
209852086 | 10/28/22 | Live | Carrier | KEEPRITE | Singlezone Ducted, Centrally Ducted | 209852086 |  | HRCU-A-CB | DLCURAH36AAK |  | DLFUAAH36XAK | 10.4 | 18 | 9.1 |  |  |  | FALSE | FALSE | FALSE | 36000 | 20400 | 2.4 | 22700 | 2.4
210435215 | 02/16/23 | Live | Daikin North America, LLC | DAIKIN | Singlezone Ducted, Centrally Ducted | 210435215 |  | HRCU-A-CB | DZ6VSA3010A* | Ducted Indoor Units | CA*EA3026*4A*+MBVC1600**-1A* |  |  |  | 9.9 | 17.1 | 8.2 | FALSE | FALSE | FALSE | 27400 | 18000 | 2.52 | 21600 | 2.36
209852079 | 10/28/22 | Live | Carrier | KEEPRITE | Singlezone Ducted, Centrally Ducted | 209852079 |  | HRCU-A-CB | DLCURAH48AAK |  | DLFUAAH48XAK | 9.3 | 17.3 | 10 |  |  |  | FALSE | FALSE | FALSE | 47000 | 37000 | 2.3 | 39300 | 2.3
209852083 | 10/28/22 | Live | Carrier | KEEPRITE | Singlezone Ducted, Centrally Ducted | 209852083 |  | HRCU-A-CB | DLCURAH48ABK |  | DLFUAAH48XAK | 8.5 | 16 | 10 |  |  |  | TRUE | TRUE | FALSE | 47000 | 36000 | 2.3 | 50000 | 2.3
209852082 | 10/28/22 | Live | Carrier | KEEPRITE | Singlezone Ducted, Centrally Ducted | 209852082 |  | HRCU-A-CB | DLCURAH60AAK |  | DLFUAAH60XAK | 10.3 | 18 | 9.2 |  |  |  | FALSE | FALSE | FALSE | 57000 | 37000 | 2.35 | 39000 | 2.35
209852106 | 10/28/22 | Live | Carrier | MIDEA | Singlezone Ducted, Centrally Ducted | 209852106 |  | HRCU-A-CB | DLCURAH18AAK |  | DLFUAAH18XAK | 11.1 | 19 | 10.8 |  |  |  | FALSE | FALSE | TRUE | 18000 | 12000 | 2.75 | 12300 | 2.75
207658960 | 01/05/23 | Live | Midea Electric Trading | COMFORTSTAR | Singlezone Non-Ducted, Floor Placement | 207658960 |  | HRCU-A-CB-O | CHF18CD(O) | Mini-Splits | FPA-18 | 12.5 | 20.2 | 10.6 | 12.5 | 20.5 | 9.8 | FALSE | FALSE | TRUE | 17000 | 12000 | 2.3 | 17000 | 1.9
209852102 | 10/28/22 | Live | Carrier | MIDEA | Singlezone Ducted, Centrally Ducted | 209852102 |  | HRCU-A-CB | DLCURAH18ABK |  | DLFUAAH18XAK | 12.5 | 20 | 11 |  |  |  | TRUE | TRUE | TRUE | 18000 | 13500 | 2.5 | 21400 | 2.5
209852100 | 10/28/22 | Live | Carrier | MIDEA | Singlezone Ducted, Centrally Ducted | 209852100 |  | HRCU-A-CB | DLCURAH24AAK |  | DLFUAAH24XAK | 11.3 | 19.4 | 11.3 |  |  |  | TRUE | TRUE | TRUE | 24000 | 21000 | 2.4 | 22000 | 2.4
209852103 | 10/28/22 | Live | Carrier | MIDEA | Singlezone Ducted, Centrally Ducted | 209852103 |  | HRCU-A-CB | DLCURAH24ABK |  | DLFUAAH24XAK | 12.5 | 20 | 12 |  |  |  | TRUE | TRUE | TRUE | 24000 | 19200 | 2.4 | 26700 | 2.4
209852107 | 10/28/22 | Live | Carrier | MIDEA | Singlezone Ducted, Centrally Ducted | 209852107 |  | HRCU-A-CB | DLCURAH30AAK |  | DLFUAAH30XAK | 10.9 | 19.5 | 10.3 |  |  |  | FALSE | FALSE | FALSE | 30000 | 20000 | 2.45 | 20600 | 2.45
209852110 | 10/28/22 | Live | Carrier | MIDEA | Singlezone Ducted, Centrally Ducted | 209852110 |  | HRCU-A-CB | DLCURAH30ABK |  | DLFUAAH30XAK | 11 | 18 | 10.5 |  |  |  | TRUE | TRUE | TRUE | 30000 | 21000 | 2.3 | 28600 | 2.3
209852108 | 10/28/22 | Live | Carrier | MIDEA | Singlezone Ducted, Centrally Ducted | 209852108 |  | HRCU-A-CB | DLCURAH36AAK |  | DLFUAAH36XAK | 10.4 | 18 | 9.1 |  |  |  | FALSE | FALSE | FALSE | 36000 | 20400 | 2.4 | 22700 | 2.4
210435083 | 02/16/23 | Live | Daikin North America, LLC | DAIKIN | Singlezone Ducted, Centrally Ducted | 210435083 |  | HRCU-A-CB | DZ6VSA3010A* | Ducted Indoor Units | DFVE36CP1400A* | 9.9 | 17.1 | 8.2 | 9.9 | 17.1 | 8.2 | FALSE | FALSE | FALSE | 27800 | 18000 | 2.52 | 21600 | 2.36
209852101 | 10/28/22 | Live | Carrier | MIDEA | Singlezone Ducted, Centrally Ducted | 209852101 |  | HRCU-A-CB | DLCURAH48AAK |  | DLFUAAH48XAK | 9.3 | 17.3 | 10 |  |  |  | FALSE | FALSE | FALSE | 47000 | 37000 | 2.3 | 39300 | 2.3
209852105 | 10/28/22 | Live | Carrier | MIDEA | Singlezone Ducted, Centrally Ducted | 209852105 |  | HRCU-A-CB | DLCURAH48ABK |  | DLFUAAH48XAK | 8.5 | 16 | 10 |  |  |  | TRUE | TRUE | FALSE | 47000 | 36000 | 2.3 | 50000 | 2.3
209852104 | 10/28/22 | Live | Carrier | MIDEA | Singlezone Ducted, Centrally Ducted | 209852104 |  | HRCU-A-CB | DLCURAH60AAK |  | DLFUAAH60XAK | 10.3 | 18 | 9.2 |  |  |  | FALSE | FALSE | FALSE | 57000 | 37000 | 2.35 | 39000 | 2.35
207765971 | 01/05/23 | Live | Midea Electric Trading | COMFORTSTAR | Singlezone Ducted, Compact Ducted | 207765971 |  | HRCU-A-CB | CHF18CD(O) | Mini-Splits | CPA-18B | 12.5 | 19.6 | 11 | 11.7 | 18 | 9.5 | TRUE | TRUE | TRUE | 17000 | 15000 | 2.27 | 19000 | 2.02
209852128 | 10/28/22 | Live | Carrier | SMART COMFORT | Singlezone Ducted, Centrally Ducted | 209852128 |  | HRCU-A-CB | DLCURAH18AAK |  | DLFUAAH18XAK | 11.1 | 19 | 10.8 |  |  |  | FALSE | FALSE | TRUE | 18000 | 12000 | 2.75 | 12300 | 2.75
209852124 | 10/28/22 | Live | Carrier | SMART COMFORT | Singlezone Ducted, Centrally Ducted | 209852124 |  | HRCU-A-CB | DLCURAH18ABK |  | DLFUAAH18XAK | 12.5 | 20 | 11 |  |  |  | TRUE | TRUE | TRUE | 18000 | 13500 | 2.5 | 21400 | 2.5
209852122 | 10/28/22 | Live | Carrier | SMART COMFORT | Singlezone Ducted, Centrally Ducted | 209852122 |  | HRCU-A-CB | DLCURAH24AAK |  | DLFUAAH24XAK | 11.3 | 19.4 | 11.3 |  |  |  | TRUE | TRUE | TRUE | 24000 | 21000 | 2.4 | 22000 | 2.4
210435084 | 02/16/23 | Live | Daikin North America, LLC | DAIKIN | Singlezone Ducted, Centrally Ducted | 210435084 |  | HRCU-A-CB | DZ6VSA3610A* | Ducted Indoor Units | DFVE36CP1400A* | 8.7 | 16.3 | 8.2 | 8.7 | 16.3 | 8.2 | FALSE | FALSE | FALSE | 33600 | 22400 | 2.43 | 25200 | 2.37
209852125 | 10/28/22 | Live | Carrier | SMART COMFORT | Singlezone Ducted, Centrally Ducted | 209852125 |  | HRCU-A-CB | DLCURAH24ABK |  | DLFUAAH24XAK | 12.5 | 20 | 12 |  |  |  | TRUE | TRUE | TRUE | 24000 | 19200 | 2.4 | 26700 | 2.4
209852129 | 10/28/22 | Live | Carrier | SMART COMFORT | Singlezone Ducted, Centrally Ducted | 209852129 |  | HRCU-A-CB | DLCURAH30AAK |  | DLFUAAH30XAK | 10.9 | 19.5 | 10.3 |  |  |  | FALSE | FALSE | FALSE | 30000 | 20000 | 2.45 | 20600 | 2.45
209852132 | 10/28/22 | Live | Carrier | SMART COMFORT | Singlezone Ducted, Centrally Ducted | 209852132 |  | HRCU-A-CB | DLCURAH30ABK |  | DLFUAAH30XAK | 11 | 18 | 10.5 |  |  |  | TRUE | TRUE | TRUE | 30000 | 21000 | 2.3 | 28600 | 2.3
209852130 | 10/28/22 | Live | Carrier | SMART COMFORT | Singlezone Ducted, Centrally Ducted | 209852130 |  | HRCU-A-CB | DLCURAH36AAK |  | DLFUAAH36XAK | 10.4 | 18 | 9.1 |  |  |  | FALSE | FALSE | FALSE | 36000 | 20400 | 2.4 | 22700 | 2.4
207742518 | 01/05/23 | Live | Midea Electric Trading | MOOVAIR | Singlezone Ducted, Compact Ducted | 207742518 |  | HRCU-A-CB | DMA36HOS18230S5 | Mini-Splits | DUA36HIDU230X5 | 9 | 16.7 | 11.5 | 8.8 | 15.8 | 8.8 | FALSE | FALSE | FALSE | 36000 | 25000 | 2.49 | 26000 | 2.22
209852123 | 10/28/22 | Live | Carrier | SMART COMFORT | Singlezone Ducted, Centrally Ducted | 209852123 |  | HRCU-A-CB | DLCURAH48AAK |  | DLFUAAH48XAK | 9.3 | 17.3 | 10 |  |  |  | FALSE | FALSE | FALSE | 47000 | 37000 | 2.3 | 39300 | 2.3
209852127 | 10/28/22 | Live | Carrier | SMART COMFORT | Singlezone Ducted, Centrally Ducted | 209852127 |  | HRCU-A-CB | DLCURAH48ABK |  | DLFUAAH48XAK | 8.5 | 16 | 10 |  |  |  | TRUE | TRUE | FALSE | 47000 | 36000 | 2.3 | 50000 | 2.3
209852126 | 10/28/22 | Live | Carrier | SMART COMFORT | Singlezone Ducted, Centrally Ducted | 209852126 |  | HRCU-A-CB | DLCURAH60AAK |  | DLFUAAH60XAK | 10.3 | 18 | 9.2 |  |  |  | FALSE | FALSE | FALSE | 57000 | 37000 | 2.35 | 39000 | 2.35
207658939 | 01/05/23 | Live | Midea Electric Trading | COMFORTSTAR | Singlezone Ducted, Compact Ducted | 207658939 |  | HRCU-A-CB | CHF18CD(O) | Mini-Splits | CPA-18C | 12.5 | 19.6 | 11 | 11.7 | 18 | 9.5 | TRUE | TRUE | TRUE | 17000 | 15000 | 2.27 | 19000 | 2.02
209852117 | 10/28/22 | Live | Carrier | TEMPSTAR | Singlezone Ducted, Centrally Ducted | 209852117 |  | HRCU-A-CB | DLCURAH18AAK |  | DLFUAAH18XAK | 11.1 | 19 | 10.8 |  |  |  | FALSE | FALSE | TRUE | 18000 | 12000 | 2.75 | 12300 | 2.75
209852113 | 10/28/22 | Live | Carrier | TEMPSTAR | Singlezone Ducted, Centrally Ducted | 209852113 |  | HRCU-A-CB | DLCURAH18ABK |  | DLFUAAH18XAK | 12.5 | 20 | 11 |  |  |  | TRUE | TRUE | TRUE | 18000 | 13500 | 2.5 | 21400 | 2.5
209852111 | 10/28/22 | Live | Carrier | TEMPSTAR | Singlezone Ducted, Centrally Ducted | 209852111 |  | HRCU-A-CB | DLCURAH24AAK |  | DLFUAAH24XAK | 11.3 | 19.4 | 11.3 |  |  |  | TRUE | TRUE | TRUE | 24000 | 21000 | 2.4 | 22000 | 2.4
209852114 | 10/28/22 | Live | Carrier | TEMPSTAR | Singlezone Ducted, Centrally Ducted | 209852114 |  | HRCU-A-CB | DLCURAH24ABK |  | DLFUAAH24XAK | 12.5 | 20 | 12 |  |  |  | TRUE | TRUE | TRUE | 24000 | 19200 | 2.4 | 26700 | 2.4
206779796 | 04/28/22 | Live | Johnson Controls Inc. (York International Norman) | CHAMPION HEATING AND COOLING | Singlezone Ducted, Centrally Ducted | 206779796 |  | HRCU-A-CB | TH16B2421 |  | CM24BBAA1+MVC12BN21 | 12 | 17.5 | 9 |  |  |  | FALSE | FALSE | FALSE | 24000 | 14900 | 2.61 | 14900 | 2.61
209852118 | 10/28/22 | Live | Carrier | TEMPSTAR | Singlezone Ducted, Centrally Ducted | 209852118 |  | HRCU-A-CB | DLCURAH30AAK |  | DLFUAAH30XAK | 10.9 | 19.5 | 10.3 |  |  |  | FALSE | FALSE | FALSE | 30000 | 20000 | 2.45 | 20600 | 2.45
209852121 | 10/28/22 | Live | Carrier | TEMPSTAR | Singlezone Ducted, Centrally Ducted | 209852121 |  | HRCU-A-CB | DLCURAH30ABK |  | DLFUAAH30XAK | 11 | 18 | 10.5 |  |  |  | TRUE | TRUE | TRUE | 30000 | 21000 | 2.3 | 28600 | 2.3
209852119 | 10/28/22 | Live | Carrier | TEMPSTAR | Singlezone Ducted, Centrally Ducted | 209852119 |  | HRCU-A-CB | DLCURAH36AAK |  | DLFUAAH36XAK | 10.4 | 18 | 9.1 |  |  |  | FALSE | FALSE | FALSE | 36000 | 20400 | 2.4 | 22700 | 2.4
206779795 | 04/28/22 | Live | Johnson Controls Inc. (York International Norman) | FRASER-JOHNSTON | Singlezone Ducted, Centrally Ducted | 206779795 |  | HRCU-A-CB | TH16B2421 |  | CM24BBAA1+MVC12BN21 | 12 | 17.5 | 9 |  |  |  | FALSE | FALSE | FALSE | 24000 | 14900 | 2.61 | 14900 | 2.61
209852112 | 10/28/22 | Live | Carrier | TEMPSTAR | Singlezone Ducted, Centrally Ducted | 209852112 |  | HRCU-A-CB | DLCURAH48AAK |  | DLFUAAH48XAK | 9.3 | 17.3 | 10 |  |  |  | FALSE | FALSE | FALSE | 47000 | 37000 | 2.3 | 39300 | 2.3
209852116 | 10/28/22 | Live | Carrier | TEMPSTAR | Singlezone Ducted, Centrally Ducted | 209852116 |  | HRCU-A-CB | DLCURAH48ABK |  | DLFUAAH48XAK | 8.5 | 16 | 10 |  |  |  | TRUE | TRUE | FALSE | 47000 | 36000 | 2.3 | 50000 | 2.3
209852115 | 10/28/22 | Live | Carrier | TEMPSTAR | Singlezone Ducted, Centrally Ducted | 209852115 |  | HRCU-A-CB | DLCURAH60AAK |  | DLFUAAH60XAK | 10.3 | 18 | 9.2 |  |  |  | FALSE | FALSE | FALSE | 57000 | 37000 | 2.35 | 39000 | 2.35
210295922 | 10/31/22 | Live | Midea Electric Trading | MOOVAIR | Singlezone Ducted, Centrally Ducted | 210295922 |  | HRCU-A-CB | DMA24HOS28230E8 |  | FM24HIAHUU230X6 | 12.5 | 20 | 11.6 |  |  |  | FALSE | FALSE | FALSE | 22000 | 16500 | 2.6 | 26548 | 2.26
210343321 | 10/31/22 | Live | Midea Electric Trading | AC PRO.COM | Multizone All Ducted | 210343321 |  | HMSV-A-CB | A5OA-55HFN1-M | Ducted Indoor Units |  | 10.5 | 19 | 10.8 |  |  |  | FALSE | FALSE | FALSE | 55000 | 35000 | 2.6 | 38000 | 2.22
206779794 | 04/28/22 | Live | Johnson Controls Inc. (York International Norman) | LUXAIRE | Singlezone Ducted, Centrally Ducted | 206779794 |  | HRCU-A-CB | TH16B2421 |  | CM24BBAA1+MVC12BN21 | 12 | 17.5 | 9 |  |  |  | FALSE | FALSE | FALSE | 24000 | 14900 | 2.61 | 14900 | 2.61
206779793 | 04/28/22 | Live | Johnson Controls Inc. (York International Norman) | COLEMAN | Singlezone Ducted, Centrally Ducted | 206779793 |  | HRCU-A-CB | CH16B2421 |  | CM24BBAA1+MVC12BN21 | 12 | 17.5 | 9 |  |  |  | FALSE | FALSE | FALSE | 24000 | 14900 | 2.61 | 14900 | 2.61
206779791 | 04/28/22 | Live | Johnson Controls Inc. (York International Norman) | FRASER-JOHNSTON | Singlezone Ducted, Centrally Ducted | 206779791 |  | HRCU-A-CB | TH16B2421 |  | CM24BXA1+MVC12BN21+TXV | 12 | 17.5 | 9 |  |  |  | FALSE | FALSE | FALSE | 24000 | 14900 | 2.61 | 14900 | 2.61
206778850 | 04/28/22 | Live | Johnson Controls Inc. (York International Norman) | YORK | Singlezone Ducted, Centrally Ducted | 206778850 |  | HRCU-A-CB | YHM24B21 |  | CM24BBAA1+MVC12BN21 | 12 | 17.5 | 9 |  |  |  | FALSE | FALSE | FALSE | 24000 | 14900 | 2.61 | 14900 | 2.61
206779792 | 04/28/22 | Live | Johnson Controls Inc. (York International Norman) | CHAMPION HEATING AND COOLING | Singlezone Ducted, Centrally Ducted | 206779792 |  | HRCU-A-CB | TH16B2421 |  | CM24BXA1+MVC12BN21+TXV | 12 | 17.5 | 9 |  |  |  | FALSE | FALSE | FALSE | 24000 | 14900 | 2.61 | 14900 | 2.61
210435226 | 02/16/23 | Live | Daikin North America, LLC | DAIKIN | Singlezone Ducted, Centrally Ducted | 210435226 |  | HRCU-A-CB | DZ6VSA3610A* | Ducted Indoor Units | CA*EA3026*4A*+MBVC1200**-1A* |  |  |  | 8.7 | 16.3 | 8.2 | FALSE | FALSE | FALSE | 33200 | 22400 | 2.43 | 25200 | 2.37
208128268 | 01/05/23 | Live | Midea Electric Trading | SEA BREEZE+ | Singlezone Non-Ducted, Ceiling Placement | 208128268 |  | HRCU-A-CB-O | HSZ12H424ZMO | Mini-Splits | CA12H424ZMI | 12.7 | 21.5 | 10.6 | 12.7 | 22.3 | 10.2 | FALSE | FALSE | TRUE | 12000 | 9900 | 2.55 | 14000 | 2.29
206779790 | 04/28/22 | Live | Johnson Controls Inc. (York International Norman) | LUXAIRE | Singlezone Ducted, Centrally Ducted | 206779790 |  | HRCU-A-CB | TH16B2421 |  | CM24BXA1+MVC12BN21+TXV | 12 | 17.5 | 9 |  |  |  | FALSE | FALSE | FALSE | 24000 | 14900 | 2.61 | 14900 | 2.61
206779789 | 04/28/22 | Live | Johnson Controls Inc. (York International Norman) | COLEMAN | Singlezone Ducted, Centrally Ducted | 206779789 |  | HRCU-A-CB | CH16B2421 |  | CM24BXA1+MVC12BN21+TXV | 12 | 17.5 | 9 |  |  |  | FALSE | FALSE | FALSE | 24000 | 14900 | 2.61 | 14900 | 2.61
207742506 | 01/05/23 | Live | Midea Electric Trading | MOOVAIR | Singlezone Non-Ducted, Wall Placement | 207742506 |  | HRCU-A-CB-O | DMA36HOS18230S5 | Mini-Splits | DUA36HICU230X5 | 9 | 18.2 | 10.6 | 9.4 | 19.2 | 8.8 | FALSE | FALSE | FALSE | 36000 | 23000 | 2.45 | 26000 | 2.13
206778849 | 04/28/22 | Live | Johnson Controls Inc. (York International Norman) | YORK | Singlezone Ducted, Centrally Ducted | 206778849 |  | HRCU-A-CB | YHM24B21 |  | CM24BXA1+MVC12BN21+TXV | 12 | 17.5 | 9 |  |  |  | FALSE | FALSE | FALSE | 24000 | 14900 | 2.61 | 14900 | 2.61
206906797 | 10/28/22 | Live | Lennox Industries | ALLIED | Singlezone Ducted, Centrally Ducted | 206906797 |  | HRCU-A-CB | 4HP18V60P | Ducted Indoor Units | BCE5E60M | 10 | 16 | 9 |  |  |  | FALSE | FALSE | FALSE | 55000 | 37800 | 2.15 | 37800 | 2.15
207658950 | 01/05/23 | Live | Midea Electric Trading | COMFORTSTAR | Singlezone Non-Ducted, Ceiling Placement | 207658950 |  | HRCU-A-CB-O | CHF12CD(O) | Mini-Splits | TPA-12 | 12.7 | 21.5 | 10.6 | 12.7 | 22.3 | 10.2 | TRUE | TRUE | TRUE | 12000 | 9900 | 2.55 | 14000 | 2.29
202101789 | 04/28/22 | Live | Johnson Controls Inc. (York International Norman) | LUXAIRE | Singlezone Ducted, Centrally Ducted | 202101789 |  | HRCU-A-CB | TH16B2421 |  | CF24BBAA1+MVC12BN21 | 12 | 17.5 | 9 |  |  |  | FALSE | FALSE | FALSE | 24000 | 14900 | 2.61 | 14900 | 2.61
202101791 | 04/28/22 | Live | Johnson Controls Inc. (York International Norman) | CHAMPION HEATING AND COOLING | Singlezone Ducted, Centrally Ducted | 202101791 |  | HRCU-A-CB | TH16B2421 |  | CF24BBAA1+MVC12BN21 | 12 | 17.5 | 9 |  |  |  | FALSE | FALSE | FALSE | 24000 | 14900 | 2.61 | 14900 | 2.61
207658931 | 01/05/23 | Live | Midea Electric Trading | COMFORTSTAR | Singlezone Ducted, Compact Ducted | 207658931 |  | HRCU-A-CB | CZP12CD(O) | Mini-Splits | CPA-12B | 12.5 | 21.5 | 11.5 | 11.7 | 19 | 10.3 | TRUE | TRUE | TRUE | 11500 | 9300 | 2.78 | 10100 | 2.39
202101790 | 04/28/22 | Live | Johnson Controls Inc. (York International Norman) | FRASER-JOHNSTON | Singlezone Ducted, Centrally Ducted | 202101790 |  | HRCU-A-CB | TH16B2421 |  | CF24BBAA1+MVC12BN21 | 12 | 17.5 | 9 |  |  |  | FALSE | FALSE | FALSE | 24000 | 14900 | 2.61 | 14900 | 2.61
202101788 | 04/28/22 | Live | Johnson Controls Inc. (York International Norman) | COLEMAN | Singlezone Ducted, Centrally Ducted | 202101788 |  | HRCU-A-CB | CH16B2421 |  | CF24BBAA1+MVC12BN21 | 12 | 17.5 | 9 |  |  |  | FALSE | FALSE | FALSE | 24000 | 14900 | 2.61 | 14900 | 2.61
206779788 | 04/28/22 | Live | Johnson Controls Inc. (York International Norman) | CHAMPION HEATING AND COOLING | Singlezone Ducted, Centrally Ducted | 206779788 |  | HRCU-A-CB | TH16B2421 |  | CF24BXA1+MVC12BN21+TXV | 12 | 17.5 | 9 |  |  |  | FALSE | FALSE | FALSE | 24000 | 14900 | 2.61 | 14900 | 2.61
208128277 | 01/05/23 | Live | Midea Electric Trading | SEA BREEZE+ | Singlezone Ducted, Compact Ducted | 208128277 |  | HRCU-A-CB | SZ12H424ZMO | Mini-Splits | D12H424ZMI | 12.5 | 21.5 | 11.5 | 11.7 | 19 | 10.3 | FALSE | FALSE | TRUE | 11500 | 9300 | 2.78 | 10100 | 2.39
202099388 | 04/28/22 | Live | Johnson Controls Inc. (York International Norman) | YORK | Singlezone Ducted, Centrally Ducted | 202099388 |  | HRCU-A-CB | YHM24B21 |  | CF24BBAA1+MVC12BN21 | 12 | 17.5 | 9 |  |  |  | FALSE | FALSE | FALSE | 24000 | 14900 | 2.61 | 14900 | 2.61
210435236 | 02/16/23 | Live | Daikin North America, LLC | DAIKIN | Singlezone Ducted, Centrally Ducted | 210435236 |  | HRCU-A-CB | DZ6VSA3610A* | Ducted Indoor Units | CA*EA3026*4A*+MBVC1600**-1A* |  |  |  | 8.7 | 16.3 | 8.2 | FALSE | FALSE | FALSE | 33200 | 22400 | 2.43 | 25200 | 2.37
206779787 | 04/28/22 | Live | Johnson Controls Inc. (York International Norman) | FRASER-JOHNSTON | Singlezone Ducted, Centrally Ducted | 206779787 |  | HRCU-A-CB | TH16B2421 |  | CF24BXA1+MVC12BN21+TXV | 12 | 17.5 | 9 |  |  |  | FALSE | FALSE | FALSE | 24000 | 14900 | 2.61 | 14900 | 2.61
207765969 | 01/05/23 | Live | Midea Electric Trading | COMFORTSTAR | Singlezone Ducted, Compact Ducted | 207765969 |  | HRCU-A-CB | CHF09CD(O) | Mini-Splits | CPA-09B | 14 | 23 | 12 | 13.2 | 20.2 | 12 | TRUE | TRUE | TRUE | 9000 | 10100 | 2.41 | 11600 | 1.9
206778798 | 04/28/22 | Live | Johnson Controls Inc. (York International Norman) | YORK | Singlezone Ducted, Centrally Ducted | 206778798 |  | HRCU-A-CB | YHM24B21 |  | CF24BXA1+MVC12BN21+TXV | 12 | 17.5 | 9 |  |  |  | FALSE | FALSE | FALSE | 24000 | 14900 | 2.61 | 14900 | 2.61
206779785 | 04/28/22 | Live | Johnson Controls Inc. (York International Norman) | COLEMAN | Singlezone Ducted, Centrally Ducted | 206779785 |  | HRCU-A-CB | CH16B2421 |  | CF24BXA1+MVC12BN21+TXV | 12 | 17.5 | 9 |  |  |  | FALSE | FALSE | FALSE | 24000 | 14900 | 2.61 | 14900 | 2.61
207742437 | 01/05/23 | Live | Midea Electric Trading | ELIOS | Singlezone Non-Ducted, Wall Placement | 207742437 |  | HRCU-A-CB-O | DEA36HOS18230S5 | Mini-Splits | DUA36HICU230X5 | 9 | 18.2 | 10.6 | 9.4 | 19.2 | 8.8 | FALSE | FALSE | FALSE | 36000 | 23000 | 2.45 | 26000 | 2.13
207658937 | 01/05/23 | Live | Midea Electric Trading | COMFORTSTAR | Singlezone Ducted, Compact Ducted | 207658937 |  | HRCU-A-CB | CHF09CD(O) | Mini-Splits | CPA-09C | 14 | 23 | 12 | 13.2 | 20.2 | 12 | TRUE | TRUE | TRUE | 9000 | 10100 | 2.41 | 11600 | 1.9
206779786 | 04/28/22 | Live | Johnson Controls Inc. (York International Norman) | LUXAIRE | Singlezone Ducted, Centrally Ducted | 206779786 |  | HRCU-A-CB | TH16B2421 |  | CF24BXA1+MVC12BN21+TXV | 12 | 17.5 | 9 |  |  |  | FALSE | FALSE | FALSE | 24000 | 14900 | 2.61 | 14900 | 2.61
210435241 | 02/16/23 | Live | Daikin North America, LLC | DAIKIN | Singlezone Ducted, Centrally Ducted | 210435241 |  | HRCU-A-CB | DZ6VSA3610A* | Ducted Indoor Units | CA*EA3026*4A*+MBVC2000**-1A* |  |  |  | 8.7 | 16.3 | 8.2 | FALSE | FALSE | FALSE | 33200 | 22400 | 2.43 | 25200 | 2.37
210435091 | 02/16/23 | Live | Daikin North America, LLC | DAIKIN | Singlezone Ducted, Centrally Ducted | 210435091 |  | HRCU-A-CB | DZ6VSA3610A* | Ducted Indoor Units | DV42FECC14A* |  |  |  | 8.7 | 16.3 | 8.2 | FALSE | FALSE | FALSE | 33600 | 22400 | 2.43 | 25200 | 2.37
206223107 | 10/28/22 | Live | Trane U.S. Inc. | TRANE | Singlezone Ducted, Centrally Ducted | 206223107 |  | HRCU-A-CB | 4TWV8X36A1 |  | TAMXA0C42V4PA | 12.5 | 18 | 10 |  |  |  | FALSE | FALSE | FALSE | 35800 | 25000 | 3.33 | 25000 | 2.21
206780122 | 04/28/22 | Live | Johnson Controls Inc. (York International Norman) | CHAMPION HEATING AND COOLING | Singlezone Ducted, Centrally Ducted | 206780122 |  | HRCU-A-CB | TH16B2421 |  | CM30BBAA1+MVC12BN21 | 11.75 | 17 | 9 |  |  |  | FALSE | FALSE | FALSE | 24000 | 15300 | 2.56 | 15300 | 2.56
206906985 | 10/28/22 | Live | Lennox Industries | CONCORD | Singlezone Ducted, Centrally Ducted | 206906985 |  | HRCU-A-CB | 4HP18V60P | Ducted Indoor Units | BCE5E60M | 10 | 16 | 9 |  |  |  | FALSE | FALSE | FALSE | 55000 | 37800 | 2.15 | 37800 | 2.15
210435092 | 02/16/23 | Live | Daikin North America, LLC | DAIKIN | Singlezone Ducted, Centrally Ducted | 210435092 |  | HRCU-A-CB | DZ6VSA3610A* | Ducted Indoor Units | DV36FECC14A* |  |  |  | 8.7 | 16.3 | 8.2 | FALSE | FALSE | FALSE | 33600 | 22400 | 2.43 | 25200 | 2.37
206780121 | 04/28/22 | Live | Johnson Controls Inc. (York International Norman) | FRASER-JOHNSTON | Singlezone Ducted, Centrally Ducted | 206780121 |  | HRCU-A-CB | TH16B2421 |  | CM30BBAA1+MVC12BN21 | 11.75 | 17 | 9 |  |  |  | FALSE | FALSE | FALSE | 24000 | 15300 | 2.56 | 15300 | 2.56
210435093 | 02/16/23 | Live | Daikin North America, LLC | DAIKIN | Singlezone Ducted, Centrally Ducted | 210435093 |  | HRCU-A-CB | DZ6VSA3610A* | Ducted Indoor Units | DFVE42CP1400A* |  |  |  | 8.7 | 16.3 | 8.2 | FALSE | FALSE | FALSE | 33600 | 22400 | 2.43 | 25200 | 2.37
208128276 | 01/05/23 | Live | Midea Electric Trading | SEA BREEZE+ | Singlezone Ducted, Compact Ducted | 208128276 |  | HRCU-A-CB | SZ9H424ZMO | Mini-Splits | D9H424ZMI | 13.5 | 21 | 11.5 | 12.5 | 19.2 | 10.2 | FALSE | FALSE | TRUE | 9000 | 7700 | 2.59 | 10200 | 2.41
210435086 | 02/16/23 | Live | Daikin North America, LLC | DAIKIN | Singlezone Ducted, Centrally Ducted | 210435086 |  | HRCU-A-CB | DZ6VSA4810A* | Ducted Indoor Units | DFVE48DP1400A* |  |  |  | 8 | 16.2 | 8.1 | FALSE | FALSE | FALSE | 45000 | 29800 | 2.47 | 36000 | 2.38
206780119 | 04/28/22 | Live | Johnson Controls Inc. (York International Norman) | COLEMAN | Singlezone Ducted, Centrally Ducted | 206780119 |  | HRCU-A-CB | CH16B2421 |  | CM30BBAA1+MVC12BN21 | 11.75 | 17 | 9 |  |  |  | FALSE | FALSE | FALSE | 24000 | 15300 | 2.56 | 15300 | 2.56
206780120 | 04/28/22 | Live | Johnson Controls Inc. (York International Norman) | LUXAIRE | Singlezone Ducted, Centrally Ducted | 206780120 |  | HRCU-A-CB | TH16B2421 |  | CM30BBAA1+MVC12BN21 | 11.75 | 17 | 9 |  |  |  | FALSE | FALSE | FALSE | 24000 | 15300 | 2.56 | 15300 | 2.56
210435099 | 02/16/23 | Live | Daikin North America, LLC | DAIKIN | Singlezone Ducted, Centrally Ducted | 210435099 |  | HRCU-A-CB | DZ6VSA4810A* | Ducted Indoor Units | DFVE60DP1400A* |  |  |  | 8 | 16.2 | 8.1 | FALSE | FALSE | FALSE | 45000 | 29800 | 2.47 | 36000 | 2.38
207658930 | 01/05/23 | Live | Midea Electric Trading | COMFORTSTAR | Singlezone Ducted, Compact Ducted | 207658930 |  | HRCU-A-CB | CZP09CD(O) | Mini-Splits | CPA-09B | 13.5 | 21 | 11.5 | 12.5 | 19.2 | 10.2 | TRUE | TRUE | TRUE | 9000 | 7700 | 2.59 | 10200 | 2.41
210435100 | 02/16/23 | Live | Daikin North America, LLC | DAIKIN | Singlezone Ducted, Centrally Ducted | 210435100 |  | HRCU-A-CB | DZ6VSA4810A* | Ducted Indoor Units | DV48FECD14A* |  |  |  | 8 | 16.2 | 8.1 | FALSE | FALSE | FALSE | 45000 | 29800 | 2.47 | 36000 | 2.38
206780116 | 04/28/22 | Live | Johnson Controls Inc. (York International Norman) | LUXAIRE | Singlezone Ducted, Centrally Ducted | 206780116 |  | HRCU-A-CB | TH16B2421 |  | CM30BXA1+MVC12BN21+TXV | 11.75 | 17 | 9 |  |  |  | FALSE | FALSE | FALSE | 24000 | 15300 | 2.56 | 15300 | 2.56
207742338 | 01/05/23 | Live | Midea Electric Trading | C&H | Singlezone Non-Ducted, Wall Placement | 207742338 |  | HRCU-A-CB-O | CH-N36LCU-230VO | Mini-Splits | CH-N36LCCT-230VI | 9 | 18.2 | 10.6 | 9.4 | 19.2 | 8.8 | FALSE | FALSE | FALSE | 36000 | 23000 | 2.45 | 26000 | 2.13
207658956 | 01/05/23 | Live | Midea Electric Trading | COMFORTSTAR | Singlezone Non-Ducted, Floor Placement | 207658956 |  | HRCU-A-CB-O | CZP24CD(O) | Mini-Splits | FPA-24 | 12.5 | 20 | 11.2 | 12.5 | 21.2 | 10.3 | TRUE | TRUE | TRUE | 24000 | 16000 | 2.3 | 17600 | 2.16
210435101 | 02/16/23 | Live | Daikin North America, LLC | DAIKIN | Singlezone Ducted, Centrally Ducted | 210435101 |  | HRCU-A-CB | DZ6VSA4810A* | Ducted Indoor Units | DV60FECD14A* |  |  |  | 8 | 16.2 | 8.1 | FALSE | FALSE | FALSE | 45000 | 29800 | 2.47 | 36000 | 2.38
206780115 | 04/28/22 | Live | Johnson Controls Inc. (York International Norman) | COLEMAN | Singlezone Ducted, Centrally Ducted | 206780115 |  | HRCU-A-CB | CH16B2421 |  | CM30BXA1+MVC12BN21+TXV | 11.75 | 17 | 9 |  |  |  | FALSE | FALSE | FALSE | 24000 | 15300 | 2.56 | 15300 | 2.56
2109791258 | 06/22/23 | Live | Daikin North America, LLC | DAIKIN | Singlezone Ducted, Centrally Ducted | 2109791258 |  | HRCU-A-CB | DZ6VSA3010A* | Ducted Indoor Units | DV35FECC14A* | 10.7 | 18 | 10 | 9.9 | 17.1 | 8.2 | FALSE | FALSE | FALSE | 25000 | 17600 | 2.47 | 21600 | 2.36
208128281 | 01/05/23 | Live | Midea Electric Trading | SEA BREEZE+ | Singlezone Non-Ducted, Floor Placement | 208128281 |  | HRCU-A-CB-O | SZ24H424ZMO | Mini-Splits | FC24H424ZMI | 12.5 | 20 | 11.2 | 12.5 | 21.2 | 10.3 | FALSE | FALSE | TRUE | 24000 | 16000 | 2.3 | 17600 | 2.16
206780117 | 04/28/22 | Live | Johnson Controls Inc. (York International Norman) | FRASER-JOHNSTON | Singlezone Ducted, Centrally Ducted | 206780117 |  | HRCU-A-CB | TH16B2421 |  | CM30BXA1+MVC12BN21+TXV | 11.75 | 17 | 9 |  |  |  | FALSE | FALSE | FALSE | 24000 | 15300 | 2.56 | 15300 | 2.56
2109791259 | 06/22/23 | Live | Daikin North America, LLC | DAIKIN | Singlezone Ducted, Centrally Ducted | 2109791259 |  | HRCU-A-CB | DZ6VSA3610A* | Ducted Indoor Units | DV35FECC14A* | 9.3 | 17.5 | 10 | 8.7 | 16.3 | 8.2 | FALSE | FALSE | FALSE | 31000 | 22000 | 2.39 | 25200 | 2.37
206778895 | 04/28/22 | Live | Johnson Controls Inc. (York International Norman) | YORK | Singlezone Ducted, Centrally Ducted | 206778895 |  | HRCU-A-CB | YHM24B21 |  | CM30BXA1+MVC12BN21+TXV | 11.75 | 17 | 9 |  |  |  | FALSE | FALSE | FALSE | 24000 | 15300 | 2.56 | 15300 | 2.56
2109791260 | 06/22/23 | Live | Daikin North America, LLC | DAIKIN | Singlezone Ducted, Centrally Ducted | 2109791260 |  | HRCU-A-CB | DZ6VSA4210A* | Ducted Indoor Units | DV47FECD14A* | 9 | 17 | 10 | 8.5 | 16.9 | 8.1 | FALSE | FALSE | FALSE | 37000 | 25200 | 2.62 | 35600 | 2.16
2109791261 | 06/22/23 | Live | Daikin North America, LLC | DAIKIN | Singlezone Ducted, Centrally Ducted | 2109791261 |  | HRCU-A-CB | DZ6VSA6010A* | Ducted Indoor Units | DV59FECD14A* | 8.3 | 16 | 10 | 8 | 16.1 | 8.1 | FALSE | FALSE | FALSE | 49000 | 34500 | 2.61 | 40500 | 2.39
207765974 | 01/05/23 | Live | Midea Electric Trading | COMFORTSTAR | Singlezone Non-Ducted, Ceiling Placement | 207765974 |  | HRCU-A-CB-O | CZP12CD(O) | Mini-Splits | TPA-12 | 14 | 22 | 10.6 | 14 | 22.7 | 10 | TRUE | FALSE | TRUE | 12000 | 8900 | 2.75 | 9300 | 2.39
206780113 | 04/28/22 | Live | Johnson Controls Inc. (York International Norman) | FRASER-JOHNSTON | Singlezone Ducted, Centrally Ducted | 206780113 |  | HRCU-A-CB | TH16B2421 |  | CF30BBAA1+MVC12BN21 | 11.75 | 17 | 9 |  |  |  | FALSE | FALSE | FALSE | 24000 | 15300 | 2.56 | 15300 | 2.56
207742340 | 01/05/23 | Live | Midea Electric Trading | C&H | Singlezone Non-Ducted, Wall Placement | 207742340 |  | HRCU-A-CB-O | CH-N36LCU-230VO | Mini-Splits | CH-36LCFC/I | 8 | 17 | 10 | 8.5 | 19 | 9 | FALSE | FALSE | FALSE | 36000 | 23000 | 2.2 | 25000 | 2.11
210773171 | 02/16/23 | Live | Daikin North America, LLC | AMANA | Singlezone Ducted, Centrally Ducted | 210773171 |  | HRCU-A-CB | ASZS601810A* | Ducted Indoor Units | AHVE24BP1400A* |  |  |  | 10.9 | 17.5 | 8.5 | FALSE | FALSE | TRUE | 16600 | 10800 | 2.71 | 17100 | 2.48
206780114 | 04/28/22 | Live | Johnson Controls Inc. (York International Norman) | CHAMPION HEATING AND COOLING | Singlezone Ducted, Centrally Ducted | 206780114 |  | HRCU-A-CB | TH16B2421 |  | CF30BBAA1+MVC12BN21 | 11.75 | 17 | 9 |  |  |  | FALSE | FALSE | FALSE | 24000 | 15300 | 2.56 | 15300 | 2.56
208128271 | 01/05/23 | Live | Midea Electric Trading | SEA BREEZE+ | Singlezone Non-Ducted, Ceiling Placement | 208128271 |  | HRCU-A-CB-O | SZ12H424ZMO | Mini-Splits | CA12H424ZMI | 14 | 22 | 10.6 | 14 | 22.7 | 10 | FALSE | FALSE | TRUE | 12000 | 8900 | 2.75 | 9300 | 2.39
207571384 | 01/05/23 | Live | Midea Electric Trading | BLUERIDGE | Singlezone Non-Ducted, Wall Placement | 207571384 |  | HRCU-A-CB-O | BMY36UC | Mini-Splits | BM36MFCC | 8 | 17 | 10 | 8.5 | 19 | 9 | FALSE | FALSE | FALSE | 36000 | 23000 | 2.2 | 25000 | 2.11
206780112 | 04/28/22 | Live | Johnson Controls Inc. (York International Norman) | LUXAIRE | Singlezone Ducted, Centrally Ducted | 206780112 |  | HRCU-A-CB | TH16B2421 |  | CF30BBAA1+MVC12BN21 | 11.75 | 17 | 9 |  |  |  | FALSE | FALSE | FALSE | 24000 | 15300 | 2.56 | 15300 | 2.56
207658944 | 01/05/23 | Live | Midea Electric Trading | COMFORTSTAR | Singlezone Non-Ducted, Ceiling Placement | 207658944 |  | HRCU-A-CB-O | CZP12CD(O) | Mini-Splits | TPA-12C | 14 | 22 | 10.6 | 14 | 22.7 | 10 | TRUE | FALSE | TRUE | 12000 | 8900 | 2.75 | 9300 | 2.39
210854807 | 02/16/23 | Live | Daikin North America, LLC | AMANA | Singlezone Ducted, Centrally Ducted | 210854807 |  | HRCU-A-CB | ASZS601810A* | Ducted Indoor Units | CA*EA1818*4A*+MBVC1200**-1A* |  |  |  | 10.9 | 17.5 | 8.5 | FALSE | FALSE | TRUE | 16600 | 10800 | 2.71 | 17100 | 2.48
210854808 | 02/16/23 | Live | Daikin North America, LLC | AMANA | Singlezone Ducted, Centrally Ducted | 210854808 |  | HRCU-A-CB | ASZS601810A* | Ducted Indoor Units | CA*EA1818*4A*+MBVC1600**-1A* |  |  |  | 10.9 | 17.5 | 8.5 | FALSE | FALSE | TRUE | 16600 | 10800 | 2.71 | 17100 | 2.48
206780118 | 04/28/22 | Live | Johnson Controls Inc. (York International Norman) | CHAMPION HEATING AND COOLING | Singlezone Ducted, Centrally Ducted | 206780118 |  | HRCU-A-CB | TH16B2421 |  | CM30BXA1+MVC12BN21+TXV | 11.75 | 17 | 9 |  |  |  | FALSE | FALSE | FALSE | 24000 | 15300 | 2.56 | 15300 | 2.56
207658943 | 01/05/23 | Live | Midea Electric Trading | COMFORTSTAR | Singlezone Non-Ducted, Ceiling Placement | 207658943 |  | HRCU-A-CB-O | CZP09CD(O) | Mini-Splits | TPA-09C | 13 | 20 | 10.5 | 13 | 20 | 10 | TRUE | TRUE | TRUE | 9000 | 7500 | 2.44 | 9400 | 2.19
206778896 | 04/28/22 | Live | Johnson Controls Inc. (York International Norman) | YORK | Singlezone Ducted, Centrally Ducted | 206778896 |  | HRCU-A-CB | YHM24B21 |  | CM30BBAA1+MVC12BN21 | 11.75 | 17 | 9 |  |  |  | FALSE | FALSE | FALSE | 24000 | 15300 | 2.56 | 15300 | 2.56
207740512 | 01/05/23 | Live | Midea Electric Trading | C&H | Singlezone Non-Ducted, Wall Placement | 207740512 |  | HRCU-A-CB-O | CH-ES09-230VO | Mini-Splits | CH-09MOLVWM-230VI | 14.7 | 24 | 12.7 | 14.7 | 24 | 11.6 | TRUE | TRUE | TRUE | 9000 | 8100 | 2.7 | 9543 | 2.48
208128270 | 01/05/23 | Live | Midea Electric Trading | SEA BREEZE+ | Singlezone Non-Ducted, Ceiling Placement | 208128270 |  | HRCU-A-CB-O | SZ9H424ZMO | Mini-Splits | CA9H424ZMI | 13 | 20 | 10.5 | 13 | 20 | 10 | FALSE | FALSE | TRUE | 9000 | 7500 | 2.44 | 9400 | 2.19
206780109 | 04/28/22 | Live | Johnson Controls Inc. (York International Norman) | FRASER-JOHNSTON | Singlezone Ducted, Centrally Ducted | 206780109 |  | HRCU-A-CB | TH16B2421 |  | CF30BXA1+MVC12BN21+TXV | 11.75 | 17 | 9 |  |  |  | FALSE | FALSE | FALSE | 24000 | 15300 | 2.56 | 15300 | 2.56
206780110 | 04/28/22 | Live | Johnson Controls Inc. (York International Norman) | CHAMPION HEATING AND COOLING | Singlezone Ducted, Centrally Ducted | 206780110 |  | HRCU-A-CB | TH16B2421 |  | CF30BXA1+MVC12BN21+TXV | 11.75 | 17 | 9 |  |  |  | FALSE | FALSE | FALSE | 24000 | 15300 | 2.56 | 15300 | 2.56
206778894 | 04/28/22 | Live | Johnson Controls Inc. (York International Norman) | YORK | Singlezone Ducted, Centrally Ducted | 206778894 |  | HRCU-A-CB | YHM24B21 |  | CF30BBAA1+MVC12BN21 | 11.75 | 17 | 9 |  |  |  | FALSE | FALSE | FALSE | 24000 | 15300 | 2.56 | 15300 | 2.56
210854809 | 02/16/23 | Live | Daikin North America, LLC | AMANA | Singlezone Ducted, Centrally Ducted | 210854809 |  | HRCU-A-CB | ASZS601810A* | Ducted Indoor Units | CA*EA2422*4A*+MBVC1200**-1A* |  |  |  | 10.9 | 17.5 | 8.5 | FALSE | FALSE | TRUE | 16600 | 10800 | 2.71 | 17100 | 2.48
207765973 | 01/05/23 | Live | Midea Electric Trading | COMFORTSTAR | Singlezone Non-Ducted, Ceiling Placement | 207765973 |  | HRCU-A-CB-O | CZP09CD(O) | Mini-Splits | TPA-09 | 13 | 20 | 10.5 | 13 | 20 | 10 | TRUE | TRUE | TRUE | 9000 | 7500 | 2.44 | 9400 | 2.19
210854810 | 02/16/23 | Live | Daikin North America, LLC | AMANA | Singlezone Ducted, Centrally Ducted | 210854810 |  | HRCU-A-CB | ASZS601810A* | Ducted Indoor Units | CA*EA2422*4A*+MBVC1600**-1A* |  |  |  | 10.9 | 17.5 | 8.5 | FALSE | FALSE | TRUE | 16600 | 10800 | 2.71 | 17100 | 2.48
210773174 | 02/16/23 | Live | Daikin North America, LLC | AMANA | Singlezone Ducted, Centrally Ducted | 210773174 |  | HRCU-A-CB | ASZS602410A* | Ducted Indoor Units | AHVE24BP1400A* |  |  |  | 10.1 | 17.3 | 8.5 | FALSE | FALSE | TRUE | 22200 | 14600 | 2.58 | 17600 | 2.33
206780108 | 04/28/22 | Live | Johnson Controls Inc. (York International Norman) | LUXAIRE | Singlezone Ducted, Centrally Ducted | 206780108 |  | HRCU-A-CB | TH16B2421 |  | CF30BXA1+MVC12BN21+TXV | 11.75 | 17 | 9 |  |  |  | FALSE | FALSE | FALSE | 24000 | 15300 | 2.56 | 15300 | 2.56
207658929 | 01/05/23 | Live | Midea Electric Trading | COMFORTSTAR | Singlezone Non-Ducted, Wall Placement | 207658929 |  | HRCU-A-CB-O | CHF24CD(O) | Mini-Splits | CHF24CD(I) | 13 | 21.5 | 12 | 13 | 21.5 | 11.4 | TRUE | TRUE | TRUE | 24000 | 21200 | 2.88 | 24485 | 1.98
206780107 | 04/28/22 | Live | Johnson Controls Inc. (York International Norman) | COLEMAN | Singlezone Ducted, Centrally Ducted | 206780107 |  | HRCU-A-CB | CH16B2421 |  | CF30BXA1+MVC12BN21+TXV | 11.75 | 17 | 9 |  |  |  | FALSE | FALSE | FALSE | 24000 | 15300 | 2.56 | 15300 | 2.56
210605801 | 01/05/23 | Live | Midea Electric Trading | Conforto | Singlezone Non-Ducted, Wall Placement | 210605801 |  | HRCU-A-CB-O | MHSZ106DA | Mini-Splits | MHWAL06DA | 15.8 | 26.5 | 14 | 15.8 | 26.5 | 13.6 | TRUE | TRUE | TRUE | 6000 | 8500 | 2.9 | 10041 | 2.45
206780111 | 04/28/22 | Live | Johnson Controls Inc. (York International Norman) | COLEMAN | Singlezone Ducted, Centrally Ducted | 206780111 |  | HRCU-A-CB | CH16B2421 |  | CF30BBAA1+MVC12BN21 | 11.75 | 17 | 9 |  |  |  | FALSE | FALSE | FALSE | 24000 | 15300 | 2.56 | 15300 | 2.56
207658928 | 01/05/23 | Live | Midea Electric Trading | COMFORTSTAR | Singlezone Non-Ducted, Wall Placement | 207658928 |  | HRCU-A-CB-O | CHF18CD(O) | Mini-Splits | CHF18CD(I) | 12.5 | 21.5 | 13 | 12.5 | 21.5 | 11.3 | TRUE | TRUE | TRUE | 18000 | 15000 | 2.35 | 19200 | 1.99
206778893 | 04/28/22 | Live | Johnson Controls Inc. (York International Norman) | YORK | Singlezone Ducted, Centrally Ducted | 206778893 |  | HRCU-A-CB | YHM24B21 |  | CF30BXA1+MVC12BN21+TXV | 11.75 | 17 | 9 |  |  |  | FALSE | FALSE | FALSE | 24000 | 15300 | 2.56 | 15300 | 2.56
210854812 | 02/16/23 | Live | Daikin North America, LLC | AMANA | Singlezone Ducted, Centrally Ducted | 210854812 |  | HRCU-A-CB | ASZS602410A* | Ducted Indoor Units | CA*EA1818*4A*+MBVC1200**-1A* |  |  |  | 10.1 | 17.3 | 8.5 | FALSE | FALSE | TRUE | 22200 | 14600 | 2.58 | 17600 | 2.33
206779804 | 04/28/22 | Live | Johnson Controls Inc. (York International Norman) | CHAMPION HEATING AND COOLING | Singlezone Ducted, Centrally Ducted | 206779804 |  | HRCU-A-CB | TH16B2421 |  | CM30CXA1+MVC16CN21+TXV | 11.75 | 17.25 | 9 |  |  |  | FALSE | FALSE | FALSE | 24000 | 14800 | 2.6 | 14800 | 2.6
207658927 | 01/05/23 | Live | Midea Electric Trading | COMFORTSTAR | Singlezone Non-Ducted, Wall Placement | 207658927 |  | HRCU-A-CB-O | CHF12CD(O) | Mini-Splits | CHF12CD(I) | 14 | 25.5 | 13 | 14 | 25.5 | 10.4 | TRUE | TRUE | TRUE | 12000 | 10000 | 2.4 | 13112 | 2.11
207740500 | 01/05/23 | Live | Midea Electric Trading | C&H | Singlezone Non-Ducted, Wall Placement | 207740500 |  | HRCU-A-CB-O | CH-HPR06F9-230VO | Mini-Splits | CH-06MASTWM-230VI | 15.8 | 26.5 | 14 | 15.8 | 26.5 | 13.6 | TRUE | TRUE | TRUE | 6000 | 8500 | 2.9 | 10041 | 2.45
206903644 | 10/28/22 | Live | Lennox Industries | DUCANE | Singlezone Ducted, Centrally Ducted | 206903644 |  | HRCU-A-CB | 4HP18V60P | Ducted Indoor Units | BCE5E60M | 10 | 16 | 9 |  |  |  | FALSE | FALSE | FALSE | 55000 | 37800 | 2.15 | 37800 | 2.15
210854813 | 02/16/23 | Live | Daikin North America, LLC | AMANA | Singlezone Ducted, Centrally Ducted | 210854813 |  | HRCU-A-CB | ASZS602410A* | Ducted Indoor Units | CA*EA1818*4A*+MBVC1600**-1A* |  |  |  | 10.1 | 17.3 | 8.5 | FALSE | FALSE | TRUE | 22200 | 14600 | 2.58 | 17600 | 2.33
206779801 | 04/28/22 | Live | Johnson Controls Inc. (York International Norman) | COLEMAN | Singlezone Ducted, Centrally Ducted | 206779801 |  | HRCU-A-CB | CH16B2421 |  | CM30CXA1+MVC16CN21+TXV | 11.75 | 17.25 | 9 |  |  |  | FALSE | FALSE | FALSE | 24000 | 14800 | 2.6 | 14800 | 2.6
206779802 | 04/28/22 | Live | Johnson Controls Inc. (York International Norman) | LUXAIRE | Singlezone Ducted, Centrally Ducted | 206779802 |  | HRCU-A-CB | TH16B2421 |  | CM30CXA1+MVC16CN21+TXV | 11.75 | 17.25 | 9 |  |  |  | FALSE | FALSE | FALSE | 24000 | 14800 | 2.6 | 14800 | 2.6
206779803 | 04/28/22 | Live | Johnson Controls Inc. (York International Norman) | FRASER-JOHNSTON | Singlezone Ducted, Centrally Ducted | 206779803 |  | HRCU-A-CB | TH16B2421 |  | CM30CXA1+MVC16CN21+TXV | 11.75 | 17.25 | 9 |  |  |  | FALSE | FALSE | FALSE | 24000 | 14800 | 2.6 | 14800 | 2.6
207658921 | 01/05/23 | Live | Midea Electric Trading | COMFORTSTAR | Singlezone Non-Ducted, Wall Placement | 207658921 |  | HRCU-A-CB-O | CZP12CA(O) | Mini-Splits | CHF12CA(I) | 13 | 23 | 11.6 | 13 | 23.5 | 10 | TRUE | FALSE | TRUE | 12000 | 8400 | 2.8 | 9250 | 2.56
207742428 | 01/05/23 | Live | Midea Electric Trading | ELIOS | Singlezone Non-Ducted, Wall Placement | 207742428 |  | HRCU-A-CB-O | DEA06HOS28230E8 | Mini-Splits | DEA06HIW25230E8 | 15.8 | 26.5 | 14 | 15.8 | 26.5 | 13.6 | TRUE | TRUE | TRUE | 6000 | 8500 | 2.9 | 10041 | 2.45
206779799 | 04/28/22 | Live | Johnson Controls Inc. (York International Norman) | FRASER-JOHNSTON | Singlezone Ducted, Centrally Ducted | 206779799 |  | HRCU-A-CB | TH16B2421 |  | CF30CXA1+MVC16CN21+TXV | 11.75 | 17.25 | 9 |  |  |  | FALSE | FALSE | FALSE | 24000 | 14800 | 2.6 | 14800 | 2.6
207691822 | 01/05/23 | Live | Midea Electric Trading | COMFORT-AIRE | Singlezone Non-Ducted, Wall Placement | 207691822 |  | HRCU-A-CB-O | A-DVH18SH-1 | Mini-Splits | B-DVH18SH-1 | 10.5 | 19 | 10 | 10.5 | 19 | 8.7 | FALSE | FALSE | FALSE | 18000 | 11500 | 2.57 | 14370 | 2.49
206779798 | 04/28/22 | Live | Johnson Controls Inc. (York International Norman) | LUXAIRE | Singlezone Ducted, Centrally Ducted | 206779798 |  | HRCU-A-CB | TH16B2421 |  | CF30CXA1+MVC16CN21+TXV | 11.75 | 17.25 | 9 |  |  |  | FALSE | FALSE | FALSE | 24000 | 14800 | 2.6 | 14800 | 2.6
210854814 | 02/16/23 | Live | Daikin North America, LLC | AMANA | Singlezone Ducted, Centrally Ducted | 210854814 |  | HRCU-A-CB | ASZS602410A* | Ducted Indoor Units | CA*EA2422*4A*+MBVC1200**-1A* |  |  |  | 10.1 | 17.3 | 8.5 | FALSE | FALSE | TRUE | 22200 | 14600 | 2.58 | 17600 | 2.33
210854815 | 02/16/23 | Live | Daikin North America, LLC | AMANA | Singlezone Ducted, Centrally Ducted | 210854815 |  | HRCU-A-CB | ASZS602410A* | Ducted Indoor Units | CA*EA2422*4A*+MBVC1600**-1A* |  |  |  | 10.1 | 17.3 | 8.5 | FALSE | FALSE | TRUE | 22200 | 14600 | 2.58 | 17600 | 2.33
206779797 | 04/28/22 | Live | Johnson Controls Inc. (York International Norman) | COLEMAN | Singlezone Ducted, Centrally Ducted | 206779797 |  | HRCU-A-CB | CH16B2421 |  | CF30CXA1+MVC16CN21+TXV | 11.75 | 17.25 | 9 |  |  |  | FALSE | FALSE | FALSE | 24000 | 14800 | 2.6 | 14800 | 2.6
210773176 | 02/16/23 | Live | Daikin North America, LLC | AMANA | Singlezone Ducted, Centrally Ducted | 210773176 |  | HRCU-A-CB | ASZS603010A* | Ducted Indoor Units | AHVE36CP1400A* |  |  |  | 9.9 | 17.1 | 8.2 | FALSE | FALSE | FALSE | 27800 | 18000 | 2.52 | 21600 | 2.36
207691820 | 01/05/23 | Live | Midea Electric Trading | COMFORT-AIRE | Singlezone Non-Ducted, Wall Placement | 207691820 |  | HRCU-A-CB-O | A-DVH09SH-1 | Mini-Splits | B-DVH09SH-1 | 12.6 | 21.5 | 10 | 12.6 | 21.7 | 9.1 | TRUE | FALSE | FALSE | 9000 | 6900 | 2.53 | 7500 | 2.02
206779800 | 04/28/22 | Live | Johnson Controls Inc. (York International Norman) | CHAMPION HEATING AND COOLING | Singlezone Ducted, Centrally Ducted | 206779800 |  | HRCU-A-CB | TH16B2421 |  | CF30CXA1+MVC16CN21+TXV | 11.75 | 17.25 | 9 |  |  |  | FALSE | FALSE | FALSE | 24000 | 14800 | 2.6 | 14800 | 2.6
206778851 | 04/28/22 | Live | Johnson Controls Inc. (York International Norman) | YORK | Singlezone Ducted, Centrally Ducted | 206778851 |  | HRCU-A-CB | YHM24B21 |  | CF30CXA1+MVC16CN21+TXV | 11.75 | 17.25 | 9 |  |  |  | FALSE | FALSE | FALSE | 24000 | 14800 | 2.6 | 14800 | 2.6
208075830 | 01/05/23 | Live | Midea Electric Trading | ELIOS | Singlezone Non-Ducted, Wall Placement | 208075830 |  | HRCU-A-CB-O | DEA09HOS25230E8 | Mini-Splits | DEA06HIW25230E8 | 15.8 | 26.5 | 14 | 15.8 | 26.5 | 13.6 | TRUE | TRUE | TRUE | 6000 | 8500 | 2.9 | 10041 | 2.45
207691818 | 01/05/23 | Live | Midea Electric Trading | COMFORT-AIRE | Singlezone Non-Ducted, Wall Placement | 207691818 |  | HRCU-A-CB-O | A-DVH09SH-0 | Mini-Splits | B-DVH09SH-0 | 12.5 | 20.5 | 10 | 12.5 | 21.5 | 9 | TRUE | FALSE | FALSE | 9000 | 6800 | 2.46 | 8044 | 2.12
206778852 | 04/28/22 | Live | Johnson Controls Inc. (York International Norman) | YORK | Singlezone Ducted, Centrally Ducted | 206778852 |  | HRCU-A-CB | YHM24B21 |  | CM30CXA1+MVC16CN21+TXV | 11.75 | 17.25 | 9 |  |  |  | FALSE | FALSE | FALSE | 24000 | 14800 | 2.6 | 14800 | 2.6
206780088 | 04/28/22 | Live | Johnson Controls Inc. (York International Norman) | LUXAIRE | Singlezone Ducted, Centrally Ducted | 206780088 |  | HRCU-A-CB | TH16B2421 |  | CM36CXA1+MVC16CN21+TXV | 11.5 | 17.25 | 9 |  |  |  | FALSE | FALSE | FALSE | 24000 | 15300 | 2.58 | 15300 | 2.58
207657392 | 01/05/23 | Live | Midea Electric Trading | COMFORT-AIRE | Singlezone Non-Ducted, Wall Placement | 207657392 |  | HRCU-A-CB-O | A-VMH24SV-1 | Mini-Splits | B-VMH24CV-1 | 11 | 20.2 | 11.6 | 11 | 20.5 | 11.5 | FALSE | FALSE | TRUE | 24000 | 21000 | 2.64 | 24000 | 2.17
206780090 | 04/28/22 | Live | Johnson Controls Inc. (York International Norman) | CHAMPION HEATING AND COOLING | Singlezone Ducted, Centrally Ducted | 206780090 |  | HRCU-A-CB | TH16B2421 |  | CM36CXA1+MVC16CN21+TXV | 11.5 | 17.25 | 9 |  |  |  | FALSE | FALSE | FALSE | 24000 | 15300 | 2.58 | 15300 | 2.58
206778888 | 04/28/22 | Live | Johnson Controls Inc. (York International Norman) | YORK | Singlezone Ducted, Centrally Ducted | 206778888 |  | HRCU-A-CB | YHM24B21 |  | CM36CXA1+MVC16CN21+TXV | 11.5 | 17.25 | 9 |  |  |  | FALSE | FALSE | FALSE | 24000 | 15300 | 2.58 | 15300 | 2.58
207657385 | 01/05/23 | Live | Midea Electric Trading | COMFORT-AIRE | Singlezone Non-Ducted, Wall Placement | 207657385 |  | HRCU-A-CB-O | A-VMH06SV-1 | Mini-Splits | B-VMH06SV-1 | 15.8 | 26.5 | 14 | 15.8 | 26.5 | 13.6 | TRUE | TRUE | TRUE | 6000 | 8500 | 2.9 | 10041 | 2.45
202583711 | 09/07/22 | Live | GE Appliances, a Haier Company | HAIER | Singlezone Non-Ducted, Wall Placement | 202583711 |  | HRCU-A-CB-O | 1U12AP2VHA | Mini-Splits | AW12ES2VHB | 12.5 | 23 | 11 | 12.5 | 23 | 10.2 | TRUE | FALSE | TRUE | 12000 | 10700 | 2.16 | 15000 | 1.91
206780087 | 04/28/22 | Live | Johnson Controls Inc. (York International Norman) | COLEMAN | Singlezone Ducted, Centrally Ducted | 206780087 |  | HRCU-A-CB | CH16B2421 |  | CM36CXA1+MVC16CN21+TXV | 11.5 | 17.25 | 9 |  |  |  | FALSE | FALSE | FALSE | 24000 | 15300 | 2.58 | 15300 | 2.58
202588311 | 09/07/22 | Live | GE Appliances, a Haier Company | GE APPLIANCES | Singlezone Non-Ducted, Wall Placement | 202588311 |  | HRCU-A-CB-O | ASH112PRDWA | Mini-Splits | ASYW12PRDWB | 12.5 | 23 | 11 | 12.5 | 23 | 10.2 | TRUE | FALSE | TRUE | 12000 | 10700 | 2.16 | 15000 | 1.91
202583710 | 09/07/22 | Live | GE Appliances, a Haier Company | HAIER | Singlezone Non-Ducted, Wall Placement | 202583710 |  | HRCU-A-CB-O | 1U18AP2VHA | Mini-Splits | AW18ES2VHB | 12.5 | 21 | 10.5 | 12.5 | 21 | 9.5 | TRUE | FALSE | TRUE | 17000 | 14000 | 2.5 | 19000 | 2.15
202588312 | 09/07/22 | Live | GE Appliances, a Haier Company | GE APPLIANCES | Singlezone Non-Ducted, Wall Placement | 202588312 |  | HRCU-A-CB-O | ASH115PRDWA | Mini-Splits | ASYW15PRDWB | 12.5 | 21.5 | 10.5 | 12.5 | 21.5 | 9.6 | TRUE | FALSE | TRUE | 15000 | 12000 | 2.3 | 17000 | 2.13
202588314 | 09/07/22 | Live | GE Appliances, a Haier Company | GE APPLIANCES | Singlezone Non-Ducted, Wall Placement | 202588314 |  | HRCU-A-CB-O | ASH124PRDWA | Mini-Splits | ASYW24PRDWB | 12.5 | 20 | 10.5 | 12.5 | 20 | 9.5 | TRUE | FALSE | TRUE | 22000 | 19000 | 1.7 | 26000 | 2.07
206780089 | 04/28/22 | Live | Johnson Controls Inc. (York International Norman) | FRASER-JOHNSTON | Singlezone Ducted, Centrally Ducted | 206780089 |  | HRCU-A-CB | TH16B2421 |  | CM36CXA1+MVC16CN21+TXV | 11.5 | 17.25 | 9 |  |  |  | FALSE | FALSE | FALSE | 24000 | 15300 | 2.58 | 15300 | 2.58
206389351 | 02/09/21 | Live | GE Appliances, a Haier Company | HAIER | Singlezone Non-Ducted, Wall Placement | 206389351 |  | HRCU-A-CB-O | 1U12EH2VHE* | Mini-Splits | AW12EH2VHD* | 15 | 27 | 13 | 15 | 27 | 12 | TRUE | FALSE | TRUE | 12000 | 9300 | 2.52 | 19300 | 2.51
202588310 | 06/07/19 | Live | GE Appliances, a Haier Company | GE APPLIANCES | Singlezone Non-Ducted, Wall Placement | 202588310 |  | HRCU-A-CB | ASH109PRDWA | Mini-Splits | ASYW09PRDWB | 14.5 | 23.5 | 10.5 | 14.5 | 23.5 | 9.5 | TRUE | FALSE | TRUE | 9000 | 6200 | 2.46 | 13000 | 2.31
206842133 | 05/06/22 | Live | GE Appliances, a Haier Company | GE APPLIANCES | Singlezone Non-Ducted, Wall Placement | 206842133 |  | HRCU-A-CB-O | ASH112URDSE* | Mini-Splits | ASYW12URDWD* | 15 | 27 | 13 | 15 | 27 | 12 | TRUE | FALSE | TRUE | 12000 | 9300 | 2.52 | 19300 | 2.51
202583709 | 06/07/19 | Live | GE Appliances, a Haier Company | HAIER | Singlezone Non-Ducted, Wall Placement | 202583709 |  | HRCU-A-CB | 1U09AP2VHA | Mini-Splits | AW09ES2VHB | 14.5 | 23.5 | 10.5 | 14.5 | 23.5 | 9.5 | TRUE | FALSE | TRUE | 9000 | 6200 | 2.46 | 13000 | 2.31
207590956 | 05/02/23 | Live | GE Appliances, a Haier Company | GE APPLIANCES | Singlezone Ducted, Centrally Ducted | 207590956 |  | HRCU-A-CB | AUH2436ZGDA* | Ducted Indoor Units | TUY24ZPDA | 12 | 20 | 9.5 | 12 | 17 | 9 | FALSE | FALSE | TRUE | 24000 | 16000 | 2.1 | 21400 | 2.16
206780085 | 04/28/22 | Live | Johnson Controls Inc. (York International Norman) | FRASER-JOHNSTON | Singlezone Ducted, Centrally Ducted | 206780085 |  | HRCU-A-CB | TH16B2421 |  | CF36CXA1+MVC16CN21+TXV | 11.5 | 17.25 | 9 |  |  |  | FALSE | FALSE | FALSE | 24000 | 15300 | 2.58 | 15300 | 2.58
207590958 | 05/02/23 | Live | GE Appliances, a Haier Company | GE APPLIANCES | Singlezone Ducted, Centrally Ducted | 207590958 |  | HRCU-A-CB | AUH4860ZGDA* | Ducted Indoor Units | TUY48ZPDA | 11.5 | 17 | 10 | 11 | 17 | 9 | FALSE | FALSE | TRUE | 48000 | 31400 | 2.1 | 45600 | 1.94
207590959 | 05/02/23 | Live | GE Appliances, a Haier Company | GE APPLIANCES | Singlezone Ducted, Centrally Ducted | 207590959 |  | HRCU-A-CB | AUH4860ZGDA* | Ducted Indoor Units | TUY60ZPDA | 10.5 | 16 | 10 | 10 | 15.8 | 9 | FALSE | FALSE | TRUE | 54000 | 36000 | 2.1 | 46800 | 1.93
206780086 | 04/28/22 | Live | Johnson Controls Inc. (York International Norman) | CHAMPION HEATING AND COOLING | Singlezone Ducted, Centrally Ducted | 206780086 |  | HRCU-A-CB | TH16B2421 |  | CF36CXA1+MVC16CN21+TXV | 11.5 | 17.25 | 9 |  |  |  | FALSE | FALSE | FALSE | 24000 | 15300 | 2.58 | 15300 | 2.58
208075829 | 01/05/23 | Live | Midea Electric Trading | MOOVAIR | Singlezone Non-Ducted, Wall Placement | 208075829 |  | HRCU-A-CB-O | DMA09HOS25230E8 | Mini-Splits | DMA06HIW25230E8 | 15.8 | 26.5 | 14 | 15.8 | 26.5 | 13.6 | TRUE | TRUE | TRUE | 6000 | 8500 | 2.9 | 10041 | 2.45
206780083 | 04/28/22 | Live | Johnson Controls Inc. (York International Norman) | COLEMAN | Singlezone Ducted, Centrally Ducted | 206780083 |  | HRCU-A-CB | CH16B2421 |  | CF36CXA1+MVC16CN21+TXV | 11.5 | 17.25 | 9 |  |  |  | FALSE | FALSE | FALSE | 24000 | 15300 | 2.58 | 15300 | 2.58
207071259 | 10/28/22 | Live | Lennox Industries | CENTURY | Singlezone Ducted, Centrally Ducted | 207071259 |  | HRCU-A-CB | HRG1836S1P | Ducted Indoor Units | HCG30V1P | 13 | 20 | 10 |  |  |  | TRUE | FALSE | TRUE | 24000 | 15600 | 2.39 | 15600 | 2.39
207071031 | 10/28/22 | Live | Lennox Industries | CENTURY | Singlezone Ducted, Centrally Ducted | 207071031 |  | HRCU-A-CB | HRG1836S1P | Ducted Indoor Units | HMG42X1P | 11.5 | 19.5 | 10 |  |  |  | FALSE | FALSE | TRUE | 34600 | 21800 | 2.5 | 21800 | 2.5
207071251 | 10/28/22 | Live | Lennox Industries | CENTURY | Singlezone Ducted, Centrally Ducted | 207071251 |  | HRCU-A-CB | HRG1836S1P | Ducted Indoor Units | HMG24F1P+H4TXV01 | 12.5 | 17 | 9 |  |  |  | FALSE | FALSE | TRUE | 23400 | 16200 | 2.18 | 16200 | 2.18
207071257 | 10/28/22 | Live | Lennox Industries | CENTURY | Singlezone Ducted, Centrally Ducted | 207071257 |  | HRCU-A-CB | HRG1836S1P | Ducted Indoor Units | HCG24V1P | 13 | 20 | 10 |  |  |  | TRUE | FALSE | TRUE | 23800 | 15900 | 2.22 | 15900 | 2.22
207071025 | 10/28/22 | Live | Lennox Industries | CENTURY | Singlezone Ducted, Centrally Ducted | 207071025 |  | HRCU-A-CB | HRG1836S1P | Ducted Indoor Units | HCG36V1P | 12 | 19.5 | 10 |  |  |  | TRUE | FALSE | TRUE | 34600 | 21400 | 2.48 | 21400 | 2.48
207071029 | 10/28/22 | Live | Lennox Industries | CENTURY | Singlezone Ducted, Centrally Ducted | 207071029 |  | HRCU-A-CB | HRG1836S1P | Ducted Indoor Units | HMG36X1P | 11.5 | 19 | 10 |  |  |  | FALSE | FALSE | TRUE | 34600 | 21800 | 2.5 | 21800 | 2.5
207071033 | 10/28/22 | Live | Lennox Industries | CENTURY | Singlezone Ducted, Centrally Ducted | 207071033 |  | HRCU-A-CB | HRG1836S1P | Ducted Indoor Units | HCG42V1P | 12 | 19.5 | 10 |  |  |  | TRUE | FALSE | TRUE | 34800 | 21600 | 2.49 | 21600 | 2.49
211016646 | 07/26/23 | Live | Mitsubishi Electric Trane | Mitsubishi Electric | Multizone All Non-Ducted | 211016646 |  | HMSR-A-CB-O | PUMY-P36NKMU4 | Non-Ducted Indoor Units |  |  |  |  | 15 | 23 | 11 | FALSE | FALSE | FALSE | 36000 | 26400 | 2.79 | 36000 | 2.5
206778887 | 04/28/22 | Live | Johnson Controls Inc. (York International Norman) | YORK | Singlezone Ducted, Centrally Ducted | 206778887 |  | HRCU-A-CB | YHM24B21 |  | CF36CXA1+MVC16CN21+TXV | 11.5 | 17.25 | 9 |  |  |  | FALSE | FALSE | FALSE | 24000 | 15300 | 2.58 | 15300 | 2.58
211016648 | 07/26/23 | Live | Mitsubishi Electric Trane | Mitsubishi Electric | Multizone All Non-Ducted | 211016648 |  | HMSR-A-CB-O | PUMY-HP36NKMU2 | Non-Ducted Indoor Units |  |  |  |  | 15 | 23 | 12 | FALSE | FALSE | FALSE | 36000 | 32600 | 2.79 | 42000 | 2.2
211016650 | 07/26/23 | Live | Mitsubishi Electric Trane | Mitsubishi Electric | Multizone All Non-Ducted | 211016650 |  | HMSR-A-CB-O | PUMY-HP42NKMU2 | Non-Ducted Indoor Units |  |  |  |  | 13.4 | 21.5 | 11.1 | FALSE | FALSE | FALSE | 42000 | 32000 | 2.8 | 48000 | 2.14
211016652 | 07/26/23 | Live | Mitsubishi Electric Trane | Mitsubishi Electric | Multizone All Non-Ducted | 211016652 |  | HMSR-A-CB-O | PUMY-P48NKMU4 | Non-Ducted Indoor Units |  |  |  |  | 13.1 | 23 | 10.4 | FALSE | FALSE | FALSE | 48000 | 31400 | 2.7 | 43000 | 2.5
211016654 | 07/26/23 | Live | Mitsubishi Electric Trane | Mitsubishi Electric | Multizone All Non-Ducted | 211016654 |  | HMSR-A-CB-O | PUMY-HP48NKMU2 | Non-Ducted Indoor Units |  |  |  |  | 13.1 | 23 | 11.5 | FALSE | FALSE | FALSE | 48000 | 39000 | 2.7 | 54000 | 2.4
210568237 | 01/05/23 | Live | Midea Electric Trading | COMFORT-AIRE | Singlezone Non-Ducted, Floor Placement | 210568237 |  | HRCU-A-CB-O | A-VMH18SV-1 | Mini-Splits | B-VMH18UU-1 | 12.5 | 20.2 | 10.6 | 12.5 | 20.5 | 9.8 | TRUE | TRUE | TRUE | 17000 | 12000 | 2.3 | 17000 | 1.9
211016656 | 07/26/23 | Live | Mitsubishi Electric Trane | Mitsubishi Electric | Multizone All Non-Ducted | 211016656 |  | HMSR-A-CB-O | PUMY-P60NKMU4 | Non-Ducted Indoor Units |  |  |  |  | 13.3 | 20 | 10.5 | FALSE | FALSE | FALSE | 60000 | 41500 | 2.9 | 65000 | 2.3
210854816 | 02/16/23 | Live | Daikin North America, LLC | AMANA | Singlezone Ducted, Centrally Ducted | 210854816 |  | HRCU-A-CB | ASZS603010A* | Ducted Indoor Units | CA*EA2422*4A*+MBVC1200**-1A* |  |  |  | 9.9 | 17.1 | 8.2 | FALSE | FALSE | FALSE | 27400 | 18000 | 2.52 | 21600 | 2.36
210568239 | 01/05/23 | Live | Midea Electric Trading | COMFORT-AIRE | Singlezone Ducted, Compact Ducted | 210568239 |  | HRCU-A-CB | A-VMH18SV-1 | Mini-Splits | B-VMH18DU-1 | 12.5 | 19.6 | 11 | 11.7 | 18 | 9.5 | TRUE | TRUE | TRUE | 17000 | 15000 | 2.27 | 19000 | 2.02
210854817 | 02/16/23 | Live | Daikin North America, LLC | AMANA | Singlezone Ducted, Centrally Ducted | 210854817 |  | HRCU-A-CB | ASZS603010A* | Ducted Indoor Units | CA*EA2422*4A*+MBVC1600**-1A* |  |  |  | 9.9 | 17.1 | 8.2 | FALSE | FALSE | FALSE | 27400 | 18000 | 2.52 | 21600 | 2.36
211016647 | 07/26/23 | Live | Mitsubishi Electric Trane | Mitsubishi Electric | Multizone All Ducted | 211016647 |  | HMSV-A-CB | PUMY-P36NKMU4 | Ducted Indoor Units |  |  |  |  | 12 | 18.5 | 10 | FALSE | FALSE | FALSE | 36000 | 26600 | 2.7 | 36000 | 2.3
211016649 | 07/26/23 | Live | Mitsubishi Electric Trane | Mitsubishi Electric | Multizone All Ducted | 211016649 |  | HMSV-A-CB | PUMY-HP36NKMU2 | Ducted Indoor Units |  |  |  |  | 12 | 18.5 | 11 | FALSE | FALSE | FALSE | 36000 | 26600 | 2.7 | 42000 | 2
211016653 | 07/26/23 | Live | Mitsubishi Electric Trane | Mitsubishi Electric | Multizone All Ducted | 211016653 |  | HMSV-A-CB | PUMY-P48NKMU4 | Ducted Indoor Units |  |  |  |  | 10.5 | 16 | 8.9 | FALSE | FALSE | FALSE | 48000 | 35000 | 2.4 | 43000 | 2.2
211016655 | 07/26/23 | Live | Mitsubishi Electric Trane | Mitsubishi Electric | Multizone All Ducted | 211016655 |  | HMSV-A-CB | PUMY-HP48NKMU2 | Ducted Indoor Units |  |  |  |  | 10.5 | 16 | 9.5 | FALSE | FALSE | FALSE | 48000 | 41000 | 2.2 | 54000 | 1.96
211016657 | 07/26/23 | Live | Mitsubishi Electric Trane | Mitsubishi Electric | Multizone All Ducted | 211016657 |  | HMSV-A-CB | PUMY-P60NKMU4 | Ducted Indoor Units |  |  |  |  | 10.6 | 17 | 9 | FALSE | FALSE | FALSE | 60000 | 40500 | 2.5 | 65000 | 2
210568242 | 01/05/23 | Live | Midea Electric Trading | COMFORT-AIRE | Singlezone Non-Ducted, Wall Placement | 210568242 |  | HRCU-A-CB-O | A-VMH12SV-1 | Mini-Splits | B-VMH12FU-1 | 13 | 23 | 11.5 | 13 | 23.6 | 10 | TRUE | TRUE | TRUE | 12000 | 9600 | 2.56 | 12900 | 2.2
206780084 | 04/28/22 | Live | Johnson Controls Inc. (York International Norman) | LUXAIRE | Singlezone Ducted, Centrally Ducted | 206780084 |  | HRCU-A-CB | TH16B2421 |  | CF36CXA1+MVC16CN21+TXV | 11.5 | 17.25 | 9 |  |  |  | FALSE | FALSE | FALSE | 24000 | 15300 | 2.58 | 15300 | 2.58
207742494 | 01/05/23 | Live | Midea Electric Trading | MOOVAIR | Singlezone Non-Ducted, Wall Placement | 207742494 |  | HRCU-A-CB-O | DMA06HOS28230E8 | Mini-Splits | DMA06HIW25230E8 | 15.8 | 26.5 | 14 | 15.8 | 26.5 | 13.6 | TRUE | TRUE | TRUE | 6000 | 8500 | 2.9 | 10041 | 2.45
211016662 | 07/26/23 | Live | Mitsubishi Electric Trane | Mitsubishi Electric | Multizone Mix of Ducted and Non-Ducted | 211016662 |  | HMSV-A-CB | PUMY-HP48NKMU2 | Mixed Ducted and Non-Ducted Indoor Units |  |  |  |  | 11.8 | 19.5 | 10.5 | FALSE | FALSE | FALSE | 48000 | 40000 | 2.44 | 54000 | 2.18
210568240 | 01/05/23 | Live | Midea Electric Trading | COMFORT-AIRE | Singlezone Non-Ducted, Ceiling Placement | 210568240 |  | HRCU-A-CB-O | A-VMH12SV-1 | Mini-Splits | B-VMH12CU-1 | 12.7 | 21.5 | 10.6 | 12.7 | 22.3 | 10.2 | TRUE | TRUE | TRUE | 12000 | 9900 | 2.55 | 14000 | 2.29
212940815 | 07/26/23 | Live | Midea Electric Trading | CENTURY | Singlezone Non-Ducted, Wall Placement | 212940815 |  | HRCU-A-CB-O | A-VMH12SV-1 | Mini-Splits | B-VMH12SV-1 | 14 | 25.5 | 13 | 14 | 25.5 | 10.4 | TRUE | TRUE | TRUE | 12000 | 10000 | 2.4 | 13112 | 2.11
212940816 | 07/26/23 | Live | Midea Electric Trading | CENTURY | Singlezone Non-Ducted, Wall Placement | 212940816 |  | HRCU-A-CB-O | A-VMH18SV-1 | Mini-Splits | B-VMH18SV-1 | 12.5 | 21.5 | 13 | 12.5 | 21.5 | 11.3 | TRUE | TRUE | TRUE | 18000 | 15000 | 2.35 | 19200 | 1.99
212940817 | 07/26/23 | Live | Midea Electric Trading | CENTURY | Singlezone Non-Ducted, Wall Placement | 212940817 |  | HRCU-A-CB-O | A-VMH24SV-1 | Mini-Splits | B-VMH24SV-1 | 13 | 21.5 | 12 | 13 | 21.5 | 11.4 | TRUE | TRUE | TRUE | 24000 | 21200 | 2.88 | 24485 | 1.98
212940813 | 07/26/23 | Live | Midea Electric Trading | CENTURY | Singlezone Non-Ducted, Wall Placement | 212940813 |  | HRCU-A-CB-O | A-VMH06SV-1 | Mini-Splits | B-VMH06SV-1 | 15.8 | 26.5 | 14 | 15.8 | 26.5 | 13.6 | TRUE | TRUE | TRUE | 6000 | 8500 | 2.9 | 10041 | 2.45
212595646 | 07/26/23 | Live | Midea Electric Trading | SEA BREEZE+ | Singlezone Ducted, Compact Ducted | 212595646 |  | HRCU-A-CB | HSZ9H424ZMO | Mini-Splits | D9H424ZMI | 14 | 23 | 12 | 13.2 | 20.2 | 12 | FALSE | FALSE | TRUE | 9000 | 10100 | 2.41 | 11600 | 1.9
212595651 | 07/26/23 | Live | Midea Electric Trading | SEA BREEZE+ | Singlezone Ducted, Compact Ducted | 212595651 |  | HRCU-A-CB | HSZ18H424ZMO | Mini-Splits | D18H424ZMI | 12.5 | 19.6 | 11 | 11.7 | 18 | 9.5 | FALSE | FALSE | TRUE | 17000 | 15000 | 2.27 | 19000 | 2.02
212595653 | 07/26/23 | Live | Midea Electric Trading | SEA BREEZE+ | Singlezone Non-Ducted, Floor Placement | 212595653 |  | HRCU-A-CB-O | HSZ18H424ZMO | Mini-Splits | FC18H424ZMI | 12.5 | 20.2 | 10.6 | 12.5 | 20.5 | 9.8 | FALSE | FALSE | TRUE | 17000 | 12000 | 2.3 | 17000 | 1.9
210568245 | 01/05/23 | Live | Midea Electric Trading | COMFORT-AIRE | Singlezone Ducted, Compact Ducted | 210568245 |  | HRCU-A-CB | A-VMH09SV-1 | Mini-Splits | B-VMH09DU-1 | 14 | 23 | 12 | 13.2 | 20.2 | 12 | TRUE | TRUE | TRUE | 9000 | 10100 | 2.41 | 11600 | 1.9
212674037 | 07/26/23 | Live | Midea Electric Trading | GENIE AIRE | Singlezone Non-Ducted, Wall Placement | 212674037 |  | HRCU-A-CB-O | GA-09HP115V/O | Mini-Splits | GA-09HP115V/I | 12.5 | 21.5 | 10.3 | 12.5 | 21.5 | 9.1 | TRUE | TRUE | FALSE | 9000 | 6300 | 2.4 | 7973 | 1.88
212674038 | 07/26/23 | Live | Midea Electric Trading | GENIE AIRE | Singlezone Non-Ducted, Wall Placement | 212674038 |  | HRCU-A-CB-O | GA-12HP115V/O | Mini-Splits | GA-12HP115V/I | 10.3 | 20 | 10.8 | 10.3 | 20.8 | 8.7 | FALSE | FALSE | FALSE | 12000 | 7800 | 2.31 | 8200 | 1.35
212674039 | 07/26/23 | Live | Midea Electric Trading | GENIE AIRE | Singlezone Non-Ducted, Wall Placement | 212674039 |  | HRCU-A-CB-O | GA-12HP230V/O | Mini-Splits | GA-12HP230V/I | 10.8 | 20.5 | 10.7 | 10.8 | 21.4 | 9.2 | FALSE | FALSE | FALSE | 12000 | 7000 | 2.5 | 9300 | 2
212674040 | 07/26/23 | Live | Midea Electric Trading | GENIE AIRE | Singlezone Non-Ducted, Wall Placement | 212674040 |  | HRCU-A-CB-O | GA-18HP230V/O | Mini-Splits | GA-18HP230V/I | 11 | 19.5 | 10 | 11 | 19.5 | 8.7 | FALSE | FALSE | FALSE | 18000 | 11400 | 2.57 | 14370 | 2.49
212674041 | 07/26/23 | Live | Midea Electric Trading | GENIE AIRE | Singlezone Non-Ducted, Wall Placement | 212674041 |  | HRCU-A-CB-O | GA-24HP230V/O | Mini-Splits | GA-24HP230V/I | 9.5 | 18.5 | 10.2 | 9.5 | 18.5 | 8.6 | FALSE | FALSE | FALSE | 24000 | 16500 | 2.38 | 19257 | 2.11
10153695 | 10/28/22 | Live | Trane U.S. Inc. | TRANE | Singlezone Ducted, Centrally Ducted | 10153695 |  | HRCU-A-CB | 4TWV0036A1 |  | TEM8A0B30V31+TDR | 12.5 | 19.5 | 9.6 |  |  |  | FALSE | FALSE | FALSE | 34000 | 26200 | 3.46 | 26200 | 2.22
212595654 | 07/26/23 | Live | Midea Electric Trading | SEA BREEZE+ | Singlezone Non-Ducted, Wall Placement | 212595654 |  | HRCU-A-CB-O | HSZ24H424ZMO | Mini-Splits | CA24H424ZMI | 11 | 20.2 | 11.6 | 11 | 20.5 | 11.5 | FALSE | FALSE | TRUE | 24000 | 21000 | 2.64 | 24000 | 2.17
212595648 | 07/26/23 | Live | Midea Electric Trading | SEA BREEZE+ | Singlezone Non-Ducted, Wall Placement | 212595648 |  | HRCU-A-CB-O | HSZ12H424ZMO | Mini-Splits | C12H424ZMI | 13.3 | 23 | 11.8 | 13.3 | 24.2 | 10.7 | FALSE | FALSE | TRUE | 12000 | 10200 | 2.72 | 12800 | 2.33
212595652 | 07/26/23 | Live | Midea Electric Trading | SEA BREEZE+ | Singlezone Non-Ducted, Wall Placement | 212595652 |  | HRCU-A-CB-O | HSZ18H424ZMO | Mini-Splits | C18H424ZMI | 11 | 20 | 9.7 | 11 | 20.2 | 8.9 | FALSE | FALSE | FALSE | 16000 | 14700 | 2.1 | 20200 | 1.91
212595645 | 07/26/23 | Live | Midea Electric Trading | SEA BREEZE+ | Singlezone Non-Ducted, Ceiling Placement | 212595645 |  | HRCU-A-CB-O | HSZ9H424ZMO | Mini-Splits | SCA9H424ZMI | 13 | 23 | 13.6 | 13 | 24 | 12.4 | FALSE | FALSE | TRUE | 9000 | 9800 | 2.35 | 11400 | 1.83
212595647 | 07/26/23 | Live | Midea Electric Trading | SEA BREEZE+ | Singlezone Non-Ducted, Ceiling Placement | 212595647 |  | HRCU-A-CB-O | HSZ12H424ZMO | Mini-Splits | SCA12H424ZMI | 13 | 22 | 11.3 | 13 | 23 | 10 | FALSE | FALSE | TRUE | 12000 | 9500 | 2.49 | 11500 | 2.07
212595650 | 07/26/23 | Live | Midea Electric Trading | SEA BREEZE+ | Singlezone Non-Ducted, Ceiling Placement | 212595650 |  | HRCU-A-CB-O | HSZ18H424ZMO | Mini-Splits | SCA18H424ZMI | 12.5 | 19.8 | 11.8 | 12.5 | 19.8 | 11.2 | FALSE | FALSE | TRUE | 16700 | 14500 | 2.4 | 18800 | 2.04
212615055 | 07/26/23 | Live | Midea Electric Trading | YONAN | Singlezone Non-Ducted, Wall Placement | 212615055 |  | HRCU-A-CB-O | YS-12HRFN1B-C1OU | Mini-Splits | YS-12HRFN1B-C1 | 10.3 | 20 | 10.8 | 10.3 | 20.8 | 8.7 | FALSE | FALSE | FALSE | 12000 | 7800 | 2.31 | 8200 | 1.35
212615056 | 07/26/23 | Live | Midea Electric Trading | YONAN | Singlezone Non-Ducted, Wall Placement | 212615056 |  | HRCU-A-CB-O | YS-09HRFN1-C1OU | Mini-Splits | YS-09HRFN1-C1 | 12.6 | 21.5 | 10 | 12.6 | 21.7 | 9.4 | FALSE | FALSE | FALSE | 9000 | 6000 | 2.51 | 8065 | 2.17
212615057 | 07/26/23 | Live | Midea Electric Trading | YONAN | Singlezone Non-Ducted, Wall Placement | 212615057 |  | HRCU-A-CB-O | YS-12HRFN1-C1OU | Mini-Splits | YS-12HRFN1-C1 | 10.8 | 20.5 | 10.7 | 10.8 | 21.4 | 9.2 | FALSE | FALSE | FALSE | 12000 | 7000 | 2.5 | 9300 | 2
208141178 | 01/05/23 | Live | Midea Electric Trading | COMFORT-AIRE | Singlezone Non-Ducted, Wall Placement | 208141178 |  | HRCU-A-CB-O | A-VMH24SU-1 | Mini-Splits | B-VMH24SV-1 | 13 | 21.5 | 12 | 13 | 21.5 | 11.4 | TRUE | TRUE | TRUE | 24000 | 21200 | 2.88 | 24485 | 1.98
212615058 | 07/26/23 | Live | Midea Electric Trading | YONAN | Singlezone Non-Ducted, Wall Placement | 212615058 |  | HRCU-A-CB-O | YS-18HRFN1-C1OU | Mini-Splits | YS-18HRFN1-C1 | 11 | 19.5 | 10 | 11 | 19.5 | 8.7 | FALSE | FALSE | FALSE | 18000 | 11400 | 2.57 | 14370 | 2.49
212615059 | 07/26/23 | Live | Midea Electric Trading | YONAN | Singlezone Non-Ducted, Wall Placement | 212615059 |  | HRCU-A-CB-O | YS-24HRFN1-C1OU | Mini-Splits | YS-24HRFN1-C1 | 9.5 | 18.5 | 10.2 | 9.5 | 18.5 | 8.6 | FALSE | FALSE | FALSE | 24000 | 16500 | 2.38 | 19257 | 2.11
212615061 | 07/26/23 | Live | Midea Electric Trading | YONAN | Singlezone Non-Ducted, Wall Placement | 212615061 |  | HRCU-A-CB-O | YS-09HRFN1-C5OU | Mini-Splits | YS-09HRFN1-C5 | 15 | 25.5 | 12.2 | 15 | 25.5 | 12.3 | FALSE | FALSE | TRUE | 9000 | 8500 | 2.8 | 9611 | 2.29
207826692 | 01/05/23 | Live | Midea Electric Trading | BLUERIDGE | Singlezone Non-Ducted, Wall Placement | 207826692 |  | HRCU-A-CB-O | BMY6HH27C | Mini-Splits | BMY6HH27WM | 15.8 | 26.5 | 14 | 15.8 | 26.5 | 13.6 | TRUE | TRUE | TRUE | 6000 | 8500 | 2.9 | 10041 | 2.45
212615062 | 07/26/23 | Live | Midea Electric Trading | YONAN | Singlezone Non-Ducted, Wall Placement | 212615062 |  | HRCU-A-CB-O | YS-12HRFN1-C5OU | Mini-Splits | YS-12HRFN1-C5 | 13.7 | 23.2 | 13.2 | 13.7 | 24.6 | 10.7 | FALSE | FALSE | TRUE | 12000 | 9000 | 2.69 | 9921 | 2.31
212615063 | 07/26/23 | Live | Midea Electric Trading | YONAN | Singlezone Non-Ducted, Wall Placement | 212615063 |  | HRCU-A-CB-O | YS-18HRFN1-C5OU | Mini-Splits | YS-18HRFN1-C5 | 12.5 | 22.6 | 12 | 12.5 | 23.5 | 10.8 | FALSE | FALSE | TRUE | 18000 | 14900 | 2.48 | 15934 | 2.37
207339165 | 10/27/22 | Live | Midea Electric Trading | AURORA | Singlezone Non-Ducted, Wall Placement | 207339165 |  | HRCU-A-CB-O | AU-A09HR-1B-O | Mini-Splits | AU-A09HR-1B-I | 12.5 | 21.5 | 10.3 | 12.5 | 21.5 | 9.1 | FALSE | FALSE | FALSE | 9000 | 6300 | 2.4 | 7973 | 1.88
207339166 | 10/27/22 | Live | Midea Electric Trading | AURORA | Singlezone Non-Ducted, Wall Placement | 207339166 |  | HRCU-A-CB-O | AU-A12HR-1B-O | Mini-Splits | AU-A12HR-1B-I | 10.3 | 20 | 10.8 | 10.3 | 20.8 | 8.7 | FALSE | FALSE | FALSE | 12000 | 7800 | 2.31 | 8200 | 1.35
212563571 | 07/26/23 | Live | Midea Electric Trading | LIVART | Singlezone Non-Ducted, Wall Placement | 212563571 |  | HRCU-A-CB-O | LVA12KUHXV | Mini-Splits | LVA12KNHXV | 10.3 | 20 | 10.8 | 10.3 | 20.8 | 8.7 | FALSE | FALSE | FALSE | 12000 | 7800 | 2.31 | 8200 | 1.35
207657389 | 01/05/23 | Live | Midea Electric Trading | COMFORT-AIRE | Singlezone Non-Ducted, Wall Placement | 207657389 |  | HRCU-A-CB-O | A-VMH24SV-1 | Mini-Splits | B-VMH24SV-1 | 13 | 21.5 | 12 | 13 | 21.5 | 11.4 | TRUE | TRUE | TRUE | 24000 | 21200 | 2.88 | 24485 | 1.98
212563572 | 07/26/23 | Live | Midea Electric Trading | LIVART | Singlezone Non-Ducted, Wall Placement | 212563572 |  | HRCU-A-CB-O | LVA12KUHFV | Mini-Splits | LVA12KNHFV | 10.8 | 20.5 | 10.7 | 10.8 | 21.4 | 9.2 | FALSE | FALSE | FALSE | 12000 | 7000 | 2.5 | 9300 | 2
207339169 | 10/27/22 | Live | Midea Electric Trading | AURORA | Singlezone Non-Ducted, Wall Placement | 207339169 |  | HRCU-A-CB-O | AU-A18HR-2B-O | Mini-Splits | AU-A18HR-2B-I | 11 | 19.5 | 10 | 11 | 19.5 | 8.7 | FALSE | FALSE | FALSE | 18000 | 11400 | 2.57 | 14370 | 2.49
207071255 | 10/28/22 | Live | Lennox Industries | CENTURY | Singlezone Ducted, Centrally Ducted | 207071255 |  | HRCU-A-CB | HRG1836S1P | Ducted Indoor Units | HMG30X1P | 13 | 18 | 10 |  |  |  | TRUE | FALSE | TRUE | 24000 | 15600 | 2.38 | 15600 | 2.38
207071253 | 10/28/22 | Live | Lennox Industries | CENTURY | Singlezone Ducted, Centrally Ducted | 207071253 |  | HRCU-A-CB | HRG1836S1P | Ducted Indoor Units | HMG24X1P | 13 | 20 | 9.6 |  |  |  | TRUE | FALSE | TRUE | 24000 | 15600 | 2.22 | 15600 | 2.22
207339170 | 10/27/22 | Live | Midea Electric Trading | AURORA | Singlezone Non-Ducted, Wall Placement | 207339170 |  | HRCU-A-CB-O | AU-A24HR-2B-O | Mini-Splits | AU-A24HR-2B-I | 9.5 | 18.5 | 10.2 | 9.5 | 18.5 | 8.6 | FALSE | FALSE | FALSE | 24000 | 16500 | 2.38 | 19257 | 2.11
212579410 | 07/26/23 | Live | Midea Electric Trading | SUPREME | Singlezone Non-Ducted, Wall Placement | 212579410 |  | HRCU-A-CB-O | NE-T52-SUPAE12E | Mini-Splits | NE-T52-SUPAE12I | 14 | 25.5 | 13 | 14 | 25.5 | 10.4 | FALSE | FALSE | TRUE | 12000 | 10000 | 2.4 | 13112 | 2.11
212579411 | 07/26/23 | Live | Midea Electric Trading | SUPREME | Singlezone Non-Ducted, Wall Placement | 212579411 |  | HRCU-A-CB-O | NE-T52-SUPAE18E | Mini-Splits | NE-T52-SUPAE18I | 12.5 | 21.5 | 13 | 12.5 | 21.5 | 11.3 | FALSE | FALSE | TRUE | 18000 | 15000 | 2.35 | 19200 | 1.99
212928564 | 07/26/23 | Live | Midea Electric Trading | ZERO | Singlezone Non-Ducted, Floor Placement | 212928564 |  | HRCU-A-CB-O | ZSOV-24HDM-US | Mini-Splits | ZEV-24HDM-US | 12.5 | 20 | 11.2 | 12.5 | 21.2 | 10.3 | TRUE | TRUE | TRUE | 24000 | 16000 | 2.3 | 17600 | 2.16
212615045 | 07/26/23 | Live | Midea Electric Trading | KANIONCO | Singlezone Ducted, Compact Ducted | 212615045 |  | HRCU-A-CB | KD-09IR410AHSODU | Mini-Splits | KD-09IR410AHSIDU | 14 | 23 | 12 | 13.2 | 20.2 | 12 | TRUE | TRUE | TRUE | 9000 | 10100 | 2.41 | 11600 | 1.9
210854818 | 02/16/23 | Live | Daikin North America, LLC | AMANA | Singlezone Ducted, Centrally Ducted | 210854818 |  | HRCU-A-CB | ASZS603010A* | Ducted Indoor Units | CA*EA3026*4A*+MBVC1200**-1A* |  |  |  | 9.9 | 17.1 | 8.2 | FALSE | FALSE | FALSE | 27400 | 18000 | 2.52 | 21600 | 2.36
213081463 | 07/26/23 | Live | Midea Electric Trading | STAR AIR KONTROL | Singlezone Ducted, Compact Ducted | 213081463 |  | HRCU-A-CB | SAK-12-DTMS/220V | Mini-Splits | SAK-12-DTMS/220V | 12.5 | 21.5 | 11.5 | 11.7 | 19 | 10.3 | TRUE | TRUE | TRUE | 11500 | 9300 | 2.78 | 10100 | 2.39
208141189 | 01/05/23 | Live | Midea Electric Trading | COMFORT-AIRE | Singlezone Non-Ducted, Wall Placement | 208141189 |  | HRCU-A-CB-O | A-KMH24SU-1 | Mini-Splits | B-KMH24SV-1 | 13 | 21.5 | 12 | 13 | 21.5 | 11.4 | TRUE | TRUE | TRUE | 24000 | 21200 | 2.88 | 24485 | 1.98
212615050 | 07/26/23 | Live | Midea Electric Trading | KANIONCO | Singlezone Ducted, Compact Ducted | 212615050 |  | HRCU-A-CB | KD-18IR410AHSODU | Mini-Splits | KD-18IR410AHSIDU | 12.5 | 19.6 | 11 | 11.7 | 18 | 9.5 | TRUE | TRUE | TRUE | 17000 | 15000 | 2.27 | 19000 | 2.02
210854819 | 02/16/23 | Live | Daikin North America, LLC | AMANA | Singlezone Ducted, Centrally Ducted | 210854819 |  | HRCU-A-CB | ASZS603010A* | Ducted Indoor Units | CA*EA3026*4A*+MBVC1600**-1A* |  |  |  | 9.9 | 17.1 | 8.2 | FALSE | FALSE | FALSE | 27400 | 18000 | 2.52 | 21600 | 2.36
208101256 | 10/27/22 | Live | Midea Electric Trading | AURORA | Singlezone Non-Ducted, Wall Placement | 208101256 |  | HRCU-A-CB-O | AU-CX09HR-2A-O | Mini-Splits | AU-BS09HR-2A-I | 15.8 | 25.5 | 12.5 | 15.8 | 26.4 | 11.6 | FALSE | FALSE | TRUE | 9000 | 9300 | 2.5 | 12235 | 1.98
210773178 | 02/16/23 | Live | Daikin North America, LLC | AMANA | Singlezone Ducted, Centrally Ducted | 210773178 |  | HRCU-A-CB | ASZS603610A* | Ducted Indoor Units | AHVE36CP1400A* |  |  |  | 8.7 | 16.3 | 8.2 | FALSE | FALSE | FALSE | 33600 | 22400 | 2.43 | 25200 | 2.37
208141188 | 01/05/23 | Live | Midea Electric Trading | COMFORT-AIRE | Singlezone Non-Ducted, Wall Placement | 208141188 |  | HRCU-A-CB-O | A-KMH18SU-1 | Mini-Splits | B-KMH18SV-1 | 12.5 | 21.5 | 13 | 12.5 | 21.5 | 11.3 | TRUE | TRUE | TRUE | 18000 | 15000 | 2.35 | 19200 | 1.99
208101257 | 10/27/22 | Live | Midea Electric Trading | AURORA | Singlezone Non-Ducted, Wall Placement | 208101257 |  | HRCU-A-CB-O | AU-CX12HR-2A-O | Mini-Splits | AU-BS12HR-2A-I | 13 | 22 | 12.7 | 13 | 23.1 | 10.5 | FALSE | FALSE | TRUE | 12000 | 10300 | 2.56 | 12477 | 2.01
208101258 | 10/27/22 | Live | Midea Electric Trading | AURORA | Singlezone Non-Ducted, Wall Placement | 208101258 |  | HRCU-A-CB-O | AU-CX18HR-2A-O | Mini-Splits | AU-BS18HR-2A-I | 13 | 21.5 | 11 | 13 | 22 | 10.6 | FALSE | FALSE | TRUE | 18000 | 11100 | 2.8 | 21447 | 1.98
210798385 | 02/16/23 | Live | Daikin North America, LLC | AMANA | Singlezone Ducted, Centrally Ducted | 210798385 |  | HRCU-A-CB | ASZS603610A* | Ducted Indoor Units | AHVE42CP1400A* |  |  |  | 8.7 | 16.3 | 8.2 | FALSE | FALSE | FALSE | 33600 | 22400 | 2.43 | 25200 | 2.37
208101259 | 10/27/22 | Live | Midea Electric Trading | AURORA | Singlezone Non-Ducted, Wall Placement | 208101259 |  | HRCU-A-CB-O | AU-CX24HR-2A-O | Mini-Splits | AU-BS24HR-2A-I | 12.5 | 21.5 | 11.5 | 12.5 | 22.3 | 10.3 | FALSE | FALSE | TRUE | 23000 | 18900 | 2.38 | 23737 | 1.82
213081434 | 07/26/23 | Live | Midea Electric Trading | COVAC | Singlezone Non-Ducted, Wall Placement | 213081434 |  | HRCU-A-CB-O | MOX230-09HFN1-BS5W | Mini-Splits | MSAG11A-09HRFN1-BS5W | 12.5 | 21.5 | 10.3 | 12.5 | 21.5 | 9.1 | FALSE | FALSE | FALSE | 9000 | 6300 | 2.4 | 7973 | 1.88
207657388 | 01/05/23 | Live | Midea Electric Trading | COMFORT-AIRE | Singlezone Non-Ducted, Wall Placement | 207657388 |  | HRCU-A-CB-O | A-VMH18SV-1 | Mini-Splits | B-VMH18SV-1 | 12.5 | 21.5 | 13 | 12.5 | 21.5 | 11.3 | TRUE | TRUE | TRUE | 18000 | 15000 | 2.35 | 19200 | 1.99
213081435 | 07/26/23 | Live | Midea Electric Trading | COVAC | Singlezone Non-Ducted, Wall Placement | 213081435 |  | HRCU-A-CB-O | MOX330-18HFN1-MS0W | Mini-Splits | MSAG11C-18HRDN1-MS0W | 11 | 19.5 | 10 | 11 | 19.5 | 8.7 | FALSE | FALSE | FALSE | 18000 | 11400 | 2.57 | 14370 | 2.49
208101255 | 07/26/23 | Live | Midea Electric Trading | AURORA | Singlezone Non-Ducted, Wall Placement | 208101255 |  | HRCU-A-CB-O | AU-CX06HR-2A-O | Mini-Splits | AU-CX06HR-2A-I | 15 | 23.5 | 11 | 15 | 23.5 | 12 | FALSE | FALSE | TRUE | 6000 | 7500 | 2.5 | 10000 | 2.38
212928565 | 07/26/23 | Live | Midea Electric Trading | ZERO | Singlezone Non-Ducted, Wall Placement | 212928565 |  | HRCU-A-CB-O | ZSOV-36HDM-US | Mini-Splits | ZEV-36HDM-US | 8 | 17 | 10 | 8.5 | 19 | 9 | FALSE | FALSE | FALSE | 36000 | 23000 | 2.2 | 25000 | 2.11
212615046 | 07/26/23 | Live | Midea Electric Trading | KANIONCO | Singlezone Ducted, Compact Ducted | 212615046 |  | HRCU-A-CB | KD-36IR410AHSODU | Mini-Splits | KD-36IR410AHSIDU | 9 | 16.7 | 11.5 | 8.8 | 15.8 | 8.8 | FALSE | FALSE | FALSE | 36000 | 25000 | 2.49 | 26000 | 2.22
212928561 | 07/26/23 | Live | Midea Electric Trading | ZERO | Singlezone Ducted, Compact Ducted | 212928561 |  | HRCU-A-CB | ZSOV-36HDM-US | Mini-Splits | ZDV-36HDM-US | 9 | 16.7 | 11.5 | 8.8 | 15.8 | 8.8 | FALSE | FALSE | FALSE | 36000 | 25000 | 2.49 | 26000 | 2.22
212615047 | 07/26/23 | Live | Midea Electric Trading | KANIONCO | Singlezone Ducted, Compact Ducted | 212615047 |  | HRCU-A-CB | KD-48IR410AHSODU | Mini-Splits | KD-48IR410AHSIDU | 9.2 | 17.4 | 10.3 | 8.5 | 15.1 | 9.3 | FALSE | FALSE | FALSE | 48000 | 34000 | 2.32 | 41000 | 2.32
213082096 | 07/26/23 | Live | Midea Electric Trading | ECO AC | Singlezone Ducted, Compact Ducted | 213082096 |  | HRCU-A-CB | EHH-O48BB | Mini-Splits | EHH-D48BA | 9.2 | 17.4 | 10.3 | 8.5 | 15.1 | 9.3 | FALSE | FALSE | FALSE | 48000 | 34000 | 2.32 | 41000 | 2.32
208141177 | 01/05/23 | Live | Midea Electric Trading | COMFORT-AIRE | Singlezone Non-Ducted, Wall Placement | 208141177 |  | HRCU-A-CB-O | A-VMH18SU-1A | Mini-Splits | B-VMH18SV-1 | 12.5 | 21.5 | 13 | 12.5 | 21.5 | 11.3 | TRUE | TRUE | TRUE | 18000 | 15000 | 2.35 | 19200 | 1.99
212928562 | 07/26/23 | Live | Midea Electric Trading | ZERO | Singlezone Ducted, Compact Ducted | 212928562 |  | HRCU-A-CB | ZSOV-48HDM-US | Mini-Splits | ZDV-48HDM-US | 9.2 | 17.4 | 10.3 | 8.5 | 15.1 | 9.3 | FALSE | FALSE | FALSE | 48000 | 34000 | 2.32 | 41000 | 2.32
212579413 | 07/26/23 | Live | Midea Electric Trading | QUEBEC VAIR | Singlezone Non-Ducted, Wall Placement | 212579413 |  | HRCU-A-CB-O | NE-T52-PLA12EXT | Mini-Splits | NE-T52-PLA12INT | 12.5 | 22 | 10.8 | 12.5 | 23.1 | 9.3 | FALSE | FALSE | FALSE | 12000 | 8200 | 2.25 | 9543 | 2.39
212928567 | 07/26/23 | Live | Midea Electric Trading | ZERO | Singlezone Non-Ducted, Floor Placement | 212928567 |  | HRCU-A-CB-O | ZSOV-60HDM-US | Mini-Splits | ZEV-60HDM-US | 9.8 | 18.7 | 10.5 | 9.8 | 19.8 | 9 | FALSE | FALSE | FALSE | 54000 | 35000 | 2.34 | 35200 | 1.98
212928563 | 07/26/23 | Live | Midea Electric Trading | ZERO | Singlezone Ducted, Compact Ducted | 212928563 |  | HRCU-A-CB | ZSOV-60HDM-US | Mini-Splits | ZDV-60HDM-US | 10.6 | 19.2 | 10.2 | 10.3 | 17 | 8.4 | FALSE | FALSE | FALSE | 59000 | 34400 | 2.37 | 36000 | 2.29
212615044 | 07/26/23 | Live | Midea Electric Trading | KANIONCO | Singlezone Ducted, Compact Ducted | 212615044 |  | HRCU-A-CB | KD-60IR410AHSODU | Mini-Splits | KD-60IR410AHSIDU | 10.6 | 19.2 | 10.2 | 10.3 | 17 | 8.4 | FALSE | FALSE | FALSE | 59000 | 34400 | 2.37 | 36000 | 2.29
207657387 | 01/05/23 | Live | Midea Electric Trading | COMFORT-AIRE | Singlezone Non-Ducted, Wall Placement | 207657387 |  | HRCU-A-CB-O | A-VMH12SV-1 | Mini-Splits | B-VMH12SV-1 | 14 | 25.5 | 13 | 14 | 25.5 | 10.4 | TRUE | TRUE | TRUE | 12000 | 10000 | 2.4 | 13112 | 2.11
212596840 | 07/26/23 | Live | Midea Electric Trading | MOOVAIR | Singlezone Non-Ducted, Wall Placement | 212596840 |  | HRCU-A-CB-O | DMA12HOS28230E8 | Mini-Splits | DUB12HIFU230X5A | 13.3 | 23 | 11.8 | 13.3 | 24.2 | 10.7 | TRUE | TRUE | TRUE | 12000 | 10200 | 2.72 | 12800 | 2.33
212596839 | 07/26/23 | Live | Midea Electric Trading | MOOVAIR | Singlezone Non-Ducted, Wall Placement | 212596839 |  | HRCU-A-CB-O | DMA12HOS25230E8 | Mini-Splits | DUB12HIFU230X5A | 13 | 23.5 | 13.3 | 13 | 25 | 11 | TRUE | TRUE | TRUE | 12000 | 9200 | 2.43 | 9600 | 2.47
212365408 | 07/26/23 | Live | Midea Electric Trading | CUSTOM COMFORT | Singlezone Non-Ducted, Wall Placement | 212365408 |  | HRCU-A-CB-O | CCOXHASZ33HP | Mini-Splits | CCOXHAWM33 |  |  |  | 12 | 19.5 | 10 | TRUE | TRUE | TRUE | 33000 | 28800 | 2.5 | 33600 | 2.39
212631695 | 07/26/23 | Live | Midea Electric Trading | KERR | Singlezone Ducted, Centrally Ducted | 212631695 |  | HRCU-A-C | A-KCD30SA-1 |  | MCD30/36C1A | 10.7 | 14.2 | 9.5 | 10.5 | 15.5 | 9.7 | TRUE | TRUE | TRUE | 30000 | 22600 | 2.62 | 26000 | 2.28
212631697 | 07/26/23 | Live | Midea Electric Trading | KERR | Singlezone Ducted, Centrally Ducted | 212631697 |  | HRCU-A-C | A-KCD48SA-1 |  | MCD48C1A | 9 | 14 | 10 | 8.6 | 14.3 | 9 | FALSE | FALSE | FALSE | 46000 | 32000 | 2.36 | 45000 | 2.11
212386767 | 07/26/23 | Live | Midea Electric Trading | COMFORT-AIRE | Singlezone Ducted, Centrally Ducted | 212386767 |  | HRCU-A-C | A-VCD60SA-1 |  | MCD60D1A |  |  |  | 8.6 | 14.5 | 8.6 | FALSE | FALSE | FALSE | 53000 | 37000 | 2.26 | 38000 | 2.26
212631698 | 07/26/23 | Live | Midea Electric Trading | KERR | Singlezone Ducted, Centrally Ducted | 212631698 |  | HRCU-A-C | A-KCD60SA-1 |  | MCD60D1A |  |  |  | 8.6 | 14.5 | 8.6 | FALSE | FALSE | FALSE | 53000 | 37000 | 2.26 | 38000 | 2.26
208101261 | 10/27/22 | Live | Midea Electric Trading | AURORA | Singlezone Ducted, Centrally Ducted | 208101261 |  | HRCU-A-CB | AU-LXU18-2A-O |  | AU-LCU18-2A-I | 12.5 | 20 | 11 | 12.4 | 18 | 9.3 | FALSE | FALSE | TRUE | 18000 | 13500 | 2.6 | 21000 | 2.21
212920478 | 07/26/23 | Live | Midea Electric Trading | MULTI MFG | Singlezone Ducted, Centrally Ducted | 212920478 |  | HRCU-A-CB | HHS-18HD-A |  | 18MPHP0-M-A | 12.5 | 20 | 11 | 12.4 | 18 | 9.3 | FALSE | FALSE | TRUE | 18000 | 13500 | 2.6 | 21000 | 2.21
213062287 | 07/26/23 | Live | Midea Electric Trading | KEPLER | Singlezone Ducted, Centrally Ducted | 213062287 |  | HRCU-A-CB | AZPN/18WD |  | AZPN/18WAH | 12.5 | 20 | 11 | 12.4 | 18 | 9.3 | TRUE | TRUE | TRUE | 18000 | 13500 | 2.6 | 21000 | 2.21
213081441 | 07/26/23 | Live | Midea Electric Trading | ELIOS | Singlezone Ducted, Centrally Ducted | 213081441 |  | HRCU-A-CB | DEA18HOS20230E7 |  | FEA18HIAHUU230X7 | 12.5 | 20 | 11 | 12.4 | 18 | 9.3 | TRUE | TRUE | TRUE | 18000 | 13500 | 2.6 | 21000 | 2.21
213081442 | 07/26/23 | Live | Midea Electric Trading | ELIOS | Singlezone Ducted, Centrally Ducted | 213081442 |  | HRCU-A-CB | DEA24HOS20230E7 |  | FEA24HIAHUU230X7 | 12.5 | 20 | 12 | 11.7 | 17.4 | 10 | TRUE | TRUE | TRUE | 24000 | 19200 | 2.5 | 26400 | 2.14
213062288 | 07/26/23 | Live | Midea Electric Trading | KEPLER | Singlezone Ducted, Centrally Ducted | 213062288 |  | HRCU-A-CB | AZPN/24WD |  | AZPN/24WAH | 12.5 | 20 | 12 | 11.7 | 17.4 | 10 | TRUE | TRUE | TRUE | 24000 | 19200 | 2.5 | 26400 | 2.14
212920479 | 07/26/23 | Live | Midea Electric Trading | MULTI MFG | Singlezone Ducted, Centrally Ducted | 212920479 |  | HRCU-A-CB | HHS-24HD-A |  | 24MPHP0-M-A | 12.5 | 20 | 12 | 11.7 | 17.4 | 10 | FALSE | FALSE | TRUE | 24000 | 19200 | 2.5 | 26400 | 2.14
208101262 | 10/27/22 | Live | Midea Electric Trading | AURORA | Singlezone Ducted, Centrally Ducted | 208101262 |  | HRCU-A-CB | AU-LXU24-2A-O |  | AU-LCU24-2A-I | 12.5 | 20 | 12 | 11.7 | 17.4 | 10 | FALSE | FALSE | TRUE | 24000 | 19200 | 2.5 | 26400 | 2.14
210799554 | 01/05/23 | Live | Midea Electric Trading | Cooper&Hunter | Singlezone Non-Ducted, Wall Placement | 210799554 |  | HRCU-A-CB-O | CH-NY09MIA-115VO | Mini-Splits | CH-09OLV-115VI | 12.5 | 21.5 | 10.3 | 12.5 | 21.5 | 9.1 | TRUE | TRUE | FALSE | 9000 | 6300 | 2.4 | 7973 | 1.88
208101265 | 04/20/22 | Live | Midea Electric Trading | AURORA | Singlezone Ducted, Centrally Ducted | 208101265 |  | HRCU-A-CB | AU-LXU48-2A-O |  | AU-LCU48-2A-I | 8.5 | 16 | 10 | 8.2 | 15.6 | 9.4 | FALSE | FALSE | FALSE | 47000 | 36000 | 2.36 | 48000 | 2.05
212920482 | 07/26/23 | Live | Midea Electric Trading | MULTI MFG | Singlezone Ducted, Centrally Ducted | 212920482 |  | HRCU-A-CB | HHS-48HD-A |  | 48MPHP0-M-A | 8.5 | 16 | 10 | 8.2 | 15.6 | 9.4 | FALSE | FALSE | FALSE | 47000 | 36000 | 2.36 | 48000 | 2.05
213062291 | 07/26/23 | Live | Midea Electric Trading | KEPLER | Singlezone Ducted, Centrally Ducted | 213062291 |  | HRCU-A-CB | AZPN/48WD |  | AZPN/48WAH | 8.5 | 16 | 10 | 8.2 | 15.6 | 9.4 | TRUE | TRUE | FALSE | 47000 | 36000 | 2.36 | 48000 | 2.05
213081445 | 07/26/23 | Live | Midea Electric Trading | ELIOS | Singlezone Ducted, Centrally Ducted | 213081445 |  | HRCU-A-CB | DEA48HOS20230E7 |  | FEA48HIAHUU230X7 | 8.5 | 16 | 10 | 8.2 | 15.6 | 9.4 | TRUE | TRUE | FALSE | 47000 | 36000 | 2.36 | 48000 | 2.05
213062299 | 07/26/23 | Live | Midea Electric Trading | KEPLER | Singlezone Ducted, Centrally Ducted | 213062299 |  | HRCU-A-CB | AZPNS/18ROD |  | AZPN/18WAH | 11.1 | 19 | 10.8 | 10.9 | 17 | 8.8 | FALSE | FALSE | TRUE | 18000 | 12000 | 2.71 | 12000 | 2.71
213062300 | 07/26/23 | Live | Midea Electric Trading | KEPLER | Singlezone Ducted, Centrally Ducted | 213062300 |  | HRCU-A-CB | AZPNS/24ROD |  | AZPN/24WAH | 11.3 | 19.4 | 11.3 | 10.5 | 17 | 9.2 | TRUE | TRUE | TRUE | 24000 | 21000 | 2.8 | 22000 | 2.8
207251114 | 01/05/23 | Live | Midea Electric Trading | LBG Products | Singlezone Non-Ducted, Wall Placement | 207251114 |  | HRCU-A-CB-O | LBH09ATO | Mini-Splits | LBH09ATI | 12.5 | 21.5 | 10.3 | 12.5 | 21.5 | 9.1 | TRUE | TRUE | FALSE | 9000 | 6300 | 2.4 | 7973 | 1.88
212920473 | 07/26/23 | Live | Midea Electric Trading | MULTI MFG | Singlezone Ducted, Centrally Ducted | 212920473 |  | HRCU-A-CB | HES-24HD-A |  | 24MPHP0-M-A | 11.3 | 19.4 | 11.3 | 10.5 | 17 | 9.2 | FALSE | FALSE | TRUE | 24000 | 21000 | 2.8 | 22000 | 2.8
213062302 | 07/26/23 | Live | Midea Electric Trading | KEPLER | Singlezone Ducted, Centrally Ducted | 213062302 |  | HRCU-A-CB | AZPNS/36ROD |  | AZPN/36WAH | 10.4 | 18 | 9.1 | 10.1 | 16.9 | 8.2 | FALSE | FALSE | FALSE | 36000 | 20400 | 2.48 | 22700 | 2.1
212920475 | 07/26/23 | Live | Midea Electric Trading | MULTI MFG | Singlezone Ducted, Centrally Ducted | 212920475 |  | HRCU-A-CB | HES-36HD-A |  | 36MPHP0-M-A | 10.4 | 18 | 9.1 | 10.1 | 16.9 | 8.2 | FALSE | FALSE | FALSE | 36000 | 20400 | 2.48 | 22700 | 2.1
212920476 | 07/26/23 | Live | Midea Electric Trading | MULTI MFG | Singlezone Ducted, Centrally Ducted | 212920476 |  | HRCU-A-CB | HES-48HD-A |  | 48MPHP0-M-A | 9.3 | 17.3 | 10 | 8.8 | 15.8 | 9.4 | FALSE | FALSE | FALSE | 47000 | 37000 | 2.4 | 39000 | 2.2
212920472 | 07/26/23 | Live | Midea Electric Trading | MULTI MFG | Singlezone Ducted, Centrally Ducted | 212920472 |  | HRCU-A-CB | HES-18HD-A |  | 18MPHP0-M-A | 9.3 | 17.3 | 10 | 8.8 | 15.8 | 9.4 | FALSE | FALSE | FALSE | 47000 | 37000 | 2.4 | 39000 | 2.2
213062303 | 07/26/23 | Live | Midea Electric Trading | KEPLER | Singlezone Ducted, Centrally Ducted | 213062303 |  | HRCU-A-CB | AZPNS/48ROD |  | AZPN/48WAH | 9.3 | 17.3 | 10 | 8.8 | 15.8 | 9.4 | FALSE | FALSE | FALSE | 47000 | 37000 | 2.4 | 39000 | 2.2
212925576 | 07/26/23 | Live | Midea Electric Trading | TEMP SHIFT | Singlezone Ducted, Centrally Ducted | 212925576 |  | HRCU-A-C | TSMOD30U30HFN1MR0 |  | TSMAC36HWDN1MN0 | 10 | 14.2 | 9.5 | 10.2 | 14.9 | 9.3 | FALSE | FALSE | FALSE | 30000 | 22000 | 2.6 | 24400 | 2.1
213062295 | 07/26/23 | Live | Midea Electric Trading | KEPLER | Singlezone Ducted, Centrally Ducted | 213062295 |  | HRCU-A-C | AZPNS/30ROD |  | AZPN/C36WAC | 10 | 14.2 | 9.5 | 10.2 | 14.9 | 9.3 | FALSE | FALSE | FALSE | 30000 | 22000 | 2.6 | 24400 | 2.1
212928552 | 07/26/23 | Live | Midea Electric Trading | TRUST AIR CONDITIONERS | Singlezone Ducted, Centrally Ducted | 212928552 |  | HRCU-A-C | AH60H/O44P |  | CX60M/W4T5 | 9.5 | 14.9 | 9.3 | 9 | 15.2 | 8.5 | FALSE | FALSE | FALSE | 53000 | 34000 | 2.2 | 36000 | 2.19
207071027 | 10/28/22 | Live | Lennox Industries | CENTURY | Singlezone Ducted, Centrally Ducted | 207071027 |  | HRCU-A-CB | HRG1836S1P | Ducted Indoor Units | HMG36F1P+H4TXV01 | 11 | 16.5 | 9.6 |  |  |  | FALSE | FALSE | TRUE | 34000 | 22200 | 2.44 | 22200 | 2.44
212546255 | 07/26/23 | Live | Midea Electric Trading | IFLOW | Singlezone Ducted, Centrally Ducted | 212546255 |  | HRCU-A-C | 70HPIC60A |  | 70C5460DA | 9.5 | 14.9 | 9.3 | 9 | 15.2 | 8.5 | FALSE | FALSE | FALSE | 53000 | 34000 | 2.2 | 36000 | 2.19
207526949 | 01/05/23 | Live | Midea Electric Trading | NOVAIR | Singlezone Non-Ducted, Wall Placement | 207526949 |  | HRCU-A-CB-O | LEA09SZ15SK-O | Mini-Splits | LEA0915SK-I | 12.5 | 21.5 | 10.3 | 12.5 | 21.5 | 9.1 | FALSE | FALSE | FALSE | 9000 | 6300 | 2.4 | 7973 | 1.88
207071556 | 10/28/22 | Live | Lennox Industries | CENTURY | Singlezone Ducted, Centrally Ducted | 207071556 |  | HRCU-A-CB | HRG1860S1P | Ducted Indoor Units | HMG48X1P | 11 | 16.5 | 9 |  |  |  | FALSE | FALSE | FALSE | 45500 | 30800 | 2.12 | 30800 | 2.12
212615093 | 07/26/23 | Live | Midea Electric Trading | CANAIR | Singlezone Ducted, Centrally Ducted | 212615093 |  | HRCU-A-C | CDH2060C21 |  | MAC-60HWDN1-MNO | 9.5 | 14.9 | 9.3 | 9 | 15.2 | 8.5 | FALSE | FALSE | FALSE | 53000 | 34000 | 2.2 | 36000 | 2.19
213062298 | 07/26/23 | Live | Midea Electric Trading | KEPLER | Singlezone Ducted, Centrally Ducted | 213062298 |  | HRCU-A-C | AZPNS/60ROD |  | AZPN/D60WAC | 9.5 | 14.9 | 9.3 | 9 | 15.2 | 8.5 | FALSE | FALSE | FALSE | 53000 | 34000 | 2.2 | 36000 | 2.19
213081450 | 07/26/23 | Live | Midea Electric Trading | ELIOS | Singlezone Ducted, Centrally Ducted | 213081450 |  | HRCU-A-C | DEA30HOS20230E7 |  | CUB36HAC20CWT7A | 10.7 | 14.2 | 9.5 | 10.5 | 15.5 | 9.7 | TRUE | TRUE | TRUE | 30000 | 22600 | 2.62 | 26000 | 2.28
207071558 | 10/28/22 | Live | Lennox Industries | CENTURY | Singlezone Ducted, Centrally Ducted | 207071558 |  | HRCU-A-CB | HRG1860S1P | Ducted Indoor Units | HCG48V1P | 11 | 17 | 9.6 |  |  |  | FALSE | FALSE | FALSE | 45500 | 30800 | 2.13 | 30800 | 2.13
212546250 | 07/26/23 | Live | Midea Electric Trading | IFLOW | Singlezone Ducted, Centrally Ducted | 212546250 |  | HRCU-A-C | 70HPIC30A |  | 70C3036CA | 10.7 | 14.2 | 9.5 | 10.5 | 15.5 | 9.7 | FALSE | FALSE | TRUE | 30000 | 22600 | 2.62 | 26000 | 2.28
213062284 | 07/26/23 | Live | Midea Electric Trading | KEPLER | Singlezone Ducted, Centrally Ducted | 213062284 |  | HRCU-A-C | AZPN/30WD |  | AZPN/C36WAC | 10.7 | 14.2 | 9.5 | 10.5 | 15.5 | 9.7 | TRUE | TRUE | TRUE | 30000 | 22600 | 2.62 | 26000 | 2.28
207071452 | 10/28/22 | Live | Lennox Industries | CENTURY | Singlezone Ducted, Centrally Ducted | 207071452 |  | HRCU-A-CB | HRG1860S1P | Ducted Indoor Units | HCG60V1P | 10 | 16.5 | 9 |  |  |  | FALSE | FALSE | FALSE | 55500 | 37400 | 2.12 | 37400 | 2.12
213062296 | 07/26/23 | Live | Midea Electric Trading | KEPLER | Singlezone Ducted, Centrally Ducted | 213062296 |  | HRCU-A-C | AZPN/36ROD |  | AZPN/C36WAC | 10.1 | 14.2 | 9.2 | 9.3 | 14.4 | 8 | FALSE | FALSE | FALSE | 36000 | 19800 | 2.2 | 24900 | 2.13
207071454 | 10/28/22 | Live | Lennox Industries | CENTURY | Singlezone Ducted, Centrally Ducted | 207071454 |  | HRCU-A-CB | HRG1860S1P | Ducted Indoor Units | HMG60X1P | 10 | 16 | 9 |  |  |  | FALSE | FALSE | FALSE | 55000 | 37800 | 2.15 | 37800 | 2.15
212925577 | 07/26/23 | Live | Midea Electric Trading | TEMP SHIFT | Singlezone Ducted, Centrally Ducted | 212925577 |  | HRCU-A-C | TSMOD30U36HFN1MR0 |  | TSMAC36HWDN1MN0 | 10.1 | 14.2 | 9.2 | 9.3 | 14.4 | 8 | FALSE | FALSE | FALSE | 36000 | 19800 | 2.2 | 24900 | 2.13
212928550 | 07/26/23 | Live | Midea Electric Trading | TRUST AIR CONDITIONERS | Singlezone Ducted, Centrally Ducted | 212928550 |  | HRCU-A-C | AH36H/O44P |  | CX36M/W4T4 | 10.1 | 14.2 | 9.2 | 9.3 | 14.4 | 8 | FALSE | FALSE | FALSE | 36000 | 19800 | 2.2 | 24900 | 2.13
212928551 | 07/26/23 | Live | Midea Electric Trading | TRUST AIR CONDITIONERS | Singlezone Ducted, Centrally Ducted | 212928551 |  | HRCU-A-C | AH48H/O44P |  | CX48M/W4T4 | 9.15 | 14 | 9.4 | 8.6 | 14.3 | 8.3 | FALSE | FALSE | FALSE | 48000 | 30400 | 2.2 | 32000 | 2.03
213062297 | 07/26/23 | Live | Midea Electric Trading | KEPLER | Singlezone Ducted, Centrally Ducted | 213062297 |  | HRCU-A-C | AZPNS/48ROD |  | AZPNS/C48WAC | 9.15 | 14 | 9.4 | 8.6 | 14.3 | 8.3 | FALSE | FALSE | FALSE | 48000 | 30400 | 2.2 | 32000 | 2.03
208280023 | 01/05/23 | Live | Midea Electric Trading | TRUST AIR CONDITIONERS | Singlezone Non-Ducted, Wall Placement | 208280023 |  | HRCU-A-CB-O | CE09H/O4S41R | Mini-Splits | CE09H/I4S41R | 12.5 | 21.5 | 10.3 | 12.5 | 21.5 | 9.1 | FALSE | FALSE | FALSE | 9000 | 6300 | 2.4 | 7973 | 1.88
212546253 | 07/26/23 | Live | Midea Electric Trading | IFLOW | Singlezone Ducted, Centrally Ducted | 212546253 |  | HRCU-A-C | 70HPIC48A |  | 70C4248CA | 9 | 14 | 10 | 8.6 | 14.3 | 9 | FALSE | FALSE | FALSE | 46000 | 32000 | 2.36 | 45000 | 2.11
210854820 | 02/15/23 | Live | Daikin North America, LLC | AMANA | Singlezone Ducted, Centrally Ducted | 210854820 |  | HRCU-A-CB | ASZS603610A* | Ducted Indoor Units | CA*EA3026*4A*+MBVC1200**-1A* |  |  |  | 8.7 | 16.3 | 8.2 | FALSE | FALSE | FALSE | 33200 | 22400 | 2.43 | 25200 | 2.37
212928554 | 07/26/23 | Live | Midea Electric Trading | TRUST AIR CONDITIONERS | Singlezone Ducted, Centrally Ducted | 212928554 |  | HRCU-A-C | AA48H/O44P |  | CX48M/W4T4 | 9 | 14 | 10 | 8.6 | 14.3 | 9 | FALSE | FALSE | FALSE | 46000 | 32000 | 2.36 | 45000 | 2.11
208073226 | 01/05/23 | Live | Midea Electric Trading | AC BEST LA | Singlezone Non-Ducted, Wall Placement | 208073226 |  | HRCU-A-CB-O | MOX230-09HFN1-BS5W | Mini-Splits | MSAG11A-09HRFN1-BS5W | 12.5 | 21.5 | 10.3 | 12.5 | 21.5 | 9.1 | FALSE | FALSE | FALSE | 9000 | 6300 | 2.4 | 7973 | 1.88
212920483 | 07/26/23 | Live | Midea Electric Trading | MULTI MFG | Singlezone Ducted, Centrally Ducted | 212920483 |  | HRCU-A-CB | HHS-60HD-A |  | 60MPHP0-M-A | 9 | 16.4 | 10.5 | 8.8 | 15.3 | 9.4 | FALSE | FALSE | FALSE | 55000 | 42000 | 2.6 | 52500 | 2.3
210854821 | 02/15/23 | Live | Daikin North America, LLC | AMANA | Singlezone Ducted, Centrally Ducted | 210854821 |  | HRCU-A-CB | ASZS603610A* | Ducted Indoor Units | CA*EA3026*4A*+MBVC1600**-1A* |  |  |  | 8.7 | 16.3 | 8.2 | FALSE | FALSE | FALSE | 33200 | 22400 | 2.43 | 25200 | 2.37
213062292 | 07/26/23 | Live | Midea Electric Trading | KEPLER | Singlezone Ducted, Centrally Ducted | 213062292 |  | HRCU-A-CB | AZPN/60WD |  | AZPN/60WAH | 9 | 16.4 | 10.5 | 8.8 | 15.3 | 9.4 | TRUE | TRUE | FALSE | 55000 | 42000 | 2.6 | 52500 | 2.3
213081455 | 07/26/23 | Live | Midea Electric Trading | ALSETRIA | Singlezone Ducted, Centrally Ducted | 213081455 |  | HRCU-A-CB | MOE30U-55HFN1-M |  | MVC-60HWFN1-M | 9 | 16.4 | 10.5 | 8.8 | 15.3 | 9.4 | TRUE | TRUE | FALSE | 55000 | 42000 | 2.6 | 52500 | 2.3
213081446 | 07/26/23 | Live | Midea Electric Trading | ELIOS | Singlezone Ducted, Centrally Ducted | 213081446 |  | HRCU-A-CB | DEA60HOS20230E7 |  | FEA60HIAHUU230X7 | 9 | 16.4 | 10.5 | 8.8 | 15.3 | 9.4 | TRUE | TRUE | FALSE | 55000 | 42000 | 2.6 | 52500 | 2.3
213081459 | 07/26/23 | Live | Midea Electric Trading | ECO-AIR | Singlezone Ducted, Centrally Ducted | 213081459 |  | HRCU-A-CB | MOE30U-55HFN1-M |  | MVC-60HWFN1-M | 9 | 16.4 | 10.5 | 8.8 | 15.3 | 9.4 | TRUE | TRUE | FALSE | 55000 | 42000 | 2.6 | 52500 | 2.3
210854822 | 02/15/23 | Live | Daikin North America, LLC | AMANA | Singlezone Ducted, Centrally Ducted | 210854822 |  | HRCU-A-CB | ASZS603610A* | Ducted Indoor Units | CA*EA3026*4A*+MBVC2000**-1A* |  |  |  | 8.7 | 16.3 | 8.2 | FALSE | FALSE | FALSE | 33200 | 22400 | 2.43 | 25200 | 2.37
212386768 | 07/26/23 | Live | Midea Electric Trading | LBG PRODUCTS | Singlezone Ducted, Centrally Ducted | 212386768 |  | HRCU-A-C | LCUHB60DO |  | LCHB60DA |  |  |  | 8.6 | 14.5 | 8.6 | FALSE | FALSE | FALSE | 53000 | 37000 | 2.26 | 38000 | 2.26
212386769 | 07/26/23 | Live | Midea Electric Trading | BLADEX | Singlezone Ducted, Centrally Ducted | 212386769 |  | HRCU-A-C | BX30U-55HPHYHA |  | BLC-60HWAC1 |  |  |  | 8.6 | 14.5 | 8.6 | FALSE | FALSE | FALSE | 53000 | 37000 | 2.26 | 38000 | 2.26
212386770 | 07/26/23 | Live | Midea Electric Trading | CANAIR | Singlezone Ducted, Centrally Ducted | 212386770 |  | HRCU-A-C | CDH2060C22 |  | MAC-60HWDN1-MN0 |  |  |  | 8.6 | 14.5 | 8.6 | FALSE | FALSE | FALSE | 53000 | 37000 | 2.26 | 38000 | 2.26
207642983 | 10/28/22 | Live | Trane U.S. Inc. | AMERISTAR | Singlezone Non-Ducted, Ceiling Placement | 207642983 |  | HRCU-A-CB-O | M4THS2309A11N** | Mini-Splits | M4MHW2309A1N0** | 14.3 | 23 | 11 |  |  |  | TRUE | FALSE | TRUE | 9100 | 7300 | 2.61 | 10500 | 2.04
213081458 | 07/26/23 | Live | Midea Electric Trading | ALSETRIA | Singlezone Ducted, Centrally Ducted | 213081458 |  | HRCU-A-C | MOE30U-55HFN1-M |  | MAC-60HWDN1-MN0 |  |  |  | 8.6 | 14.5 | 8.6 | FALSE | FALSE | FALSE | 53000 | 37000 | 2.26 | 38000 | 2.26
210773182 | 02/15/23 | Live | Daikin North America, LLC | AMANA | Singlezone Ducted, Centrally Ducted | 210773182 |  | HRCU-A-CB | ASZS604810A* | Ducted Indoor Units | AHVE48DP1400A* |  |  |  | 8 | 16.2 | 8.1 | FALSE | FALSE | FALSE | 45000 | 29800 | 2.47 | 36000 | 2.38
213081462 | 07/26/23 | Live | Midea Electric Trading | ECO-AIR | Singlezone Ducted, Centrally Ducted | 213081462 |  | HRCU-A-C | MOE30U-55HFN1-M |  | MAC-60HWDN1-MN0 |  |  |  | 8.6 | 14.5 | 8.6 | FALSE | FALSE | FALSE | 53000 | 37000 | 2.26 | 38000 | 2.26
213081454 | 07/26/23 | Live | Midea Electric Trading | ELIOS | Singlezone Ducted, Centrally Ducted | 213081454 |  | HRCU-A-C | DEA60HOS20230E7 |  | CUB60HAC20DWT7A |  |  |  | 8.6 | 14.5 | 8.6 | FALSE | FALSE | FALSE | 53000 | 37000 | 2.26 | 38000 | 2.26
212615029 | 07/26/23 | Live | Midea Electric Trading | MOOVAIR | Singlezone Ducted, Centrally Ducted | 212615029 |  | HRCU-A-C | DMA60HOS20230E7 |  | CUB60HAC20DWT7A |  |  |  | 8.6 | 14.5 | 8.6 | FALSE | FALSE | FALSE | 53000 | 37000 | 2.26 | 38000 | 2.26
212928555 | 07/26/23 | Live | Midea Electric Trading | TRUST AIR CONDITIONERS | Singlezone Ducted, Centrally Ducted | 212928555 |  | HRCU-A-C | AA60H/O44P |  | CX60M/W4T5 |  |  |  | 8.6 | 14.5 | 8.6 | FALSE | FALSE | FALSE | 53000 | 37000 | 2.26 | 38000 | 2.26
212928595 | 07/26/23 | Live | Midea Electric Trading | MITS AIR | Singlezone Ducted, Centrally Ducted | 212928595 |  | HRCU-A-C | MOE30U-55HFN1-M |  | MAC-60HWDN1-MN0 |  |  |  | 8.6 | 14.5 | 8.6 | FALSE | FALSE | FALSE | 53000 | 37000 | 2.26 | 38000 | 2.26
210798388 | 02/15/23 | Live | Daikin North America, LLC | AMANA | Singlezone Ducted, Centrally Ducted | 210798388 |  | HRCU-A-CB | ASZS604810A* | Ducted Indoor Units | AHVE60DP1400A* |  |  |  | 8 | 16.2 | 8.1 | FALSE | FALSE | FALSE | 45000 | 29800 | 2.47 | 36000 | 2.38
213062286 | 07/26/23 | Live | Midea Electric Trading | KEPLER | Singlezone Ducted, Centrally Ducted | 213062286 |  | HRCU-A-C | AZPN/60WD |  | AZPN/D60WAC |  |  |  | 8.6 | 14.5 | 8.6 | FALSE | FALSE | FALSE | 53000 | 37000 | 2.26 | 38000 | 2.26
207642984 | 10/28/22 | Live | Trane U.S. Inc. | RUNTRU | Singlezone Non-Ducted, Ceiling Placement | 207642984 |  | HRCU-A-CB-O | M4THS2309A11N** | Mini-Splits | M4MHW2309A1N0** | 14.3 | 23 | 11 |  |  |  | TRUE | FALSE | TRUE | 9100 | 7300 | 2.61 | 10500 | 2.04
212925592 | 07/26/23 | Live | Midea Electric Trading | TEMP SHIFT | Singlezone Ducted, Centrally Ducted | 212925592 |  | HRCU-A-CB | TSMOX430U18HFN1M |  | TSMVC18HWFN1M | 12.5 | 20 | 11 | 12.4 | 18 | 9.3 | FALSE | FALSE | TRUE | 18000 | 13500 | 2.6 | 21000 | 2.21
212925593 | 07/26/23 | Live | Midea Electric Trading | TEMP SHIFT | Singlezone Ducted, Centrally Ducted | 212925593 |  | HRCU-A-CB | TSMOD3024HFN1MW |  | TSMVC24HWFN1M | 12.5 | 20 | 12 | 11.7 | 17.4 | 10 | FALSE | FALSE | TRUE | 24000 | 19200 | 2.5 | 26400 | 2.14
212925596 | 07/26/23 | Live | Midea Electric Trading | TEMP SHIFT | Singlezone Ducted, Centrally Ducted | 212925596 |  | HRCU-A-CB | TSMOE30U48HFN1M[X1] |  | TSMVC48HWFN1M | 8.5 | 16 | 10 | 8.2 | 15.6 | 9.4 | FALSE | FALSE | FALSE | 47000 | 36000 | 2.36 | 48000 | 2.05
207071254 | 10/28/22 | Live | Lennox Industries | COMFORT-AIRE | Singlezone Ducted, Centrally Ducted | 207071254 |  | HRCU-A-CB | HRG1836S1P | Ducted Indoor Units | HMG24X1P | 13 | 20 | 9.6 |  |  |  | TRUE | FALSE | TRUE | 24000 | 15600 | 2.22 | 15600 | 2.22
207071256 | 10/28/22 | Live | Lennox Industries | COMFORT-AIRE | Singlezone Ducted, Centrally Ducted | 207071256 |  | HRCU-A-CB | HRG1836S1P | Ducted Indoor Units | HMG30X1P | 13 | 18 | 10 |  |  |  | TRUE | FALSE | TRUE | 24000 | 15600 | 2.38 | 15600 | 2.38
212925586 | 07/26/23 | Live | Midea Electric Trading | TEMP SHIFT | Singlezone Ducted, Centrally Ducted | 212925586 |  | HRCU-A-CB | TSMOX330U18HFN1MR0 |  | TSMVC18HWFN1M | 11.1 | 19 | 10.8 | 10.9 | 17 | 8.8 | FALSE | FALSE | TRUE | 18000 | 12000 | 2.71 | 12000 | 2.71
212925587 | 07/26/23 | Live | Midea Electric Trading | TEMP SHIFT | Singlezone Ducted, Centrally Ducted | 212925587 |  | HRCU-A-CB | TSMOX430U24HFN1MR0 |  | TSMVC24HWFN1M | 11.3 | 19.4 | 11.3 | 10.5 | 17 | 9.2 | FALSE | FALSE | TRUE | 24000 | 21000 | 2.8 | 22000 | 2.8
212925589 | 07/26/23 | Live | Midea Electric Trading | TEMP SHIFT | Singlezone Ducted, Centrally Ducted | 212925589 |  | HRCU-A-CB | TSMOD30U36HFN1MR0 |  | TSMVC36HWFN1M | 10.4 | 18 | 9.1 | 10.1 | 16.9 | 8.2 | FALSE | FALSE | FALSE | 36000 | 20400 | 2.48 | 22700 | 2.1
212925590 | 07/26/23 | Live | Midea Electric Trading | TEMP SHIFT | Singlezone Ducted, Centrally Ducted | 212925590 |  | HRCU-A-CB | TSMOE30U48HFN1MR0 |  | TSMVC48HWFN1M | 9.3 | 17.3 | 10 | 8.8 | 15.8 | 9.4 | FALSE | FALSE | FALSE | 47000 | 37000 | 2.4 | 39000 | 2.2
212925579 | 07/26/23 | Live | Midea Electric Trading | TEMP SHIFT | Singlezone Ducted, Centrally Ducted | 212925579 |  | HRCU-A-C | TSMOE30U60HFN1MR0 |  | TSMAC60HWDN1MN0 | 9.5 | 14.9 | 9.3 | 9 | 15.2 | 8.5 | FALSE | FALSE | FALSE | 53000 | 34000 | 2.2 | 36000 | 2.19
212925582 | 07/26/23 | Live | Midea Electric Trading | TEMP SHIFT | Singlezone Ducted, Centrally Ducted | 212925582 |  | HRCU-A-C | TSMOD30U30HFN1MR0(X) |  | TSMAC36HWDN1MN0 | 10.7 | 14.2 | 9.5 | 10.5 | 15.5 | 9.7 | FALSE | FALSE | TRUE | 30000 | 22600 | 2.62 | 26000 | 2.28
212925578 | 07/26/23 | Live | Midea Electric Trading | TEMP SHIFT | Singlezone Ducted, Centrally Ducted | 212925578 |  | HRCU-A-C | TSMOE30U48HFN1MR0 |  | TSMAC48HWDN1MN0 | 9.15 | 14 | 9.4 | 8.6 | 14.3 | 8.3 | FALSE | FALSE | FALSE | 48000 | 30400 | 2.2 | 32000 | 2.03
212925584 | 07/26/23 | Live | Midea Electric Trading | TEMP SHIFT | Singlezone Ducted, Centrally Ducted | 212925584 |  | HRCU-A-C | TSMOE30U48HFN1M[X1] |  | TSMAC48HWDN1MN0 | 9 | 14 | 10 | 8.6 | 14.3 | 9 | FALSE | FALSE | FALSE | 46000 | 32000 | 2.36 | 45000 | 2.11
212925597 | 07/26/23 | Live | Midea Electric Trading | TEMP SHIFT | Singlezone Ducted, Centrally Ducted | 212925597 |  | HRCU-A-CB | TSMOE30U55HFN1M |  | TSMVC60HWFN1M | 9 | 16.4 | 10.5 | 8.8 | 15.3 | 9.4 | FALSE | FALSE | FALSE | 55000 | 42000 | 2.6 | 52500 | 2.3
211497151 | 07/25/23 | Live | Midea Electric Trading | MRCOOL | Singlezone Ducted, Centrally Ducted | 211497151 |  | HRCU-A-CB | CENTRAL-24-HP-C-230A00 |  | CENTRAL-24-HP-MUAH230A00 |  |  |  | 11.7 | 17.4 | 10 | TRUE | TRUE | TRUE | 24000 | 19200 | 2.5 | 26400 | 2.14
212925585 | 07/26/23 | Live | Midea Electric Trading | TEMP SHIFT | Singlezone Ducted, Centrally Ducted | 212925585 |  | HRCU-A-C | TSMOE30U55HFN1M |  | TSMAC60HWDN1MN0 |  |  |  | 8.6 | 14.5 | 8.6 | FALSE | FALSE | FALSE | 53000 | 37000 | 2.26 | 38000 | 2.26
212544102 | 06/01/23 | Live | Lennox Industries | ADP | Singlezone Ducted, Centrally Ducted | 212544102 |  | HRCU-A-C | 4TXD2036A10NU** | Ducted Indoor Units | H,TG34930 |  |  |  | 11 | 15.2 | 8.5 | FALSE | FALSE | TRUE | 22800 | 15800 | 2.18 | 9250 | 2.56
212925409 | 07/11/23 | Live | Lennox Industries | ADP | Singlezone Ducted, Centrally Ducted | 212925409 |  | HRCU-A-C | A-VCD18SA-1 | Ducted Indoor Units | H,A,DG21924+TD |  |  |  | 11.5 | 16 | 8.85 | FALSE | FALSE | TRUE | 17700 | 13600 | 2.1 | 21000 | 2.21
212925364 | 07/11/23 | Live | Lennox Industries | ADP | Singlezone Ducted, Centrally Ducted | 212925364 |  | HRCU-A-C | A-VCD30SA-1 | Ducted Indoor Units | H,A,DE31930+TD |  |  |  | 10 | 15.2 | 9.05 | FALSE | FALSE | TRUE | 28600 | 21400 | 2.1 | 28600 | 2.1
212925366 | 07/11/23 | Live | Lennox Industries | ADP | Singlezone Ducted, Centrally Ducted | 212925366 |  | HRCU-A-C | A-VCD30SA-1 | Ducted Indoor Units | H,A,DG33936+TD |  |  |  | 10 | 15.2 | 9.35 | FALSE | FALSE | TRUE | 29400 | 21600 | 2.1 | 28600 | 2.1
212925411 | 07/11/23 | Live | Lennox Industries | ADP | Singlezone Ducted, Centrally Ducted | 212925411 |  | HRCU-A-C | A-VCD30SA-1 | Ducted Indoor Units | H,A,DG8J936+TD |  |  |  | 10.5 | 15.2 | 9.5 | FALSE | FALSE | TRUE | 29800 | 21600 | 2.1 | 28600 | 2.1
212925412 | 07/11/23 | Live | Lennox Industries | ADP | Singlezone Ducted, Centrally Ducted | 212925412 |  | HRCU-A-C | A-VCD36SA-1 | Ducted Indoor Units | H,A,DG8J936+TD |  |  |  | 9.5 | 15.2 | 9.8 | FALSE | FALSE | FALSE | 34600 | 32000 | 2.1 | 47000 | 1.9
212897468 | 07/11/23 | Live | Lennox Industries | ADP | Singlezone Ducted, Centrally Ducted | 212897468 |  | HRCU-A-C | DIRM-18MAGICPRO20-OU | Ducted Indoor Units | HG21924+TD |  |  |  | 11.5 | 16 | 8.85 | FALSE | FALSE | TRUE | 17700 | 13600 | 2.1 | 17400 | 2.42
212897472 | 07/11/23 | Live | Lennox Industries | ADP | Singlezone Ducted, Centrally Ducted | 212897472 |  | HRCU-A-C | DIRM-24MAGICPRO20-OU | Ducted Indoor Units | HG21924+TD |  |  |  | 10 | 16 | 8.8 | FALSE | FALSE | TRUE | 23000 | 19800 | 2.1 | 23000 | 2.28
212897475 | 07/11/23 | Live | Lennox Industries | ADP | Singlezone Ducted, Centrally Ducted | 212897475 |  | HRCU-A-C | DIRM-30MAGICPRO20-OU | Ducted Indoor Units | HE31930+TD |  |  |  | 10 | 15.2 | 9.05 | FALSE | FALSE | TRUE | 28600 | 21400 | 2.1 | 26000 | 2.28
212897481 | 07/11/23 | Live | Lennox Industries | ADP | Singlezone Ducted, Centrally Ducted | 212897481 |  | HRCU-A-C | DIRM-30MAGICPRO20-OU | Ducted Indoor Units | HG8J936+TD |  |  |  | 10.5 | 15.2 | 9.5 | FALSE | FALSE | TRUE | 29800 | 21600 | 2.1 | 26000 | 2.28
212897484 | 07/11/23 | Live | Lennox Industries | ADP | Singlezone Ducted, Centrally Ducted | 212897484 |  | HRCU-A-C | DIRM-36MAGICPRO20-OU | Ducted Indoor Units | HG8J936+TD |  |  |  | 9.5 | 15.2 | 9.8 | FALSE | FALSE | FALSE | 34600 | 32000 | 2.1 | 38000 | 1.9
212614021 | 07/11/23 | Live | Lennox Industries | ADP | Singlezone Ducted, Centrally Ducted | 212614021 |  | HRCU-A-C | DMA18HOS20230E7 | Ducted Indoor Units | HE20918+TD |  |  |  | 11 | 16 | 8.65 | FALSE | FALSE | TRUE | 17100 | 13500 | 2.1 | 17400 | 2.42
212614022 | 07/11/23 | Live | Lennox Industries | ADP | Singlezone Ducted, Centrally Ducted | 212614022 |  | HRCU-A-C | DMA18HOS20230E7 | Ducted Indoor Units | HE20924+TD |  |  |  | 11 | 16 | 8.65 | FALSE | FALSE | TRUE | 17100 | 13500 | 2.1 | 17400 | 2.42
212614023 | 07/11/23 | Live | Lennox Industries | ADP | Singlezone Ducted, Centrally Ducted | 212614023 |  | HRCU-A-C | DMA18HOS20230E7 | Ducted Indoor Units | HG21918+TD |  |  |  | 11.5 | 16 | 8.85 | FALSE | FALSE | TRUE | 17700 | 13600 | 2.1 | 17400 | 2.42
212614024 | 07/11/23 | Live | Lennox Industries | ADP | Singlezone Ducted, Centrally Ducted | 212614024 |  | HRCU-A-C | DMA18HOS20230E7 | Ducted Indoor Units | HG21924+TD |  |  |  | 11.5 | 16 | 8.85 | FALSE | FALSE | TRUE | 17700 | 13600 | 2.1 | 17400 | 2.42
212614025 | 07/11/23 | Live | Lennox Industries | ADP | Singlezone Ducted, Centrally Ducted | 212614025 |  | HRCU-A-C | DMA18HOS20230E7 | Ducted Indoor Units | HG21930+TD |  |  |  | 11.5 | 16 | 8.85 | FALSE | FALSE | TRUE | 17700 | 13600 | 2.1 | 17400 | 2.42
212702254 | 07/11/23 | Live | Lennox Industries | ADP | Singlezone Ducted, Centrally Ducted | 212702254 |  | HRCU-A-C | DMA18HOS28230E8 | Ducted Indoor Units | HG21924+TD |  |  |  | 11.5 | 15 | 8.85 | FALSE | FALSE | FALSE | 17700 | 11900 | 2.1 | 14700 | 2.32
212614026 | 07/11/23 | Live | Lennox Industries | ADP | Singlezone Ducted, Centrally Ducted | 212614026 |  | HRCU-A-C | DMA24HOS20230E7 | Ducted Indoor Units | HE20924+TD |  |  |  | 10 | 16 | 8.6 | FALSE | FALSE | TRUE | 22400 | 19800 | 2.1 | 23000 | 2.28
212614027 | 07/11/23 | Live | Lennox Industries | ADP | Singlezone Ducted, Centrally Ducted | 212614027 |  | HRCU-A-C | DMA24HOS20230E7 | Ducted Indoor Units | HG21924+TD |  |  |  | 10 | 16 | 8.8 | FALSE | FALSE | TRUE | 23000 | 19800 | 2.1 | 23000 | 2.28
212614028 | 07/11/23 | Live | Lennox Industries | ADP | Singlezone Ducted, Centrally Ducted | 212614028 |  | HRCU-A-C | DMA24HOS20230E7 | Ducted Indoor Units | HG21930+TD |  |  |  | 10 | 16 | 8.8 | FALSE | FALSE | TRUE | 23000 | 19800 | 2.1 | 23000 | 2.28
212702255 | 07/11/23 | Live | Lennox Industries | ADP | Singlezone Ducted, Centrally Ducted | 212702255 |  | HRCU-A-C | DMA24HOS28230E8 | Ducted Indoor Units | HE20924+TD |  |  |  | 11 | 14.5 | 8.85 | FALSE | FALSE | FALSE | 21400 | 20800 | 2.1 | 26548 | 2.26
212702256 | 07/11/23 | Live | Lennox Industries | ADP | Singlezone Ducted, Centrally Ducted | 212702256 |  | HRCU-A-C | DMA24HOS28230E8 | Ducted Indoor Units | HG21924+TD |  |  |  | 11 | 15 | 9.05 | FALSE | FALSE | FALSE | 22200 | 20800 | 2.1 | 26548 | 2.26
212614016 | 07/11/23 | Live | Lennox Industries | ADP | Singlezone Ducted, Centrally Ducted | 212614016 |  | HRCU-A-C | DMA30HOS20230E7 | Ducted Indoor Units | HE31930+TD |  |  |  | 10 | 15.2 | 9.05 | FALSE | FALSE | TRUE | 28600 | 21400 | 2.1 | 26000 | 2.28
212614017 | 07/11/23 | Live | Lennox Industries | ADP | Singlezone Ducted, Centrally Ducted | 212614017 |  | HRCU-A-C | DMA30HOS20230E7 | Ducted Indoor Units | HG33936+TD |  |  |  | 10 | 15.2 | 9.35 | FALSE | FALSE | TRUE | 29400 | 21600 | 2.1 | 26000 | 2.28
212614018 | 07/11/23 | Live | Lennox Industries | ADP | Singlezone Ducted, Centrally Ducted | 212614018 |  | HRCU-A-C | DMA30HOS20230E7 | Ducted Indoor Units | HG7J936+TD |  |  |  | 10 | 15.2 | 9.35 | FALSE | FALSE | TRUE | 29400 | 21600 | 2.1 | 26000 | 2.28
212614019 | 07/11/23 | Live | Lennox Industries | ADP | Singlezone Ducted, Centrally Ducted | 212614019 |  | HRCU-A-C | DMA30HOS20230E7 | Ducted Indoor Units | HG8J936+TD |  |  |  | 10.5 | 15.2 | 9.5 | FALSE | FALSE | TRUE | 29800 | 21600 | 2.1 | 26000 | 2.28
212702257 | 07/11/23 | Live | Lennox Industries | ADP | Singlezone Ducted, Centrally Ducted | 212702257 |  | HRCU-A-C | DMA36HOS20230E7 | Ducted Indoor Units | HG33936+TD |  |  |  | 9.5 | 15 | 9.65 | FALSE | FALSE | FALSE | 34400 | 32000 | 2.1 | 47000 | 1.9
212614020 | 07/11/23 | Live | Lennox Industries | ADP | Singlezone Ducted, Centrally Ducted | 212614020 |  | HRCU-A-C | DMA36HOS20230E7 | Ducted Indoor Units | HG8J936+TD |  |  |  | 9.5 | 15.2 | 9.8 | FALSE | FALSE | FALSE | 34600 | 32000 | 2.1 | 38000 | 1.9
212633392 | 07/11/23 | Live | Lennox Industries | ADP | Singlezone Ducted, Centrally Ducted | 212633392 |  | HRCU-A-C | FLEXX36HP230V1AO | Ducted Indoor Units | CDP36K15P+TD |  |  |  | 11 | 15.2 | 8.5 | FALSE | FALSE | TRUE | 22800 | 14000 | 2.1 | 16000 | 2.31
207071260 | 10/28/22 | Live | Lennox Industries | COMFORT-AIRE | Singlezone Ducted, Centrally Ducted | 207071260 |  | HRCU-A-CB | HRG1836S1P | Ducted Indoor Units | HCG30V1P | 13 | 20 | 10 |  |  |  | TRUE | FALSE | TRUE | 24000 | 15600 | 2.39 | 15600 | 2.39
212633393 | 07/11/23 | Live | Lennox Industries | ADP | Singlezone Ducted, Centrally Ducted | 212633393 |  | HRCU-A-C | FLEXX36HP230V1AO | Ducted Indoor Units | CDP36K15P |  |  |  | 9 | 15.2 | 8.5 | FALSE | FALSE | FALSE | 31600 | 21000 | 2.1 | 23100 | 1.99
212633394 | 07/11/23 | Live | Lennox Industries | ADP | Singlezone Ducted, Centrally Ducted | 212633394 |  | HRCU-A-C | FLEXX60HP230V1AO | Ducted Indoor Units | CDP60G20P+TD |  |  |  | 10 | 15.2 | 8.5 | FALSE | FALSE | TRUE | 47000 | 30200 | 2.1 | 31400 | 2.5
207071258 | 10/28/22 | Live | Lennox Industries | COMFORT-AIRE | Singlezone Ducted, Centrally Ducted | 207071258 |  | HRCU-A-CB | HRG1836S1P | Ducted Indoor Units | HCG24V1P | 13 | 20 | 10 |  |  |  | TRUE | FALSE | TRUE | 23800 | 15900 | 2.22 | 15900 | 2.22
212633395 | 07/11/23 | Live | Lennox Industries | ADP | Singlezone Ducted, Centrally Ducted | 212633395 |  | HRCU-A-C | FLEXX60HP230V1AO | Ducted Indoor Units | CDP60G20P |  |  |  | 9.5 | 15.2 | 8.5 | FALSE | FALSE | FALSE | 50500 | 34200 | 2.1 | 36900 | 2.08
212925214 | 07/11/23 | Live | Lennox Industries | ADP | Singlezone Ducted, Centrally Ducted | 212925214 |  | HRCU-A-C | FLEXX36HP230V1AO | Ducted Indoor Units | HG34936 |  |  |  | 11 | 15.2 | 8.5 | FALSE | FALSE | TRUE | 22800 | 13400 | 2.1 | 17600 | 2.08
207071030 | 10/28/22 | Live | Lennox Industries | COMFORT-AIRE | Singlezone Ducted, Centrally Ducted | 207071030 |  | HRCU-A-CB | HRG1836S1P | Ducted Indoor Units | HMG36X1P | 11.5 | 19 | 10 |  |  |  | FALSE | FALSE | TRUE | 34600 | 21800 | 2.5 | 21800 | 2.5
212925216 | 07/11/23 | Live | Lennox Industries | ADP | Singlezone Ducted, Centrally Ducted | 212925216 |  | HRCU-A-C | FLEXX36HP230V1AO | Ducted Indoor Units | HG34936+TD |  |  |  | 9 | 15.2 | 8.5 | FALSE | FALSE | FALSE | 31600 | 20400 | 2.1 | 23100 | 1.99
207071252 | 10/28/22 | Live | Lennox Industries | COMFORT-AIRE | Singlezone Ducted, Centrally Ducted | 207071252 |  | HRCU-A-CB | HRG1836S1P | Ducted Indoor Units | HMG24F1P+H4TXV01 | 12.5 | 17 | 9 |  |  |  | FALSE | FALSE | TRUE | 23400 | 16200 | 2.18 | 16200 | 2.18
212925407 | 07/11/23 | Live | Lennox Industries | ADP | Singlezone Ducted, Centrally Ducted | 212925407 |  | HRCU-A-C | FLEXX60HP230V1AO | Ducted Indoor Units | HE88960 |  |  |  | 10 | 15.2 | 8.5 | FALSE | FALSE | TRUE | 47000 | 29600 | 2.1 | 32700 | 2.08
207071026 | 10/28/22 | Live | Lennox Industries | COMFORT-AIRE | Singlezone Ducted, Centrally Ducted | 207071026 |  | HRCU-A-CB | HRG1836S1P | Ducted Indoor Units | HCG36V1P | 12 | 19.5 | 10 |  |  |  | TRUE | FALSE | TRUE | 34600 | 21400 | 2.48 | 21400 | 2.48
207071032 | 10/28/22 | Live | Lennox Industries | COMFORT-AIRE | Singlezone Ducted, Centrally Ducted | 207071032 |  | HRCU-A-CB | HRG1836S1P | Ducted Indoor Units | HMG42X1P | 11.5 | 19.5 | 10 |  |  |  | FALSE | FALSE | TRUE | 34600 | 21800 | 2.5 | 21800 | 2.5
212925408 | 07/11/23 | Live | Lennox Industries | ADP | Singlezone Ducted, Centrally Ducted | 212925408 |  | HRCU-A-C | FLEXX60HP230V1AO | Ducted Indoor Units | HE88960+TD |  |  |  | 9.5 | 15.2 | 8.5 | FALSE | FALSE | FALSE | 50500 | 33600 | 2.1 | 36900 | 2.08
212925418 | 07/11/23 | Live | Lennox Industries | ADP | Singlezone Ducted, Centrally Ducted | 212925418 |  | HRCU-A-C | FLEXX60HP230V1AO | Ducted Indoor Units | HG52960+TD |  |  |  | 9.5 | 15.2 | 8.5 | FALSE | FALSE | FALSE | 50500 | 33600 | 2.1 | 36900 | 2.08
207071034 | 10/28/22 | Live | Lennox Industries | COMFORT-AIRE | Singlezone Ducted, Centrally Ducted | 207071034 |  | HRCU-A-CB | HRG1836S1P | Ducted Indoor Units | HCG42V1P | 12 | 19.5 | 10 |  |  |  | TRUE | FALSE | TRUE | 34800 | 21600 | 2.49 | 21600 | 2.49
212926721 | 07/11/23 | Live | Lennox Industries | ADP | Singlezone Ducted, Centrally Ducted | 212926721 |  | HRCU-A-C | A-KCD24SA-1 | Ducted Indoor Units | HG21924+TD |  |  |  | 10 | 16 | 8.8 | FALSE | FALSE | TRUE | 23000 | 19800 | 2.1 | 25000 | 2
212926722 | 07/11/23 | Live | Lennox Industries | ADP | Singlezone Ducted, Centrally Ducted | 212926722 |  | HRCU-A-C | A-KCD30SA-1 | Ducted Indoor Units | HE31(1,2)30+TXV+TD |  |  |  | 10 | 15.2 | 9.05 | FALSE | FALSE | TRUE | 28600 | 21400 | 2.1 | 30000 | 2.2
212926723 | 07/11/23 | Live | Lennox Industries | ADP | Singlezone Ducted, Centrally Ducted | 212926723 |  | HRCU-A-C | A-KCD30SA-1 | Ducted Indoor Units | HE31930+TD |  |  |  | 10 | 15.2 | 9.05 | FALSE | FALSE | TRUE | 28600 | 21400 | 2.1 | 30000 | 2.2
207526348 | 10/28/22 | Live | Trane U.S. Inc. | TRANE | Singlezone Ducted, Centrally Ducted | 207526348 |  | HRCU-A-CB | 4TWV0X60A1 |  | TEM8A0C60V51+TDR | 12.5 | 19 | 9.6 |  |  |  | TRUE | FALSE | TRUE | 54500 | 50000 | 2.15 | 51600 | 2.15
212926724 | 07/11/23 | Live | Lennox Industries | ADP | Singlezone Ducted, Centrally Ducted | 212926724 |  | HRCU-A-C | A-KCD36SA-1 | Ducted Indoor Units | HG8J936+TD |  |  |  | 9.5 | 15.2 | 9.8 | FALSE | FALSE | FALSE | 34600 | 32000 | 2.1 | 46000 | 2.01
212851768 | 07/19/23 | Live | Lennox Industries | ADP | Singlezone Ducted, Centrally Ducted | 212851768 |  | HRCU-A-C | AUH2436ZGDA* | Ducted Indoor Units | HG34936+TD |  |  |  | 9 | 15.2 | 8.5 | FALSE | FALSE | FALSE | 31600 | 21000 | 2.1 | 24000 | 2.31
212851779 | 07/19/23 | Live | Lennox Industries | ADP | Singlezone Ducted, Centrally Ducted | 212851779 |  | HRCU-A-C | AUH4860ZGDA* | Ducted Indoor Units | HE49960+TD |  |  |  | 9.5 | 15.2 | 8.35 | FALSE | FALSE | FALSE | 50500 | 34200 | 2.1 | 31400 | 2.5
212851783 | 07/19/23 | Live | Lennox Industries | ADP | Singlezone Ducted, Centrally Ducted | 212851783 |  | HRCU-A-C | AUH4860ZGDA* | Ducted Indoor Units | HE50960+TD |  |  |  | 9.5 | 15.2 | 8.4 | FALSE | FALSE | FALSE | 50500 | 34200 | 2.1 | 31400 | 2.5
212862155 | 07/19/23 | Live | Lennox Industries | ADP | Singlezone Ducted, Centrally Ducted | 212862155 |  | HRCU-A-C | AUH2436ZGDA* | Ducted Indoor Units | HE7J924+TD |  |  |  | 10.5 | 15.2 | 8.4 | FALSE | FALSE | TRUE | 22200 | 14000 | 2.1 | 24000 | 2.31
212862163 | 07/19/23 | Live | Lennox Industries | ADP | Singlezone Ducted, Centrally Ducted | 212862163 |  | HRCU-A-C | AUH4860ZGDA* | Ducted Indoor Units | HE49948+TD |  |  |  | 10 | 15.2 | 8.35 | FALSE | FALSE | TRUE | 47000 | 30200 | 2.1 | 31400 | 2.5
212862166 | 07/19/23 | Live | Lennox Industries | ADP | Singlezone Ducted, Centrally Ducted | 212862166 |  | HRCU-A-C | AUH4860ZGDA* | Ducted Indoor Units | HE50948+TD |  |  |  | 10 | 15.2 | 8.4 | FALSE | FALSE | TRUE | 47000 | 30200 | 2.1 | 31400 | 2.5
212862169 | 07/19/23 | Live | Lennox Industries | ADP | Singlezone Ducted, Centrally Ducted | 212862169 |  | HRCU-A-C | AUH4860ZGDA* | Ducted Indoor Units | HE51948+TD |  |  |  | 10 | 15.2 | 8.45 | FALSE | FALSE | TRUE | 47000 | 30200 | 2.1 | 31400 | 2.5
212862211 | 07/19/23 | Live | Lennox Industries | ADP | Singlezone Ducted, Centrally Ducted | 212862211 |  | HRCU-A-C | AUH4860ZGDA* | Ducted Indoor Units | HE50960+TD |  |  |  | 9.5 | 15.2 | 8.4 | FALSE | FALSE | FALSE | 50500 | 34200 | 2.1 | 31400 | 2.5
212862214 | 07/19/23 | Live | Lennox Industries | ADP | Singlezone Ducted, Centrally Ducted | 212862214 |  | HRCU-A-C | AUH4860ZGDA* | Ducted Indoor Units | HE51960+TD |  |  |  | 9.5 | 15.2 | 8.45 | FALSE | FALSE | FALSE | 50500 | 34200 | 2.1 | 31400 | 2.5
212862218 | 07/19/23 | Live | Lennox Industries | ADP | Singlezone Ducted, Centrally Ducted | 212862218 |  | HRCU-A-C | AUH4860ZGDA* | Ducted Indoor Units | HG52960+TD |  |  |  | 9.5 | 15.2 | 8.5 | FALSE | FALSE | FALSE | 50500 | 34200 | 2.1 | 31400 | 2.5
212862224 | 07/19/23 | Live | Lennox Industries | ADP | Singlezone Ducted, Centrally Ducted | 212862224 |  | HRCU-A-C | AUH4860ZGDA* | Ducted Indoor Units | HE88960+TD |  |  |  | 9.5 | 15.2 | 8.5 | FALSE | FALSE | FALSE | 50500 | 34200 | 2.1 | 31400 | 2.5
212862761 | 07/19/23 | Live | Lennox Industries | ADP | Singlezone Ducted, Centrally Ducted | 212862761 |  | HRCU-A-C | AUH2436ZGDA* | Ducted Indoor Units | HE7J930+TD |  |  |  | 10.5 | 15.2 | 8.4 | FALSE | FALSE | TRUE | 22200 | 14000 | 2.1 | 24000 | 2.31
212869777 | 07/19/23 | Live | Lennox Industries | ADP | Singlezone Ducted, Centrally Ducted | 212869777 |  | HRCU-A-C | AUH2436ZGDA* | Ducted Indoor Units | HG33930+TD |  |  |  | 10.5 | 15.2 | 8.4 | FALSE | FALSE | TRUE | 22400 | 14000 | 2.1 | 24000 | 2.31
201982922 | 04/28/22 | Live | Johnson Controls Inc. (York International Norman) | FRASER-JOHNSTON | Singlezone Ducted, Centrally Ducted | 201982922 |  | HRCU-A-CB | HL20B3621S |  | AVV37BE221+CC | 13 | 19.75 | 9.5 |  |  |  | FALSE | FALSE | FALSE | 33600 | 31000 | 1.68 | 31000 | 1.68
201982921 | 04/28/22 | Live | Johnson Controls Inc. (York International Norman) | CHAMPION HEATING AND COOLING | Singlezone Ducted, Centrally Ducted | 201982921 |  | HRCU-A-CB | HL20B3621S |  | AVV37BE221+CC | 13 | 19.75 | 9.5 |  |  |  | FALSE | FALSE | FALSE | 33600 | 31000 | 1.68 | 31000 | 1.68
201982923 | 04/28/22 | Live | Johnson Controls Inc. (York International Norman) | LUXAIRE | Singlezone Ducted, Centrally Ducted | 201982923 |  | HRCU-A-CB | HL20B3621S |  | AVV37BE221+CC | 13 | 19.75 | 9.5 |  |  |  | FALSE | FALSE | FALSE | 33600 | 31000 | 1.68 | 31000 | 1.68
201982920 | 04/28/22 | Live | Johnson Controls Inc. (York International Norman) | COLEMAN | Singlezone Ducted, Centrally Ducted | 201982920 |  | HRCU-A-CB | HC20B3621S |  | AVV37BE221+CC | 13 | 19.75 | 9.5 |  |  |  | FALSE | FALSE | FALSE | 33600 | 31000 | 1.68 | 31000 | 1.68
201982948 | 04/28/22 | Live | Johnson Controls Inc. (York International Norman) | COLEMAN | Singlezone Ducted, Centrally Ducted | 201982948 |  | HRCU-A-CB | HC20B6021S |  | AVV61DE421+CC | 12.6 | 19.8 | 10.75 |  |  |  | FALSE | FALSE | FALSE | 53000 | 46000 | 2.3 | 54500 | 2.11
207071453 | 10/28/22 | Live | Lennox Industries | COMFORT-AIRE | Singlezone Ducted, Centrally Ducted | 207071453 |  | HRCU-A-CB | HRG1860S1P | Ducted Indoor Units | HCG60V1P | 10 | 16.5 | 9 |  |  |  | FALSE | FALSE | FALSE | 55500 | 37400 | 2.12 | 37400 | 2.12
207071455 | 10/28/22 | Live | Lennox Industries | COMFORT-AIRE | Singlezone Ducted, Centrally Ducted | 207071455 |  | HRCU-A-CB | HRG1860S1P | Ducted Indoor Units | HMG60X1P | 10 | 16 | 9 |  |  |  | FALSE | FALSE | FALSE | 55000 | 37800 | 2.15 | 37800 | 2.15
207071557 | 10/28/22 | Live | Lennox Industries | COMFORT-AIRE | Singlezone Ducted, Centrally Ducted | 207071557 |  | HRCU-A-CB | HRG1860S1P | Ducted Indoor Units | HMG48X1P | 11 | 16.5 | 9 |  |  |  | FALSE | FALSE | FALSE | 45500 | 30800 | 2.12 | 30800 | 2.12
207071028 | 10/28/22 | Live | Lennox Industries | COMFORT-AIRE | Singlezone Ducted, Centrally Ducted | 207071028 |  | HRCU-A-CB | HRG1836S1P | Ducted Indoor Units | HMG36F1P+H4TXV01 | 11 | 16.5 | 9.6 |  |  |  | FALSE | FALSE | TRUE | 34000 | 22200 | 2.44 | 22200 | 2.44
207071559 | 10/28/22 | Live | Lennox Industries | COMFORT-AIRE | Singlezone Ducted, Centrally Ducted | 207071559 |  | HRCU-A-CB | HRG1860S1P | Ducted Indoor Units | HCG48V1P | 11 | 17 | 9.6 |  |  |  | FALSE | FALSE | FALSE | 45500 | 30800 | 2.13 | 30800 | 2.13
10153708 | 10/28/22 | Live | Trane U.S. Inc. | TRANE | Singlezone Ducted, Centrally Ducted | 10153708 |  | HRCU-A-CB | 4TWV0060A1 |  | TEM8A0C60V51+TDR | 12.5 | 19 | 9.6 |  |  |  | FALSE | FALSE | FALSE | 54500 | 50000 | 2.15 | 51600 | 2.15
207827146 | 01/05/23 | Live | Midea Electric Trading | AC PRO.COM | Singlezone Non-Ducted, Wall Placement | 207827146 |  | HRCU-A-CB-O | AOX230-12HFN1-MV5W | Mini-Splits | ASEPB-12HRFN1-MW5W(GA) | 13.7 | 23.2 | 13.2 | 13.7 | 24.6 | 10.7 | TRUE | FALSE | TRUE | 12000 | 9000 | 2.69 | 9921 | 2.31
10093505 | 10/28/22 | Live | Trane U.S. Inc. | TRANE | Singlezone Ducted, Centrally Ducted | 10093505 |  | HRCU-A-CB | 4TWV8036A1 |  | TAM9A0C36V31 | 13 | 18 | 10 |  |  |  | FALSE | FALSE | FALSE | 35000 | 25200 | 3.24 | 25400 | 2.28
207742491 | 01/05/23 | Live | Midea Electric Trading | MOOVAIR | Singlezone Non-Ducted, Wall Placement | 207742491 |  | HRCU-A-CB-O | DMA12HOS25230E8 | Mini-Splits | DMA12HIW25230E8 | 13.7 | 23.2 | 13.2 | 13.7 | 24.6 | 10.7 | TRUE | FALSE | TRUE | 12000 | 9000 | 2.69 | 9921 | 2.31
207742403 | 01/05/23 | Live | Midea Electric Trading | SUPREME | Singlezone Non-Ducted, Wall Placement | 207742403 |  | HRCU-A-CB-O | YS25E-12HRDN1 | Mini-Splits | YS25E-12HRDN1 | 13.7 | 23.2 | 13.2 | 13.7 | 24.6 | 10.7 | FALSE | FALSE | TRUE | 12000 | 9000 | 2.69 | 9921 | 2.31
10153711 | 10/28/22 | Live | Trane U.S. Inc. | TRANE | Singlezone Ducted, Centrally Ducted | 10153711 |  | HRCU-A-CB | 4TWV0060A1 |  | TEM8A0D60V51+TDR | 12.25 | 18.25 | 10 |  |  |  | FALSE | FALSE | FALSE | 53000 | 49500 | 2.15 | 51100 | 2.15
202760854 | 10/28/22 | Live | Lennox Industries | AIREASE | Singlezone Ducted, Centrally Ducted | 202760854 |  | HRCU-A-CB | 4SHP20LX160P |  | BCE7S60M | 12.5 | 19 | 9.6 |  |  |  | FALSE | FALSE | FALSE | 56500 | 36200 | 2.5 | 36200 | 2.5
202760846 | 10/28/22 | Live | Lennox Industries | AIREASE | Singlezone Ducted, Centrally Ducted | 202760846 |  | HRCU-A-CB | 4SHP20LX124P |  | BCE7S24M | 14 | 20 | 10 |  |  |  | FALSE | FALSE | FALSE | 22600 | 13600 | 2.46 | 13600 | 2.46
10309057 | 04/28/22 | Live | Johnson Controls Inc. (York International Norman) | CHAMPION HEATING AND COOLING | Singlezone Ducted, Centrally Ducted | 10309057 |  | HRCU-A-CB | HL20B6021S |  | AVV61CE421+CC | 12.2 | 19.5 | 10.75 |  |  |  | FALSE | FALSE | FALSE | 53000 | 46000 | 2.3 | 54500 | 2.11
202760850 | 10/28/22 | Live | Lennox Industries | AIREASE | Singlezone Ducted, Centrally Ducted | 202760850 |  | HRCU-A-CB | 4SHP20LX136P |  | BCE7S42M | 13.5 | 20 | 10 |  |  |  | FALSE | FALSE | FALSE | 34800 | 21400 | 2.51 | 21400 | 2.51
10309056 | 04/28/22 | Live | Johnson Controls Inc. (York International Norman) | FRASER-JOHNSTON | Singlezone Ducted, Centrally Ducted | 10309056 |  | HRCU-A-CB | HL20B6021S |  | AVV61CE421+CC | 12.2 | 19.5 | 10.75 |  |  |  | FALSE | FALSE | FALSE | 53000 | 46000 | 2.3 | 54500 | 2.11
202760852 | 10/28/22 | Live | Lennox Industries | AIREASE | Singlezone Ducted, Centrally Ducted | 202760852 |  | HRCU-A-CB | 4SHP20LX148P |  | BCE7S60M | 12.5 | 19 | 9.6 |  |  |  | FALSE | FALSE | FALSE | 48000 | 26400 | 2.34 | 26400 | 2.34
202760848 | 10/28/22 | Live | Lennox Industries | AIREASE | Singlezone Ducted, Centrally Ducted | 202760848 |  | HRCU-A-CB | 4SHP20LX124P |  | BCE7S30M | 14 | 19 | 10 |  |  |  | FALSE | FALSE | FALSE | 23000 | 14000 | 2.53 | 14000 | 2.53
10309055 | 04/28/22 | Live | Johnson Controls Inc. (York International Norman) | LUXAIRE | Singlezone Ducted, Centrally Ducted | 10309055 |  | HRCU-A-CB | HL20B6021S |  | AVV61CE421+CC | 12.2 | 19.5 | 10.75 |  |  |  | FALSE | FALSE | FALSE | 53000 | 46000 | 2.3 | 54500 | 2.11
202760835 | 10/28/22 | Live | Lennox Industries | ARMSTRONG AIR | Singlezone Ducted, Centrally Ducted | 202760835 |  | HRCU-A-CB | 4SHP20LX124P |  | BCE7S24M | 14 | 20 | 10 |  |  |  | FALSE | FALSE | FALSE | 22600 | 13600 | 2.46 | 13600 | 2.46
202760837 | 10/28/22 | Live | Lennox Industries | ARMSTRONG AIR | Singlezone Ducted, Centrally Ducted | 202760837 |  | HRCU-A-CB | 4SHP20LX124P |  | BCE7S30M | 14 | 19 | 10 |  |  |  | FALSE | FALSE | FALSE | 23000 | 14000 | 2.53 | 14000 | 2.53
202760839 | 10/28/22 | Live | Lennox Industries | ARMSTRONG AIR | Singlezone Ducted, Centrally Ducted | 202760839 |  | HRCU-A-CB | 4SHP20LX136P |  | BCE7S42M | 13.5 | 20 | 10 |  |  |  | FALSE | FALSE | FALSE | 34800 | 21400 | 2.51 | 21400 | 2.51
202760842 | 10/28/22 | Live | Lennox Industries | ARMSTRONG AIR | Singlezone Ducted, Centrally Ducted | 202760842 |  | HRCU-A-CB | 4SHP20LX148P |  | BCE7S60M | 12.5 | 19 | 9.6 |  |  |  | FALSE | FALSE | FALSE | 48000 | 26400 | 2.34 | 26400 | 2.34
202760844 | 10/28/22 | Live | Lennox Industries | ARMSTRONG AIR | Singlezone Ducted, Centrally Ducted | 202760844 |  | HRCU-A-CB | 4SHP20LX160P |  | BCE7S60M | 12.5 | 19 | 9.6 |  |  |  | FALSE | FALSE | FALSE | 56500 | 36200 | 2.5 | 36200 | 2.5
207742425 | 01/05/23 | Live | Midea Electric Trading | ELIOS | Singlezone Non-Ducted, Wall Placement | 207742425 |  | HRCU-A-CB-O | DEA12HOS25230E8 | Mini-Splits | DEA12HIW25230E8 | 13.7 | 23.2 | 13.2 | 13.7 | 24.6 | 10.7 | TRUE | FALSE | TRUE | 12000 | 9000 | 2.69 | 9921 | 2.31
207742424 | 01/05/23 | Live | Midea Electric Trading | ELIOS | Singlezone Non-Ducted, Wall Placement | 207742424 |  | HRCU-A-CB-O | DEA09HOS25230E8 | Mini-Splits | DEA09HIW25230E8 | 15 | 25.5 | 12.2 | 15 | 25.5 | 12.3 | TRUE | TRUE | TRUE | 9000 | 8500 | 2.8 | 9611 | 2.29
205747053 | 10/28/22 | Live | Lennox Industries | LENNOX | Singlezone Ducted, Centrally Ducted | 205747053 |  | HRCU-A-CB | XP25-036-230A** |  | CBA38MV-030-230*+TDR | 13 | 20 | 9.2 |  |  |  | FALSE | FALSE | FALSE | 33800 | 21200 | 2.27 | 21200 | 2.27
205747143 | 10/28/22 | Live | Lennox Industries | LENNOX | Singlezone Ducted, Centrally Ducted | 205747143 |  | HRCU-A-CB | XP25-036-230A** |  | CBA38MV-036-230*+TDR | 13 | 20 | 9.2 |  |  |  | FALSE | FALSE | FALSE | 33800 | 21200 | 2.29 | 21200 | 2.29
205747054 | 10/28/22 | Live | Lennox Industries | LENNOX | Singlezone Ducted, Centrally Ducted | 205747054 |  | HRCU-A-CB | XP25-036-230A** |  | CBA38MV-042-230*+TDR | 13 | 20 | 9.6 |  |  |  | FALSE | FALSE | FALSE | 35000 | 21000 | 2.44 | 21000 | 2.44
201982945 | 04/28/22 | Live | Johnson Controls Inc. (York International Norman) | CHAMPION HEATING AND COOLING | Singlezone Ducted, Centrally Ducted | 201982945 |  | HRCU-A-CB | HL20B3621S |  | CM37BE2A1+MVC12BN21+CC | 13.25 | 20.25 | 9.5 |  |  |  | FALSE | FALSE | FALSE | 33600 | 30800 | 1.7 | 30800 | 1.7
207742490 | 01/05/23 | Live | Midea Electric Trading | MOOVAIR | Singlezone Non-Ducted, Wall Placement | 207742490 |  | HRCU-A-CB-O | DMA09HOS25230E8 | Mini-Splits | DMA09HIW25230E8 | 15 | 25.5 | 12.2 | 15 | 25.5 | 12.3 | TRUE | TRUE | TRUE | 9000 | 8500 | 2.8 | 9611 | 2.29
201982947 | 04/28/22 | Live | Johnson Controls Inc. (York International Norman) | LUXAIRE | Singlezone Ducted, Centrally Ducted | 201982947 |  | HRCU-A-CB | HL20B3621S |  | CM37BE2A1+MVC12BN21+CC | 13.25 | 20.25 | 9.5 |  |  |  | FALSE | FALSE | FALSE | 33600 | 30800 | 1.7 | 30800 | 1.7
207699112 | 04/06/22 | Live | Lennox Industries | LENNOX | Multizone Mix of Ducted and Non-Ducted | 207699112 |  | HMSV-A-CB | MPC030S4M-1P |  |  | 11.85 | 21.65 | 10.35 |  |  |  | TRUE | FALSE | TRUE | 28000 | 16000 | 2.61 | 22987 | 2
205747055 | 10/28/22 | Live | Lennox Industries | LENNOX | Singlezone Ducted, Centrally Ducted | 205747055 |  | HRCU-A-CB | XP25-036-230A** |  | CBA38MV-048-230*+TDR | 13.5 | 18 | 9.2 |  |  |  | FALSE | FALSE | FALSE | 35200 | 20800 | 2.41 | 20800 | 2.41
201982944 | 04/28/22 | Live | Johnson Controls Inc. (York International Norman) | FRASER-JOHNSTON | Singlezone Ducted, Centrally Ducted | 201982944 |  | HRCU-A-CB | HL20B3621S |  | CM37BE2A1+MVC12BN21+CC | 13.25 | 20.25 | 9.5 |  |  |  | FALSE | FALSE | FALSE | 33600 | 30800 | 1.7 | 30800 | 1.7
205743037 | 10/28/22 | Live | Lennox Industries | LENNOX | Singlezone Ducted, Centrally Ducted | 205743037 |  | HRCU-A-CB | XP20-036-230B** |  | CBA38MV-036-230*+TDR | 13 | 20 | 10 |  |  |  | FALSE | FALSE | TRUE | 34000 | 20800 | 2.48 | 20800 | 2.48
207768723 | 04/06/22 | Live | Lennox Industries | LENNOX | Multizone Mix of Ducted and Non-Ducted | 207768723 |  | HMSV-A-CB | MPC018S4M-1P |  |  | 12.65 | 20.75 | 10.7 |  |  |  | TRUE | FALSE | TRUE | 18000 | 11000 | 2.8 | 15600 | 2.31
205743084 | 10/28/22 | Live | Lennox Industries | LENNOX | Singlezone Ducted, Centrally Ducted | 205743084 |  | HRCU-A-CB | XP20-036-230B** |  | CBA38MV-042-230*+TDR | 13.5 | 20 | 9.2 |  |  |  | FALSE | FALSE | FALSE | 35000 | 19400 | 2.35 | 19400 | 2.35
205743083 | 10/28/22 | Live | Lennox Industries | LENNOX | Singlezone Ducted, Centrally Ducted | 205743083 |  | HRCU-A-CB | XP20-036-230B** |  | CBA38MV-030-230*+TDR | 13 | 20 | 10.4 |  |  |  | FALSE | FALSE | TRUE | 34200 | 20800 | 2.47 | 20800 | 2.47
10062016 | 04/15/18 | Live | Lennox Industries | LENNOX | Multizone All Non-Ducted | 10062016 |  | HMSV-A-CB | MPB048S4M-1P | Non-Ducted Indoor Units |  | 12.5 | 22.4 | 10.2 |  |  |  | FALSE | FALSE | FALSE | 48000 | 29600 | 2.7 | 36673 | 2.35
207827145 | 01/05/23 | Live | Midea Electric Trading | AC PRO.COM | Singlezone Non-Ducted, Wall Placement | 207827145 |  | HRCU-A-CB-O | AOX230-09HFN1-MW5W | Mini-Splits | ASEPB-09HRFN1-MY5W(GA) | 15 | 25.5 | 12.2 | 15 | 25.5 | 12.3 | TRUE | TRUE | TRUE | 9000 | 8500 | 2.8 | 9611 | 2.29
201796628 | 07/30/18 | Live | Lennox Industries | LENNOX | Singlezone Non-Ducted, Wall Placement | 201796628 |  | HRCU-A-CB-O | MPB009S4S-1L | Mini-Splits | MWMB009S4-2L | 15 | 24.5 | 11.2 |  |  |  | FALSE | FALSE | FALSE | 9500 | 6500 | 2.8 | 8280 | 2.33
207699100 | 02/04/22 | Live | Lennox Industries | LENNOX | Singlezone Non-Ducted, Wall Placement | 207699100 |  | HRCU-A-CB-O | MLB048S4S-2P | Mini-Splits | M33C048S4-1P | 8.3 | 16.5 | 10.7 |  |  |  | FALSE | FALSE | FALSE | 48000 | 35000 | 2.6 | 53094 | 2.23
207699098 | 02/04/22 | Live | Lennox Industries | LENNOX | Singlezone Non-Ducted, Wall Placement | 207699098 |  | HRCU-A-CB-O | MLB048S4S-2P | Mini-Splits | MCFA048S4-2P | 8.2 | 17 | 10.8 |  |  |  | FALSE | FALSE | FALSE | 48000 | 35000 | 2.34 | 52013 | 2.12
207699096 | 02/04/22 | Live | Lennox Industries | LENNOX | Singlezone Ducted, Compact Ducted | 207699096 |  | HRCU-A-CB | MLB048S4S-2P | Mini-Splits | MMDB048S4-2P | 8.7 | 16 | 11.1 |  |  |  | FALSE | FALSE | FALSE | 48000 | 33000 | 2.74 | 54445 | 2.37
207740511 | 01/05/23 | Live | Midea Electric Trading | C&H | Singlezone Non-Ducted, Wall Placement | 207740511 |  | HRCU-A-CB-O | CH-NY24MIA-230VO | Mini-Splits | CH-24MOLV-230VI | 9.5 | 18.5 | 10.2 | 9.5 | 18.5 | 8.6 | FALSE | FALSE | FALSE | 24000 | 16500 | 2.38 | 19257 | 2.11
211044463 | 07/28/23 | Live | Fujitsu General America, Inc. | RHEEM | Multizone All Non-Ducted | 211044463 |  | HMSV-A-CB | RO3HFZ24AJ1H | Non-Ducted Indoor Units |  | 13.3 | 20 | 10.3 | 13.3 | 20 | 10 | TRUE | TRUE | TRUE | 22000 | 15400 | 2.61 | 26000 | 2.13
211044465 | 07/28/23 | Live | Fujitsu General America, Inc. | RHEEM | Multizone All Ducted | 211044465 |  | HMSV-A-CB | RO3HFZ24AJ1H | Ducted Indoor Units |  | 12.1 | 18 | 9 | 12.1 | 17.8 | 9.2 | TRUE | TRUE | TRUE | 22000 | 15400 | 2.12 | 26238 | 2.11
211044461 | 07/28/23 | Live | Fujitsu General America, Inc. | RHEEM | Multizone All Ducted | 211044461 |  | HMSV-A-CB | RO2HFZ18AJ1H | Ducted Indoor Units |  | 12.4 | 19 | 9 | 12.4 | 19 | 9 | TRUE | TRUE | TRUE | 18000 | 14200 | 2.05 | 23611 | 2.14
201982946 | 04/28/22 | Live | Johnson Controls Inc. (York International Norman) | COLEMAN | Singlezone Ducted, Centrally Ducted | 201982946 |  | HRCU-A-CB | HC20B3621S |  | CM37BE2A1+MVC12BN21+CC | 13.25 | 20.25 | 9.5 |  |  |  | FALSE | FALSE | FALSE | 33600 | 30800 | 1.7 | 30800 | 1.7
211781753 | 07/28/23 | Live | Fujitsu General America, Inc. | RHEEM | Singlezone Ducted, Centrally Ducted | 211781753 |  | HRCU-A-CB | RD16AZ30AJHUA | Mini-Splits | RHMVZ3021SNAUNJ | 12 | 19.1 | 10.5 | 11.7 | 18.8 | 9.7 | TRUE | TRUE | TRUE | 28600 | 21600 | 3.03 | 34730 | 2.04
211781754 | 07/28/23 | Live | Fujitsu General America, Inc. | RHEEM | Singlezone Ducted, Centrally Ducted | 211781754 |  | HRCU-A-CB | RD16AZ36AJHUA | Mini-Splits | RHMVZ3621MNAUAJ | 11.5 | 17.3 | 11 | 11 | 17.1 | 10.4 | FALSE | FALSE | TRUE | 33000 | 25600 | 3.06 | 44880 | 2.23
210824759 | 07/28/23 | Live | Fujitsu General America, Inc. | RHEEM | Multizone All Non-Ducted | 210824759 |  | HMSV-A-CB | RO5HFZ45AJ2S | Non-Ducted Indoor Units |  | 10.5 | 19.7 | 10.3 | 10.5 | 20 | 9.2 | FALSE | FALSE | FALSE | 45000 | 28200 | 2.58 | 36407 | 2.02
207699099 | 02/04/22 | Live | Lennox Industries | LENNOX | Singlezone Non-Ducted, Wall Placement | 207699099 |  | HRCU-A-CB-O | MLB036S4S-2P | Mini-Splits | M33C036S4-1P | 9.5 | 19 | 10.3 |  |  |  | FALSE | FALSE | FALSE | 36000 | 25000 | 2.35 | 40432 | 1.93
201930689 | 10/28/22 | Live | Lennox Industries | LENNOX | Singlezone Ducted, Centrally Ducted | 201930689 |  | HRCU-A-CB | XP25-060-230-** | Ducted Indoor Units | CBA38MV-060-230*+TDR | 12.5 | 19.5 | 10 |  |  |  | FALSE | FALSE | FALSE | 58000 | 36000 | 2.46 | 36000 | 2.46
210824765 | 07/28/23 | Live | Fujitsu General America, Inc. | RHEEM | Multizone All Non-Ducted | 210824765 |  | HMSV-A-CB | RO4HFZ36AJ1H | Non-Ducted Indoor Units |  | 13 | 20 | 10.3 | 13 | 20.5 | 9.5 | TRUE | TRUE | TRUE | 35200 | 21400 | 2.64 | 39341 | 2.25
211044459 | 07/28/23 | Live | Fujitsu General America, Inc. | RHEEM | Multizone All Non-Ducted | 211044459 |  | HMSV-A-CB | RO2HFZ18AJ1H | Non-Ducted Indoor Units |  | 13.5 | 21.5 | 10.3 | 13.5 | 21.5 | 9.6 | TRUE | TRUE | TRUE | 18000 | 14200 | 2.6 | 23500 | 2.17
210824722 | 07/28/23 | Live | Fujitsu General America, Inc. | RHEEM | Singlezone Ducted, Centrally Ducted | 210824722 |  | HRCU-A-CB | RO1HHZ12AJ8S | Mini-Splits | RIMHHZ12AJ8S | 13.4 | 21.3 | 11.7 | 12.5 | 19.1 | 10.5 | TRUE | TRUE | TRUE | 12000 | 10500 | 3.05 | 17600 | 2.62
211781755 | 07/28/23 | Live | Fujitsu General America, Inc. | RHEEM | Singlezone Ducted, Centrally Ducted | 211781755 |  | HRCU-A-CB | RD16AZ48AJHUA | Mini-Splits | RHMVZ4821SNAUAJ | 9.1 | 16.3 | 10.2 | 8.8 | 16.6 | 10 | FALSE | FALSE | FALSE | 45500 | 34400 | 2.88 | 51000 | 2.29
210368094 | 07/28/23 | Live | Fujitsu General America, Inc. | RHEEM | Singlezone Non-Ducted, Wall Placement | 210368094 |  | HRCU-A-CB-O | RO1HHZ09AJ2H | Mini-Splits | RIWHHZ09AJ2S | 15.4 | 26.5 | 13 | 15.4 | 26.5 | 12.3 | TRUE | TRUE | TRUE | 9000 | 7400 | 3.19 | 10550 | 2.22
210368114 | 07/28/23 | Live | Fujitsu General America, Inc. | RHEEM | Singlezone Non-Ducted, Wall Placement | 210368114 |  | HRCU-A-CB-O | RO1HHZ18AJ2S | Mini-Splits | RIWHHZ18AJ2S | 13 | 21.1 | 12.5 | 13 | 21.1 | 11.5 | TRUE | TRUE | TRUE | 18000 | 13600 | 3.11 | 23700 | 2.27
207699097 | 02/04/22 | Live | Lennox Industries | LENNOX | Singlezone Non-Ducted, Wall Placement | 207699097 |  | HRCU-A-CB-O | MLB036S4S-2P | Mini-Splits | MCFA036S4-2P | 8.6 | 17.5 | 10 |  |  |  | FALSE | FALSE | FALSE | 36000 | 25000 | 2.34 | 44148 | 1.95
210368124 | 07/28/23 | Live | Fujitsu General America, Inc. | RHEEM | Singlezone Non-Ducted, Wall Placement | 210368124 |  | HRCU-A-CB-O | RO1HHZ36AJ3S | Mini-Splits | RIWHHZ36AJ3S | 8.1 | 18 | 11 | 8.1 | 18 | 9.6 | FALSE | FALSE | FALSE | 33000 | 22400 | 2.7 | 30600 | 2
210368122 | 07/28/23 | Live | Fujitsu General America, Inc. | RHEEM | Singlezone Non-Ducted, Wall Placement | 210368122 |  | HRCU-A-CB-O | RO1HHZ30AJ3S | Mini-Splits | RIWHHZ30AJ3S | 9.8 | 18 | 11 | 9.8 | 18 | 9.8 | FALSE | FALSE | TRUE | 30000 | 19400 | 2.87 | 28800 | 1.98
210368110 | 07/28/23 | Live | Fujitsu General America, Inc. | RHEEM | Singlezone Non-Ducted, Wall Placement | 210368110 |  | HRCU-A-CB-O | RO1HHZ12AJ3S | Mini-Splits | RIWHHZ12AJ3S | 11 | 20 | 11 | 11 | 20 | 10.5 | FALSE | FALSE | TRUE | 12000 | 8800 | 3.03 | 11400 | 2.49
202073556 | 10/28/22 | Live | Lennox Industries | LENNOX | Singlezone Ducted, Centrally Ducted | 202073556 |  | HRCU-A-CB | XP25-048-230-** | Ducted Indoor Units | CBA38MV-060-230*+TDR | 13 | 20 | 10.2 |  |  |  | FALSE | FALSE | FALSE | 46500 | 30000 | 2.5 | 30000 | 2.5
210368112 | 07/28/23 | Live | Fujitsu General America, Inc. | RHEEM | Singlezone Non-Ducted, Wall Placement | 210368112 |  | HRCU-A-CB-O | RO1HHZ09AJ3S | Mini-Splits | RIWHHZ09AJ3S | 12.5 | 20 | 11 | 12.5 | 20 | 10.5 | TRUE | FALSE | FALSE | 9000 | 6200 | 2.8 | 8500 | 2.29
201924837 | 10/28/22 | Live | Lennox Industries | LENNOX | Singlezone Ducted, Centrally Ducted | 201924837 |  | HRCU-A-CB | XP25-048-230-** | Ducted Indoor Units | CBA38MV-048-230*+TDR | 12.5 | 19.5 | 9.6 |  |  |  | FALSE | FALSE | FALSE | 46500 | 31600 | 2.4 | 31600 | 2.4
210824705 | 07/28/23 | Live | Fujitsu General America, Inc. | RHEEM | Singlezone Non-Ducted, Ceiling Placement | 210824705 |  | HRCU-A-CB-O | RO1HHZ09AJ8S | Mini-Splits | RICHHZ09AJ8S | 13.6 | 22.5 | 12.5 | 13.6 | 23.5 | 11.8 | TRUE | TRUE | TRUE | 9000 | 7800 | 3.17 | 10500 | 2.17
201930688 | 10/28/22 | Live | Lennox Industries | LENNOX | Singlezone Ducted, Centrally Ducted | 201930688 |  | HRCU-A-CB | XP25-036-230-** | Ducted Indoor Units | CBA38MV-042-230*+TDR | 13.5 | 21.5 | 10 |  |  |  | FALSE | FALSE | FALSE | 34800 | 21400 | 2.57 | 21400 | 2.57
210824712 | 07/28/23 | Live | Fujitsu General America, Inc. | RHEEM | Singlezone Non-Ducted, Ceiling Placement | 210824712 |  | HRCU-A-CB-O | RO1HHZ12AJ8S | Mini-Splits | RICHHZ12AJ8S | 12.8 | 22.1 | 12.2 | 12.8 | 23 | 11.3 | TRUE | TRUE | TRUE | 12000 | 10700 | 2.99 | 17000 | 2.48
207699095 | 02/04/22 | Live | Lennox Industries | LENNOX | Singlezone Ducted, Compact Ducted | 207699095 |  | HRCU-A-CB | MLB036S4S-2P | Mini-Splits | MMDB036S4-2P | 9 | 17.5 | 11.5 |  |  |  | FALSE | FALSE | FALSE | 36000 | 28000 | 2.75 | 47870 | 2.23
210824718 | 07/28/23 | Live | Fujitsu General America, Inc. | RHEEM | Singlezone Non-Ducted, Ceiling Placement | 210824718 |  | HRCU-A-CB-O | RO1HHZ18AJ8S | Mini-Splits | RICHHZ18AJ8S | 12.5 | 20.8 | 11.6 | 12.5 | 21.5 | 11.2 | TRUE | TRUE | TRUE | 17100 | 14700 | 2.93 | 19600 | 2.24
210824743 | 07/28/23 | Live | Fujitsu General America, Inc. | RHEEM | Singlezone Non-Ducted, Ceiling Placement | 210824743 |  | HRCU-A-CB-O | RO1HGZ48AJ8S | Mini-Splits | RIGHGZ48AJ8S | 10 | 17.8 | 10.6 | 10.1 | 18.2 | 9 | FALSE | FALSE | FALSE | 48000 | 31400 | 2.05 | 42500 | 2.67
211044469 | 07/28/23 | Live | Fujitsu General America, Inc. | RHEEM | Multizone All Ducted | 211044469 |  | HMSV-A-CB | RO4HFZ36AJ1H | Ducted Indoor Units |  | 12 | 18 | 9.3 | 12 | 18 | 8.7 | TRUE | TRUE | TRUE | 35200 | 21400 | 2 | 39341 | 2.22
210824748 | 07/28/23 | Live | Fujitsu General America, Inc. | RHEEM | Singlezone Ducted, Centrally Ducted | 210824748 |  | HRCU-A-CB | RD16AZ36AJVUA | Mini-Splits | RHMVZ3621MNAUAJ | 11.3 | 18 | 10.2 | 10.7 | 17.1 | 8.8 | FALSE | FALSE | TRUE | 36000 | 29400 | 2.62 | 38000 | 2.14
210824753 | 07/28/23 | Live | Fujitsu General America, Inc. | RHEEM | Singlezone Ducted, Centrally Ducted | 210824753 |  | HRCU-A-CB | RD16AZ48AJVUA | Mini-Splits | RHMVZ4821SNAUAJ | 8.2 | 17 | 10.2 | 8.2 | 16.2 | 9.2 | FALSE | FALSE | FALSE | 45500 | 38500 | 2.42 | 40200 | 2.25
210824732 | 07/28/23 | Live | Fujitsu General America, Inc. | RHEEM | Singlezone Ducted, Compact Ducted | 210824732 |  | HRCU-A-CB | RO1HGZ48AJ8S | Mini-Splits | RIMHGZ48AJ8S | 10.1 | 16.6 | 10.3 | 9.8 | 16.4 | 9 | FALSE | FALSE | FALSE | 48000 | 31400 | 2.58 | 42600 | 2.57
201953308 | 10/28/22 | Live | Lennox Industries | LENNOX | Singlezone Ducted, Centrally Ducted | 201953308 |  | HRCU-A-CB | XP25-024-230-** | Ducted Indoor Units | CBA38MV-036-230*+TDR | 15.5 | 22 | 10 |  |  |  | FALSE | FALSE | FALSE | 22800 | 13600 | 2.24 | 13600 | 2.24
210824726 | 07/28/23 | Live | Fujitsu General America, Inc. | RHEEM | Singlezone Ducted, Compact Ducted | 210824726 |  | HRCU-A-CB | RO1HGZ42AJ8S | Mini-Splits | RIMHGZ42AJ8S | 11.5 | 17.8 | 10.5 | 10.7 | 17.3 | 9.8 | FALSE | FALSE | FALSE | 42000 | 29600 | 2.37 | 41100 | 2.64
211044467 | 07/28/23 | Live | Fujitsu General America, Inc. | RHEEM | Multizone All Ducted | 211044467 |  | HMSV-A-CB | RO5HFZ45AJ2S | Ducted Indoor Units |  | 9.8 | 17.7 | 9.3 | 9.8 | 18.2 | 8.3 | FALSE | FALSE | FALSE | 45000 | 27800 | 2.52 | 36407 | 2
210368088 | 07/28/23 | Live | Fujitsu General America, Inc. | RHEEM | Singlezone Non-Ducted, Wall Placement | 210368088 |  | HRCU-A-CB-O | RO1HFZ18AJ2H | Mini-Splits | RIWHFZ18AJ2S | 13.3 | 20 | 10.4 | 13.3 | 20 | 10 | TRUE | TRUE | TRUE | 18000 | 14600 | 3.01 | 22759 | 2.22
210368078 | 07/28/23 | Live | Fujitsu General America, Inc. | RHEEM | Singlezone Non-Ducted, Floor Placement | 210368078 |  | HRCU-A-CB-O | RO1HFZ12AJ2S | Mini-Splits | RIFHFZ12AJ2S | 13.1 | 22.7 | 11.6 | 13.1 | 22.7 | 11.2 | TRUE | TRUE | TRUE | 12000 | 10600 | 2.61 | 15000 | 2.03
210368090 | 07/28/23 | Live | Fujitsu General America, Inc. | RHEEM | Singlezone Non-Ducted, Wall Placement | 210368090 |  | HRCU-A-CB-O | RO1HFZ24AJ2H | Mini-Splits | RIWHFZ24AJ2S | 12.5 | 19.5 | 10.5 | 12.5 | 19.5 | 10.5 | TRUE | TRUE | TRUE | 22000 | 18000 | 2.5 | 27700 | 2.26
210368128 | 07/28/23 | Live | Fujitsu General America, Inc. | RHEEM | Singlezone Non-Ducted, Wall Placement | 210368128 |  | HRCU-A-CB-O | RO1HHZ12AJ2S | Mini-Splits | RIWHHZ12AJ2S | 12.5 | 23 | 12.1 | 12.5 | 23 | 11.1 | TRUE | FALSE | TRUE | 12000 | 8800 | 3.03 | 12700 | 2.68
211781747 | 07/28/23 | Live | Fujitsu General America, Inc. | RHEEM | Singlezone Non-Ducted, Ceiling Placement | 211781747 |  | HRCU-A-CB-O | RO1HHZ18AJ8S | Mini-Splits | RISHHZ18AJ8S |  |  |  | 12.5 | 22.5 | 10.6 | TRUE | TRUE | TRUE | 18000 | 15800 | 2.91 | 19300 | 2.36
201842145 | 10/28/22 | Live | Lennox Industries | LENNOX | Singlezone Ducted, Centrally Ducted | 201842145 |  | HRCU-A-CB | XP20-060-230A** | Ducted Indoor Units | CBA38MV-060-230*+TDR | 12.5 | 19 | 9.6 |  |  |  | FALSE | FALSE | TRUE | 56500 | 36200 | 2.5 | 36200 | 2.5
201842144 | 10/28/22 | Live | Lennox Industries | LENNOX | Singlezone Ducted, Centrally Ducted | 201842144 |  | HRCU-A-CB | XP20-048-230A** | Ducted Indoor Units | CBA38MV-060-230*+TDR | 12.5 | 19 | 9.6 |  |  |  | FALSE | FALSE | FALSE | 48000 | 26400 | 2.34 | 26400 | 2.34
211781748 | 07/28/23 | Live | Fujitsu General America, Inc. | RHEEM | Singlezone Non-Ducted, Ceiling Placement | 211781748 |  | HRCU-A-CB-O | RO1HHZ24AJ8S | Mini-Splits | RISHHZ24AJ8S |  |  |  | 12.3 | 21.5 | 10.5 | TRUE | TRUE | TRUE | 24000 | 17500 | 3.07 | 26000 | 2.35
211781749 | 07/28/23 | Live | Fujitsu General America, Inc. | RHEEM | Singlezone Non-Ducted, Ceiling Placement | 211781749 |  | HRCU-A-CB-O | RO1HHZ30AJ8S | Mini-Splits | RISHHZ30AJ8S |  |  |  | 10.8 | 20 | 10.5 | FALSE | FALSE | TRUE | 30000 | 21000 | 3.08 | 30900 | 2.31
207339176 | 01/05/23 | Live | Midea Electric Trading | BLUERIDGE | Singlezone Non-Ducted, Wall Placement | 207339176 |  | HRCU-A-CB-O | BMY2419C | Mini-Splits | BMY2419WM | 9.5 | 18.5 | 10.2 | 9.5 | 18.5 | 8.6 | FALSE | FALSE | FALSE | 24000 | 16500 | 2.38 | 19257 | 2.11
211781750 | 07/28/23 | Live | Fujitsu General America, Inc. | RHEEM | Singlezone Non-Ducted, Ceiling Placement | 211781750 |  | HRCU-A-CB-O | RO1HHZ36AJ8S | Mini-Splits | RISHHZ36AJ8S |  |  |  | 9.6 | 19.5 | 10 | FALSE | FALSE | TRUE | 36000 | 24200 | 2.94 | 34500 | 2.37
211781751 | 07/28/23 | Live | Fujitsu General America, Inc. | RHEEM | Singlezone Ducted, Centrally Ducted | 211781751 |  | HRCU-A-CB | RD16AZ24AJVUA | Mini-Splits | RHMVZ2421MNAUNJ |  |  |  | 11.7 | 18.8 | 10 | TRUE | TRUE | TRUE | 24000 | 18700 | 2.85 | 25600 | 2.22
211781752 | 07/28/23 | Live | Fujitsu General America, Inc. | RHEEM | Singlezone Ducted, Centrally Ducted | 211781752 |  | HRCU-A-CB | RD16AZ30AJVUA | Mini-Splits | RHMVZ3021SNAUNJ |  |  |  | 10 | 18.5 | 9.5 | FALSE | FALSE | TRUE | 30000 | 21800 | 2.75 | 30200 | 2.13
211781739 | 07/28/23 | Live | Fujitsu General America, Inc. | RHEEM | Singlezone Ducted, Compact Ducted | 211781739 |  | HRCU-A-CB | RO1HHZ18AJ8S | Mini-Splits | RIMHHZ18AJ8S |  |  |  | 11.7 | 18.6 | 10 | TRUE | TRUE | TRUE | 17100 | 15500 | 2.89 | 19300 | 2.32
207768732 | 04/06/22 | Live | Lennox Industries | LENNOX | Multizone Mix of Ducted and Non-Ducted | 207768732 |  | HMSV-A-CB | MLB030S4M-1P |  |  | 12 | 21.5 | 10.7 |  |  |  | TRUE | TRUE | TRUE | 28000 | 17152 | 2.54 | 25173 | 2.09
211781740 | 07/28/23 | Live | Fujitsu General America, Inc. | RHEEM | Singlezone Ducted, Compact Ducted | 211781740 |  | HRCU-A-CB | RO1HHZ24AJ8S | Mini-Splits | RIMHHZ24AJ8S |  |  |  | 11.7 | 18.5 | 10 | TRUE | TRUE | TRUE | 24000 | 18100 | 2.9 | 25700 | 2.29
211781741 | 07/28/23 | Live | Fujitsu General America, Inc. | RHEEM | Singlezone Ducted, Compact Ducted | 211781741 |  | HRCU-A-CB | RO1HHZ30AJ8S | Mini-Splits | RIMHHZ30AJ8S |  |  |  | 10.4 | 18.5 | 10 | FALSE | FALSE | TRUE | 30000 | 21200 | 2.94 | 30900 | 2.29
211781742 | 07/28/23 | Live | Fujitsu General America, Inc. | RHEEM | Singlezone Ducted, Compact Ducted | 211781742 |  | HRCU-A-CB | RO1HHZ36AJ8S | Mini-Splits | RIMHHZ36AJ8S |  |  |  | 9.6 | 18 | 9.8 | FALSE | FALSE | FALSE | 36000 | 25800 | 2.9 | 34500 | 2.35
211781743 | 07/28/23 | Live | Fujitsu General America, Inc. | RHEEM | Singlezone Non-Ducted, Ceiling Placement | 211781743 |  | HRCU-A-CB-O | RO1HHZ18AJ8S | Mini-Splits | RIGHHZ18AJ8S |  |  |  | 13 | 23.5 | 11.2 | TRUE | TRUE | TRUE | 18000 | 15100 | 3.01 | 19300 | 2.42
211781744 | 07/28/23 | Live | Fujitsu General America, Inc. | RHEEM | Singlezone Non-Ducted, Ceiling Placement | 211781744 |  | HRCU-A-CB-O | RO1HHZ24AJ8S | Mini-Splits | RIGHHZ24AJ8S |  |  |  | 12.6 | 23 | 11 | TRUE | TRUE | TRUE | 24000 | 18000 | 3.08 | 26000 | 2.41
201953305 | 10/28/22 | Live | Lennox Industries | LENNOX | Singlezone Ducted, Centrally Ducted | 201953305 |  | HRCU-A-CB | XP20-036-230A** |  | CBA38MV-042-230*+TDR | 13.5 | 20 | 10 |  |  |  | FALSE | FALSE | FALSE | 34800 | 21400 | 2.51 | 21400 | 2.51
211781745 | 07/28/23 | Live | Fujitsu General America, Inc. | RHEEM | Singlezone Non-Ducted, Ceiling Placement | 211781745 |  | HRCU-A-CB-O | RO1HHZ30AJ8S | Mini-Splits | RIGHHZ30AJ8S |  |  |  | 11.7 | 21.5 | 10.6 | TRUE | TRUE | TRUE | 30000 | 20800 | 3.17 | 30900 | 2.38
211781746 | 07/28/23 | Live | Fujitsu General America, Inc. | RHEEM | Singlezone Non-Ducted, Ceiling Placement | 211781746 |  | HRCU-A-CB-O | RO1HHZ36AJ8S | Mini-Splits | RIGHHZ36AJ8S |  |  |  | 10 | 20.5 | 10.2 | FALSE | FALSE | TRUE | 36000 | 24600 | 2.94 | 34500 | 2.41
210368092 | 07/28/23 | Live | Fujitsu General America, Inc. | RHEEM | Singlezone Non-Ducted, Wall Placement | 210368092 |  | HRCU-A-CB-O | RO1HFZ30AJ2H | Mini-Splits | RIWHFZ30AJ2S | 12.5 | 18.7 | 11.8 | 12.5 | 18.7 | 10 | TRUE | TRUE | TRUE | 30000 | 18900 | 2.56 | 35200 | 2.29
210368082 | 07/28/23 | Live | Fujitsu General America, Inc. | RHEEM | Singlezone Non-Ducted, Floor Placement | 210368082 |  | HRCU-A-CB-O | RO1HFZ09AJ2H | Mini-Splits | RIFHFZ09AJ2S | 16 | 26 | 12.4 | 16 | 26 | 11.6 | TRUE | TRUE | TRUE | 9000 | 7500 | 2.82 | 14000 | 2.08
210368076 | 07/28/23 | Live | Fujitsu General America, Inc. | RHEEM | Singlezone Non-Ducted, Floor Placement | 210368076 |  | HRCU-A-CB-O | RO1HFZ09AJ2S | Mini-Splits | RIFHFZ09AJ2S | 16 | 26 | 12.6 | 16 | 26 | 11.8 | TRUE | TRUE | TRUE | 9000 | 7500 | 2.82 | 14000 | 2.25
10153473 | 10/28/22 | Live | Trane U.S. Inc. | AMERICAN STANDARD | Singlezone Ducted, Centrally Ducted | 10153473 |  | HRCU-A-CB | 4A6V8060A1 |  | TEM8A0D48V41+TDR | 12.5 | 18 | 10 |  |  |  | FALSE | FALSE | FALSE | 53500 | 49500 | 2.2 | 51100 | 2.2
10153740 | 10/28/22 | Live | Trane U.S. Inc. | TRANE | Singlezone Ducted, Centrally Ducted | 10153740 |  | HRCU-A-CB | 4TWV8060A1 |  | TEM8A0D48V41+TDR | 12.5 | 18 | 10 |  |  |  | FALSE | FALSE | FALSE | 53500 | 49500 | 2.2 | 51100 | 2.2
210368080 | 07/28/23 | Live | Fujitsu General America, Inc. | RHEEM | Singlezone Non-Ducted, Floor Placement | 210368080 |  | HRCU-A-CB-O | RO1HFZ15AJ2S | Mini-Splits | RIFHFZ15AJ2S | 12.5 | 20.3 | 11.2 | 12.5 | 20.3 | 10.7 | TRUE | TRUE | TRUE | 14200 | 11600 | 2.62 | 19000 | 1.93
207629147 | 10/28/22 | Live | Trane U.S. Inc. | TRANE | Singlezone Non-Ducted, Ceiling Placement | 207629147 |  | HRCU-A-CB-O | 4TXK2536A10N0** | Mini-Splits | 4MXW2536A10N0** | 9.2 | 18 | 10 |  |  |  | FALSE | FALSE | FALSE | 33600 | 22600 | 2.5 | 23800 | 2.49
207629148 | 10/28/22 | Live | Trane U.S. Inc. | AMERICAN STANDARD | Singlezone Non-Ducted, Ceiling Placement | 207629148 |  | HRCU-A-CB-O | 4TXK2536A10N0** | Mini-Splits | 4MXW2536A10N0** | 9.2 | 18 | 10 |  |  |  | FALSE | FALSE | FALSE | 33600 | 22600 | 2.5 | 23800 | 2.49
210368086 | 07/28/23 | Live | Fujitsu General America, Inc. | RHEEM | Singlezone Non-Ducted, Floor Placement | 210368086 |  | HRCU-A-CB-O | RO1HFZ15AJ2H | Mini-Splits | RIFHFZ15AJ2S | 12.5 | 20.3 | 11 | 12.5 | 20.3 | 10.5 | TRUE | TRUE | TRUE | 14200 | 11600 | 2.62 | 19000 | 1.83
207642986 | 10/28/22 | Live | Trane U.S. Inc. | RUNTRU | Singlezone Non-Ducted, Ceiling Placement | 207642986 |  | HRCU-A-CB-O | M4THS2312A11N** | Mini-Splits | M4MHW2312A1N0** | 13 | 23 | 11 |  |  |  | TRUE | FALSE | FALSE | 12000 | 7700 | 2.59 | 10500 | 2.46
210368084 | 07/28/23 | Live | Fujitsu General America, Inc. | RHEEM | Singlezone Non-Ducted, Floor Placement | 210368084 |  | HRCU-A-CB-O | RO1HFZ12AJ2H | Mini-Splits | RIFHFZ12AJ2S | 13.1 | 22.7 | 11.3 | 13.1 | 22.7 | 11 | TRUE | TRUE | TRUE | 12000 | 10600 | 2.61 | 15000 | 1.89
207642985 | 10/28/22 | Live | Trane U.S. Inc. | AMERISTAR | Singlezone Non-Ducted, Ceiling Placement | 207642985 |  | HRCU-A-CB-O | M4THS2312A11N** | Mini-Splits | M4MHW2312A1N0** | 13 | 23 | 11 |  |  |  | TRUE | FALSE | FALSE | 12000 | 7700 | 2.59 | 10500 | 2.46
210368108 | 07/28/23 | Live | Fujitsu General America, Inc. | RHEEM | Singlezone Non-Ducted, Wall Placement | 210368108 |  | HRCU-A-CB-O | RO1HGZ15AJ1H | Mini-Splits | RIWHGZ15AJ1S | 13.9 | 25.3 | 13.3 | 13.9 | 25.3 | 12.7 | TRUE | TRUE | TRUE | 14500 | 11200 | 3.16 | 21500 | 2.3
7151532 | 10/28/22 | Live | Trane U.S. Inc. | AMERICAN STANDARD | Singlezone Non-Ducted, Wall Placement | 7151532 |  | HRCU-A-CB-O | 4TXK2712A10NAA | Mini-Splits | 4MXW2712A10N0AA | 13 | 25 | 10 |  |  |  | FALSE | FALSE | FALSE | 12000 | 8000 | 3.13 | 8700 | 2.52
210368098 | 07/28/23 | Live | Fujitsu General America, Inc. | RHEEM | Singlezone Non-Ducted, Wall Placement | 210368098 |  | HRCU-A-CB-O | RO1HGZ09AJ1S | Mini-Splits | RIWHGZ09AJ1S | 18 | 33.1 | 14.2 | 18 | 33.1 | 13.4 | TRUE | TRUE | TRUE | 9000 | 7400 | 3.61 | 16000 | 2.28
7151533 | 10/28/22 | Live | Trane U.S. Inc. | TRANE | Singlezone Non-Ducted, Wall Placement | 7151533 |  | HRCU-A-CB-O | 4TXK2712A10NAA | Mini-Splits | 4MXW2712A10N0AA | 13 | 25 | 10 |  |  |  | FALSE | FALSE | FALSE | 12000 | 8000 | 3.13 | 8700 | 2.52
210368100 | 07/28/23 | Live | Fujitsu General America, Inc. | RHEEM | Singlezone Non-Ducted, Wall Placement | 210368100 |  | HRCU-A-CB-O | RO1HGZ09AJ1H | Mini-Splits | RIWHGZ09AJ1S | 18 | 33.1 | 14 | 18 | 33.1 | 13.3 | TRUE | TRUE | TRUE | 9000 | 7400 | 3.5 | 16000 | 2.12
204330673 | 07/06/20 | Live | Lennox Industries | LENNOX | Multizone All Ducted | 204330673 |  | HMSV-A-CB | MLA036S4M-1P | Ducted Indoor Units |  | 11.3 | 19 | 11 |  |  |  | FALSE | FALSE | FALSE | 36000 | 24600 | 2.7 | 39296 | 2.19
210368106 | 07/28/23 | Live | Fujitsu General America, Inc. | RHEEM | Singlezone Non-Ducted, Wall Placement | 210368106 |  | HRCU-A-CB-O | RO1HGZ15AJ1S | Mini-Splits | RIWHGZ15AJ1S | 13.9 | 25.3 | 13.4 | 13.9 | 25.3 | 12.8 | TRUE | TRUE | TRUE | 14500 | 11200 | 3.25 | 21500 | 2.43
210368120 | 07/28/23 | Live | Fujitsu General America, Inc. | RHEEM | Singlezone Non-Ducted, Wall Placement | 210368120 |  | HRCU-A-CB-O | RO1HHZ24AJ3S | Mini-Splits | RIWHHZ24AJ3S | 9.2 | 19 | 11 | 9.2 | 19 | 9.8 | FALSE | FALSE | TRUE | 24000 | 15400 | 2.86 | 19000 | 2.53
210368118 | 07/28/23 | Live | Fujitsu General America, Inc. | RHEEM | Singlezone Non-Ducted, Wall Placement | 210368118 |  | HRCU-A-CB-O | RO1HHZ18AJ3S | Mini-Splits | RIWHHZ18AJ3S | 12 | 20 | 11 | 12 | 20 | 10.5 | FALSE | FALSE | TRUE | 18000 | 11200 | 2.93 | 15000 | 2.59
210368126 | 07/28/23 | Live | Fujitsu General America, Inc. | RHEEM | Singlezone Non-Ducted, Wall Placement | 210368126 |  | HRCU-A-CB-O | RO1HHZ09AJ2S | Mini-Splits | RIWHHZ09AJ2S | 14.3 | 26.5 | 13 | 14.3 | 26.5 | 12.6 | TRUE | TRUE | TRUE | 9000 | 7400 | 3.19 | 10100 | 2.21
210368116 | 07/28/23 | Live | Fujitsu General America, Inc. | RHEEM | Singlezone Non-Ducted, Wall Placement | 210368116 |  | HRCU-A-CB-O | RO1HHZ24AJ2S | Mini-Splits | RIWHHZ24AJ2S | 12.5 | 22.5 | 12 | 12.5 | 22.5 | 11.4 | TRUE | TRUE | TRUE | 22000 | 15700 | 3.05 | 28700 | 2.34
210368102 | 07/28/23 | Live | Fujitsu General America, Inc. | RHEEM | Singlezone Non-Ducted, Wall Placement | 210368102 |  | HRCU-A-CB-O | RO1HGZ12AJ1S | Mini-Splits | RIWHGZ12AJ1S | 15.2 | 29.4 | 14 | 15.2 | 29.4 | 12.9 | TRUE | TRUE | TRUE | 12000 | 10000 | 3.33 | 17500 | 2.49
210368104 | 07/28/23 | Live | Fujitsu General America, Inc. | RHEEM | Singlezone Non-Ducted, Wall Placement | 210368104 |  | HRCU-A-CB-O | RO1HGZ12AJ1H | Mini-Splits | RIWHGZ12AJ1S | 15.2 | 29.4 | 13.8 | 15.2 | 29.4 | 12.7 | TRUE | TRUE | TRUE | 12000 | 10000 | 3.22 | 17500 | 2.32
211044464 | 07/28/23 | Live | Fujitsu General America, Inc. | RUUD | Multizone All Non-Ducted | 211044464 |  | HMSV-A-CB | RO3HFZ24AJ1H | Non-Ducted Indoor Units |  | 13.3 | 20 | 10.3 | 13.3 | 20 | 10 | TRUE | TRUE | TRUE | 22000 | 15400 | 2.61 | 26000 | 2.13
9920055 | 05/06/22 | Live | Lennox Industries | LENNOX | Multizone All Non-Ducted | 9920055 |  | HMSV-A-CB | MLA036S4M-1P | Non-Ducted Indoor Units |  | 13.5 | 21.5 | 10.5 |  |  |  | FALSE | FALSE | FALSE | 36000 | 23200 | 2.78 | 38125 | 2.03
211044466 | 07/28/23 | Live | Fujitsu General America, Inc. | RUUD | Multizone All Ducted | 211044466 |  | HMSV-A-CB | RO3HFZ24AJ1H | Ducted Indoor Units |  | 12.1 | 18 | 9 | 12.1 | 17.8 | 9.2 | TRUE | TRUE | TRUE | 22000 | 15400 | 2.12 | 26238 | 2.11
211044462 | 07/28/23 | Live | Fujitsu General America, Inc. | RUUD | Multizone All Ducted | 211044462 |  | HMSV-A-CB | RO2HFZ18AJ1H | Ducted Indoor Units |  | 12.4 | 19 | 9 | 12.4 | 19 | 9 | TRUE | TRUE | TRUE | 18000 | 14200 | 2.05 | 23611 | 2.14
211781770 | 07/28/23 | Live | Fujitsu General America, Inc. | RUUD | Singlezone Ducted, Centrally Ducted | 211781770 |  | HRCU-A-CB | RD16AZ30AJHUA | Mini-Splits | RHMVZ3021SNAUNJ | 12 | 19.1 | 10.5 | 11.7 | 18.8 | 9.7 | TRUE | TRUE | TRUE | 28600 | 21600 | 3.03 | 34730 | 2.04
211781771 | 07/28/23 | Live | Fujitsu General America, Inc. | RUUD | Singlezone Ducted, Centrally Ducted | 211781771 |  | HRCU-A-CB | RD16AZ36AJHUA | Mini-Splits | RHMVZ3621MNAUAJ | 11.5 | 17.3 | 11 | 11 | 17.1 | 10.4 | FALSE | FALSE | TRUE | 33000 | 25600 | 3.06 | 44880 | 2.23
210824761 | 07/28/23 | Live | Fujitsu General America, Inc. | RUUD | Multizone All Non-Ducted | 210824761 |  | HMSV-A-CB | RO5HFZ45AJ2S | Non-Ducted Indoor Units |  | 10.5 | 19.7 | 10.3 | 10.5 | 20 | 9.2 | FALSE | FALSE | FALSE | 45000 | 28200 | 2.58 | 36407 | 2.02
207339175 | 01/05/23 | Live | Midea Electric Trading | BLUERIDGE | Singlezone Non-Ducted, Wall Placement | 207339175 |  | HRCU-A-CB-O | BMY1820C | Mini-Splits | BMY1820WM | 11 | 19.5 | 10 | 11 | 19.5 | 8.7 | FALSE | FALSE | FALSE | 18000 | 11400 | 2.57 | 14370 | 2.49
210824767 | 07/28/23 | Live | Fujitsu General America, Inc. | RUUD | Multizone All Non-Ducted | 210824767 |  | HMSV-A-CB | RO4HFZ36AJ1H | Non-Ducted Indoor Units |  | 13 | 20 | 10.3 | 13 | 20.5 | 9.5 | TRUE | TRUE | TRUE | 35200 | 21400 | 2.64 | 39341 | 2.25
201771988 | 12/31/17 | Live | Lennox Industries | LENNOX | Multizone All Non-Ducted | 201771988 |  | HMSV-A-CB | MLA030S4M-1P | Non-Ducted Indoor Units |  | 13 | 22 | 10.4 |  |  |  | FALSE | FALSE | FALSE | 28000 | 18000 | 2.75 | 31054 | 2.18
211044460 | 07/28/23 | Live | Fujitsu General America, Inc. | RUUD | Multizone All Non-Ducted | 211044460 |  | HMSV-A-CB | RO2HFZ18AJ1H | Non-Ducted Indoor Units |  | 13.5 | 21.5 | 10.3 | 13.5 | 21.5 | 9.6 | TRUE | TRUE | TRUE | 18000 | 14200 | 2.6 | 23500 | 2.17
210824724 | 07/28/23 | Live | Fujitsu General America, Inc. | RUUD | Singlezone Ducted, Centrally Ducted | 210824724 |  | HRCU-A-CB | RO1HHZ12AJ8S | Mini-Splits | RIMHHZ12AJ8S | 13.4 | 21.3 | 11.7 | 12.5 | 19.1 | 10.5 | TRUE | TRUE | TRUE | 12000 | 10500 | 3.05 | 17600 | 2.62
207590721 | 10/28/22 | Live | Trane U.S. Inc. | AMERICAN STANDARD | Singlezone Ducted, Centrally Ducted | 207590721 |  | HRCU-A-CB | 4A6V8X36A1 |  | TAMXA0C36V3PA | 13 | 18 | 10 |  |  |  | FALSE | FALSE | FALSE | 35000 | 24800 | 3.3 | 25100 | 2.2
211781772 | 07/28/23 | Live | Fujitsu General America, Inc. | RUUD | Singlezone Ducted, Centrally Ducted | 211781772 |  | HRCU-A-CB | RD16AZ48AJHUA | Mini-Splits | RHMVZ4821SNAUAJ | 9.1 | 16.3 | 10.2 | 8.8 | 16.6 | 10 | FALSE | FALSE | FALSE | 45500 | 34400 | 2.88 | 51000 | 2.29
210368095 | 07/28/23 | Live | Fujitsu General America, Inc. | RUUD | Singlezone Non-Ducted, Wall Placement | 210368095 |  | HRCU-A-CB-O | RO1HHZ09AJ2H | Mini-Splits | UIWHHZ09AJ2S | 15.4 | 26.5 | 13 | 15.4 | 26.5 | 12.3 | TRUE | TRUE | TRUE | 9000 | 7400 | 3.19 | 10550 | 2.22
210368115 | 07/28/23 | Live | Fujitsu General America, Inc. | RUUD | Singlezone Non-Ducted, Wall Placement | 210368115 |  | HRCU-A-CB-O | RO1HHZ18AJ2S | Mini-Splits | UIWHHZ18AJ2S | 13 | 21.1 | 12.5 | 13 | 21.1 | 11.5 | TRUE | TRUE | TRUE | 18000 | 13600 | 3.11 | 23700 | 2.27
210368125 | 07/28/23 | Live | Fujitsu General America, Inc. | RUUD | Singlezone Non-Ducted, Wall Placement | 210368125 |  | HRCU-A-CB-O | RO1HHZ36AJ3S | Mini-Splits | UIWHHZ36AJ3S | 8.1 | 18 | 11 | 8.1 | 18 | 9.6 | FALSE | FALSE | FALSE | 33000 | 22400 | 2.7 | 30600 | 2
210368123 | 07/28/23 | Live | Fujitsu General America, Inc. | RUUD | Singlezone Non-Ducted, Wall Placement | 210368123 |  | HRCU-A-CB-O | RO1HHZ30AJ3S | Mini-Splits | UIWHHZ30AJ3S | 9.8 | 18 | 11 | 9.8 | 18 | 9.8 | FALSE | FALSE | TRUE | 30000 | 19400 | 2.87 | 28800 | 1.98
210368111 | 07/28/23 | Live | Fujitsu General America, Inc. | RUUD | Singlezone Non-Ducted, Wall Placement | 210368111 |  | HRCU-A-CB-O | RO1HHZ12AJ3S | Mini-Splits | UIWHHZ12AJ3S | 11 | 20 | 11 | 11 | 20 | 10.5 | FALSE | FALSE | TRUE | 12000 | 8800 | 3.03 | 11400 | 2.49
10525699 | 04/28/22 | Live | Johnson Controls Inc. (York International Norman) | LUXAIRE | Singlezone Ducted, Centrally Ducted | 10525699 |  | HRCU-A-CB | HL20B4821 |  | AVV50CE321 | 12.5 | 20.5 | 10.2 |  |  |  | FALSE | FALSE | FALSE | 45000 | 43500 | 2.42 | 42000 | 2.47
210368113 | 07/28/23 | Live | Fujitsu General America, Inc. | RUUD | Singlezone Non-Ducted, Wall Placement | 210368113 |  | HRCU-A-CB-O | RO1HHZ09AJ3S | Mini-Splits | UIWHHZ09AJ3S | 12.5 | 20 | 11 | 12.5 | 20 | 10.5 | TRUE | FALSE | FALSE | 9000 | 6200 | 2.8 | 8500 | 2.29
210824709 | 07/28/23 | Live | Fujitsu General America, Inc. | RUUD | Singlezone Non-Ducted, Ceiling Placement | 210824709 |  | HRCU-A-CB-O | RO1HHZ09AJ8S | Mini-Splits | RICHHZ09AJ8S | 13.6 | 22.5 | 12.5 | 13.6 | 23.5 | 11.8 | TRUE | TRUE | TRUE | 9000 | 7800 | 3.17 | 10500 | 2.17
210824714 | 07/28/23 | Live | Fujitsu General America, Inc. | RUUD | Singlezone Non-Ducted, Ceiling Placement | 210824714 |  | HRCU-A-CB-O | RO1HHZ12AJ8S | Mini-Splits | RICHHZ12AJ8S | 12.8 | 22.1 | 12.2 | 12.8 | 23 | 11.3 | TRUE | TRUE | TRUE | 12000 | 10700 | 2.99 | 17000 | 2.48
210824720 | 07/28/23 | Live | Fujitsu General America, Inc. | RUUD | Singlezone Non-Ducted, Ceiling Placement | 210824720 |  | HRCU-A-CB-O | RO1HHZ18AJ8S | Mini-Splits | RICHHZ18AJ8S | 12.5 | 20.8 | 11.6 | 12.5 | 21.5 | 11.2 | TRUE | TRUE | TRUE | 17100 | 14700 | 2.93 | 19600 | 2.24
10525644 | 04/28/22 | Live | Johnson Controls Inc. (York International Norman) | FRASER-JOHNSTON | Singlezone Ducted, Centrally Ducted | 10525644 |  | HRCU-A-CB | HL20B4821 |  | AVV50CE321 | 12.5 | 20.5 | 10.2 |  |  |  | FALSE | FALSE | FALSE | 45000 | 43500 | 2.42 | 42000 | 2.47
208106805 | 04/20/22 | Live | Lennox Industries | AIREASE | Multizone Mix of Ducted and Non-Ducted | 208106805 |  | HMSV-A-CB | 4DHP2S30M-1P | Mixed Ducted and Non-Ducted Indoor Units |  | 11.85 | 21.65 | 10.35 |  |  |  | TRUE | FALSE | TRUE | 28000 | 16000 | 2.61 | 22987 | 2
210824745 | 07/28/23 | Live | Fujitsu General America, Inc. | RUUD | Singlezone Non-Ducted, Ceiling Placement | 210824745 |  | HRCU-A-CB-O | RO1HGZ48AJ8S | Mini-Splits | RIGHGZ48AJ8S | 10 | 17.8 | 10.6 | 10.1 | 18.2 | 9 | FALSE | FALSE | FALSE | 48000 | 31400 | 2.05 | 42500 | 2.67
211044470 | 07/28/23 | Live | Fujitsu General America, Inc. | RUUD | Multizone All Ducted | 211044470 |  | HMSV-A-CB | RO4HFZ36AJ1H | Ducted Indoor Units |  | 12 | 18 | 9.3 | 12 | 18 | 8.7 | TRUE | TRUE | TRUE | 35200 | 21400 | 2 | 39341 | 2.22
210824751 | 07/28/23 | Live | Fujitsu General America, Inc. | RUUD | Singlezone Ducted, Centrally Ducted | 210824751 |  | HRCU-A-CB | RD16AZ36AJVUA | Mini-Splits | RHMVZ3621MNAUAJ | 11.3 | 18 | 10.2 | 10.7 | 17.1 | 8.8 | FALSE | FALSE | TRUE | 36000 | 29400 | 2.62 | 38000 | 2.14
210824757 | 07/28/23 | Live | Fujitsu General America, Inc. | RUUD | Singlezone Ducted, Centrally Ducted | 210824757 |  | HRCU-A-CB | RD16AZ48AJVUA | Mini-Splits | RHMVZ4821SNAUAJ | 8.2 | 17 | 10.2 | 8.2 | 16.2 | 9.2 | FALSE | FALSE | FALSE | 45500 | 38500 | 2.42 | 40200 | 2.25
210824734 | 07/28/23 | Live | Fujitsu General America, Inc. | RUUD | Singlezone Ducted, Compact Ducted | 210824734 |  | HRCU-A-CB | RO1HGZ48AJ8S | Mini-Splits | RIMHGZ48AJ8S | 10.1 | 16.6 | 10.3 | 9.8 | 16.4 | 9 | FALSE | FALSE | FALSE | 48000 | 31400 | 2.58 | 42600 | 2.57
210824729 | 07/28/23 | Live | Fujitsu General America, Inc. | RUUD | Singlezone Ducted, Compact Ducted | 210824729 |  | HRCU-A-CB | RO1HGZ42AJ8S | Mini-Splits | RIMHGZ42AJ8S | 11.5 | 17.8 | 10.5 | 10.7 | 17.3 | 9.8 | FALSE | FALSE | FALSE | 42000 | 29600 | 2.37 | 41100 | 2.64
211044468 | 07/28/23 | Live | Fujitsu General America, Inc. | RUUD | Multizone All Ducted | 211044468 |  | HMSV-A-CB | RO5HFZ45AJ2S | Ducted Indoor Units |  | 9.8 | 17.7 | 9.3 | 9.8 | 18.2 | 8.3 | FALSE | FALSE | FALSE | 45000 | 27800 | 2.52 | 36407 | 2
210368089 | 07/28/23 | Live | Fujitsu General America, Inc. | RUUD | Singlezone Non-Ducted, Wall Placement | 210368089 |  | HRCU-A-CB-O | RO1HFZ18AJ2H | Mini-Splits | UIWHFZ18AJ2S | 13.3 | 20 | 10.4 | 13.3 | 20 | 10 | TRUE | TRUE | TRUE | 18000 | 14600 | 3.01 | 22759 | 2.22
210368079 | 07/28/23 | Live | Fujitsu General America, Inc. | RUUD | Singlezone Non-Ducted, Floor Placement | 210368079 |  | HRCU-A-CB-O | RO1HFZ12AJ2S | Mini-Splits | RIFHFZ12AJ2S | 13.1 | 22.7 | 11.6 | 13.1 | 22.7 | 11.2 | TRUE | TRUE | TRUE | 12000 | 10600 | 2.61 | 15000 | 2.03
208106790 | 04/20/22 | Live | Lennox Industries | ALLIED | Multizone Mix of Ducted and Non-Ducted | 208106790 |  | HMSV-A-CB | 4DHP2S30M-1P | Mixed Ducted and Non-Ducted Indoor Units |  | 11.85 | 21.65 | 10.35 |  |  |  | TRUE | FALSE | TRUE | 28000 | 16000 | 2.61 | 22987 | 2
210368091 | 07/28/23 | Live | Fujitsu General America, Inc. | RUUD | Singlezone Non-Ducted, Wall Placement | 210368091 |  | HRCU-A-CB-O | RO1HFZ24AJ2H | Mini-Splits | UIWHFZ24AJ2S | 12.5 | 19.5 | 10.5 | 12.5 | 19.5 | 10.5 | TRUE | TRUE | TRUE | 22000 | 18000 | 2.5 | 27700 | 2.26
210368129 | 07/28/23 | Live | Fujitsu General America, Inc. | RUUD | Singlezone Non-Ducted, Wall Placement | 210368129 |  | HRCU-A-CB-O | RO1HHZ12AJ2S | Mini-Splits | UIWHHZ12AJ2S | 12.5 | 23 | 12.1 | 12.5 | 23 | 11.1 | TRUE | FALSE | TRUE | 12000 | 8800 | 3.03 | 12700 | 2.68
211781764 | 07/28/23 | Live | Fujitsu General America, Inc. | RUUD | Singlezone Non-Ducted, Ceiling Placement | 211781764 |  | HRCU-A-CB-O | RO1HHZ18AJ8S | Mini-Splits | RISHHZ18AJ8S |  |  |  | 12.5 | 22.5 | 10.6 | TRUE | TRUE | TRUE | 18000 | 15800 | 2.91 | 19300 | 2.36
211781765 | 07/28/23 | Live | Fujitsu General America, Inc. | RUUD | Singlezone Non-Ducted, Ceiling Placement | 211781765 |  | HRCU-A-CB-O | RO1HHZ24AJ8S | Mini-Splits | RISHHZ24AJ8S |  |  |  | 12.3 | 21.5 | 10.5 | TRUE | TRUE | TRUE | 24000 | 17500 | 3.07 | 26000 | 2.35
211781766 | 07/28/23 | Live | Fujitsu General America, Inc. | RUUD | Singlezone Non-Ducted, Ceiling Placement | 211781766 |  | HRCU-A-CB-O | RO1HHZ30AJ8S | Mini-Splits | RISHHZ30AJ8S |  |  |  | 10.8 | 20 | 10.5 | FALSE | FALSE | TRUE | 30000 | 21000 | 3.08 | 30900 | 2.31
207740510 | 01/05/23 | Live | Midea Electric Trading | C&H | Singlezone Non-Ducted, Wall Placement | 207740510 |  | HRCU-A-CB-O | CH-NY18MIA-230VO | Mini-Splits | CH-18MOLV-230VI | 11 | 19.5 | 10 | 11 | 19.5 | 8.7 | FALSE | FALSE | FALSE | 18000 | 11400 | 2.57 | 14370 | 2.49
10153457 | 10/28/22 | Live | Trane U.S. Inc. | AMERICAN STANDARD | Singlezone Ducted, Centrally Ducted | 10153457 |  | HRCU-A-CB | 4A6V8037A1 |  | TEM8A0B30V31+TDR | 12.5 | 18 | 9.75 |  |  |  | FALSE | FALSE | FALSE | 34000 | 26000 | 3.46 | 26000 | 2.2
211781767 | 07/28/23 | Live | Fujitsu General America, Inc. | RUUD | Singlezone Non-Ducted, Ceiling Placement | 211781767 |  | HRCU-A-CB-O | RO1HHZ36AJ8S | Mini-Splits | RISHHZ36AJ8S |  |  |  | 9.6 | 19.5 | 10 | FALSE | FALSE | TRUE | 36000 | 24200 | 2.94 | 34500 | 2.37
208106820 | 04/20/22 | Live | Lennox Industries | ARMSTRONG AIR | Multizone Mix of Ducted and Non-Ducted | 208106820 |  | HMSV-A-CB | 4DHP2S30M-1P | Mixed Ducted and Non-Ducted Indoor Units |  | 11.85 | 21.65 | 10.35 |  |  |  | TRUE | FALSE | TRUE | 28000 | 16000 | 2.61 | 22987 | 2
211781768 | 07/28/23 | Live | Fujitsu General America, Inc. | RUUD | Singlezone Ducted, Centrally Ducted | 211781768 |  | HRCU-A-CB | RD16AZ24AJVUA | Mini-Splits | RHMVZ2421MNAUNJ |  |  |  | 11.7 | 18.8 | 10 | TRUE | TRUE | TRUE | 24000 | 18700 | 2.85 | 25600 | 2.22
211781769 | 07/28/23 | Live | Fujitsu General America, Inc. | RUUD | Singlezone Ducted, Centrally Ducted | 211781769 |  | HRCU-A-CB | RD16AZ30AJVUA | Mini-Splits | RHMVZ3021SNAUNJ |  |  |  | 10 | 18.5 | 9.5 | FALSE | FALSE | TRUE | 30000 | 21800 | 2.75 | 30200 | 2.13
211781756 | 07/28/23 | Live | Fujitsu General America, Inc. | RUUD | Singlezone Ducted, Compact Ducted | 211781756 |  | HRCU-A-CB | RO1HHZ18AJ8S | Mini-Splits | RIMHHZ18AJ8S |  |  |  | 11.7 | 18.6 | 10 | TRUE | TRUE | TRUE | 17100 | 15500 | 2.89 | 19300 | 2.32
211781757 | 07/28/23 | Live | Fujitsu General America, Inc. | RUUD | Singlezone Ducted, Compact Ducted | 211781757 |  | HRCU-A-CB | RO1HHZ24AJ8S | Mini-Splits | RIMHHZ24AJ8S |  |  |  | 11.7 | 18.5 | 10 | TRUE | TRUE | TRUE | 24000 | 18100 | 2.9 | 25700 | 2.29
211781758 | 07/28/23 | Live | Fujitsu General America, Inc. | RUUD | Singlezone Ducted, Compact Ducted | 211781758 |  | HRCU-A-CB | RO1HHZ30AJ8S | Mini-Splits | RIMHHZ30AJ8S |  |  |  | 10.4 | 18.5 | 10 | FALSE | FALSE | TRUE | 30000 | 21200 | 2.94 | 30900 | 2.29
211781759 | 07/28/23 | Live | Fujitsu General America, Inc. | RUUD | Singlezone Ducted, Compact Ducted | 211781759 |  | HRCU-A-CB | RO1HHZ36AJ8S | Mini-Splits | RIMHHZ36AJ8S |  |  |  | 9.6 | 18 | 9.8 | FALSE | FALSE | FALSE | 36000 | 25800 | 2.9 | 34500 | 2.35
211781760 | 07/28/23 | Live | Fujitsu General America, Inc. | RUUD | Singlezone Non-Ducted, Ceiling Placement | 211781760 |  | HRCU-A-CB-O | RO1HHZ18AJ8S | Mini-Splits | RIGHHZ18AJ8S |  |  |  | 13 | 23.5 | 11.2 | TRUE | TRUE | TRUE | 18000 | 15100 | 3.01 | 19300 | 2.42
208106835 | 04/20/22 | Live | Lennox Industries | CONCORD | Multizone Mix of Ducted and Non-Ducted | 208106835 |  | HMSV-A-CB | 4DHP2S30M-1P | Mixed Ducted and Non-Ducted Indoor Units |  | 11.85 | 21.65 | 10.35 |  |  |  | TRUE | FALSE | TRUE | 28000 | 16000 | 2.61 | 22987 | 2
211781761 | 07/28/23 | Live | Fujitsu General America, Inc. | RUUD | Singlezone Non-Ducted, Ceiling Placement | 211781761 |  | HRCU-A-CB-O | RO1HHZ24AJ8S | Mini-Splits | RIGHHZ24AJ8S |  |  |  | 12.6 | 23 | 11 | TRUE | TRUE | TRUE | 24000 | 18000 | 3.08 | 26000 | 2.41
211781762 | 07/28/23 | Live | Fujitsu General America, Inc. | RUUD | Singlezone Non-Ducted, Ceiling Placement | 211781762 |  | HRCU-A-CB-O | RO1HHZ30AJ8S | Mini-Splits | RIGHHZ30AJ8S |  |  |  | 11.7 | 21.5 | 10.6 | TRUE | TRUE | TRUE | 30000 | 20800 | 3.17 | 30900 | 2.38
211781763 | 07/28/23 | Live | Fujitsu General America, Inc. | RUUD | Singlezone Non-Ducted, Ceiling Placement | 211781763 |  | HRCU-A-CB-O | RO1HHZ36AJ8S | Mini-Splits | RIGHHZ36AJ8S |  |  |  | 10 | 20.5 | 10.2 | FALSE | FALSE | TRUE | 36000 | 24600 | 2.94 | 34500 | 2.41
210368093 | 07/28/23 | Live | Fujitsu General America, Inc. | RUUD | Singlezone Non-Ducted, Wall Placement | 210368093 |  | HRCU-A-CB-O | RO1HFZ30AJ2H | Mini-Splits | UIWHFZ30AJ2S | 12.5 | 18.7 | 11.8 | 12.5 | 18.7 | 10 | TRUE | TRUE | TRUE | 30000 | 18900 | 2.56 | 35200 | 2.29
208106850 | 04/20/22 | Live | Lennox Industries | DUCANE | Multizone Mix of Ducted and Non-Ducted | 208106850 |  | HMSV-A-CB | 4DHP2S30M-1P | Mixed Ducted and Non-Ducted Indoor Units |  | 11.85 | 21.65 | 10.35 |  |  |  | TRUE | FALSE | TRUE | 28000 | 16000 | 2.61 | 22987 | 2
210368083 | 07/28/23 | Live | Fujitsu General America, Inc. | RUUD | Singlezone Non-Ducted, Floor Placement | 210368083 |  | HRCU-A-CB-O | RO1HFZ09AJ2H | Mini-Splits | RIFHFZ09AJ2S | 16 | 26 | 12.4 | 16 | 26 | 11.6 | TRUE | TRUE | TRUE | 9000 | 7500 | 2.82 | 14000 | 2.08
210368077 | 07/28/23 | Live | Fujitsu General America, Inc. | RUUD | Singlezone Non-Ducted, Floor Placement | 210368077 |  | HRCU-A-CB-O | RO1HFZ09AJ2S | Mini-Splits | RIFHFZ09AJ2S | 16 | 26 | 12.6 | 16 | 26 | 11.8 | TRUE | TRUE | TRUE | 9000 | 7500 | 2.82 | 14000 | 2.25
210368081 | 07/28/23 | Live | Fujitsu General America, Inc. | RUUD | Singlezone Non-Ducted, Floor Placement | 210368081 |  | HRCU-A-CB-O | RO1HFZ15AJ2S | Mini-Splits | RIFHFZ15AJ2S | 12.5 | 20.3 | 11.2 | 12.5 | 20.3 | 10.7 | TRUE | TRUE | TRUE | 14200 | 11600 | 2.62 | 19000 | 1.93
210368087 | 07/28/23 | Live | Fujitsu General America, Inc. | RUUD | Singlezone Non-Ducted, Floor Placement | 210368087 |  | HRCU-A-CB-O | RO1HFZ15AJ2H | Mini-Splits | RIFHFZ15AJ2S | 12.5 | 20.3 | 11 | 12.5 | 20.3 | 10.5 | TRUE | TRUE | TRUE | 14200 | 11600 | 2.62 | 19000 | 1.83
10093449 | 10/28/22 | Live | Trane U.S. Inc. | AMERICAN STANDARD | Singlezone Ducted, Centrally Ducted | 10093449 |  | HRCU-A-CB | 4A6V0036A1 |  | TAM9A0C42V41 | 13.5 | 21 | 10 |  |  |  | TRUE | FALSE | FALSE | 35600 | 24800 | 3.3 | 25200 | 2.2
210368085 | 07/28/23 | Live | Fujitsu General America, Inc. | RUUD | Singlezone Non-Ducted, Floor Placement | 210368085 |  | HRCU-A-CB-O | RO1HFZ12AJ2H | Mini-Splits | RIFHFZ12AJ2S | 13.1 | 22.7 | 11.3 | 13.1 | 22.7 | 11 | TRUE | TRUE | TRUE | 12000 | 10600 | 2.61 | 15000 | 1.89
207590041 | 10/28/22 | Live | Trane U.S. Inc. | AMERICAN STANDARD | Singlezone Ducted, Centrally Ducted | 207590041 |  | HRCU-A-CB | 4A6V0X36A1 |  | TAM9A0C42V41 | 13.5 | 21 | 10 |  |  |  | TRUE | FALSE | FALSE | 35600 | 24800 | 3.3 | 25200 | 2.2
210368109 | 07/28/23 | Live | Fujitsu General America, Inc. | RUUD | Singlezone Non-Ducted, Wall Placement | 210368109 |  | HRCU-A-CB-O | RO1HGZ15AJ1H | Mini-Splits | UIWHGZ15AJ1S | 13.9 | 25.3 | 13.3 | 13.9 | 25.3 | 12.7 | TRUE | TRUE | TRUE | 14500 | 11200 | 3.16 | 21500 | 2.3
210368099 | 07/28/23 | Live | Fujitsu General America, Inc. | RUUD | Singlezone Non-Ducted, Wall Placement | 210368099 |  | HRCU-A-CB-O | RO1HGZ09AJ1S | Mini-Splits | UIWHGZ09AJ1S | 18 | 33.1 | 14.2 | 18 | 33.1 | 13.4 | TRUE | TRUE | TRUE | 9000 | 7400 | 3.61 | 16000 | 2.28
210368101 | 07/28/23 | Live | Fujitsu General America, Inc. | RUUD | Singlezone Non-Ducted, Wall Placement | 210368101 |  | HRCU-A-CB-O | RO1HGZ09AJ1H | Mini-Splits | UIWHGZ09AJ1S | 18 | 33.1 | 14 | 18 | 33.1 | 13.3 | TRUE | TRUE | TRUE | 9000 | 7400 | 3.5 | 16000 | 2.12
208106802 | 04/20/22 | Live | Lennox Industries | AIREASE | Multizone Mix of Ducted and Non-Ducted | 208106802 |  | HMSV-A-CB | 4DHP2S24M-1P | Mixed Ducted and Non-Ducted Indoor Units |  | 12.8 | 22.6 | 10.75 |  |  |  | TRUE | TRUE | TRUE | 24000 | 16700 | 3.2 | 21321 | 2.23
210368107 | 07/28/23 | Live | Fujitsu General America, Inc. | RUUD | Singlezone Non-Ducted, Wall Placement | 210368107 |  | HRCU-A-CB-O | RO1HGZ15AJ1S | Mini-Splits | UIWHGZ15AJ1S | 13.9 | 25.3 | 13.4 | 13.9 | 25.3 | 12.8 | TRUE | TRUE | TRUE | 14500 | 11200 | 3.25 | 21500 | 2.43
210368121 | 07/28/23 | Live | Fujitsu General America, Inc. | RUUD | Singlezone Non-Ducted, Wall Placement | 210368121 |  | HRCU-A-CB-O | RO1HHZ24AJ3S | Mini-Splits | UIWHHZ24AJ3S | 9.2 | 19 | 11 | 9.2 | 19 | 9.8 | FALSE | FALSE | TRUE | 24000 | 15400 | 2.86 | 19000 | 2.53
210368119 | 07/28/23 | Live | Fujitsu General America, Inc. | RUUD | Singlezone Non-Ducted, Wall Placement | 210368119 |  | HRCU-A-CB-O | RO1HHZ18AJ3S | Mini-Splits | UIWHHZ18AJ3S | 12 | 20 | 11 | 12 | 20 | 10.5 | FALSE | FALSE | TRUE | 18000 | 11200 | 2.93 | 15000 | 2.59
210368127 | 07/28/23 | Live | Fujitsu General America, Inc. | RUUD | Singlezone Non-Ducted, Wall Placement | 210368127 |  | HRCU-A-CB-O | RO1HHZ09AJ2S | Mini-Splits | UIWHHZ09AJ2S | 14.3 | 26.5 | 13 | 14.3 | 26.5 | 12.6 | TRUE | TRUE | TRUE | 9000 | 7400 | 3.19 | 10100 | 2.21
10093461 | 10/28/22 | Live | Trane U.S. Inc. | AMERICAN STANDARD | Singlezone Ducted, Centrally Ducted | 10093461 |  | HRCU-A-CB | 4A6V8037A1 |  | TAM9A0C42V41 | 13 | 18 | 9.6 |  |  |  | FALSE | FALSE | FALSE | 35400 | 25000 | 3.3 | 25200 | 2.22
210368117 | 07/28/23 | Live | Fujitsu General America, Inc. | RUUD | Singlezone Non-Ducted, Wall Placement | 210368117 |  | HRCU-A-CB-O | RO1HHZ24AJ2S | Mini-Splits | UIWHHZ24AJ2S | 12.5 | 22.5 | 12 | 12.5 | 22.5 | 11.4 | TRUE | TRUE | TRUE | 22000 | 15700 | 3.05 | 28700 | 2.34
207590076 | 10/28/22 | Live | Trane U.S. Inc. | AMERICAN STANDARD | Singlezone Ducted, Centrally Ducted | 207590076 |  | HRCU-A-CB | 4A6V8X60A1 |  | TEM8A0C60V51+TDR | 12.2 | 18 | 9 |  |  |  | TRUE | FALSE | TRUE | 55000 | 49000 | 2.17 | 49900 | 2.17
210368103 | 07/28/23 | Live | Fujitsu General America, Inc. | RUUD | Singlezone Non-Ducted, Wall Placement | 210368103 |  | HRCU-A-CB-O | RO1HGZ12AJ1S | Mini-Splits | UIWHGZ12AJ1S | 15.2 | 29.4 | 14 | 15.2 | 29.4 | 12.9 | TRUE | TRUE | TRUE | 12000 | 10000 | 3.33 | 17500 | 2.49
207740509 | 01/05/23 | Live | Midea Electric Trading | C&H | Singlezone Non-Ducted, Wall Placement | 207740509 |  | HRCU-A-CB-O | CH-NY12MIA-230VO | Mini-Splits | CH-12MOLV-230VI | 10.8 | 20.5 | 10.7 | 10.8 | 21.4 | 9.2 | FALSE | FALSE | FALSE | 12000 | 7000 | 2.5 | 9300 | 2
10153474 | 10/28/22 | Live | Trane U.S. Inc. | AMERICAN STANDARD | Singlezone Ducted, Centrally Ducted | 10153474 |  | HRCU-A-CB | 4A6V8060A1 |  | TEM8A0D60V51+TDR | 11.8 | 18 | 9.6 |  |  |  | FALSE | FALSE | FALSE | 53000 | 48500 | 2.15 | 49300 | 2.15
210368105 | 07/28/23 | Live | Fujitsu General America, Inc. | RUUD | Singlezone Non-Ducted, Wall Placement | 210368105 |  | HRCU-A-CB-O | RO1HGZ12AJ1H | Mini-Splits | UIWHGZ12AJ1S | 15.2 | 29.4 | 13.8 | 15.2 | 29.4 | 12.7 | TRUE | TRUE | TRUE | 12000 | 10000 | 3.22 | 17500 | 2.32
208106787 | 04/20/22 | Live | Lennox Industries | ALLIED | Multizone Mix of Ducted and Non-Ducted | 208106787 |  | HMSV-A-CB | 4DHP2S24M-1P | Mixed Ducted and Non-Ducted Indoor Units |  | 12.8 | 22.6 | 10.75 |  |  |  | TRUE | TRUE | TRUE | 24000 | 16700 | 3.2 | 21321 | 2.23
208106817 | 04/20/22 | Live | Lennox Industries | ARMSTRONG AIR | Multizone Mix of Ducted and Non-Ducted | 208106817 |  | HMSV-A-CB | 4DHP2S24M-1P | Mixed Ducted and Non-Ducted Indoor Units |  | 12.8 | 22.6 | 10.75 |  |  |  | TRUE | TRUE | TRUE | 24000 | 16700 | 3.2 | 21321 | 2.23
10153450 | 10/28/22 | Live | Trane U.S. Inc. | AMERICAN STANDARD | Singlezone Ducted, Centrally Ducted | 10153450 |  | HRCU-A-CB | 4A6V0060A1 |  | TEM8A0D60V51+TDR | 12.25 | 18.25 | 10 |  |  |  | FALSE | FALSE | FALSE | 53000 | 49500 | 2.15 | 51100 | 2.15
208106832 | 04/20/22 | Live | Lennox Industries | CONCORD | Multizone Mix of Ducted and Non-Ducted | 208106832 |  | HMSV-A-CB | 4DHP2S24M-1P | Mixed Ducted and Non-Ducted Indoor Units |  | 12.8 | 22.6 | 10.75 |  |  |  | TRUE | TRUE | TRUE | 24000 | 16700 | 3.2 | 21321 | 2.23
10093457 | 10/28/22 | Live | Trane U.S. Inc. | AMERICAN STANDARD | Singlezone Ducted, Centrally Ducted | 10093457 |  | HRCU-A-CB | 4A6V8036A1 |  | TAM9A0C36V31 | 13 | 18 | 10 |  |  |  | FALSE | FALSE | FALSE | 35000 | 25200 | 3.24 | 25400 | 2.28
207339174 | 01/05/23 | Live | Midea Electric Trading | BLUERIDGE | Singlezone Non-Ducted, Wall Placement | 207339174 |  | HRCU-A-CB-O | BMY1221C | Mini-Splits | BMY1221WM | 10.8 | 20.5 | 10.7 | 10.8 | 21.4 | 9.2 | FALSE | FALSE | FALSE | 12000 | 7000 | 2.5 | 9300 | 2
10153448 | 10/28/22 | Live | Trane U.S. Inc. | AMERICAN STANDARD | Singlezone Ducted, Centrally Ducted | 10153448 |  | HRCU-A-CB | 4A6V0060A1 |  | TEM8A0C60V51+TDR | 12.5 | 19 | 9.6 |  |  |  | FALSE | FALSE | FALSE | 54500 | 50000 | 2.15 | 51600 | 2.15
10153739 | 10/28/22 | Live | Trane U.S. Inc. | TRANE | Singlezone Ducted, Centrally Ducted | 10153739 |  | HRCU-A-CB | 4TWV8060A1 |  | TEM8A0C60V51+TDR | 12.2 | 18 | 9 |  |  |  | FALSE | FALSE | FALSE | 55000 | 49000 | 2.17 | 49900 | 2.17
207590062 | 10/28/22 | Live | Trane U.S. Inc. | AMERICAN STANDARD | Singlezone Ducted, Centrally Ducted | 207590062 |  | HRCU-A-CB | 4A6V0X60A1 |  | TEM8A0C60V51+TDR | 12.5 | 19 | 9.6 |  |  |  | TRUE | FALSE | TRUE | 54500 | 50000 | 2.15 | 51600 | 2.15
208106847 | 04/20/22 | Live | Lennox Industries | DUCANE | Multizone Mix of Ducted and Non-Ducted | 208106847 |  | HMSV-A-CB | 4DHP2S24M-1P | Mixed Ducted and Non-Ducted Indoor Units |  | 12.8 | 22.6 | 10.75 |  |  |  | TRUE | TRUE | TRUE | 24000 | 16700 | 3.2 | 21321 | 2.23
207740532 | 01/05/23 | Live | Midea Electric Trading | C&H | Singlezone Non-Ducted, Wall Placement | 207740532 |  | HRCU-A-CB-O | CH-NY09MIA-230VO | Mini-Splits | CH-09MOLV-230VI | 12.6 | 21.5 | 10 | 12.6 | 21.7 | 9.4 | TRUE | TRUE | FALSE | 9000 | 6000 | 2.51 | 8065 | 2.17
208106799 | 04/20/22 | Live | Lennox Industries | AIREASE | Multizone Mix of Ducted and Non-Ducted | 208106799 |  | HMSV-A-CB | 4DHP2S18M-1P | Mixed Ducted and Non-Ducted Indoor Units |  | 12.65 | 20.75 | 10.7 |  |  |  | TRUE | FALSE | TRUE | 18000 | 11400 | 2.91 | 15600 | 2.31
10153438 | 10/28/22 | Live | Trane U.S. Inc. | AMERICAN STANDARD | Singlezone Ducted, Centrally Ducted | 10153438 |  | HRCU-A-CB | 4A6V0036A1 |  | TEM8A0B30V31+TDR | 12.5 | 19.5 | 9.6 |  |  |  | FALSE | FALSE | FALSE | 34000 | 26200 | 3.46 | 26200 | 2.22
10153742 | 10/28/22 | Live | Trane U.S. Inc. | TRANE | Singlezone Ducted, Centrally Ducted | 10153742 |  | HRCU-A-CB | 4TWV8060A1 |  | TEM8A0D60V51+TDR | 11.8 | 18 | 9.6 |  |  |  | FALSE | FALSE | FALSE | 53000 | 48500 | 2.15 | 49300 | 2.15
208106784 | 04/20/22 | Live | Lennox Industries | ALLIED | Multizone Mix of Ducted and Non-Ducted | 208106784 |  | HMSV-A-CB | 4DHP2S18M-1P | Mixed Ducted and Non-Ducted Indoor Units |  | 12.65 | 20.75 | 10.7 |  |  |  | TRUE | FALSE | TRUE | 18000 | 11400 | 2.91 | 15600 | 2.31
207339173 | 01/05/23 | Live | Midea Electric Trading | BLUERIDGE | Singlezone Non-Ducted, Wall Placement | 207339173 |  | HRCU-A-CB-O | BMY922C | Mini-Splits | BMY922WM | 12.6 | 21.5 | 10 | 12.6 | 21.7 | 9.4 | TRUE | TRUE | FALSE | 9000 | 6000 | 2.51 | 8065 | 2.17
10309049 | 04/28/22 | Live | Johnson Controls Inc. (York International Norman) | CHAMPION HEATING AND COOLING | Singlezone Ducted, Centrally Ducted | 10309049 |  | HRCU-A-CB | HL20B2421 |  | CM25BE1A1+MVC12BN21 | 14 | 20.75 | 10.5 |  |  |  | FALSE | FALSE | FALSE | 24000 | 22400 | 2.16 | 24000 | 2.13
208106814 | 04/20/22 | Live | Lennox Industries | ARMSTRONG AIR | Multizone Mix of Ducted and Non-Ducted | 208106814 |  | HMSV-A-CB | 4DHP2S18M-1P | Mixed Ducted and Non-Ducted Indoor Units |  | 12.65 | 20.75 | 10.7 |  |  |  | TRUE | FALSE | TRUE | 18000 | 11400 | 2.91 | 15600 | 2.31
201982918 | 04/28/22 | Live | Johnson Controls Inc. (York International Norman) | LUXAIRE | Singlezone Ducted, Centrally Ducted | 201982918 |  | HRCU-A-CB | HL20B3621 |  | AVV38CE221 | 13.3 | 20 | 10.9 |  |  |  | FALSE | FALSE | FALSE | 33600 | 33400 | 2.26 | 33500 | 2.41
207590722 | 10/28/22 | Live | Trane U.S. Inc. | AMERICAN STANDARD | Singlezone Ducted, Centrally Ducted | 207590722 |  | HRCU-A-CB | 4A6V8X36A1 |  | TAMXA0C42V4PA | 12.5 | 18 | 10 |  |  |  | FALSE | FALSE | FALSE | 35800 | 25000 | 3.33 | 25000 | 2.21
201982949 | 04/28/22 | Live | Johnson Controls Inc. (York International Norman) | LUXAIRE | Singlezone Ducted, Centrally Ducted | 201982949 |  | HRCU-A-CB | HL20B6021 |  | AVV61DE421 | 12.6 | 19.8 | 10.75 |  |  |  | FALSE | FALSE | FALSE | 53000 | 46000 | 2.3 | 59000 | 2.27
208106829 | 04/20/22 | Live | Lennox Industries | CONCORD | Multizone Mix of Ducted and Non-Ducted | 208106829 |  | HMSV-A-CB | 4DHP2S18M-1P | Mixed Ducted and Non-Ducted Indoor Units |  | 12.65 | 20.75 | 10.7 |  |  |  | TRUE | FALSE | TRUE | 18000 | 11400 | 2.91 | 15600 | 2.31
208106844 | 04/20/22 | Live | Lennox Industries | DUCANE | Multizone Mix of Ducted and Non-Ducted | 208106844 |  | HMSV-A-CB | 4DHP2S18M-1P | Mixed Ducted and Non-Ducted Indoor Units |  | 12.65 | 20.75 | 10.7 |  |  |  | TRUE | FALSE | TRUE | 18000 | 11400 | 2.91 | 15600 | 2.31
201982913 | 04/28/22 | Live | Johnson Controls Inc. (York International Norman) | LUXAIRE | Singlezone Ducted, Centrally Ducted | 201982913 |  | HRCU-A-CB | HL20B2421S |  | AVV25BE121 | 14.25 | 21 | 10.5 |  |  |  | FALSE | FALSE | FALSE | 24000 | 22400 | 2.16 | 24000 | 2.13
10093509 | 10/28/22 | Live | Trane U.S. Inc. | TRANE | Singlezone Ducted, Centrally Ducted | 10093509 |  | HRCU-A-CB | 4TWV8037A1 |  | TAM9A0C42V41 | 13 | 18 | 9.6 |  |  |  | FALSE | FALSE | FALSE | 35400 | 25000 | 3.3 | 25200 | 2.22
206733681 | 11/09/22 | Live | GENERALLUX | GENERALLUX STAR | Singlezone Non-Ducted, Wall Placement | 206733681 |  | HRCU-A-CB-O | AST-24UW3SDBTU01(O) | Non-Ducted Indoor Units | AST-24UW3SDBTU01(I) | 12.5 | 21 | 10.5 |  |  |  | FALSE | FALSE | FALSE | 23400 | 14500 | 2.47 | 20250 | 2.12
207590723 | 10/28/22 | Live | Trane U.S. Inc. | AMERICAN STANDARD | Singlezone Ducted, Centrally Ducted | 207590723 |  | HRCU-A-CB | 4A6V8X48A1 |  | TAMXA0C48V4PA | 12.5 | 18 | 10 |  |  |  | FALSE | FALSE | FALSE | 47000 | 34800 | 4.64 | 35200 | 2.2
207826691 | 01/05/23 | Live | Midea Electric Trading | BLUERIDGE | Singlezone Non-Ducted, Wall Placement | 207826691 |  | HRCU-A-CB-O | BMX1220C | Mini-Splits | BMX1220WM | 10.3 | 20 | 10.8 | 10.3 | 20.8 | 8.7 | FALSE | FALSE | FALSE | 12000 | 7800 | 2.31 | 8200 | 1.35
10093460 | 10/28/22 | Live | Trane U.S. Inc. | AMERICAN STANDARD | Singlezone Ducted, Centrally Ducted | 10093460 |  | HRCU-A-CB | 4A6V8037A1 |  | TAM9A0C36V31 | 13 | 18 | 10 |  |  |  | FALSE | FALSE | FALSE | 35000 | 25200 | 3.18 | 25500 | 2.32
10093448 | 10/28/22 | Live | Trane U.S. Inc. | AMERICAN STANDARD | Singlezone Ducted, Centrally Ducted | 10093448 |  | HRCU-A-CB | 4A6V0036A1 |  | TAM9A0C36V31 | 13.5 | 19.75 | 10 |  |  |  | TRUE | FALSE | TRUE | 35000 | 25200 | 3.18 | 25500 | 2.32
209457663 | 11/09/22 | Live | GENERALLUX | GENERALLUX | Singlezone Non-Ducted, Wall Placement | 209457663 |  | HRCU-A-CB-O | TSC-GL-09HA2/I3TO23 | Non-Ducted Indoor Units | TSC-GL-09HA2/I3TI23 | 13 | 23 | 10 |  |  |  | FALSE | FALSE | FALSE | 9000 | 9500 | 4.49 | 9500 | 2.96
207740508 | 01/05/23 | Live | Midea Electric Trading | C&H | Singlezone Non-Ducted, Wall Placement | 207740508 |  | HRCU-A-CB-O | CH-NY12MIA-115VO | Mini-Splits | CH-12OLV-115VI | 10.3 | 20 | 10.8 | 10.3 | 20.8 | 8.7 | FALSE | FALSE | FALSE | 12000 | 7800 | 2.31 | 8200 | 1.35
207590047 | 10/28/22 | Live | Trane U.S. Inc. | AMERICAN STANDARD | Singlezone Ducted, Centrally Ducted | 207590047 |  | HRCU-A-CB | 4A6V8X36A1 |  | TAM9A0C42V41 | 12.5 | 18 | 10 |  |  |  | TRUE | FALSE | FALSE | 35800 | 25400 | 3.35 | 25700 | 2.22
10093458 | 10/28/22 | Live | Trane U.S. Inc. | AMERICAN STANDARD | Singlezone Ducted, Centrally Ducted | 10093458 |  | HRCU-A-CB | 4A6V8036A1 |  | TAM9A0C42V41 | 12.5 | 18 | 10 |  |  |  | FALSE | FALSE | FALSE | 35800 | 25400 | 3.35 | 25700 | 2.22
200059084 | 06/07/21 | Live | MARS | CENTURY | Multizone All Non-Ducted | 200059084 |  | HMSV-A-CB | A-VFH18DB-1 | Non-Ducted Indoor Units |  | 12.5 | 22 | 11 |  |  |  | FALSE | FALSE | FALSE | 18000 | 12800 | 2.42 | 16400 | 2.42
200059088 | 06/09/21 | Live | MARS | CENTURY | Multizone All Non-Ducted | 200059088 |  | HMSV-A-CB | A-VFH30QB-1 | Non-Ducted Indoor Units |  | 12.5 | 21 | 11.5 |  |  |  | FALSE | FALSE | FALSE | 28400 | 18000 | 2.6 | 24000 | 3.13
207740507 | 01/05/23 | Live | Midea Electric Trading | C&H | Singlezone Non-Ducted, Wall Placement | 207740507 |  | HRCU-A-CB-O | CH-NY09MIA-115VO | Mini-Splits | CH-09OLV-115VI | 12.5 | 21.5 | 10.3 | 12.5 | 21.5 | 9.1 | TRUE | TRUE | FALSE | 9000 | 6300 | 2.4 | 7973 | 1.88
200059087 | 05/27/21 | Live | MARS | COMFORT-AIRE | Multizone Mix of Ducted and Non-Ducted | 200059087 |  | HMSV-A-CB | A-VFH30QB-1 | Non-Ducted Indoor Units |  | 12.5 | 21 | 11.5 |  |  |  | FALSE | FALSE | FALSE | 28400 | 18000 | 2.6 | 24000 | 3.13
10153449 | 10/28/22 | Live | Trane U.S. Inc. | AMERICAN STANDARD | Singlezone Ducted, Centrally Ducted | 10153449 |  | HRCU-A-CB | 4A6V0060A1 |  | TEM8A0D48V41+TDR | 12.5 | 18.5 | 10 |  |  |  | FALSE | FALSE | FALSE | 53500 | 49500 | 2.2 | 51100 | 2.2
207590720 | 10/28/22 | Live | Trane U.S. Inc. | AMERICAN STANDARD | Singlezone Ducted, Centrally Ducted | 207590720 |  | HRCU-A-CB | 4A6V8X24A1 |  | TAMXA0B30V3PA | 13 | 18 | 10 |  |  |  | FALSE | FALSE | FALSE | 23800 | 15800 | 1.98 | 15800 | 2.35
210435405 | 11/02/22 | Live | Trane U.S. Inc. | TRANE | Multizone All Non-Ducted | 210435405 |  | HMSR-A-CB-O | 4TXM2118A12N0** | Non-Ducted Indoor Units |  | 12 | 21 | 10 |  |  |  | TRUE | FALSE | TRUE | 17000 | 14700 | 2.63 | 16400 | 2.64
210435406 | 11/02/22 | Live | Trane U.S. Inc. | TRANE | Multizone All Non-Ducted | 210435406 |  | HMSR-A-CB-O | 4TXM2124A13N0** | Non-Ducted Indoor Units |  | 12.5 | 21 | 10 |  |  |  | TRUE | FALSE | TRUE | 23200 | 23600 | 2.34 | 26600 | 2.5
210435407 | 11/02/22 | Live | Trane U.S. Inc. | TRANE | Multizone All Non-Ducted | 210435407 |  | HMSR-A-CB-O | 4TXM2130A14N0** | Non-Ducted Indoor Units |  | 12.5 | 21 | 10 |  |  |  | TRUE | FALSE | TRUE | 28400 | 27200 | 2.41 | 31860 | 2.4
210435408 | 11/02/22 | Live | Trane U.S. Inc. | TRANE | Multizone All Non-Ducted | 210435408 |  | HMSR-A-CB-O | 4TXM2136A14N0** | Non-Ducted Indoor Units |  | 12 | 21 | 10 |  |  |  | TRUE | FALSE | TRUE | 34000 | 30800 | 2.04 | 37720 | 2.38
210435409 | 11/02/22 | Live | Trane U.S. Inc. | TRANE | Multizone All Non-Ducted | 210435409 |  | HMSR-A-CB-O | 4TXM2142A15N0** | Non-Ducted Indoor Units |  | 12 | 21 | 10 |  |  |  | TRUE | FALSE | TRUE | 36000 | 35600 | 2.38 | 38200 | 2.41
210435420 | 11/02/22 | Live | Trane U.S. Inc. | AMERICAN STANDARD | Multizone All Non-Ducted | 210435420 |  | HMSR-A-CB-O | 4TXM2118A12N0** | Non-Ducted Indoor Units |  | 12 | 21 | 10 |  |  |  | TRUE | FALSE | TRUE | 17000 | 14700 | 2.63 | 16400 | 2.64
210435421 | 11/02/22 | Live | Trane U.S. Inc. | AMERICAN STANDARD | Multizone All Non-Ducted | 210435421 |  | HMSR-A-CB-O | 4TXM2124A13N0** | Non-Ducted Indoor Units |  | 12.5 | 21 | 10 |  |  |  | TRUE | FALSE | TRUE | 23200 | 23600 | 2.34 | 26600 | 2.5
210435422 | 11/02/22 | Live | Trane U.S. Inc. | AMERICAN STANDARD | Multizone All Non-Ducted | 210435422 |  | HMSR-A-CB-O | 4TXM2130A14N0** | Non-Ducted Indoor Units |  | 12.5 | 21 | 10 |  |  |  | TRUE | FALSE | TRUE | 28400 | 27200 | 2.41 | 31860 | 2.4
210435423 | 11/02/22 | Live | Trane U.S. Inc. | AMERICAN STANDARD | Multizone All Non-Ducted | 210435423 |  | HMSR-A-CB-O | 4TXM2136A14N0** | Non-Ducted Indoor Units |  | 12 | 21 | 10 |  |  |  | TRUE | FALSE | TRUE | 34000 | 30800 | 2.04 | 37720 | 2.38
210435424 | 11/02/22 | Live | Trane U.S. Inc. | AMERICAN STANDARD | Multizone All Non-Ducted | 210435424 |  | HMSR-A-CB-O | 4TXM2142A15N0** | Non-Ducted Indoor Units |  | 12 | 21 | 10 |  |  |  | TRUE | FALSE | TRUE | 36000 | 35600 | 2.38 | 38200 | 2.41
210488259 | 11/02/22 | Live | Trane U.S. Inc. | AMERISTAR | Multizone All Non-Ducted | 210488259 |  | HMSR-A-CB-O | M4THM1918A12N** | Non-Ducted Indoor Units |  | 12 | 19 | 10 |  |  |  | TRUE | FALSE | TRUE | 17000 | 14700 | 2.63 | 16400 | 2.64
210488260 | 11/02/22 | Live | Trane U.S. Inc. | AMERISTAR | Multizone All Non-Ducted | 210488260 |  | HMSR-A-CB-O | M4THM1924A13N** | Non-Ducted Indoor Units |  | 12.5 | 19 | 10 |  |  |  | TRUE | FALSE | TRUE | 23200 | 23600 | 2.34 | 26600 | 2.5
210488261 | 11/02/22 | Live | Trane U.S. Inc. | AMERISTAR | Multizone All Non-Ducted | 210488261 |  | HMSR-A-CB-O | M4THM1930A14N** | Non-Ducted Indoor Units |  | 12.5 | 19 | 10 |  |  |  | TRUE | FALSE | TRUE | 28400 | 27200 | 2.41 | 31860 | 2.4
210488262 | 11/02/22 | Live | Trane U.S. Inc. | AMERISTAR | Multizone All Non-Ducted | 210488262 |  | HMSR-A-CB-O | M4THM1936A14N** | Non-Ducted Indoor Units |  | 12 | 19 | 10 |  |  |  | TRUE | FALSE | TRUE | 34000 | 30800 | 2.04 | 37720 | 2.38
210488263 | 11/02/22 | Live | Trane U.S. Inc. | AMERISTAR | Multizone All Non-Ducted | 210488263 |  | HMSR-A-CB-O | M4THM1942A15N** | Non-Ducted Indoor Units |  | 12 | 19 | 10 |  |  |  | TRUE | FALSE | TRUE | 36000 | 35600 | 2.38 | 38200 | 2.41
210488274 | 11/02/22 | Live | Trane U.S. Inc. | RUNTRU | Multizone All Non-Ducted | 210488274 |  | HMSR-A-CB-O | M4THM1918A12N** | Non-Ducted Indoor Units |  | 12 | 19 | 10 |  |  |  | TRUE | FALSE | TRUE | 17000 | 14700 | 2.63 | 16400 | 2.64
210488275 | 11/02/22 | Live | Trane U.S. Inc. | RUNTRU | Multizone All Non-Ducted | 210488275 |  | HMSR-A-CB-O | M4THM1924A13N** | Non-Ducted Indoor Units |  | 12.5 | 19 | 10 |  |  |  | TRUE | FALSE | TRUE | 23200 | 23600 | 2.34 | 26600 | 2.5
210488276 | 11/02/22 | Live | Trane U.S. Inc. | RUNTRU | Multizone All Non-Ducted | 210488276 |  | HMSR-A-CB-O | M4THM1930A14N** | Non-Ducted Indoor Units |  | 12.5 | 19 | 10 |  |  |  | TRUE | FALSE | TRUE | 28400 | 27200 | 2.41 | 31860 | 2.4
210488277 | 11/02/22 | Live | Trane U.S. Inc. | RUNTRU | Multizone All Non-Ducted | 210488277 |  | HMSR-A-CB-O | M4THM1936A14N** | Non-Ducted Indoor Units |  | 12 | 19 | 10 |  |  |  | TRUE | FALSE | TRUE | 34000 | 30800 | 2.04 | 37720 | 2.38
210488278 | 11/02/22 | Live | Trane U.S. Inc. | RUNTRU | Multizone All Non-Ducted | 210488278 |  | HMSR-A-CB-O | M4THM1942A15N** | Non-Ducted Indoor Units |  | 12 | 19 | 10 |  |  |  | TRUE | FALSE | TRUE | 36000 | 35600 | 2.38 | 38200 | 2.41
200059083 | 05/25/21 | Live | MARS | COMFORT-AIRE | Multizone All Non-Ducted | 200059083 |  | HRCU-A-CB-O | A-VFH18DB-1 | Non-Ducted Indoor Units |  | 12.5 | 22 | 11 |  |  |  | FALSE | FALSE | FALSE | 18000 | 12800 | 2.42 | 16400 | 2.42
207826690 | 01/05/23 | Live | Midea Electric Trading | BLUERIDGE | Singlezone Non-Ducted, Wall Placement | 207826690 |  | HRCU-A-CB-O | BMX922C | Mini-Splits | BMX922WM | 12.5 | 21.5 | 10.3 | 12.5 | 21.5 | 9.1 | TRUE | TRUE | FALSE | 9000 | 6300 | 2.4 | 7973 | 1.88
10153459 | 10/28/22 | Live | Trane U.S. Inc. | AMERICAN STANDARD | Singlezone Ducted, Centrally Ducted | 10153459 |  | HRCU-A-CB | 4A6V8037A1 |  | TEM8A0C42V41+TDR | 12.5 | 18 | 10 |  |  |  | FALSE | FALSE | FALSE | 35600 | 25200 | 3.21 | 25700 | 2.3
212920528 | 07/30/23 | Live | Midea Electric Trading | ORIENT CARE | Multizone All Ducted | 212920528 |  | HMSV-A-CB | OUM24M410AGH30 | Ducted Indoor Units |  | 11.7 | 19 | 10.5 | 12 | 19.4 | 9.9 | FALSE | FALSE | TRUE | 24000 | 24000 | 2.4 | 25000 | 2.04
206918595 | 10/28/22 | Live | Trane U.S. Inc. | AMERICAN STANDARD | Singlezone Ducted, Centrally Ducted | 206918595 |  | HRCU-A-CB | 4A6V8037A1 |  | TEM6A0C42H41+TDR+RP | 13 | 18 | 9.6 |  |  |  | FALSE | FALSE | FALSE | 35000 | 25000 | 3.19 | 25300 | 2.31
212920529 | 07/30/23 | Live | Midea Electric Trading | ORIENT CARE | Multizone Mix of Ducted and Non-Ducted | 212920529 |  | HMSV-A-CB | OUM24M410AGH30 | Mixed Ducted and Non-Ducted Indoor Units |  | 12.15 | 21 | 10.85 | 12.4 | 21.55 | 10.35 | FALSE | FALSE | TRUE | 24000 | 24000 | 2.45 | 25000 | 2.04
206918587 | 10/28/22 | Live | Trane U.S. Inc. | AMERICAN STANDARD | Singlezone Ducted, Centrally Ducted | 206918587 |  | HRCU-A-CB | 4A6V0036A1 |  | TEM6A0C42H41+TDR+RP | 13 | 20 | 9.6 |  |  |  | FALSE | FALSE | FALSE | 35000 | 25000 | 3.19 | 25300 | 2.31
207740515 | 01/05/23 | Live | Midea Electric Trading | C&H | Singlezone Non-Ducted, Wall Placement | 207740515 |  | HRCU-A-CB-O | CH-ES24-230VO | Mini-Splits | CH-24MOLVWM-230VI | 13 | 21 | 10 | 13 | 21 | 8.5 | TRUE | FALSE | FALSE | 24000 | 17400 | 2.28 | 23471 | 2.29
207590595 | 10/28/22 | Live | Trane U.S. Inc. | AMERICAN STANDARD | Singlezone Ducted, Centrally Ducted | 207590595 |  | HRCU-A-CB | 4A6V0X36A1 |  | TEM6A0C42H41+TDR+RP | 13 | 20 | 9.6 |  |  |  | TRUE | FALSE | FALSE | 35000 | 25000 | 3.19 | 25300 | 2.31
212920506 | 07/30/23 | Live | Midea Electric Trading | ORIENT CARE | Multizone All Ducted | 212920506 |  | HMSV-A-CB | OUM18M410AGR30 | Ducted Indoor Units |  | 12 | 19 | 10.8 | 12 | 19 | 9.8 | FALSE | FALSE | TRUE | 18000 | 14800 | 2.49 | 16000 | 2.23
212920507 | 07/30/23 | Live | Midea Electric Trading | ORIENT CARE | Multizone Mix of Ducted and Non-Ducted | 212920507 |  | HMSV-A-CB | OUM18M410AGR30 | Mixed Ducted and Non-Ducted Indoor Units |  | 12.25 | 20.25 | 10.7 | 12.25 | 20 | 10 | FALSE | FALSE | TRUE | 18000 | 14600 | 2.5 | 16000 | 2.23
212920511 | 07/30/23 | Live | Midea Electric Trading | ORIENT CARE | Multizone All Ducted | 212920511 |  | HMSV-A-CB | OUM27M410AGR30 | Ducted Indoor Units |  | 11.2 | 21 | 10.2 | 11.7 | 21 | 9.2 | FALSE | FALSE | TRUE | 28000 | 22000 | 2.6 | 22600 | 2.25
212920531 | 07/30/23 | Live | Midea Electric Trading | ORIENT CARE | Multizone All Ducted | 212920531 |  | HMSV-A-CB | OUM27M410AGH30 | Ducted Indoor Units |  | 11.5 | 20 | 10.1 | 11.7 | 20 | 9.5 | FALSE | FALSE | TRUE | 28000 | 27000 | 2.3 | 27200 | 2.21
207590601 | 10/28/22 | Live | Trane U.S. Inc. | AMERICAN STANDARD | Singlezone Ducted, Centrally Ducted | 207590601 |  | HRCU-A-CB | 4A6V8X36A1 |  | TEM6A0C42H41+TDR+RP | 12.5 | 18 | 9.6 |  |  |  | TRUE | FALSE | FALSE | 34600 | 25000 | 3.21 | 25300 | 2.29
5751311 | 10/27/22 | Live | Fujitsu General America, Inc. | FUJITSU | Singlezone Non-Ducted, Wall Placement | 5751311 |  | HRCU-A-CB-O | AOU9RLFC | Mini-Splits | AUU9RLF | 14.5 | 24 | 13 |  |  |  | FALSE | FALSE | FALSE | 9000 | 7100 | 2.17 | 16100 | 2.65
206918593 | 10/28/22 | Live | Trane U.S. Inc. | AMERICAN STANDARD | Singlezone Ducted, Centrally Ducted | 206918593 |  | HRCU-A-CB | 4A6V8036A1 |  | TEM6A0C42H41+TDR+RP | 12.5 | 18 | 9.6 |  |  |  | FALSE | FALSE | FALSE | 34600 | 25000 | 3.21 | 25300 | 2.29
213088008 | 07/30/23 | Live | Midea Electric Trading | ECO AC | Multizone Mix of Ducted and Non-Ducted | 213088008 |  | HMSV-A-CB | EMH-5O48BBH | Mixed Ducted and Non-Ducted Indoor Units |  | 11.2 | 20.6 | 11 | 11.35 | 21.05 | 9.45 | FALSE | FALSE | TRUE | 47500 | 37400 | 2.4 | 45000 | 2.2
212920538 | 07/30/23 | Live | Midea Electric Trading | ORIENT CARE | Multizone Mix of Ducted and Non-Ducted | 212920538 |  | HMSV-A-CB | OUM48M410AGH30 | Mixed Ducted and Non-Ducted Indoor Units |  | 11.2 | 20.6 | 11 | 11.35 | 21.05 | 9.45 | FALSE | FALSE | TRUE | 47500 | 37400 | 2.4 | 45000 | 2.2
212920512 | 07/30/23 | Live | Midea Electric Trading | ORIENT CARE | Multizone Mix of Ducted and Non-Ducted | 212920512 |  | HMSV-A-CB | OUM27M410AGR30 | Mixed Ducted and Non-Ducted Indoor Units |  | 11.6 | 21.75 | 10.2 | 11.95 | 22.25 | 9.2 | FALSE | FALSE | TRUE | 27400 | 21000 | 2.48 | 22600 | 2.25
212920532 | 07/30/23 | Live | Midea Electric Trading | ORIENT CARE | Multizone Mix of Ducted and Non-Ducted | 212920532 |  | HMSV-A-CB | OUM27M410AGH30 | Mixed Ducted and Non-Ducted Indoor Units |  | 11.5 | 21 | 10.05 | 11.75 | 21.3 | 9.65 | FALSE | FALSE | TRUE | 28000 | 26200 | 2.3 | 27200 | 2.21
5751312 | 10/27/22 | Live | Fujitsu General America, Inc. | FUJITSU | Singlezone Ducted, Compact Ducted | 5751312 |  | HRCU-A-CB | AOU9RLFC | Mini-Splits | ARU9RLF | 14.5 | 21.5 | 12.2 |  |  |  | FALSE | FALSE | FALSE | 9000 | 7300 | 2.23 | 16100 | 2.65
212920520 | 07/30/23 | Live | Midea Electric Trading | ORIENT CARE | Multizone Mix of Ducted and Non-Ducted | 212920520 |  | HMSV-A-CB | OUM48M410AGR30 | Mixed Ducted and Non-Ducted Indoor Units |  | 10.55 | 20.75 | 11 | 10.9 | 20.8 | 9.6 | FALSE | FALSE | TRUE | 48000 | 36000 | 2.6 | 37000 | 2.17
212920540 | 07/30/23 | Live | Midea Electric Trading | ORIENT CARE | Multizone All Ducted | 212920540 |  | HMSV-A-CB | OUM55M410AGH30 | Ducted Indoor Units |  | 10.5 | 19 | 11 | 10.5 | 18.8 | 9.3 | FALSE | FALSE | TRUE | 55000 | 35200 | 2.5 | 45000 | 2.06
212920541 | 07/30/23 | Live | Midea Electric Trading | ORIENT CARE | Multizone Mix of Ducted and Non-Ducted | 212920541 |  | HMSV-A-CB | OUM55M410AGH30 | Mixed Ducted and Non-Ducted Indoor Units |  | 10.5 | 19 | 10.9 | 10.5 | 19.4 | 9.4 | FALSE | FALSE | TRUE | 55000 | 35000 | 2.45 | 45000 | 2.06
212920523 | 07/30/23 | Live | Midea Electric Trading | ORIENT CARE | Multizone Mix of Ducted and Non-Ducted | 212920523 |  | HMSV-A-CB | OUM55M410AGR30 | Mixed Ducted and Non-Ducted Indoor Units |  | 10.5 | 19 | 11.15 | 10.5 | 19.6 | 9.1 | FALSE | FALSE | TRUE | 55000 | 35800 | 2.58 | 37000 | 2.17
212940824 | 07/26/23 | Live | Midea Electric Trading | CENTURY | Multizone All Ducted | 212940824 |  | HMSV-A-CB | A-VMH28TV-1 | Ducted Indoor Units |  | 11.5 | 20 | 10.1 | 11.7 | 20 | 9.5 | TRUE | TRUE | TRUE | 28000 | 27000 | 2.3 | 27200 | 2.21
212940827 | 07/26/23 | Live | Midea Electric Trading | CENTURY | Multizone Mix of Ducted and Non-Ducted | 212940827 |  | HMSV-A-CB | A-VMH28TV-1 | Mixed Ducted and Non-Ducted Indoor Units |  | 12 | 21.25 | 10.7 | 12.1 | 21.5 | 10.05 | TRUE | TRUE | TRUE | 28000 | 26800 | 2.3 | 27200 | 2.21
10153440 | 10/28/22 | Live | Trane U.S. Inc. | AMERICAN STANDARD | Singlezone Ducted, Centrally Ducted | 10153440 |  | HRCU-A-CB | 4A6V0036A1 |  | TEM8A0C42V41+TDR | 13 | 20 | 10 |  |  |  | FALSE | FALSE | FALSE | 35600 | 25200 | 3.18 | 25400 | 2.33
5751314 | 10/27/22 | Live | Fujitsu General America, Inc. | FUJITSU | Singlezone Ducted, Compact Ducted | 5751314 |  | HRCU-A-CB | AOU12RLFC | Mini-Splits | ARU12RLF | 12.8 | 20 | 11.5 |  |  |  | FALSE | FALSE | FALSE | 12000 | 9500 | 2.4 | 17600 | 2.4
212615068 | 07/26/23 | Live | Midea Electric Trading | YONAN | Multizone All Ducted | 212615068 |  | HMSV-A-CB | YSMO-18HFN1 | Ducted Indoor Units |  | 12 | 19 | 10.8 | 12 | 19 | 9.8 | FALSE | FALSE | TRUE | 18000 | 14800 | 2.49 | 16000 | 2.23
212615069 | 07/26/23 | Live | Midea Electric Trading | YONAN | Multizone Mix of Ducted and Non-Ducted | 212615069 |  | HMSV-A-CB | YSMO-18HFN1 | Mixed Ducted and Non-Ducted Indoor Units |  | 12.25 | 20.25 | 10.7 | 12.25 | 20 | 10 | FALSE | FALSE | TRUE | 18000 | 14600 | 2.5 | 16000 | 2.23
212615073 | 07/26/23 | Live | Midea Electric Trading | YONAN | Multizone All Ducted | 212615073 |  | HMSV-A-CB | YSMO-27HFN1 | Ducted Indoor Units |  | 11.2 | 21 | 10.2 | 11.7 | 21 | 9.2 | FALSE | FALSE | TRUE | 28000 | 22000 | 2.6 | 22600 | 2.25
212615074 | 07/26/23 | Live | Midea Electric Trading | YONAN | Multizone Mix of Ducted and Non-Ducted | 212615074 |  | HMSV-A-CB | YSMO-27HFN1 | Mixed Ducted and Non-Ducted Indoor Units |  | 11.6 | 21.75 | 10.2 | 11.95 | 22.25 | 9.2 | FALSE | FALSE | TRUE | 27400 | 21000 | 2.48 | 22600 | 2.25
212615080 | 07/26/23 | Live | Midea Electric Trading | YONAN | Multizone Mix of Ducted and Non-Ducted | 212615080 |  | HMSV-A-CB | YSMO-48HFN1 | Mixed Ducted and Non-Ducted Indoor Units |  | 10.55 | 20.75 | 11 | 10.9 | 20.8 | 9.6 | FALSE | FALSE | TRUE | 48000 | 36000 | 2.6 | 37000 | 2.17
212615083 | 07/26/23 | Live | Midea Electric Trading | YONAN | Multizone Mix of Ducted and Non-Ducted | 212615083 |  | HMSV-A-CB | YSMO-55HFN1 | Mixed Ducted and Non-Ducted Indoor Units |  | 10.5 | 19 | 11.15 | 10.5 | 19.6 | 9.1 | FALSE | FALSE | TRUE | 55000 | 35800 | 2.58 | 37000 | 2.17
207743708 | 07/26/23 | Live | Midea Electric Trading | AURORA | Multizone All Ducted | 207743708 |  | HMSV-A-CB | AU-MU18-2A-U | Ducted Indoor Units |  | 12 | 19 | 10.8 | 12 | 19 | 9.8 | FALSE | FALSE | TRUE | 18000 | 14800 | 2.49 | 16000 | 2.23
212528007 | 07/26/23 | Live | Midea Electric Trading | TK'S | Multizone All Ducted | 212528007 |  | HMSV-A-CB | T2C-18HFN1* | Ducted Indoor Units |  | 12 | 19 | 10.8 | 12 | 19 | 9.8 | FALSE | FALSE | TRUE | 18000 | 14800 | 2.49 | 16000 | 2.23
5751313 | 10/27/22 | Live | Fujitsu General America, Inc. | FUJITSU | Singlezone Non-Ducted, Wall Placement | 5751313 |  | HRCU-A-CB-O | AOU12RLFC | Mini-Splits | AUU12RLF | 12.8 | 21.9 | 12.2 |  |  |  | FALSE | FALSE | FALSE | 12000 | 10200 | 2.58 | 17600 | 2.4
212528008 | 07/26/23 | Live | Midea Electric Trading | TK'S | Multizone Mix of Ducted and Non-Ducted | 212528008 |  | HMSV-A-CB | T2C-18HFN1* | Mixed Ducted and Non-Ducted Indoor Units |  | 12.25 | 20.25 | 10.7 | 12.25 | 20 | 10 | FALSE | FALSE | TRUE | 18000 | 14600 | 2.5 | 16000 | 2.23
207743711 | 10/27/22 | Live | Midea Electric Trading | AURORA | Multizone All Ducted | 207743711 |  | HMSV-A-CB | AU-MU27-2A-U | Ducted Indoor Units |  | 11.2 | 21 | 10.2 | 11.7 | 21 | 9.2 | FALSE | FALSE | TRUE | 28000 | 22000 | 2.6 | 22600 | 2.25
212528010 | 07/26/23 | Live | Midea Electric Trading | TK'S | Multizone All Ducted | 212528010 |  | HMSV-A-CB | T3C-30HFN1* | Ducted Indoor Units |  | 11.2 | 21 | 10.2 | 11.7 | 21 | 9.2 | FALSE | FALSE | TRUE | 28000 | 22000 | 2.6 | 22600 | 2.25
212528011 | 07/26/23 | Live | Midea Electric Trading | TK'S | Multizone Mix of Ducted and Non-Ducted | 212528011 |  | HMSV-A-CB | T3C-30HFN1* | Mixed Ducted and Non-Ducted Indoor Units |  | 11.6 | 21.75 | 10.2 | 11.95 | 22.25 | 9.2 | FALSE | FALSE | TRUE | 27400 | 21000 | 2.48 | 22600 | 2.25
207526325 | 10/28/22 | Live | Trane U.S. Inc. | TRANE | Singlezone Ducted, Centrally Ducted | 207526325 |  | HRCU-A-CB | 4TWV0X36A1 |  | TAM9A0C42V41 | 13.5 | 21 | 10 |  |  |  | TRUE | FALSE | FALSE | 35600 | 24800 | 3.3 | 25200 | 2.2
209157097 | 07/26/23 | Live | Midea Electric Trading | APOODR | Multizone Mix of Ducted and Non-Ducted | 209157097 |  | HMSV-A-CB | AM2OA-18HFN1 | Mixed Ducted and Non-Ducted Indoor Units |  | 12.25 | 20.25 | 10.7 | 12.25 | 20 | 10 | FALSE | FALSE | TRUE | 18000 | 14600 | 2.5 | 16000 | 2.23
212615017 | 07/26/23 | Live | Midea Electric Trading | RELIEF SCIENCES | Multizone All Ducted | 212615017 |  | HMSV-A-CB | LANG27OD35-3 | Ducted Indoor Units |  | 11.5 | 20 | 10.1 | 11.7 | 20 | 9.5 | FALSE | FALSE | TRUE | 28000 | 27000 | 2.3 | 27200 | 2.21
6961728 | 10/27/22 | Live | Fujitsu General America, Inc. | FUJITSU | Singlezone Non-Ducted, Wall Placement | 6961728 |  | HRCU-A-CB-O | AOU9RLFW1 | Mini-Splits | ASU9RLF1 | 13.8 | 23 | 11 |  |  |  | FALSE | FALSE | FALSE | 9000 | 7600 | 3.14 | 9500 | 2.19
212920658 | 07/26/23 | Live | Midea Electric Trading | BLADEX | Multizone Mix of Ducted and Non-Ducted | 212920658 |  | HMSV-A-CB | B50G-48SPHP1 | Mixed Ducted and Non-Ducted Indoor Units |  | 11.2 | 20.6 | 11 | 11.35 | 21.05 | 9.45 | FALSE | FALSE | TRUE | 47500 | 37400 | 2.4 | 45000 | 2.2
209157100 | 07/26/23 | Live | Midea Electric Trading | APOODR | Multizone Mix of Ducted and Non-Ducted | 209157100 |  | HMSV-A-CB | AM3OJ-27HFN1 | Mixed Ducted and Non-Ducted Indoor Units |  | 11.6 | 21.75 | 10.2 | 11.95 | 22.25 | 9.2 | FALSE | FALSE | TRUE | 27400 | 21000 | 2.48 | 22600 | 2.25
10309107 | 04/28/22 | Live | Johnson Controls Inc. (York International Norman) | LUXAIRE | Singlezone Ducted, Centrally Ducted | 10309107 |  | HRCU-A-CB | HL20B4821 |  | CM50DE3A1+MVC20DN21 | 13.5 | 21 | 10.5 |  |  |  | FALSE | FALSE | FALSE | 45000 | 42500 | 2.56 | 41300 | 2.56
10153454 | 10/28/22 | Live | Trane U.S. Inc. | AMERICAN STANDARD | Singlezone Ducted, Centrally Ducted | 10153454 |  | HRCU-A-CB | 4A6V8036A1 |  | TEM8A0C42V41+TDR | 12.5 | 18 | 10 |  |  |  | FALSE | FALSE | FALSE | 35400 | 25600 | 3.23 | 25800 | 2.33
212615022 | 07/26/23 | Live | Midea Electric Trading | RELIEF SCIENCES | Multizone Mix of Ducted and Non-Ducted | 212615022 |  | HMSV-A-CB | LANG27OD35-3 | Mixed Ducted and Non-Ducted Indoor Units |  | 11.5 | 21 | 10.05 | 11.75 | 21.3 | 9.65 | FALSE | FALSE | TRUE | 28000 | 26200 | 2.3 | 27200 | 2.21
6961729 | 10/27/22 | Live | Fujitsu General America, Inc. | FUJITSU | Singlezone Non-Ducted, Wall Placement | 6961729 |  | HRCU-A-CB-O | AOU12RLFW1 | Mini-Splits | ASU12RLF1 | 12.5 | 22 | 11 |  |  |  | FALSE | FALSE | FALSE | 12000 | 9400 | 2.87 | 11200 | 2.2
209157106 | 07/26/23 | Live | Midea Electric Trading | APOODR | Multizone Mix of Ducted and Non-Ducted | 209157106 |  | HMSV-A-CB | AM5OG-48HFN1 | Mixed Ducted and Non-Ducted Indoor Units |  | 10.55 | 20.75 | 11 | 10.9 | 20.8 | 9.6 | FALSE | FALSE | TRUE | 48000 | 36000 | 2.6 | 37000 | 2.17
213081438 | 07/26/23 | Live | Midea Electric Trading | COVAC | Multizone Mix of Ducted and Non-Ducted | 213081438 |  | HMSV-A-CB | M5OG-48HFN1-M | Mixed Ducted and Non-Ducted Indoor Units |  | 10.55 | 20.75 | 11 | 10.9 | 20.8 | 9.6 | FALSE | FALSE | TRUE | 48000 | 36000 | 2.6 | 37000 | 2.17
212528017 | 07/26/23 | Live | Midea Electric Trading | TK'S | Multizone Mix of Ducted and Non-Ducted | 212528017 |  | HMSV-A-CB | T5C-48HFN1* | Mixed Ducted and Non-Ducted Indoor Units |  | 10.55 | 20.75 | 11 | 10.9 | 20.8 | 9.6 | FALSE | FALSE | TRUE | 48000 | 36000 | 2.6 | 37000 | 2.17
10309111 | 04/28/22 | Live | Johnson Controls Inc. (York International Norman) | LUXAIRE | Singlezone Ducted, Centrally Ducted | 10309111 |  | HRCU-A-CB | HL20B4821 |  | CM50CE3A1+MVC16CN21 | 12.75 | 20.75 | 10.4 |  |  |  | FALSE | FALSE | FALSE | 45000 | 43500 | 2.48 | 41900 | 2.51
212920660 | 07/26/23 | Live | Midea Electric Trading | BLADEX | Multizone All Ducted | 212920660 |  | HMSV-A-CB | B50A-55SPHP1 | Ducted Indoor Units |  | 10.5 | 19 | 11 | 10.5 | 18.8 | 9.3 | FALSE | FALSE | TRUE | 55000 | 35200 | 2.5 | 45000 | 2.06
212920661 | 07/26/23 | Live | Midea Electric Trading | BLADEX | Multizone Mix of Ducted and Non-Ducted | 212920661 |  | HMSV-A-CB | B50A-55SPHP1 | Mixed Ducted and Non-Ducted Indoor Units |  | 10.5 | 19 | 10.9 | 10.5 | 19.4 | 9.4 | FALSE | FALSE | TRUE | 55000 | 35000 | 2.45 | 45000 | 2.06
213081466 | 07/26/23 | Live | Midea Electric Trading | STAR AIR KONTROL | Multizone Mix of Ducted and Non-Ducted | 213081466 |  | HMSV-A-CB | SAK-60-20MUZ/220(OUT) | Mixed Ducted and Non-Ducted Indoor Units |  | 10.5 | 19 | 11.15 | 10.5 | 19.6 | 9.1 | FALSE | FALSE | TRUE | 55000 | 35800 | 2.58 | 37000 | 2.17
212631691 | 07/26/23 | Live | Midea Electric Trading | CUSTOM COMFORT | Multizone All Ducted | 212631691 |  | HMSV-A-CB | CCOXHAMZ327HP | Ducted Indoor Units |  |  |  |  | 11.8 | 19 | 10 | TRUE | TRUE | TRUE | 27000 | 23000 | 2.4 | 29000 | 2.18
207740513 | 01/05/23 | Live | Midea Electric Trading | C&H | Singlezone Non-Ducted, Wall Placement | 207740513 |  | HRCU-A-CB-O | CH-ES12-230VO | Mini-Splits | CH-12MOLVWM-230VI | 13 | 22.2 | 11 | 13 | 23.1 | 10.8 | TRUE | TRUE | TRUE | 12000 | 10000 | 2.69 | 9843 | 2.33
212920652 | 07/26/23 | Live | Midea Electric Trading | BLADEX | Multizone All Ducted | 212920652 |  | HMSV-A-CB | B30K-27SPHP1 | Ducted Indoor Units |  |  |  |  | 11.8 | 19 | 10 | FALSE | FALSE | TRUE | 27000 | 23000 | 2.4 | 29000 | 2.18
8703507 | 10/27/22 | Live | Fujitsu General America, Inc. | FUJITSU | Singlezone Non-Ducted, Wall Placement | 8703507 |  | HRCU-A-CB-O | AOU15RLS3 | Mini-Splits | ASU15RLS3Y | 13.9 | 25.3 | 13.4 |  |  |  | FALSE | FALSE | FALSE | 14500 | 11200 | 3.16 | 21500 | 2.43
10309103 | 04/28/22 | Live | Johnson Controls Inc. (York International Norman) | LUXAIRE | Singlezone Ducted, Centrally Ducted | 10309103 |  | HRCU-A-CB | HL20B4821 |  | AVV50DE321 | 12.6 | 20.5 | 10.4 |  |  |  | FALSE | FALSE | FALSE | 45000 | 44000 | 2.42 | 42000 | 2.48
212631692 | 07/26/23 | Live | Midea Electric Trading | CUSTOM COMFORT | Multizone Mix of Ducted and Non-Ducted | 212631692 |  | HMSV-A-CB | CCOXHAMZ327HP | Mixed Ducted and Non-Ducted Indoor Units |  |  |  |  | 12 | 20.4 | 10 | TRUE | TRUE | TRUE | 27000 | 23000 | 2.4 | 30400 | 2.2
212920663 | 07/26/23 | Live | Midea Electric Trading | BLADEX | Multizone Mix of Ducted and Non-Ducted | 212920663 |  | HMSV-A-CB | B30K-27SPHP1 | Mixed Ducted and Non-Ducted Indoor Units |  |  |  |  | 11.8 | 19.75 | 9.8 | FALSE | FALSE | TRUE | 27000 | 22600 | 2.35 | 29900 | 2.19
206714980 | 10/27/22 | Live | Midea Electric Trading | MDV | Multizone All Ducted | 206714980 |  | HMSV-A-CB | M2OA-18HFN1-M | Ducted Indoor Units |  | 12 | 19 | 10.8 | 12 | 19 | 9.8 | TRUE | TRUE | TRUE | 18000 | 14800 | 2.49 | 16000 | 2.23
206716987 | 10/27/22 | Live | Midea Electric Trading | MDV | Multizone Mix of Ducted and Non-Ducted | 206716987 |  | HMSV-A-CB | M2OA-18HFN1-M | Mixed Ducted and Non-Ducted Indoor Units |  | 12.65 | 20.75 | 10.7 | 12.95 | 20.95 | 10.15 | TRUE | FALSE | TRUE | 18000 | 14500 | 2.5 | 16000 | 2.23
207641239 | 10/27/22 | Live | Midea Electric Trading | MDV | Multizone All Ducted | 207641239 |  | HMSV-A-CB | M2OA-18HFN1-M* | Ducted Indoor Units |  | 12 | 19 | 10.8 | 12 | 19 | 9.8 | TRUE | TRUE | TRUE | 18000 | 14800 | 2.49 | 16000 | 2.23
10309095 | 04/28/22 | Live | Johnson Controls Inc. (York International Norman) | LUXAIRE | Singlezone Ducted, Centrally Ducted | 10309095 |  | HRCU-A-CB | HL20B3621 |  | CM38CE2A1+MVC16CN21 | 13.25 | 20 | 10.5 |  |  |  | FALSE | FALSE | FALSE | 33600 | 33400 | 2.26 | 34200 | 2.75
207641240 | 10/27/22 | Live | Midea Electric Trading | MDV | Multizone Mix of Ducted and Non-Ducted | 207641240 |  | HMSV-A-CB | M2OA-18HFN1-M* | Mixed Ducted and Non-Ducted Indoor Units |  | 12.25 | 20.25 | 10.7 | 12.25 | 20 | 10 | TRUE | FALSE | TRUE | 18000 | 14600 | 2.5 | 16000 | 2.23
207617651 | 10/27/22 | Live | Midea Electric Trading | MDV | Multizone All Ducted | 207617651 |  | HMSV-A-CB | M3OJ-24HFN1-M | Ducted Indoor Units |  | 12.5 | 21.1 | 10.5 | 12.5 | 21.3 | 9.7 | TRUE | TRUE | TRUE | 24000 | 21600 | 2.61 | 22600 | 2.25
207618258 | 10/27/22 | Live | Midea Electric Trading | MDV | Multizone Mix of Ducted and Non-Ducted | 207618258 |  | HMSV-A-CB | M3OJ-24HFN1-M | Mixed Ducted and Non-Ducted Indoor Units |  | 12.8 | 22.6 | 10.75 | 12.95 | 22.95 | 9.85 | TRUE | TRUE | TRUE | 24000 | 21000 | 2.55 | 22600 | 2.25
10093497 | 10/28/22 | Live | Trane U.S. Inc. | TRANE | Singlezone Ducted, Centrally Ducted | 10093497 |  | HRCU-A-CB | 4TWV0036A1 |  | TAM9A0C42V41 | 13.5 | 21 | 10 |  |  |  | TRUE | FALSE | FALSE | 35600 | 24800 | 3.3 | 25200 | 2.2
8703349 | 10/27/22 | Live | Fujitsu General America, Inc. | FUJITSU | Singlezone Non-Ducted, Wall Placement | 8703349 |  | HRCU-A-CB-O | AOU9RLS3H | Mini-Splits | ASU9RLS3Y | 18 | 33 | 14 |  |  |  | FALSE | FALSE | FALSE | 9000 | 7000 | 3.36 | 16000 | 2.12
206714981 | 10/27/22 | Live | Midea Electric Trading | MDV | Multizone All Ducted | 206714981 |  | HMSV-A-CB | M3OJ-27HFN1-M | Ducted Indoor Units |  | 11.2 | 21 | 10.2 | 11.7 | 21 | 9.2 | TRUE | FALSE | TRUE | 28000 | 22000 | 2.6 | 22600 | 2.25
10153451 | 10/28/22 | Live | Trane U.S. Inc. | AMERICAN STANDARD | Singlezone Ducted, Centrally Ducted | 10153451 |  | HRCU-A-CB | 4A6V8024A1 |  | TEM8A0B30V31+TDR | 12.9 | 18 | 9.6 |  |  |  | FALSE | FALSE | FALSE | 24000 | 16700 | 2.02 | 16700 | 2.42
206716989 | 10/27/22 | Live | Midea Electric Trading | MDV | Multizone Mix of Ducted and Non-Ducted | 206716989 |  | HMSV-A-CB | M3OJ-27HFN1-M | Mixed Ducted and Non-Ducted Indoor Units |  | 11.85 | 22.4 | 10.35 | 12.2 | 22.8 | 9.35 | TRUE | FALSE | TRUE | 28000 | 21400 | 2.55 | 22600 | 2.25
207641243 | 10/27/22 | Live | Midea Electric Trading | MDV | Multizone All Ducted | 207641243 |  | HMSV-A-CB | M3OJ-27HFN1-M* | Ducted Indoor Units |  | 11.2 | 21 | 10.2 | 11.7 | 21 | 9.2 | TRUE | FALSE | TRUE | 28000 | 22000 | 2.6 | 22600 | 2.25
10309051 | 04/28/22 | Live | Johnson Controls Inc. (York International Norman) | LUXAIRE | Singlezone Ducted, Centrally Ducted | 10309051 |  | HRCU-A-CB | HL20B6021 |  | CM61DE4A1+MVC20DN21 | 12.5 | 20 | 10.75 |  |  |  | FALSE | FALSE | FALSE | 54000 | 45500 | 2.34 | 59000 | 2.28
207641254 | 10/27/22 | Live | Midea Electric Trading | MDV | Multizone Mix of Ducted and Non-Ducted | 207641254 |  | HMSV-A-CB | M3OJ-27HFN1-M* | Mixed Ducted and Non-Ducted Indoor Units |  | 11.6 | 21.75 | 10.2 | 11.95 | 22.25 | 9.2 | TRUE | FALSE | TRUE | 27400 | 21000 | 2.48 | 22600 | 2.25
207590065 | 10/28/22 | Live | Trane U.S. Inc. | AMERICAN STANDARD | Singlezone Ducted, Centrally Ducted | 207590065 |  | HRCU-A-CB | 4A6V8X24A1 |  | TEM8A0B30V31+TDR | 12.9 | 18 | 9.6 |  |  |  | TRUE | FALSE | TRUE | 24000 | 16700 | 2.02 | 16700 | 2.42
207641230 | 10/27/22 | Live | Midea Electric Trading | MDV | Multizone Mix of Ducted and Non-Ducted | 207641230 |  | HMSV-A-CB | M5OG-48HFN1-M | Mixed Ducted and Non-Ducted Indoor Units |  | 11.3 | 21.45 | 11.25 | 11.65 | 21.95 | 9.2 | FALSE | FALSE | TRUE | 48000 | 35000 | 2.55 | 37000 | 2.17
207641261 | 10/27/22 | Live | Midea Electric Trading | MDV | Multizone Mix of Ducted and Non-Ducted | 207641261 |  | HMSV-A-CB | M5OG-48HFN1-M* | Mixed Ducted and Non-Ducted Indoor Units |  | 10.55 | 20.75 | 11 | 10.9 | 20.8 | 9.6 | FALSE | FALSE | TRUE | 48000 | 36000 | 2.6 | 37000 | 2.17
206918590 | 10/28/22 | Live | Trane U.S. Inc. | AMERICAN STANDARD | Singlezone Ducted, Centrally Ducted | 206918590 |  | HRCU-A-CB | 4A6V0048A1 |  | TEM6A0D60H51+TDR+RP | 12 | 18.5 | 9.6 |  |  |  | FALSE | FALSE | FALSE | 45000 | 35000 | 4.42 | 35400 | 2.32
208132554 | 10/27/22 | Live | Midea Electric Trading | MDV | Multizone Mix of Ducted and Non-Ducted | 208132554 |  | HMSV-A-CB | M5OA-55HFN1-M | Mixed Ducted and Non-Ducted Indoor Units |  | 10.5 | 19.75 | 10.8 | 10.5 | 20.15 | 8.85 | FALSE | FALSE | TRUE | 55000 | 34800 | 2.55 | 37000 | 2.17
206918601 | 10/28/22 | Live | Trane U.S. Inc. | AMERICAN STANDARD | Singlezone Ducted, Centrally Ducted | 206918601 |  | HRCU-A-CB | 4A6V8049A1 |  | TEM6A0D60H51+TDR+RP | 12 | 18 | 9.6 |  |  |  | FALSE | FALSE | FALSE | 45000 | 35000 | 4.42 | 35400 | 2.32
208132555 | 10/27/22 | Live | Midea Electric Trading | MDV | Multizone Mix of Ducted and Non-Ducted | 208132555 |  | HMSV-A-CB | M5OA-55HFN1-M* | Mixed Ducted and Non-Ducted Indoor Units |  | 10.5 | 19 | 11.15 | 10.5 | 19.6 | 9.1 | FALSE | FALSE | TRUE | 55000 | 35800 | 2.58 | 37000 | 2.17
207590598 | 10/28/22 | Live | Trane U.S. Inc. | AMERICAN STANDARD | Singlezone Ducted, Centrally Ducted | 207590598 |  | HRCU-A-CB | 4A6V0X48A1 |  | TEM6A0D60H51+TDR+RP | 12 | 18.5 | 9.6 |  |  |  | FALSE | FALSE | FALSE | 45000 | 35000 | 4.42 | 35400 | 2.32
201982950 | 04/28/22 | Live | Johnson Controls Inc. (York International Norman) | FRASER-JOHNSTON | Singlezone Ducted, Centrally Ducted | 201982950 |  | HRCU-A-CB | HL20B6021 |  | AVV61DE421 | 12.6 | 19.8 | 10.75 |  |  |  | FALSE | FALSE | FALSE | 53000 | 46000 | 2.3 | 59000 | 2.27
8703506 | 10/27/22 | Live | Fujitsu General America, Inc. | FUJITSU | Singlezone Non-Ducted, Wall Placement | 8703506 |  | HRCU-A-CB-O | AOU12RLS3H | Mini-Splits | ASU12RLS3Y | 15.2 | 29.3 | 13.8 |  |  |  | FALSE | FALSE | FALSE | 12000 | 9600 | 3.2 | 17500 | 2.32
207617656 | 10/27/22 | Live | Midea Electric Trading | MDV | Multizone All Ducted | 207617656 |  | HMSV-A-CB | M3OI-24HFN1-M | Ducted Indoor Units |  | 11.7 | 19 | 10.5 | 12 | 19.4 | 9.9 | TRUE | TRUE | TRUE | 24000 | 24000 | 2.4 | 25000 | 2.04
206918617 | 10/28/22 | Live | Trane U.S. Inc. | AMERICAN STANDARD | Singlezone Ducted, Centrally Ducted | 206918617 |  | HRCU-A-CB | 4A6V0024A1 |  | TEM6A0B24H21+TDR+RP | 13.1 | 19 | 9.6 |  |  |  | FALSE | FALSE | FALSE | 23600 | 16600 | 2.04 | 16800 | 2.39
10309047 | 04/28/22 | Live | Johnson Controls Inc. (York International Norman) | LUXAIRE | Singlezone Ducted, Centrally Ducted | 10309047 |  | HRCU-A-CB | HL20B2421 |  | CM25BE1A1+MVC12BN21 | 14 | 20.75 | 10.5 |  |  |  | FALSE | FALSE | FALSE | 24000 | 22400 | 2.16 | 24000 | 2.13
207590606 | 10/28/22 | Live | Trane U.S. Inc. | AMERICAN STANDARD | Singlezone Ducted, Centrally Ducted | 207590606 |  | HRCU-A-CB | 4A6V0X24A1 |  | TEM6A0B24H21+TDR+RP | 13.1 | 19 | 9.6 |  |  |  | FALSE | FALSE | FALSE | 23600 | 16600 | 2.04 | 16800 | 2.39
207618261 | 10/27/22 | Live | Midea Electric Trading | MDV | Multizone Mix of Ducted and Non-Ducted | 207618261 |  | HMSV-A-CB | M3OI-24HFN1-M | Mixed Ducted and Non-Ducted Indoor Units |  | 12.15 | 21 | 10.85 | 12.4 | 21.55 | 10.35 | TRUE | TRUE | TRUE | 24000 | 24000 | 2.45 | 25000 | 2.04
206714982 | 10/27/22 | Live | Midea Electric Trading | MDV | Multizone All Ducted | 206714982 |  | HMSV-A-CB | M3OI-28HFN1-M | Ducted Indoor Units |  | 11.5 | 20 | 10.1 | 11.7 | 20 | 9.5 | TRUE | TRUE | TRUE | 28000 | 27000 | 2.3 | 27200 | 2.21
206716990 | 10/27/22 | Live | Midea Electric Trading | MDV | Multizone Mix of Ducted and Non-Ducted | 206716990 |  | HMSV-A-CB | M3OI-28HFN1-M | Mixed Ducted and Non-Ducted Indoor Units |  | 12 | 21.25 | 10.7 | 12.1 | 21.5 | 10.05 | TRUE | TRUE | TRUE | 28000 | 26800 | 2.3 | 27200 | 2.21
207641247 | 10/27/22 | Live | Midea Electric Trading | MDV | Multizone All Ducted | 207641247 |  | HMSV-A-CB | M3OI-28HFN1-M* | Ducted Indoor Units |  | 11.5 | 20 | 10.1 | 11.7 | 20 | 9.5 | TRUE | TRUE | TRUE | 28000 | 27000 | 2.3 | 27200 | 2.21
207641259 | 10/27/22 | Live | Midea Electric Trading | MDV | Multizone Mix of Ducted and Non-Ducted | 207641259 |  | HMSV-A-CB | M3OI-28HFN1-M* | Mixed Ducted and Non-Ducted Indoor Units |  | 11.5 | 21 | 10.05 | 11.75 | 21.3 | 9.65 | TRUE | TRUE | TRUE | 28000 | 26200 | 2.3 | 27200 | 2.21
201982914 | 04/28/22 | Live | Johnson Controls Inc. (York International Norman) | FRASER-JOHNSTON | Singlezone Ducted, Centrally Ducted | 201982914 |  | HRCU-A-CB | HL20B2421 |  | AVV25BE121 | 14.25 | 21 | 10.5 |  |  |  | FALSE | FALSE | FALSE | 24000 | 22400 | 2.16 | 24000 | 2.13
8703508 | 10/27/22 | Live | Fujitsu General America, Inc. | FUJITSU | Singlezone Non-Ducted, Wall Placement | 8703508 |  | HRCU-A-CB-O | AOU15RLS3H | Mini-Splits | ASU15RLS3Y | 13.9 | 25.3 | 13.3 |  |  |  | FALSE | FALSE | FALSE | 14500 | 11200 | 3.07 | 21500 | 2.3
207641251 | 04/29/22 | Live | Midea Electric Trading | MDV | Multizone Mix of Ducted and Non-Ducted | 207641251 |  | HMSV-A-CB | M5OG-48HFN1-M-[X]-20* | Mixed Ducted and Non-Ducted Indoor Units |  | 11.2 | 20.6 | 11 | 11.35 | 21.05 | 9.45 | FALSE | FALSE | TRUE | 47500 | 37400 | 2.4 | 45000 | 2.2
201982917 | 04/28/22 | Live | Johnson Controls Inc. (York International Norman) | FRASER-JOHNSTON | Singlezone Ducted, Centrally Ducted | 201982917 |  | HRCU-A-CB | HL20B3621 |  | AVV38CE221 | 13.3 | 20 | 10.9 |  |  |  | FALSE | FALSE | FALSE | 33600 | 33400 | 2.26 | 33500 | 2.41
208132542 | 10/27/22 | Live | Midea Electric Trading | MDV | Multizone All Ducted | 208132542 |  | HMSV-A-CB | M5OA-55HFN1-M-[X] | Ducted Indoor Units |  | 10.5 | 19 | 11 | 10.5 | 18.8 | 9.3 | TRUE | TRUE | TRUE | 55000 | 35200 | 2.5 | 45000 | 2.06
208132552 | 10/27/22 | Live | Midea Electric Trading | MDV | Multizone Mix of Ducted and Non-Ducted | 208132552 |  | HMSV-A-CB | M5OA-55HFN1-M-[X] | Mixed Ducted and Non-Ducted Indoor Units |  | 10.5 | 20.25 | 10.8 | 10.5 | 20.4 | 9.4 | TRUE | TRUE | TRUE | 55000 | 34800 | 2.5 | 45000 | 2.06
208132544 | 10/27/22 | Live | Midea Electric Trading | MDV | Multizone All Ducted | 208132544 |  | HMSV-A-CB | M5OA-55HFN1-M-[X]* | Ducted Indoor Units |  | 10.5 | 19 | 11 | 10.5 | 18.8 | 9.3 | TRUE | TRUE | TRUE | 55000 | 35200 | 2.5 | 45000 | 2.06
208132553 | 10/27/22 | Live | Midea Electric Trading | MDV | Multizone Mix of Ducted and Non-Ducted | 208132553 |  | HMSV-A-CB | M5OA-55HFN1-M-[X]* | Mixed Ducted and Non-Ducted Indoor Units |  | 10.5 | 19 | 10.9 | 10.5 | 19.4 | 9.4 | TRUE | TRUE | TRUE | 55000 | 35000 | 2.45 | 45000 | 2.06
208954549 | 07/30/23 | Live | Midea Electric Trading | MDV | Multizone All Ducted | 208954549 |  | HMSV-A-CB | M3OH-27HFN1-MQ1 | Ducted Indoor Units |  | 11 | 19.5 | 10.4 | 11 | 19.5 | 9.1 | FALSE | FALSE | TRUE | 28000 | 21000 | 2.5 | 22600 | 2.25
209948225 | 07/30/23 | Live | Midea Electric Trading | MDV | Multizone Mix of Ducted and Non-Ducted | 209948225 |  | HMSV-A-CB | M3OH-27HFN1-MQ1 | Mixed Ducted and Non-Ducted Indoor Units |  | 11.5 | 20.75 | 10.35 | 11.5 | 20.75 | 9.3 | FALSE | FALSE | TRUE | 27400 | 20400 | 2.5 | 22600 | 2.25
8703348 | 10/27/22 | Live | Fujitsu General America, Inc. | FUJITSU | Singlezone Non-Ducted, Wall Placement | 8703348 |  | HRCU-A-CB-O | AOU9RLS3 | Mini-Splits | ASU9RLS3Y | 18 | 33 | 14.2 |  |  |  | FALSE | FALSE | FALSE | 9000 | 7000 | 3.48 | 16000 | 2.28
208132549 | 07/30/23 | Live | Midea Electric Trading | MDV | Multizone All Ducted | 208132549 |  | HMSV-A-CB | M5OF-48HFN1-MQ1 | Ducted Indoor Units |  | 11 | 19.5 | 11 | 11.2 | 19.6 | 9.8 | FALSE | FALSE | TRUE | 49000 | 34800 | 2.43 | 37000 | 2.17
208132556 | 07/30/23 | Live | Midea Electric Trading | MDV | Multizone Mix of Ducted and Non-Ducted | 208132556 |  | HMSV-A-CB | M5OF-48HFN1-MQ1 | Mixed Ducted and Non-Ducted Indoor Units |  | 11 | 20 | 11 | 11.1 | 20.05 | 9.5 | FALSE | FALSE | TRUE | 48500 | 35400 | 2.51 | 37000 | 2.17
207821938 | 07/30/23 | Live | Midea Electric Trading | MIDEA | Singlezone Non-Ducted, Wall Placement | 207821938 |  | HRCU-A-CB-O | MOX430-12HFN1-MZ60W | Mini-Splits | MSOP1B-12HRFN1-MZ60W | 13.8 | 32 | 14 | 14 | 27 | 12 | FALSE | FALSE | TRUE | 12000 | 10400 | 2.27 | 17087 | 2.21
212615066 | 07/30/23 | Live | Midea Electric Trading | YONAN | Singlezone Non-Ducted, Wall Placement | 212615066 |  | HRCU-A-CB-O | YS-12HRFN1-E0OU | Mini-Splits | YS-12HRFN1-E0 | 13.8 | 32 | 14 | 14 | 27 | 12 | FALSE | FALSE | TRUE | 12000 | 10400 | 2.27 | 17087 | 2.21
206918620 | 10/28/22 | Live | Trane U.S. Inc. | AMERICAN STANDARD | Singlezone Ducted, Centrally Ducted | 206918620 |  | HRCU-A-CB | 4A6V8024A1 |  | TEM6A0B30H21+TDR+RP | 13 | 18 | 9.6 |  |  |  | FALSE | FALSE | FALSE | 23600 | 16600 | 2.04 | 16800 | 2.39
212615065 | 07/30/23 | Live | Midea Electric Trading | YONAN | Singlezone Non-Ducted, Wall Placement | 212615065 |  | HRCU-A-CB-O | YS-09HRFN1-E0OU | Mini-Splits | YS-09HRFN1-E0 | 16 | 42.5 | 15 | 16 | 28.5 | 18 | FALSE | FALSE | TRUE | 9000 | 10400 | 2.27 | 17087 | 2.21
207590609 | 10/28/22 | Live | Trane U.S. Inc. | AMERICAN STANDARD | Singlezone Ducted, Centrally Ducted | 207590609 |  | HRCU-A-CB | 4A6V8X24A1 |  | TEM6A0B30H21+TDR+RP | 13 | 18 | 9.6 |  |  |  | FALSE | FALSE | FALSE | 23600 | 16600 | 2.04 | 16800 | 2.39
208568345 | 07/30/23 | Live | Midea Electric Trading | MIDEA | Singlezone Non-Ducted, Wall Placement | 208568345 |  | HRCU-A-CB-O | MOX430-09HFN1-MZG5W | Mini-Splits | MSOP1B-09HRFN1-MZG5W | 16 | 42.5 | 15 | 16 | 28.5 | 18 | FALSE | FALSE | TRUE | 9000 | 10400 | 2.27 | 17087 | 2.21
207742500 | 10/27/22 | Live | Midea Electric Trading | MOOVAIR | Singlezone Non-Ducted, Wall Placement | 207742500 |  | HRCU-A-CB-O | DMA12HOS42230E4 | Mini-Splits | DMA12HIW42230E4 | 13.8 | 32 | 14 | 14 | 27 | 12 | TRUE | TRUE | TRUE | 12000 | 10400 | 2.27 | 17087 | 2.21
206918592 | 10/28/22 | Live | Trane U.S. Inc. | AMERICAN STANDARD | Singlezone Ducted, Centrally Ducted | 206918592 |  | HRCU-A-CB | 4A6V8036A1 |  | TEM6A0C36H31+TDR+RP | 12.4 | 18 | 9.6 |  |  |  | FALSE | FALSE | FALSE | 34400 | 24800 | 3.11 | 25100 | 2.34
207742499 | 10/27/22 | Live | Midea Electric Trading | MOOVAIR | Singlezone Non-Ducted, Wall Placement | 207742499 |  | HRCU-A-CB-O | DMA09HOS42230E4 | Mini-Splits | DMA09HIW42230E4 | 16 | 42.5 | 15 | 16 | 28.5 | 18 | FALSE | FALSE | TRUE | 9000 | 10400 | 2.27 | 17087 | 2.21
202537546 | 10/27/22 | Live | Fujitsu General America, Inc. | FUJITSU | Singlezone Ducted, Compact Ducted | 202537546 |  | HRCU-A-CB | AOU12RLFC |  | ARU12RGLX | 13.4 | 21.3 | 11.7 |  |  |  | FALSE | FALSE | FALSE | 12000 | 10400 | 2.38 | 17600 | 2.62
207629154 | 10/27/22 | Live | Midea Electric Trading | LBG PRODUCTS | Singlezone Non-Ducted, Wall Placement | 207629154 |  | HRCU-A-CB-O | LBHB12DYWO | Mini-Splits | LBHB12DYWI | 14 | 30 | 14 | 14.3 | 27.5 | 14.5 | TRUE | TRUE | TRUE | 12000 | 11400 | 2.17 | 15100 | 1.98
207590600 | 10/28/22 | Live | Trane U.S. Inc. | AMERICAN STANDARD | Singlezone Ducted, Centrally Ducted | 207590600 |  | HRCU-A-CB | 4A6V8X36A1 |  | TEM6A0C36H31+TDR+RP | 12.4 | 18 | 9.6 |  |  |  | FALSE | FALSE | FALSE | 34400 | 24800 | 3.11 | 25100 | 2.34
207629153 | 10/27/22 | Live | Midea Electric Trading | LBG PRODUCTS | Singlezone Non-Ducted, Wall Placement | 207629153 |  | HRCU-A-CB-O | LBHB09DYWO | Mini-Splits | LBHB09DYWI | 15.5 | 37.5 | 15 | 16.5 | 29 | 22 | TRUE | TRUE | TRUE | 9000 | 11400 | 2.17 | 15100 | 1.98
207742501 | 10/27/22 | Live | Midea Electric Trading | MOOVAIR | Singlezone Non-Ducted, Wall Placement | 207742501 |  | HRCU-A-CB-O | DMA18HOS42230E4 | Mini-Splits | DMA18HIW42230E4 | 14.5 | 28.2 | 13.7 | 15.3 | 26.3 | 15.5 | TRUE | TRUE | TRUE | 18000 | 20200 | 2.89 | 24485 | 1.98
213088010 | 07/30/23 | Live | Midea Electric Trading | MOOVAIR | Singlezone Non-Ducted, Wall Placement | 213088010 |  | HRCU-A-CB-O | DMB12HOS42230E8 | Mini-Splits | DMB12HIW42230E8 | 14 | 30 | 14 | 14.3 | 27.5 | 14.5 | TRUE | TRUE | TRUE | 12000 | 11400 | 2.17 | 15100 | 1.98
213088009 | 07/30/23 | Live | Midea Electric Trading | MOOVAIR | Singlezone Non-Ducted, Wall Placement | 213088009 |  | HRCU-A-CB-O | DMB09HOS42230E8 | Mini-Splits | DMB09HIW42230E8 | 15.5 | 37.5 | 15 | 16.5 | 29 | 22 | TRUE | TRUE | TRUE | 9000 | 11400 | 2.17 | 15100 | 1.98
213156954 | 07/30/23 | Live | Midea Electric Trading | BLADEX | Singlezone Ducted, Centrally Ducted | 213156954 |  | HRCU-A-C | BX30U-30HPHYHA(X) |  | BLC-36HWAC1-UNC | 10.7 | 14.2 | 9.5 | 10.5 | 15.5 | 9.7 | FALSE | FALSE | TRUE | 30000 | 22600 | 2.62 | 26000 | 2.28
213156952 | 07/30/23 | Live | Midea Electric Trading | MULTI MFG | Singlezone Ducted, Centrally Ducted | 213156952 |  | HRCU-A-CB | HHS-18HD-A |  | 18MUC0-HP-A |  |  |  | 12.1 | 19.3 | 10.8 | FALSE | FALSE | TRUE | 18000 | 15800 | 2.82 | 22000 | 2.45
207590726 | 10/28/22 | Live | Trane U.S. Inc. | AMERICAN STANDARD | Singlezone Ducted, Centrally Ducted | 207590726 |  | HRCU-A-CB | 4A6V8X36A1 |  | TAMXA0B30V3PA | 12.5 | 18 | 10 |  |  |  | FALSE | FALSE | FALSE | 34400 | 26000 | 3.23 | 26200 | 2.36
213160445 | 07/30/23 | Live | Midea Electric Trading | PANASONIC | Singlezone Ducted, Centrally Ducted | 213160445 |  | HRCU-A-C | CU-HE55YAHK6 |  | CS-HE60YAC6 |  |  |  | 8.6 | 14.5 | 8.6 | FALSE | FALSE | FALSE | 53000 | 37000 | 2.26 | 38000 | 2.26
213160458 | 07/30/23 | Live | Midea Electric Trading | ATK | Singlezone Ducted, Centrally Ducted | 213160458 |  | HRCU-A-C | ACI-SDAUO30SHP |  | ACI-SDAUI30VHE | 10 | 14.2 | 9.5 | 10.2 | 14.9 | 9.3 | FALSE | FALSE | FALSE | 30000 | 22000 | 2.6 | 24400 | 2.1
8703350 | 10/27/22 | Live | Fujitsu General America, Inc. | FUJITSU | Singlezone Non-Ducted, Wall Placement | 8703350 |  | HRCU-A-CB-O | AOU12RLS3 | Mini-Splits | ASU12RLS3Y | 15.2 | 29.3 | 14 |  |  |  | FALSE | FALSE | FALSE | 12000 | 9600 | 3.31 | 17500 | 2.49
213160454 | 07/30/23 | Live | Midea Electric Trading | ATK | Singlezone Ducted, Centrally Ducted | 213160454 |  | HRCU-A-C | ACI-SDAUO60SHP |  | ACI-SDAUI60VHE | 9.5 | 14.9 | 9.3 | 9 | 15.2 | 8.5 | FALSE | FALSE | FALSE | 53000 | 34000 | 2.2 | 36000 | 2.19
213160482 | 07/30/23 | Live | Midea Electric Trading | DETTSON | Singlezone Ducted, Centrally Ducted | 213160482 |  | HRCU-A-C | EVD-30-O |  | MAC36H2124E | 10.7 | 14.2 | 9.5 | 10.5 | 15.5 | 9.7 | TRUE | TRUE | TRUE | 30000 | 22600 | 2.62 | 26000 | 2.28
206918586 | 10/28/22 | Live | Trane U.S. Inc. | AMERICAN STANDARD | Singlezone Ducted, Centrally Ducted | 206918586 |  | HRCU-A-CB | 4A6V0036A1 |  | TEM6A0C36H31+TDR+RP | 13 | 20 | 9.6 |  |  |  | FALSE | FALSE | FALSE | 34800 | 25000 | 3.08 | 25300 | 2.38
213160457 | 07/30/23 | Live | Midea Electric Trading | ATK | Singlezone Ducted, Centrally Ducted | 213160457 |  | HRCU-A-C | ACI-SDAUO36SHP |  | ACI-SDAUI36VHE | 10.1 | 14.2 | 9.2 | 9.3 | 14.4 | 8 | FALSE | FALSE | FALSE | 36000 | 19800 | 2.2 | 24900 | 2.13
206918594 | 10/28/22 | Live | Trane U.S. Inc. | AMERICAN STANDARD | Singlezone Ducted, Centrally Ducted | 206918594 |  | HRCU-A-CB | 4A6V8037A1 |  | TEM6A0C36H31+TDR+RP | 13 | 18 | 9.6 |  |  |  | FALSE | FALSE | FALSE | 34800 | 25000 | 3.08 | 25300 | 2.38
213160456 | 07/30/23 | Live | Midea Electric Trading | ATK | Singlezone Ducted, Centrally Ducted | 213160456 |  | HRCU-A-C | ACI-SDAUO48SHP |  | ACI-SDAUI48VHE | 9.15 | 14 | 9.4 | 8.6 | 14.3 | 8.3 | FALSE | FALSE | FALSE | 48000 | 30400 | 2.2 | 32000 | 2.03
213160484 | 07/30/23 | Live | Midea Electric Trading | DETTSON | Singlezone Ducted, Centrally Ducted | 213160484 |  | HRCU-A-C | EVD-48-O |  | MAC48H2124E | 9 | 14 | 10 | 8.6 | 14.3 | 9 | FALSE | FALSE | FALSE | 46000 | 32000 | 2.36 | 45000 | 2.11
207590594 | 10/28/22 | Live | Trane U.S. Inc. | AMERICAN STANDARD | Singlezone Ducted, Centrally Ducted | 207590594 |  | HRCU-A-CB | 4A6V0X36A1 |  | TEM6A0C36H31+TDR+RP | 13 | 20 | 9.6 |  |  |  | TRUE | FALSE | FALSE | 34800 | 25000 | 3.08 | 25300 | 2.38
213160485 | 07/30/23 | Live | Midea Electric Trading | DETTSON | Singlezone Ducted, Centrally Ducted | 213160485 |  | HRCU-A-C | EVD-60-O |  | MAC60H2428E |  |  |  | 8.6 | 14.5 | 8.6 | FALSE | FALSE | FALSE | 53000 | 37000 | 2.26 | 38000 | 2.26
213160452 | 07/30/23 | Live | Midea Electric Trading | CANAIR | Singlezone Ducted, Centrally Ducted | 213160452 |  | HRCU-A-C | CDH2060C22 |  | MAC-60HWDN1-MN0** |  |  |  | 10 | 15.2 | 9.2 | TRUE | TRUE | TRUE | 45000 | 37000 | 2.26 | 38000 | 2.26
5839958 | 10/27/22 | Live | Fujitsu General America, Inc. | FUJITSU | Singlezone Non-Ducted, Ceiling Placement | 5839958 |  | HRCU-A-CB-O | AOU18RLFC | Mini-Splits | AUU18RLF | 11.2 | 20.1 | 11.5 |  |  |  | FALSE | FALSE | FALSE | 18000 | 13600 | 3.11 | 21427 | 2.64
213160468 | 07/30/23 | Live | Midea Electric Trading | INNOVAIR | Singlezone Ducted, Centrally Ducted | 213160468 |  | HRCU-A-C | SEV30H2R19 |  | MAC36H2124E | 10 | 14.2 | 9.5 | 10.2 | 14.9 | 9.3 | FALSE | FALSE | FALSE | 30000 | 22000 | 2.6 | 24400 | 2.1
207740531 | 01/05/23 | Live | Midea Electric Trading | C&H | Singlezone Non-Ducted, Wall Placement | 207740531 |  | HRCU-A-CB-O | CH-ES12-115VO | Mini-Splits | CH-12OLVWM-115VI | 12.5 | 22 | 11.5 | 12.5 | 22.7 | 10.4 | TRUE | FALSE | TRUE | 12000 | 8900 | 2.75 | 9018 | 2.4
213160471 | 07/30/23 | Live | Midea Electric Trading | INNOVAIR | Singlezone Ducted, Centrally Ducted | 213160471 |  | HRCU-A-C | SEV60H2R19 |  | MAC60H2428E | 9.5 | 14.9 | 9.3 | 9 | 15.2 | 8.5 | FALSE | FALSE | FALSE | 53000 | 34000 | 2.2 | 36000 | 2.19
10153720 | 10/28/22 | Live | Trane U.S. Inc. | TRANE | Singlezone Ducted, Centrally Ducted | 10153720 |  | HRCU-A-CB | 4TWV8037A1 |  | TEM8A0B30V31+TDR | 12.5 | 18 | 9.75 |  |  |  | FALSE | FALSE | FALSE | 34000 | 26000 | 3.46 | 26000 | 2.2
213160475 | 07/30/23 | Live | Midea Electric Trading | INNOVAIR | Singlezone Ducted, Centrally Ducted | 213160475 |  | HRCU-A-C | SHV30H2R20 |  | MAC36H2124E | 10.7 | 14.2 | 9.5 | 10.5 | 15.5 | 9.7 | TRUE | TRUE | TRUE | 30000 | 22600 | 2.62 | 26000 | 2.28
213160469 | 07/30/23 | Live | Midea Electric Trading | INNOVAIR | Singlezone Ducted, Centrally Ducted | 213160469 |  | HRCU-A-C | SEV36H2R19 |  | MAC36H2124E | 10.1 | 14.2 | 9.2 | 9.3 | 14.4 | 8 | FALSE | FALSE | FALSE | 36000 | 19800 | 2.2 | 24900 | 2.13
213160470 | 07/30/23 | Live | Midea Electric Trading | INNOVAIR | Singlezone Ducted, Centrally Ducted | 213160470 |  | HRCU-A-C | SEV48H2R19 |  | MAC48H2124E | 9.15 | 14 | 9.4 | 8.6 | 14.3 | 8.3 | FALSE | FALSE | FALSE | 48000 | 30400 | 2.2 | 32000 | 2.03
213160478 | 07/30/23 | Live | Midea Electric Trading | INNOVAIR | Singlezone Ducted, Centrally Ducted | 213160478 |  | HRCU-A-C | SHV60H2R20 |  | MAC60H2428E |  |  |  | 8.6 | 14.5 | 8.6 | FALSE | FALSE | FALSE | 53000 | 37000 | 2.26 | 38000 | 2.26
5063325 | 10/27/22 | Live | Fujitsu General America, Inc. | FUJITSU | Singlezone Non-Ducted, Wall Placement | 5063325 |  | HRCU-A-CB-O | AOU9RLS2 | Mini-Splits | ASU9RLS2 | 16.1 | 27.2 | 12.5 |  |  |  | FALSE | FALSE | FALSE | 9000 | 7300 | 1.96 | 16400 | 2.44
213160453 | 07/30/23 | Live | Midea Electric Trading | DIRECT AIR | Singlezone Ducted, Centrally Ducted | 213160453 |  | HRCU-A-C | DIRM-60MAGICPRO20-OU |  | DIRM-60MAGICPRO20-COIL** |  |  |  | 10 | 15.2 | 9.2 | TRUE | TRUE | TRUE | 45000 | 37000 | 2.26 | 38000 | 2.26
213160462 | 07/30/23 | Live | Midea Electric Trading | KANIONCO | Singlezone Non-Ducted, Wall Placement | 213160462 |  | HRCU-A-CB-O | KWSM-12IR410AHS25.5ODU | Mini-Splits | KWSM-12IR410AHS25.5IDU | 14 | 25.5 | 13 | 14 | 25.5 | 10.4 | TRUE | TRUE | TRUE | 12000 | 10000 | 2.4 | 13112 | 2.11
213160463 | 07/30/23 | Live | Midea Electric Trading | KANIONCO | Singlezone Non-Ducted, Wall Placement | 213160463 |  | HRCU-A-CB-O | KWSM-18IR410AHS21.5ODU | Mini-Splits | KWSM-18IR410AHS21.5IDU | 12.5 | 21.5 | 13 | 12.5 | 21.5 | 11.3 | TRUE | TRUE | TRUE | 18000 | 15000 | 2.35 | 19200 | 1.99
213160464 | 07/30/23 | Live | Midea Electric Trading | KANIONCO | Singlezone Non-Ducted, Wall Placement | 213160464 |  | HRCU-A-CB-O | KWSM-24IR410AHS21.5ODU | Mini-Splits | KWSM-24IR410AHS21.5IDU | 13 | 21.5 | 12 | 13 | 21.5 | 11.4 | TRUE | TRUE | TRUE | 24000 | 21200 | 2.88 | 24485 | 1.98
213160460 | 07/30/23 | Live | Midea Electric Trading | KANIONCO | Singlezone Non-Ducted, Wall Placement | 213160460 |  | HRCU-A-CB-O | KWSM-06IR410AHS26.5ODU | Mini-Splits | KWSM-06IR410AHS26.5IDU | 15.8 | 26.5 | 14 | 15.8 | 26.5 | 13.6 | TRUE | TRUE | TRUE | 6000 | 8500 | 2.9 | 10041 | 2.45
213160486 | 07/30/23 | Live | Midea Electric Trading | DURASTAR | Singlezone Non-Ducted, Wall Placement | 213160486 |  | HRCU-A-CB-O | DRA1H33S1A | Mini-Splits | DRAW33F1B |  |  |  | 11.7 | 20 | 10 | TRUE | TRUE | TRUE | 33000 | 27800 | 2.35 | 34000 | 2.4
213156951 | 07/30/23 | Live | Midea Electric Trading | MDV | Singlezone Ducted, Centrally Ducted | 213156951 |  | HRCU-A-CB | MOX430U-18HFN1-M |  | MVBE-18HWFN1-MM3E |  |  |  | 12.1 | 19.3 | 10.8 | TRUE | TRUE | TRUE | 18000 | 15800 | 2.82 | 22000 | 2.45
9962520 | 10/27/22 | Live | Fujitsu General America, Inc. | FUJITSU | Multizone All Non-Ducted | 9962520 |  | HMSV-A-CB | AOU48RLAVS | Non-Ducted Indoor Units |  | 9.6 | 18.8 | 10.9 |  |  |  | FALSE | FALSE | FALSE | 48000 | 33400 | 2.66 | 44200 | 2.99
207591140 | 10/27/22 | Live | Midea Electric Trading | MDV | Singlezone Non-Ducted, Wall Placement | 207591140 |  | HRCU-A-CB-O | MOX430-12HFN1-MZ60W | Mini-Splits | MSOP1B-12HRFN1-MZ60W | 13.8 | 32 | 14 | 14 | 27 | 12 | TRUE | TRUE | TRUE | 12000 | 10400 | 2.27 | 17087 | 2.21
207591141 | 10/27/22 | Live | Midea Electric Trading | MDV | Singlezone Non-Ducted, Wall Placement | 207591141 |  | HRCU-A-CB-O | MOX430-09HFN1-MZG5W | Mini-Splits | MSOP1B-09HRFN1-MZG5W | 16 | 42.5 | 15 | 16 | 28.5 | 18 | TRUE | TRUE | TRUE | 9000 | 10400 | 2.27 | 17087 | 2.21
207591142 | 10/27/22 | Live | Midea Electric Trading | MDV | Singlezone Non-Ducted, Wall Placement | 207591142 |  | HRCU-A-CB-O | MOX430-12HFN1-MZ60W | Mini-Splits | MSEPC-12HRFN1-MZ40W | 14 | 30 | 14 | 14.3 | 27.5 | 14.5 | TRUE | TRUE | TRUE | 12000 | 11400 | 2.17 | 15100 | 1.98
207591143 | 10/27/22 | Live | Midea Electric Trading | MDV | Singlezone Non-Ducted, Wall Placement | 207591143 |  | HRCU-A-CB-O | MOX430-09HFN1-MZG5W | Mini-Splits | MSEPC-09HRFN1-MZB5W | 15.5 | 37.5 | 15 | 16.5 | 29 | 22 | TRUE | TRUE | TRUE | 9000 | 11400 | 2.17 | 15100 | 1.98
207613860 | 10/27/22 | Live | Midea Electric Trading | MDV | Singlezone Non-Ducted, Wall Placement | 207613860 |  | HRCU-A-CB-O | MOD30-18HFN1-MZ20W | Mini-Splits | MSEPD-18HRFN1-MZ22W | 14.5 | 28.2 | 13.7 | 15.3 | 26.3 | 15.5 | TRUE | TRUE | TRUE | 18000 | 20200 | 2.89 | 24485 | 1.98
213088012 | 07/30/23 | Live | Midea Electric Trading | PIONEER | Singlezone Non-Ducted, Wall Placement | 213088012 |  | HRCU-A-CB-O | YN024GMFI22RPE | Mini-Splits | CB024GMFILCFHE | 12.5 | 20.7 | 10.5 | 12.5 | 21.5 | 9.7 | TRUE | TRUE | TRUE | 24000 | 19000 | 2.6 | 20800 | 2.36
212920501 | 07/30/23 | Live | Midea Electric Trading | ORIENT CARE | Singlezone Non-Ducted, Wall Placement | 212920501 |  | HRCU-A-CB-O | OU12M410AGS15 | Mini-Splits | ODW12MAGSW15 | 12.5 | 22 | 11.5 | 12.5 | 22.7 | 10.4 | FALSE | FALSE | TRUE | 12000 | 8900 | 2.75 | 9018 | 2.4
212920502 | 07/30/23 | Live | Midea Electric Trading | ORIENT CARE | Singlezone Non-Ducted, Wall Placement | 212920502 |  | HRCU-A-CB-O | OU12M410AGS30 | Mini-Splits | ODW12MAGSW30 | 13 | 22.2 | 11 | 13 | 23.1 | 10.8 | FALSE | FALSE | TRUE | 12000 | 10000 | 2.69 | 9843 | 2.33
9962519 | 10/27/22 | Live | Fujitsu General America, Inc. | FUJITSU | Multizone All Ducted | 9962519 |  | HMSV-A-CB | AOU48RLAVS | Ducted Indoor Units |  | 9.1 | 16.9 | 10.1 |  |  |  | FALSE | FALSE | FALSE | 48000 | 34600 | 2.58 | 44200 | 2.99
212920504 | 07/30/23 | Live | Midea Electric Trading | ORIENT CARE | Singlezone Non-Ducted, Wall Placement | 212920504 |  | HRCU-A-CB-O | OU24M410AGS30 | Mini-Splits | ODW24MAGSW30 | 13 | 21 | 10 | 13 | 21 | 8.5 | FALSE | FALSE | FALSE | 24000 | 17400 | 2.28 | 23471 | 2.29
212920496 | 07/30/23 | Live | Midea Electric Trading | ORIENT CARE | Singlezone Non-Ducted, Wall Placement | 212920496 |  | HRCU-A-CB-O | OU12M410AG15 | Mini-Splits | ODW12MAGW15 | 10.3 | 20 | 10.8 | 10.3 | 20.8 | 8.7 | FALSE | FALSE | FALSE | 12000 | 7800 | 2.31 | 8200 | 1.35
212920497 | 07/30/23 | Live | Midea Electric Trading | ORIENT CARE | Singlezone Non-Ducted, Wall Placement | 212920497 |  | HRCU-A-CB-O | OU12M410AG30 | Mini-Splits | ODW12MAGW30 | 10.8 | 20.5 | 10.7 | 10.8 | 21.4 | 9.2 | FALSE | FALSE | FALSE | 12000 | 7000 | 2.5 | 9300 | 2
212920498 | 07/30/23 | Live | Midea Electric Trading | ORIENT CARE | Singlezone Non-Ducted, Wall Placement | 212920498 |  | HRCU-A-CB-O | OU18M410AG30 | Mini-Splits | ODW18MAGW30 | 11 | 19.5 | 10 | 11 | 19.5 | 8.7 | FALSE | FALSE | FALSE | 18000 | 11400 | 2.57 | 14370 | 2.49
212920499 | 07/30/23 | Live | Midea Electric Trading | ORIENT CARE | Singlezone Non-Ducted, Wall Placement | 212920499 |  | HRCU-A-CB-O | OU24M410AG30 | Mini-Splits | ODW24MAGW30 | 9.5 | 18.5 | 10.2 | 9.5 | 18.5 | 8.6 | FALSE | FALSE | FALSE | 24000 | 16500 | 2.38 | 19257 | 2.11
212920503 | 07/30/23 | Live | Midea Electric Trading | ORIENT CARE | Singlezone Non-Ducted, Wall Placement | 212920503 |  | HRCU-A-CB-O | OU18M410AGS30 | Mini-Splits | ODW18MAGSW30 | 13.5 | 24 | 11.6 | 13.5 | 24 | 10.5 | FALSE | FALSE | TRUE | 18000 | 14100 | 2.65 | 16238 | 2.49
212920490 | 07/30/23 | Live | Midea Electric Trading | ORIENT CARE | Singlezone Ducted, Centrally Ducted | 212920490 |  | HRCU-A-CB | OUFM18M410AG |  | OAH18MFMAG | 12.5 | 21.6 | 11.5 | 11.7 | 17.8 | 9.3 | FALSE | FALSE | TRUE | 18000 | 13200 | 2.67 | 14000 | 2.41
212920491 | 07/30/23 | Live | Midea Electric Trading | ORIENT CARE | Singlezone Ducted, Centrally Ducted | 212920491 |  | HRCU-A-CB | OUFM24M410AG |  | OAH24MFMAG | 12.5 | 20 | 10 | 11.7 | 18 | 8.1 | FALSE | FALSE | TRUE | 24000 | 17000 | 2.98 | 18000 | 2.2
212920492 | 07/30/23 | Live | Midea Electric Trading | ORIENT CARE | Singlezone Ducted, Centrally Ducted | 212920492 |  | HRCU-A-CB | OUFM30M410M |  | OAH30MFMM | 11.1 | 19 | 10 | 11.2 | 17.5 | 8.4 | FALSE | FALSE | TRUE | 30000 | 20400 | 2.04 | 22000 | 2.04
9962521 | 10/27/22 | Live | Fujitsu General America, Inc. | FUJITSU | Multizone Mix of Ducted and Non-Ducted | 9962521 |  | HMSV-A-CB | AOU48RLAVS | Mixed Ducted and Non-Ducted Indoor Units |  | 9.35 | 17.85 | 10.5 |  |  |  | FALSE | FALSE | FALSE | 48000 | 34000 | 2.62 | 44200 | 2.99
212920494 | 07/30/23 | Live | Midea Electric Trading | ORIENT CARE | Singlezone Ducted, Centrally Ducted | 212920494 |  | HRCU-A-CB | OUFM48M410LC |  | OAH48MFMLC | 8.6 | 16.2 | 10.8 | 8.2 | 15.3 | 9.2 | FALSE | FALSE | FALSE | 48000 | 38000 | 2.1 | 39000 | 2.1
212920495 | 07/30/23 | Live | Midea Electric Trading | ORIENT CARE | Singlezone Ducted, Centrally Ducted | 212920495 |  | HRCU-A-CB | OUFM60M410LC |  | OAH60MFMLC | 10 | 17 | 10.4 | 9.6 | 16 | 8.5 | FALSE | FALSE | FALSE | 57000 | 37800 | 2.48 | 37800 | 2.48
212920484 | 07/30/23 | Live | Midea Electric Trading | ORIENT CARE | Singlezone Ducted, Centrally Ducted | 212920484 |  | HRCU-A-CB | OUR18M410 |  | OAH18MR | 11.1 | 19 | 10.8 | 10.9 | 17 | 8.8 | FALSE | FALSE | TRUE | 18000 | 12000 | 2.71 | 12000 | 2.71
212920485 | 07/30/23 | Live | Midea Electric Trading | ORIENT CARE | Singlezone Ducted, Centrally Ducted | 212920485 |  | HRCU-A-CB | OUR24M410 |  | OAH24MR | 11.3 | 19.4 | 11.3 | 10.5 | 17 | 9.2 | FALSE | FALSE | TRUE | 24000 | 21000 | 2.8 | 22000 | 2.8
212920487 | 07/30/23 | Live | Midea Electric Trading | ORIENT CARE | Singlezone Ducted, Centrally Ducted | 212920487 |  | HRCU-A-CB | OUR36M410 |  | OAH36MR | 10.4 | 18 | 9.1 | 10.1 | 16.9 | 8.2 | FALSE | FALSE | FALSE | 36000 | 20400 | 2.48 | 22700 | 2.1
212920488 | 07/30/23 | Live | Midea Electric Trading | ORIENT CARE | Singlezone Ducted, Centrally Ducted | 212920488 |  | HRCU-A-CB | OUR48M410 |  | OAH48MR | 9.3 | 17.3 | 10 | 8.8 | 15.8 | 9.4 | FALSE | FALSE | FALSE | 47000 | 37000 | 2.4 | 39000 | 2.2
212920493 | 07/30/23 | Live | Midea Electric Trading | ORIENT CARE | Singlezone Ducted, Centrally Ducted | 212920493 |  | HRCU-A-CB | OUFM36M410M |  | OAH36MFMM | 8.8 | 17.5 | 11.3 | 8.2 | 15.4 | 9 | FALSE | FALSE | FALSE | 36000 | 27000 | 2.54 | 27200 | 2.53
212940800 | 07/30/23 | Live | Midea Electric Trading | CENTURY | Singlezone Ducted, Centrally Ducted | 212940800 |  | HRCU-A-CB | A-VCD18SA-1 |  | B-VCD18SA-1 | 12.5 | 20 | 11 | 12.4 | 18 | 9.3 | TRUE | TRUE | TRUE | 18000 | 13500 | 2.6 | 21000 | 2.21
212940802 | 07/30/23 | Live | Midea Electric Trading | CENTURY | Singlezone Ducted, Centrally Ducted | 212940802 |  | HRCU-A-CB | A-VCD24SA-1 |  | B-VCD24SA-1 | 12.5 | 20 | 12 | 11.7 | 17.4 | 10 | TRUE | TRUE | TRUE | 24000 | 19200 | 2.5 | 26400 | 2.14
8693477 | 10/27/22 | Live | Fujitsu General America, Inc. | FUJITSU | Multizone All Non-Ducted | 8693477 |  | HMSV-A-CB | AOU48RLAVM | Non-Ducted Indoor Units |  | 12.5 | 19.8 | 11.4 |  |  |  | FALSE | FALSE | FALSE | 48000 | 33000 | 2.84 | 50000 | 3.35
212940801 | 07/30/23 | Live | Midea Electric Trading | CENTURY | Singlezone Ducted, Centrally Ducted | 212940801 |  | HRCU-A-CB | A-VCD48SA-1 |  | B-VCD48SA-1 | 8.5 | 16 | 10 | 8.2 | 15.6 | 9.4 | TRUE | TRUE | FALSE | 47000 | 36000 | 2.36 | 48000 | 2.05
212940803 | 07/30/23 | Live | Midea Electric Trading | CENTURY | Singlezone Ducted, Centrally Ducted | 212940803 |  | HRCU-A-C | A-VCD30SA-1 |  | MCD30/36C1A | 10.7 | 14.2 | 9.5 | 10.5 | 15.5 | 9.7 | TRUE | TRUE | TRUE | 30000 | 22600 | 2.62 | 26000 | 2.28
212940804 | 07/30/23 | Live | Midea Electric Trading | CENTURY | Singlezone Ducted, Centrally Ducted | 212940804 |  | HRCU-A-C | A-VCD48SA-1 |  | MCD48C1A | 9 | 14 | 10 | 8.6 | 14.3 | 9 | FALSE | FALSE | FALSE | 46000 | 32000 | 2.36 | 45000 | 2.11
212940797 | 07/30/23 | Live | Midea Electric Trading | CENTURY | Singlezone Ducted, Centrally Ducted | 212940797 |  | HRCU-A-CB | A-VCD60SA-1 |  | B-VCD60SA-1 | 9 | 16.4 | 10.5 | 8.8 | 15.3 | 9.4 | TRUE | TRUE | FALSE | 55000 | 42000 | 2.6 | 52500 | 2.3
212940806 | 07/30/23 | Live | Midea Electric Trading | CENTURY | Singlezone Ducted, Centrally Ducted | 212940806 |  | HRCU-A-C | A-VCD60SA-1 |  | MCD60D1A |  |  |  | 8.6 | 14.5 | 8.6 | FALSE | FALSE | FALSE | 53000 | 37000 | 2.26 | 38000 | 2.26
212924828 | 07/30/23 | Live | Midea Electric Trading | MULTI MFG | Singlezone Ducted, Centrally Ducted | 212924828 |  | HRCU-A-CB | HHS-24HD-A |  | 24MUC0-HP-A |  |  |  | 11.7 | 17.5 | 10.5 | FALSE | FALSE | TRUE | 24000 | 20000 | 2.7 | 31500 | 2.72
212924809 | 07/30/23 | Live | Midea Electric Trading | MULTI MFG | Singlezone Ducted, Centrally Ducted | 212924809 |  | HRCU-A-CB | HHS-36HD-A |  | 36MUC0-HH-A |  |  |  | 10.2 | 17.6 | 9.2 | FALSE | FALSE | FALSE | 36000 | 28600 | 2.24 | 41000 | 2
212940789 | 07/30/23 | Live | Midea Electric Trading | COMFORTSTAR | Singlezone Ducted, Centrally Ducted | 212940789 |  | HRCU-A-CB | CPH18CD(O) |  | AHU18-SG2 | 12.5 | 20 | 11 | 12.4 | 18 | 9.3 | TRUE | TRUE | TRUE | 18000 | 13500 | 2.6 | 21000 | 2.21
212940790 | 07/30/23 | Live | Midea Electric Trading | COMFORTSTAR | Singlezone Ducted, Centrally Ducted | 212940790 |  | HRCU-A-CB | CPH24CD(O) |  | AHU24-SG2 | 12.5 | 20 | 12 | 11.7 | 17.4 | 10 | TRUE | TRUE | TRUE | 24000 | 19200 | 2.5 | 26400 | 2.14
206221523 | 10/27/22 | Live | Fujitsu General America, Inc. | RUUD | Multizone All Non-Ducted | 206221523 |  | HMSV-A-CB | ROMH24FXZHJ | Non-Ducted Indoor Units |  | 13.3 | 20 | 10.3 |  |  |  | FALSE | FALSE | TRUE | 22000 | 15400 | 2.61 | 26000 | 2.13
212940793 | 07/30/23 | Live | Midea Electric Trading | COMFORTSTAR | Singlezone Ducted, Centrally Ducted | 212940793 |  | HRCU-A-CB | CPH48CD(O) |  | AHU48-SG2 | 8.5 | 16 | 10 | 8.2 | 15.6 | 9.4 | TRUE | TRUE | FALSE | 47000 | 36000 | 2.36 | 48000 | 2.05
212940794 | 07/30/23 | Live | Midea Electric Trading | COMFORTSTAR | Singlezone Ducted, Centrally Ducted | 212940794 |  | HRCU-A-CB | CPH60CD(O) |  | AHU60-SG2 | 9 | 16.4 | 10.5 | 8.8 | 15.3 | 9.4 | TRUE | TRUE | FALSE | 55000 | 42000 | 2.6 | 52500 | 2.3
213142353 | 07/30/23 | Live | Midea Electric Trading | BLADEX | Singlezone Ducted, Centrally Ducted | 213142353 |  | HRCU-A-C | BX30U-55HPHYHA |  | BLC-60HWAC1* |  |  |  | 10 | 15.2 | 9.2 | FALSE | FALSE | TRUE | 45000 | 37000 | 2.26 | 38000 | 2.26
213148985 | 07/30/23 | Live | Midea Electric Trading | TEMP SHIFT | Singlezone Ducted, Centrally Ducted | 213148985 |  | HRCU-A-C | TSMOE30U55HFN1M |  | TSMAC60HWDN1MN0* |  |  |  | 10 | 15.2 | 9.2 | FALSE | FALSE | TRUE | 45000 | 37000 | 2.26 | 38000 | 2.26
213148986 | 07/30/23 | Live | Midea Electric Trading | MITS AIR | Singlezone Ducted, Centrally Ducted | 213148986 |  | HRCU-A-C | MOE30U-55HFN1-M |  | MAC-60HWDN1-MN0* |  |  |  | 10 | 15.2 | 9.2 | FALSE | FALSE | TRUE | 45000 | 37000 | 2.26 | 38000 | 2.26
213081460 | 07/30/23 | Live | Midea Electric Trading | ECO-AIR | Singlezone Ducted, Centrally Ducted | 213081460 |  | HRCU-A-CB | MOD30-24HFN1-MW |  | MVBE-24HWFN1-MM3E |  |  |  | 11.7 | 17.5 | 10.5 | TRUE | TRUE | TRUE | 24000 | 20000 | 2.7 | 31500 | 2.72
10153458 | 10/28/22 | Live | Trane U.S. Inc. | AMERICAN STANDARD | Singlezone Ducted, Centrally Ducted | 10153458 |  | HRCU-A-CB | 4A6V8037A1 |  | TEM8A0C36V31+TDR | 12.5 | 18 | 10 |  |  |  | FALSE | FALSE | FALSE | 35400 | 25600 | 3.1 | 25800 | 2.42
206221522 | 10/27/22 | Live | Fujitsu General America, Inc. | RUUD | Multizone Mix of Ducted and Non-Ducted | 206221522 |  | HMSV-A-CB | ROMH18FXZHJ | Mixed Ducted and Non-Ducted Indoor Units |  | 13 | 20.3 | 9.65 |  |  |  | FALSE | FALSE | FALSE | 18000 | 14200 | 2.07 | 23611 | 2.16
213081456 | 07/30/23 | Live | Midea Electric Trading | ALSETRIA | Singlezone Ducted, Centrally Ducted | 213081456 |  | HRCU-A-CB | MOD30-24HFN1-MW |  | MVBE-24HWFN1-MM3E |  |  |  | 11.7 | 17.5 | 10.5 | TRUE | TRUE | TRUE | 24000 | 20000 | 2.7 | 31500 | 2.72
213081457 | 07/30/23 | Live | Midea Electric Trading | ALSETRIA | Singlezone Ducted, Centrally Ducted | 213081457 |  | HRCU-A-CB | MOE31U-36HFN1-M |  | MVBE-36HWFN1-ML3E |  |  |  | 10.2 | 17.6 | 9.2 | TRUE | TRUE | FALSE | 36000 | 28600 | 2.24 | 41000 | 2
213081461 | 07/30/23 | Live | Midea Electric Trading | ECO-AIR | Singlezone Ducted, Centrally Ducted | 213081461 |  | HRCU-A-CB | MOE31U-36HFN1-M |  | MVBE-36HWFN1-ML3E |  |  |  | 10.2 | 17.6 | 9.2 | TRUE | TRUE | FALSE | 36000 | 28600 | 2.24 | 41000 | 2
211497142 | 07/25/23 | Live | Midea Electric Trading | MDV | Singlezone Ducted, Centrally Ducted | 211497142 |  | HRCU-A-CB | MOD30-24HFN1-MW-[X1] |  | MVC-24HWFN1-MSQ4 |  |  |  | 11.7 | 17.4 | 10 | TRUE | TRUE | TRUE | 24000 | 19200 | 2.5 | 26400 | 2.14
212924805 | 07/30/23 | Live | Midea Electric Trading | MDV | Singlezone Ducted, Centrally Ducted | 212924805 |  | HRCU-A-CB | MOD30-24HFN1-MW |  | MVBE-24HWFN1-MM3E |  |  |  | 11.7 | 17.5 | 10.5 | TRUE | TRUE | TRUE | 24000 | 20000 | 2.7 | 31500 | 2.72
212924806 | 07/30/23 | Live | Midea Electric Trading | MDV | Singlezone Ducted, Centrally Ducted | 212924806 |  | HRCU-A-CB | MOE31U-36HFN1-M |  | MVBE-36HWFN1-ML3E |  |  |  | 10.2 | 17.6 | 9.2 | TRUE | TRUE | FALSE | 36000 | 28600 | 2.24 | 41000 | 2
212365390 | 07/30/23 | Live | Midea Electric Trading | MDV | Singlezone Ducted, Centrally Ducted | 212365390 |  | HRCU-A-C | MOE30U-55HFN1-M |  | MAC-60HWDN1-MN0 |  |  |  | 8.6 | 14.5 | 8.6 | FALSE | FALSE | FALSE | 53000 | 37000 | 2.26 | 38000 | 2.26
206221525 | 10/27/22 | Live | Fujitsu General America, Inc. | RUUD | Multizone Mix of Ducted and Non-Ducted | 206221525 |  | HMSV-A-CB | ROMH24FXZHJ | Mixed Ducted and Non-Ducted Indoor Units |  | 12.7 | 19 | 9.65 |  |  |  | FALSE | FALSE | FALSE | 22000 | 15400 | 2.14 | 26238 | 2.13
212365391 | 07/30/23 | Live | Midea Electric Trading | MDV | Singlezone Ducted, Centrally Ducted | 212365391 |  | HRCU-A-C | MOE30U-45HFN1-M |  | MAC-60HWDN1-MN0 |  |  |  | 10 | 15.2 | 9.2 | TRUE | TRUE | TRUE | 45000 | 37000 | 2.26 | 38000 | 2.26
206330130 | 01/10/21 | Live | Midea Electric Trading | MDV | Singlezone Non-Ducted, Floor Placement | 206330130 |  | HRCU-A-CB-O | MOX430-17HFN1-MT0W | Mini-Splits | MUEU-18HRFN1-M(C) | 12.5 | 20.2 | 10.6 | 12.5 | 20.5 | 9.8 | TRUE | TRUE | TRUE | 17000 | 12000 | 2.3 | 17000 | 1.9
207338207 | 11/12/21 | Live | Midea Electric Trading | MDV | Singlezone Non-Ducted, Wall Placement | 207338207 |  | HRCU-A-CB-O | MOD30U-36HFN1-MP0(GA) | Mini-Splits | MCD1-36HRFN1-M(GA) | 9 | 18.2 | 10.6 | 9.4 | 19.2 | 8.8 | FALSE | FALSE | FALSE | 36000 | 23000 | 2.45 | 26000 | 2.13
207338209 | 11/12/21 | Live | Midea Electric Trading | MDV | Singlezone Non-Ducted, Wall Placement | 207338209 |  | HRCU-A-CB-O | MOE30U-48HFN1-MP0(GA) | Mini-Splits | MUE-48HRFN1-M(C) | 9.3 | 18 | 11 | 9.3 | 18.9 | 10 | TRUE | TRUE | TRUE | 48000 | 29000 | 2.37 | 36000 | 2.26
10093447 | 10/28/22 | Live | Trane U.S. Inc. | AMERICAN STANDARD | Singlezone Ducted, Centrally Ducted | 10093447 |  | HRCU-A-CB | 4A6V0036A1 |  | TAM9A0B30V31 | 13 | 20 | 10 |  |  |  | TRUE | FALSE | TRUE | 35400 | 26200 | 3.17 | 26600 | 2.42
207338210 | 11/12/21 | Live | Midea Electric Trading | MDV | Singlezone Non-Ducted, Wall Placement | 207338210 |  | HRCU-A-CB-O | MOE30U-48HFN1-MP0(GA) | Mini-Splits | MCD1-48HRFN1-M(GA) | 9.5 | 17.8 | 11.5 | 9.5 | 18.5 | 9.8 | FALSE | FALSE | TRUE | 48000 | 30000 | 2.34 | 39000 | 2.05
10093459 | 10/28/22 | Live | Trane U.S. Inc. | AMERICAN STANDARD | Singlezone Ducted, Centrally Ducted | 10093459 |  | HRCU-A-CB | 4A6V8037A1 |  | TAM9A0B30V31 | 13 | 18 | 10 |  |  |  | FALSE | FALSE | FALSE | 35400 | 26200 | 3.17 | 26600 | 2.42
207338218 | 11/12/21 | Live | Midea Electric Trading | MDV | Singlezone Non-Ducted, Wall Placement | 207338218 |  | HRCU-A-CB-O | MOD33-24HFN1-MT0W | Mini-Splits | MCD1-24HRFN1-MT0W(GA) | 12.5 | 20.7 | 10.5 | 12.5 | 21.5 | 9.7 | TRUE | TRUE | TRUE | 24000 | 19000 | 2.6 | 20800 | 2.36
207338219 | 11/12/21 | Live | Midea Electric Trading | MDV | Singlezone Non-Ducted, Wall Placement | 207338219 |  | HRCU-A-CB-O | MOD30-24HFN1-MU0W | Mini-Splits | MCD1-24HRFN1-MT0W(GA) | 11 | 20.2 | 11.6 | 11 | 20.5 | 11.5 | FALSE | FALSE | TRUE | 24000 | 21000 | 2.64 | 24000 | 2.17
206330128 | 04/29/22 | Live | Midea Electric Trading | MDV | Singlezone Non-Ducted, Wall Placement | 206330128 |  | HRCU-A-CB-O | MOX330-12HFN1-MW5W | Mini-Splits | MFAU-12HRFN1-M(C) | 13 | 23 | 11.5 | 13 | 23.6 | 10 | TRUE | TRUE | TRUE | 12000 | 9600 | 2.56 | 12900 | 2.2
206221539 | 10/27/22 | Live | Fujitsu General America, Inc. | RUUD | Singlezone Non-Ducted, Ceiling Placement | 206221539 |  | HRCU-A-CB-O | ROSH24VGSN | Mini-Splits | RICH24AXCJ | 12.8 | 20 | 10.8 |  |  |  | FALSE | FALSE | TRUE | 24000 | 16400 | 1.87 | 25400 | 2.17
209248923 | 10/13/22 | Live | Midea Electric Trading | MDV | Singlezone Non-Ducted, Wall Placement | 209248923 |  | HRCU-A-CB-O | MOX330-09HFN1-MY6W | Mini-Splits | MFA2U-09HRFN1-MY6W | 15.7 | 25.6 | 12.1 | 15.7 | 26.3 | 11.4 | TRUE | TRUE | TRUE | 9000 | 10600 | 2.85 | 12800 | 2.33
209248924 | 10/13/22 | Live | Midea Electric Trading | MDV | Singlezone Non-Ducted, Wall Placement | 209248924 |  | HRCU-A-CB-O | MOX330-12HFN1-MW5W | Mini-Splits | MFA2U-12HRFN1-MW5W | 13.3 | 23 | 11.8 | 13.3 | 24.2 | 10.7 | TRUE | TRUE | TRUE | 12000 | 10200 | 2.72 | 12800 | 2.33
209248925 | 10/13/22 | Live | Midea Electric Trading | MDV | Singlezone Non-Ducted, Wall Placement | 209248925 |  | HRCU-A-CB-O | MOX230-09HFN1-MY2W | Mini-Splits | MFA2U-09HRFN1-MY6W | 14.7 | 25.2 | 13.5 | 14.7 | 25.6 | 12.5 | TRUE | TRUE | TRUE | 9000 | 9400 | 2.9 | 9600 | 2.47
209248926 | 10/13/22 | Live | Midea Electric Trading | MDV | Singlezone Non-Ducted, Wall Placement | 209248926 |  | HRCU-A-CB-O | MOX230-12HFN1-MV5W | Mini-Splits | MFA2U-12HRFN1-MW5W | 13 | 23.5 | 13.3 | 13 | 25 | 11 | TRUE | TRUE | TRUE | 12000 | 9200 | 2.43 | 9600 | 2.47
209248927 | 10/13/22 | Live | Midea Electric Trading | MDV | Singlezone Non-Ducted, Wall Placement | 209248927 |  | HRCU-A-CB-O | MOX430-18HFN1-MU0W | Mini-Splits | MFA2U-16HRFN1-MV0W | 12.5 | 22 | 11.6 | 12.5 | 22.4 | 10.4 | TRUE | TRUE | TRUE | 16000 | 13400 | 2.38 | 15600 | 2.46
10153436 | 10/28/22 | Live | Trane U.S. Inc. | AMERICAN STANDARD | Singlezone Ducted, Centrally Ducted | 10153436 |  | HRCU-A-CB | 4A6V0024A1 |  | TEM8A0B30V31+TDR | 13 | 18.75 | 9.6 |  |  |  | FALSE | FALSE | FALSE | 24400 | 17000 | 2.03 | 17000 | 2.45
209248928 | 07/30/23 | Live | Midea Electric Trading | MDV | Singlezone Non-Ducted, Wall Placement | 209248928 |  | HRCU-A-CB-O | MOX430-17HFN1-MT0W | Mini-Splits | MFA2U-16HRFN1-MV0W | 11 | 20 | 9.7 | 11 | 20.2 | 8.9 | FALSE | FALSE | FALSE | 16000 | 14700 | 2.1 | 20200 | 1.91
209270208 | 10/13/22 | Live | Midea Electric Trading | MDV | Singlezone Non-Ducted, Ceiling Placement | 209270208 |  | HRCU-A-CB-O | MOX430-18HFN1-MU0W | Mini-Splits | MCBU-18HRFN1-MU2W | 12.5 | 21.2 | 12 | 12.5 | 21.8 | 10.7 | TRUE | FALSE | TRUE | 18000 | 12200 | 2.79 | 15500 | 2.4
209270209 | 07/30/23 | Live | Midea Electric Trading | MDV | Singlezone Non-Ducted, Ceiling Placement | 209270209 |  | HRCU-A-CB-O | MOX230-09HFN1-MW5W | Mini-Splits | MCBU-09HRFN1-MW0W | 13 | 22 | 13 | 13 | 22.5 | 11.5 | TRUE | TRUE | TRUE | 9000 | 8000 | 2.66 | 10000 | 2.4
209270210 | 07/30/23 | Live | Midea Electric Trading | MDV | Singlezone Non-Ducted, Ceiling Placement | 209270210 |  | HRCU-A-CB-O | MOX330-09HFN1-MY5W | Mini-Splits | MCBU-09HRFN1-MW0W | 13 | 23 | 13.6 | 13 | 24 | 12.4 | TRUE | TRUE | TRUE | 9000 | 9800 | 2.35 | 11400 | 1.83
209270211 | 07/30/23 | Live | Midea Electric Trading | MDV | Singlezone Non-Ducted, Ceiling Placement | 209270211 |  | HRCU-A-CB-O | MOX330-12HFN1-MW5W | Mini-Splits | MCBU-12HRFN1-MV0W | 13 | 22 | 11.3 | 13 | 23 | 10 | TRUE | TRUE | TRUE | 12000 | 9500 | 2.49 | 11500 | 2.07
209270212 | 07/30/23 | Live | Midea Electric Trading | MDV | Singlezone Non-Ducted, Ceiling Placement | 209270212 |  | HRCU-A-CB-O | MOX230-12HFN1-MV5W | Mini-Splits | MCBU-12HRFN1-MV0W | 12.6 | 21.2 | 10.8 | 12.6 | 22 | 9.8 | TRUE | FALSE | TRUE | 12000 | 7700 | 2 | 9000 | 2.42
209270213 | 07/30/23 | Live | Midea Electric Trading | MDV | Singlezone Non-Ducted, Ceiling Placement | 209270213 |  | HRCU-A-CB-O | MOX230-09HFN1-MW5W | Mini-Splits | MCBU-06HRFN1-MV0W | 14.5 | 22 | 10.6 | 14.5 | 22 | 10.8 | TRUE | TRUE | TRUE | 6500 | 5700 | 2.61 | 10000 | 2.4
206223106 | 10/28/22 | Live | Trane U.S. Inc. | TRANE | Singlezone Ducted, Centrally Ducted | 206223106 |  | HRCU-A-CB | 4TWV8X36A1 |  | TAMXA0C36V3PA | 13 | 18 | 10 |  |  |  | FALSE | FALSE | FALSE | 35000 | 24800 | 3.3 | 25100 | 2.2
209270214 | 07/30/23 | Live | Midea Electric Trading | MDV | Singlezone Non-Ducted, Ceiling Placement | 209270214 |  | HRCU-A-CB-O | MOX430-17HFN1-MT0W | Mini-Splits | MCBU-18HRFN1-MU2W | 12.5 | 19.8 | 11.8 | 12.5 | 19.8 | 11.2 | TRUE | TRUE | TRUE | 16700 | 14500 | 2.4 | 18800 | 2.04
10153441 | 10/28/22 | Live | Trane U.S. Inc. | AMERICAN STANDARD | Singlezone Ducted, Centrally Ducted | 10153441 |  | HRCU-A-CB | 4A6V0036A1 |  | TEM8A0C48V41+TDR | 13 | 20 | 10 |  |  |  | FALSE | FALSE | FALSE | 35600 | 25200 | 3.08 | 25600 | 2.4
207141969 | 10/27/22 | Live | Fujitsu General America, Inc. | RUUD | Singlezone Non-Ducted, Wall Placement | 207141969 |  | HRCU-A-CB-O | ROSH12BFWJ | Mini-Splits | UIWH12BVFJ | 12.5 | 23 | 12.5 |  |  |  | FALSE | FALSE | FALSE | 12000 | 10300 | 2.9 | 12700 | 2.68
208800780 | 07/30/23 | Live | Midea Electric Trading | MDV | Singlezone Non-Ducted, Ceiling Placement | 208800780 |  | HRCU-A-CB-O | MOX430-18HFN1-MT2Q1W | Mini-Splits | MCBU-18HRFN1-MU8Q1W | 12.5 | 21.8 | 11.6 | 12.5 | 23 | 10.3 | TRUE | FALSE | FALSE | 17000 | 14000 | 2.47 | 15100 | 2.34
207590055 | 10/28/22 | Live | Trane U.S. Inc. | AMERICAN STANDARD | Singlezone Ducted, Centrally Ducted | 207590055 |  | HRCU-A-CB | 4A6V0X36A1 |  | TEM8A0C48V41+TDR | 13 | 20 | 10 |  |  |  | FALSE | FALSE | FALSE | 35600 | 25200 | 3.08 | 25600 | 2.4
206330118 | 10/27/22 | Live | Midea Electric Trading | MDV | Singlezone Non-Ducted, Ceiling Placement | 206330118 |  | HRCU-A-CB-O | MOX230-09HFN1-MW5W | Mini-Splits | MCA3U-09HRFN1-M(C) | 13 | 20 | 10.5 | 13 | 20 | 10 | TRUE | TRUE | TRUE | 9000 | 7500 | 2.44 | 9400 | 2.19
206330119 | 10/27/22 | Live | Midea Electric Trading | MDV | Singlezone Non-Ducted, Ceiling Placement | 206330119 |  | HRCU-A-CB-O | MOX230-12HFN1-MV5W | Mini-Splits | MCA3U-12HRFN1-M(C) | 14 | 22 | 10.6 | 14 | 22.7 | 10 | TRUE | FALSE | TRUE | 12000 | 8900 | 2.75 | 9300 | 2.39
206330125 | 10/27/22 | Live | Midea Electric Trading | MDV | Singlezone Non-Ducted, Wall Placement | 206330125 |  | HRCU-A-CB-O | MOX230-12HFN1-MV5W | Mini-Splits | MFAU-12HRFN1-M(C) | 13 | 21.5 | 10 | 13 | 22.7 | 10.2 | TRUE | TRUE | TRUE | 12000 | 9000 | 2.69 | 10500 | 2.59
206330126 | 10/27/22 | Live | Midea Electric Trading | MDV | Singlezone Non-Ducted, Ceiling Placement | 206330126 |  | HRCU-A-CB-O | MOX330-12HFN1-MW5W | Mini-Splits | MCA3U-12HRFN1-M(C) | 12.7 | 21.5 | 10.6 | 12.7 | 22.3 | 10.2 | TRUE | TRUE | TRUE | 12000 | 9900 | 2.55 | 14000 | 2.29
10153439 | 10/28/22 | Live | Trane U.S. Inc. | AMERICAN STANDARD | Singlezone Ducted, Centrally Ducted | 10153439 |  | HRCU-A-CB | 4A6V0036A1 |  | TEM8A0C36V31+TDR | 13 | 20 | 10 |  |  |  | FALSE | FALSE | FALSE | 35400 | 25600 | 3.07 | 25600 | 2.45
207338206 | 10/27/22 | Live | Midea Electric Trading | MDV | Singlezone Non-Ducted, Wall Placement | 207338206 |  | HRCU-A-CB-O | MOD30U-36HFN1-MP0(GA) | Mini-Splits | MUE-36HRFN1-M(C) | 8 | 17 | 10 | 8.5 | 19 | 9 | FALSE | FALSE | FALSE | 36000 | 23000 | 2.2 | 25000 | 2.11
10153453 | 10/28/22 | Live | Trane U.S. Inc. | AMERICAN STANDARD | Singlezone Ducted, Centrally Ducted | 10153453 |  | HRCU-A-CB | 4A6V8036A1 |  | TEM8A0C36V31+TDR | 12.5 | 18 | 10 |  |  |  | FALSE | FALSE | FALSE | 35200 | 25600 | 3.13 | 25800 | 2.39
206221489 | 10/27/22 | Live | Fujitsu General America, Inc. | RUUD | Singlezone Non-Ducted, Wall Placement | 206221489 |  | HRCU-A-CB-O | ROSH09AFWJ | Mini-Splits | UIWH09AVFJ | 13.8 | 23 | 11 |  |  |  | FALSE | FALSE | FALSE | 9000 | 7600 | 3.14 | 9500 | 2.19
207338212 | 10/27/22 | Live | Midea Electric Trading | MDV | Singlezone Non-Ducted, Wall Placement | 207338212 |  | HRCU-A-CB-O | MOE30U-36HFN1-M(GA) | Mini-Splits | MUE-36HRFN1-M(C) | 8.6 | 17.5 | 10 | 8.8 | 17.6 | 10 | TRUE | TRUE | FALSE | 36000 | 32000 | 2.23 | 42000 | 1.9
10093455 | 10/28/22 | Live | Trane U.S. Inc. | AMERICAN STANDARD | Singlezone Ducted, Centrally Ducted | 10093455 |  | HRCU-A-CB | 4A6V8024A1 |  | TAM9A0C36V31 | 13 | 18 | 10 |  |  |  | FALSE | FALSE | FALSE | 24000 | 16700 | 1.96 | 16700 | 2.5
207614046 | 10/27/22 | Live | Midea Electric Trading | MDV | Singlezone Non-Ducted, Floor Placement | 207614046 |  | HRCU-A-CB-O | MOX430-18HFN1-MU0W | Mini-Splits | MUEU-18HRFN1-M(C) | 12.5 | 21.5 | 10.5 | 12.5 | 23 | 10 | TRUE | FALSE | TRUE | 18000 | 12800 | 2.52 | 14200 | 2.29
206330120 | 10/27/22 | Live | Midea Electric Trading | MDV | Singlezone Non-Ducted, Floor Placement | 206330120 |  | HRCU-A-CB-O | MOD33-24HFN1-MT0W | Mini-Splits | MUEU-24HRFN1-M(C) | 12.5 | 20 | 11.2 | 12.5 | 21.2 | 10.3 | TRUE | TRUE | TRUE | 24000 | 16000 | 2.3 | 17600 | 2.16
208101266 | 10/27/22 | Live | Midea Electric Trading | MDV | Singlezone Non-Ducted, Floor Placement | 208101266 |  | HRCU-A-CB-O | MOE30U-60HFN1-M(GA)(X) | Mini-Splits | MUE-60HRFN1-MW | 9.8 | 18.7 | 10.5 | 9.8 | 19.8 | 9 | FALSE | FALSE | FALSE | 54000 | 35000 | 2.34 | 35200 | 1.98
210135400 | 07/30/23 | Live | Midea Electric Trading | MDV | Singlezone Non-Ducted, Floor Placement | 210135400 |  | HRCU-A-CB-O | MOE30U-55HFN1-M-[X](GA) | Mini-Splits | MUE-60HRFN1-MW | 9 | 16.8 | 11.3 | 9 | 17.3 | 10.2 | TRUE | TRUE | TRUE | 55000 | 40000 | 2.58 | 58600 | 2.35
206221490 | 10/27/22 | Live | Fujitsu General America, Inc. | RUUD | Singlezone Non-Ducted, Wall Placement | 206221490 |  | HRCU-A-CB-O | ROSH12AFWJ | Mini-Splits | UIWH12AVFJ | 12.5 | 22 | 11 |  |  |  | FALSE | FALSE | FALSE | 12000 | 9400 | 2.87 | 11200 | 2.2
206330129 | 01/10/21 | Live | Midea Electric Trading | MDV | Singlezone Ducted, Compact Ducted | 206330129 |  | HRCU-A-CB | MOX430-17HFN1-MT0W | Mini-Splits | MTIU-18HWFN1-M | 12.5 | 19.6 | 11 | 11.7 | 18 | 9.5 | TRUE | TRUE | TRUE | 17000 | 15000 | 2.27 | 19000 | 2.02
207338208 | 11/12/21 | Live | Midea Electric Trading | MDV | Singlezone Ducted, Compact Ducted | 207338208 |  | HRCU-A-CB | MOD30U-36HFN1-MP0(GA) | Mini-Splits | MTI-36HWFN1-M | 9 | 16.7 | 11.5 | 8.8 | 15.8 | 8.8 | FALSE | FALSE | FALSE | 36000 | 25000 | 2.49 | 26000 | 2.22
207338211 | 11/12/21 | Live | Midea Electric Trading | MDV | Singlezone Ducted, Compact Ducted | 207338211 |  | HRCU-A-CB | MOE30U-48HFN1-MP0(GA) | Mini-Splits | MTI-48HWFN1-M | 9.2 | 17.4 | 10.3 | 8.5 | 15.1 | 9.3 | FALSE | FALSE | FALSE | 48000 | 34000 | 2.32 | 41000 | 2.32
207614049 | 04/29/22 | Live | Midea Electric Trading | MDV | Singlezone Ducted, Compact Ducted | 207614049 |  | HRCU-A-CB | MOX430-17HFN1-MT0W | Mini-Splits | MTIU-24HWFN1-M | 13.2 | 20 | 11.5 | 12.1 | 18 | 10.5 | TRUE | TRUE | TRUE | 17500 | 15800 | 2.63 | 19000 | 2.4
206330121 | 10/27/22 | Live | Midea Electric Trading | MDV | Singlezone Ducted, Compact Ducted | 206330121 |  | HRCU-A-CB | MOX230-09HFN1-MW5W | Mini-Splits | MTIU-09HWFN1-M | 13.5 | 21 | 11.5 | 12.5 | 19.2 | 10.2 | TRUE | TRUE | TRUE | 9000 | 7700 | 2.59 | 10200 | 2.41
206221511 | 10/27/22 | Live | Fujitsu General America, Inc. | RUUD | Singlezone Non-Ducted, Floor Placement | 206221511 |  | HRCU-A-CB-O | ROSH09AFFJ | Mini-Splits | RIFH09AVFJ | 16 | 26 | 12.6 |  |  |  | FALSE | FALSE | TRUE | 9000 | 7500 | 2.82 | 14000 | 2.25
206330124 | 10/27/22 | Live | Midea Electric Trading | MDV | Singlezone Ducted, Compact Ducted | 206330124 |  | HRCU-A-CB | MOX230-12HFN1-MV5W | Mini-Splits | MTIU-12HWFN1-M | 12.5 | 21.5 | 11.5 | 11.7 | 19 | 10.3 | TRUE | TRUE | TRUE | 11500 | 9300 | 2.78 | 10100 | 2.39
206330123 | 10/27/22 | Live | Midea Electric Trading | MDV | Singlezone Ducted, Compact Ducted | 206330123 |  | HRCU-A-CB | MOX330-09HFN1-MY5W | Mini-Splits | MTIU-09HWFN1-M | 14 | 23 | 12 | 13.2 | 20.2 | 12 | TRUE | TRUE | TRUE | 9000 | 10100 | 2.41 | 11600 | 1.9
10309112 | 04/28/22 | Live | Johnson Controls Inc. (York International Norman) | FRASER-JOHNSTON | Singlezone Ducted, Centrally Ducted | 10309112 |  | HRCU-A-CB | HL20B4821 |  | CM50CE3A1+MVC16CN21 | 12.75 | 20.75 | 10.4 |  |  |  | FALSE | FALSE | FALSE | 45000 | 43500 | 2.48 | 41900 | 2.51
207614048 | 10/27/22 | Live | Midea Electric Trading | MDV | Singlezone Ducted, Compact Ducted | 207614048 |  | HRCU-A-CB | MOX430-18HFN1-MU0W | Mini-Splits | MTIU-18HWFN1-M | 12.5 | 20.5 | 11 | 12.5 | 20 | 10.6 | TRUE | FALSE | TRUE | 17000 | 12600 | 2.66 | 14100 | 2.4
208101267 | 10/27/22 | Live | Midea Electric Trading | MDV | Singlezone Ducted, Compact Ducted | 208101267 |  | HRCU-A-CB | MOE30U-60HFN1-M(GA)(X) | Mini-Splits | MHG-60HWFN1-MW | 10.6 | 19.2 | 10.2 | 10.3 | 17 | 8.4 | FALSE | FALSE | FALSE | 59000 | 34400 | 2.37 | 36000 | 2.29
206221513 | 10/27/22 | Live | Fujitsu General America, Inc. | RUUD | Singlezone Non-Ducted, Floor Placement | 206221513 |  | HRCU-A-CB-O | ROSH15AFFJ | Mini-Splits | RIFH15AVFJ | 12.5 | 20.3 | 11.2 |  |  |  | FALSE | FALSE | TRUE | 14200 | 11600 | 2.62 | 19000 | 1.93
10309108 | 04/28/22 | Live | Johnson Controls Inc. (York International Norman) | FRASER-JOHNSTON | Singlezone Ducted, Centrally Ducted | 10309108 |  | HRCU-A-CB | HL20B4821 |  | CM50DE3A1+MVC20DN21 | 13.5 | 21 | 10.5 |  |  |  | FALSE | FALSE | FALSE | 45000 | 42500 | 2.56 | 41300 | 2.56
210135402 | 07/30/23 | Live | Midea Electric Trading | MDV | Singlezone Ducted, Compact Ducted | 210135402 |  | HRCU-A-CB | MOE30U-55HFN1-M-[X](GA) | Mini-Splits | MHG-60HWFN1-MW | 9.4 | 18 | 11 | 9.4 | 15.8 | 9.5 | TRUE | TRUE | FALSE | 55000 | 40000 | 2.46 | 54000 | 2.2
210299303 | 07/30/23 | Live | Midea Electric Trading | MDV | Singlezone Ducted, Compact Ducted | 210299303 |  | HRCU-A-CB | MOX330-09HFN1-MY5W | Mini-Splits | MTI-09HWFN1-MSS8 | 13.6 | 20.5 | 10 | 13.6 | 20.5 | 10 | TRUE | TRUE | TRUE | 9000 | 8600 | 2.29 | 12000 | 2.24
210299304 | 07/30/23 | Live | Midea Electric Trading | MDV | Singlezone Ducted, Compact Ducted | 210299304 |  | HRCU-A-CB | MOX330-12HFN1-MW5W | Mini-Splits | MTI-12HWFN1-MST0 | 12 | 20 | 9.5 | 12 | 20 | 9.5 | TRUE | TRUE | TRUE | 12000 | 9700 | 2.58 | 12200 | 2.22
210299301 | 07/30/23 | Live | Midea Electric Trading | MDV | Singlezone Ducted, Compact Ducted | 210299301 |  | HRCU-A-CB | MOE30U-48HFN1-MP0(GA) | Mini-Splits | MTI-48HWFN1-MSN12 | 8.8 | 15.2 | 9.7 | 8.8 | 15.2 | 9.7 | TRUE | TRUE | FALSE | 48000 | 35000 | 2.36 | 40000 | 2.14
205993844 | 10/27/22 | Live | Midea Electric Trading | MDV | Singlezone Non-Ducted, Wall Placement | 205993844 |  | HRCU-A-CB-O | MOX230-12HFN1-BW0W | Mini-Splits | MSEPB-12HRFN1-BW0W | 13 | 23 | 11.6 | 13 | 23.5 | 10 | TRUE | FALSE | TRUE | 12000 | 8400 | 2.8 | 9250 | 2.56
10309096 | 04/28/22 | Live | Johnson Controls Inc. (York International Norman) | FRASER-JOHNSTON | Singlezone Ducted, Centrally Ducted | 10309096 |  | HRCU-A-CB | HL20B3621 |  | CM38CE2A1+MVC16CN21 | 13.25 | 20 | 10.5 |  |  |  | FALSE | FALSE | FALSE | 33600 | 33400 | 2.26 | 34200 | 2.75
205993846 | 10/27/22 | Live | Midea Electric Trading | MDV | Singlezone Non-Ducted, Wall Placement | 205993846 |  | HRCU-A-CB-O | MOX330-12HFN1-MW5W | Mini-Splits | MSEPB-12HRFN1-MW5W(GA) | 14 | 25.5 | 13 | 14 | 25.5 | 10.4 | TRUE | TRUE | TRUE | 12000 | 10000 | 2.4 | 13112 | 2.11
206221518 | 10/27/22 | Live | Fujitsu General America, Inc. | RUUD | Singlezone Non-Ducted, Wall Placement | 206221518 |  | HRCU-A-CB-O | ROSH12AFCJ | Mini-Splits | RICH12AVFJ | 12.8 | 21.9 | 12.2 |  |  |  | FALSE | FALSE | FALSE | 12000 | 10200 | 2.58 | 17600 | 2.4
205993854 | 10/27/22 | Live | Midea Electric Trading | MDV | Singlezone Non-Ducted, Wall Placement | 205993854 |  | HRCU-A-CB-O | MOX430-17HFN1-MT0W | Mini-Splits | MSEPC-18HRFN1-MU0W | 12.5 | 21.5 | 13 | 12.5 | 21.5 | 11.3 | TRUE | TRUE | TRUE | 18000 | 15000 | 2.35 | 19200 | 1.99
206918616 | 10/28/22 | Live | Trane U.S. Inc. | AMERICAN STANDARD | Singlezone Ducted, Centrally Ducted | 206918616 |  | HRCU-A-CB | 4A6L9036A1 |  | TEM6A0B30H21+TDR+RP | 11.8 | 16.2 | 9.6 |  |  |  | FALSE | FALSE | FALSE | 34200 | 22200 | 2.45 | 22800 | 2.65
205993855 | 10/27/22 | Live | Midea Electric Trading | MDV | Singlezone Non-Ducted, Wall Placement | 205993855 |  | HRCU-A-CB-O | MOD30-24HFN1-MU0W | Mini-Splits | MSEPD-24HRFN1-MU0W | 13 | 21.5 | 12 | 13 | 21.5 | 11.4 | TRUE | TRUE | TRUE | 24000 | 21200 | 2.88 | 24485 | 1.98
10309104 | 04/28/22 | Live | Johnson Controls Inc. (York International Norman) | FRASER-JOHNSTON | Singlezone Ducted, Centrally Ducted | 10309104 |  | HRCU-A-CB | HL20B4821 |  | AVV50DE321 | 12.6 | 20.5 | 10.4 |  |  |  | FALSE | FALSE | FALSE | 45000 | 44000 | 2.42 | 42000 | 2.48
206369509 | 10/27/22 | Live | Midea Electric Trading | MDV | Singlezone Non-Ducted, Wall Placement | 206369509 |  | HRCU-A-CB-O | MOX230-09HFN1-BS5W | Mini-Splits | MSAG11A-09HRFN1-BS5W | 12.5 | 21.5 | 10.3 | 12.5 | 21.5 | 9.1 | TRUE | TRUE | FALSE | 9000 | 6300 | 2.4 | 7973 | 1.88
206369511 | 10/27/22 | Live | Midea Electric Trading | MDV | Singlezone Non-Ducted, Wall Placement | 206369511 |  | HRCU-A-CB-O | MOX230-09HFN1-MT0W | Mini-Splits | MSAG11A-09HRFN1-MT0W | 12.6 | 21.5 | 10 | 12.6 | 21.7 | 9.4 | TRUE | TRUE | FALSE | 9000 | 6000 | 2.51 | 8065 | 2.17
206369512 | 10/27/22 | Live | Midea Electric Trading | MDV | Singlezone Non-Ducted, Wall Placement | 206369512 |  | HRCU-A-CB-O | MOX230-12HFN1-MS8W | Mini-Splits | MSAG11B-12HRFN1-MS0W | 10.8 | 20.5 | 10.7 | 10.8 | 21.4 | 9.2 | FALSE | FALSE | FALSE | 12000 | 7000 | 2.5 | 9300 | 2
206369513 | 10/27/22 | Live | Midea Electric Trading | MDV | Singlezone Non-Ducted, Wall Placement | 206369513 |  | HRCU-A-CB-O | MOX330-18HFN1-MS0W | Mini-Splits | MSAG11C-18HRDN1-MS0W | 11 | 19.5 | 10 | 11 | 19.5 | 8.7 | FALSE | FALSE | FALSE | 18000 | 11400 | 2.57 | 14370 | 2.49
206369558 | 10/27/22 | Live | Midea Electric Trading | MDV | Singlezone Non-Ducted, Wall Placement | 206369558 |  | HRCU-A-CB-O | MOX230-09HFN1-MW5W | Mini-Splits | MSEPB-09HRFN1-MY5W(GA) | 15 | 25.5 | 12.2 | 15 | 25.5 | 12.3 | TRUE | TRUE | TRUE | 9000 | 8500 | 2.8 | 9611 | 2.29
10309052 | 04/28/22 | Live | Johnson Controls Inc. (York International Norman) | FRASER-JOHNSTON | Singlezone Ducted, Centrally Ducted | 10309052 |  | HRCU-A-CB | HL20B6021 |  | CM61DE4A1+MVC20DN21 | 12.5 | 20 | 10.75 |  |  |  | FALSE | FALSE | FALSE | 54000 | 45500 | 2.34 | 59000 | 2.28
206369559 | 10/27/22 | Live | Midea Electric Trading | MDV | Singlezone Non-Ducted, Wall Placement | 206369559 |  | HRCU-A-CB-O | MOX230-12HFN1-MV5W | Mini-Splits | MSEPB-12HRFN1-MW5W(GA) | 13.7 | 23.2 | 13.2 | 13.7 | 24.6 | 10.7 | TRUE | FALSE | TRUE | 12000 | 9000 | 2.69 | 9921 | 2.31
206221517 | 10/27/22 | Live | Fujitsu General America, Inc. | RUUD | Singlezone Non-Ducted, Wall Placement | 206221517 |  | HRCU-A-CB-O | ROSH09AFCJ | Mini-Splits | RICH09AVFJ | 14.5 | 24 | 13 |  |  |  | FALSE | FALSE | FALSE | 9000 | 7100 | 2.17 | 16100 | 2.65
206361860 | 10/27/22 | Live | Midea Electric Trading | MDV | Singlezone Non-Ducted, Wall Placement | 206361860 |  | HRCU-A-CB-O | MOX330-09HFN1-MY5W | Mini-Splits | MSAG11B-09HRFN1-MX7W(GA) | 15.8 | 25.5 | 12.5 | 15.8 | 26.4 | 11.6 | TRUE | TRUE | TRUE | 9000 | 9300 | 2.5 | 12235 | 1.98
206361861 | 10/27/22 | Live | Midea Electric Trading | MDV | Singlezone Non-Ducted, Wall Placement | 206361861 |  | HRCU-A-CB-O | MOX330-12HFN1-MW5W | Mini-Splits | MSAG11B-12HRFN1-MV0W(GA) | 13 | 22 | 12.7 | 13 | 23.1 | 10.5 | TRUE | TRUE | TRUE | 12000 | 10300 | 2.56 | 12477 | 2.01
206361862 | 10/27/22 | Live | Midea Electric Trading | MDV | Singlezone Non-Ducted, Wall Placement | 206361862 |  | HRCU-A-CB-O | MOX430-17HFN1-MT0W | Mini-Splits | MSAG11D-18HRFN1-MT8W | 13 | 21.5 | 11 | 13 | 22 | 10.6 | TRUE | TRUE | TRUE | 18000 | 11100 | 2.8 | 21447 | 1.98
206361863 | 10/27/22 | Live | Midea Electric Trading | MDV | Singlezone Non-Ducted, Wall Placement | 206361863 |  | HRCU-A-CB-O | MOD30-24HFN1-MU0W | Mini-Splits | MSAG11D-23HRFN1-MU0W | 12.5 | 21.5 | 11.5 | 12.5 | 22.3 | 10.3 | TRUE | TRUE | TRUE | 23000 | 18900 | 2.38 | 23737 | 1.82
206361864 | 10/27/22 | Live | Midea Electric Trading | MDV | Singlezone Non-Ducted, Wall Placement | 206361864 |  | HRCU-A-CB-O | MOX230-12HFN1-BW0W | Mini-Splits | MSAG11B-12HRFN1-BU5W | 12.5 | 22 | 11.5 | 12.5 | 22.7 | 10.4 | TRUE | FALSE | TRUE | 12000 | 8900 | 2.75 | 9018 | 2.4
207215956 | 10/27/22 | Live | Midea Electric Trading | MDV | Singlezone Non-Ducted, Wall Placement | 207215956 |  | HRCU-A-CB-O | MOX230-09HFN1-MW5W | Mini-Splits | MSAG11B-09HRFN1-MX7W(GA) | 14.7 | 24 | 12.7 | 14.7 | 24 | 11.6 | TRUE | TRUE | TRUE | 9000 | 8100 | 2.7 | 9543 | 2.48
10309048 | 04/28/22 | Live | Johnson Controls Inc. (York International Norman) | FRASER-JOHNSTON | Singlezone Ducted, Centrally Ducted | 10309048 |  | HRCU-A-CB | HL20B2421 |  | CM25BE1A1+MVC12BN21 | 14 | 20.75 | 10.5 |  |  |  | FALSE | FALSE | FALSE | 24000 | 22400 | 2.16 | 24000 | 2.13
206221519 | 10/27/22 | Live | Fujitsu General America, Inc. | RUUD | Singlezone Non-Ducted, Ceiling Placement | 206221519 |  | HRCU-A-CB-O | ROSH18AFCJ | Mini-Splits | RICH18AVFJ | 11.2 | 20.1 | 11.5 |  |  |  | FALSE | FALSE | FALSE | 18000 | 13600 | 3.11 | 21427 | 2.64
206361866 | 10/27/22 | Live | Midea Electric Trading | MDV | Singlezone Non-Ducted, Wall Placement | 206361866 |  | HRCU-A-CB-O | MOX230-12HFN1-MV5W | Mini-Splits | MSAG11B-12HRFN1-MV0W(GA) | 13 | 22.2 | 11 | 13 | 23.1 | 10.8 | TRUE | TRUE | TRUE | 12000 | 10000 | 2.69 | 9843 | 2.33
206361859 | 10/27/22 | Live | Midea Electric Trading | MDV | Singlezone Non-Ducted, Wall Placement | 206361859 |  | HRCU-A-CB-O | MOX430-18HFN1-MT8W | Mini-Splits | MSAG11D-18HRFN1-MT8W | 13.5 | 24 | 11.6 | 13.5 | 24 | 10.5 | TRUE | TRUE | TRUE | 18000 | 14100 | 2.65 | 16238 | 2.49
207613861 | 10/27/22 | Live | Midea Electric Trading | MDV | Singlezone Non-Ducted, Wall Placement | 207613861 |  | HRCU-A-CB-O | MOX430-18HFN1-MU0W | Mini-Splits | MSAG11D-18HRFN1-MT8W | 13.5 | 24 | 11.6 | 13.5 | 24 | 10.5 | TRUE | TRUE | TRUE | 18000 | 14100 | 2.65 | 16238 | 2.49
201982919 | 04/28/22 | Live | Johnson Controls Inc. (York International Norman) | COLEMAN | Singlezone Ducted, Centrally Ducted | 201982919 |  | HRCU-A-CB | HC20B3621 |  | AVV38CE221 | 13.3 | 20 | 10.9 |  |  |  | FALSE | FALSE | FALSE | 33600 | 33400 | 2.26 | 33500 | 2.41
206361867 | 10/27/22 | Live | Midea Electric Trading | MDV | Singlezone Non-Ducted, Wall Placement | 206361867 |  | HRCU-A-CB-O | MOD33-24HFN1-MT0W | Mini-Splits | MSAG11D-23HRFN1-MU0W | 13 | 21 | 10 | 13 | 21 | 8.5 | TRUE | FALSE | FALSE | 24000 | 17400 | 2.28 | 23471 | 2.29
207338220 | 10/27/22 | Live | Midea Electric Trading | MDV | Singlezone Non-Ducted, Wall Placement | 207338220 |  | HRCU-A-CB-O | MOX230-12HFN1-BV0Q1W | Mini-Splits | MSABB-12HRFN1-BV0Q1W | 12.5 | 22 | 11.5 | 12.5 | 22.5 | 9 | TRUE | FALSE | FALSE | 12000 | 7500 | 2.59 | 8210 | 2.41
207338221 | 10/27/22 | Live | Midea Electric Trading | MDV | Singlezone Non-Ducted, Wall Placement | 207338221 |  | HRCU-A-CB-O | MOX430-18HFN1-MT2Q1W | Mini-Splits | MSABE-18HRFN1-MT2Q1W | 12.5 | 22 | 11.5 | 12.6 | 22.7 | 9.8 | TRUE | FALSE | TRUE | 18000 | 13800 | 2.54 | 14760 | 2.31
207338222 | 10/27/22 | Live | Midea Electric Trading | MDV | Singlezone Non-Ducted, Wall Placement | 207338222 |  | HRCU-A-CB-O | MOD31-23HFN1-MT2Q1W | Mini-Splits | MSABE-23HRFN1-MT2Q1W | 12.5 | 20.5 | 10.5 | 12.5 | 20.5 | 9.2 | TRUE | FALSE | FALSE | 23000 | 17900 | 2.34 | 21492 | 2.25
206369510 | 10/27/22 | Live | Midea Electric Trading | MDV | Singlezone Non-Ducted, Wall Placement | 206369510 |  | HRCU-A-CB-O | MOX230-12HFN1-BS8W | Mini-Splits | MSAG11B-12HRFN1-BS0W | 10.3 | 20 | 10.8 | 10.3 | 20.8 | 8.7 | FALSE | FALSE | FALSE | 12000 | 7800 | 2.31 | 8200 | 1.35
206221497 | 10/27/22 | Live | Fujitsu General America, Inc. | RUUD | Singlezone Non-Ducted, Wall Placement | 206221497 |  | HRCU-A-CB-O | ROSH09AHWJ | Mini-Splits | UIWH09AHWJ | 18 | 33 | 14.2 |  |  |  | FALSE | FALSE | FALSE | 9000 | 7000 | 3.48 | 16000 | 2.28
206369514 | 10/27/22 | Live | Midea Electric Trading | MDV | Singlezone Non-Ducted, Wall Placement | 206369514 |  | HRCU-A-CB-O | MOX430-24HFN1-MR0W | Mini-Splits | MSAG11D-24HRFN1-MR0W | 9.5 | 18.5 | 10.2 | 9.5 | 18.5 | 8.6 | FALSE | FALSE | FALSE | 24000 | 16500 | 2.38 | 19257 | 2.11
207591130 | 10/27/22 | Live | Midea Electric Trading | MDV | Singlezone Non-Ducted, Wall Placement | 207591130 |  | HRCU-A-CB-O | MOX230-09HFN1-BS5W | Mini-Splits | MSABA-09HRFN1-BT5W | 12.5 | 20.5 | 10 | 12.5 | 21.5 | 9 | TRUE | FALSE | FALSE | 9000 | 6800 | 2.46 | 8044 | 2.12
207591134 | 10/27/22 | Live | Midea Electric Trading | MDV | Singlezone Non-Ducted, Wall Placement | 207591134 |  | HRCU-A-CB-O | MOX330-18HFN1-MS0W | Mini-Splits | MSABD-18HRFN1-MS1W | 10.5 | 19 | 10 | 10.5 | 19 | 8.7 | FALSE | FALSE | FALSE | 18000 | 11500 | 2.57 | 14370 | 2.49
201982912 | 04/28/22 | Live | Johnson Controls Inc. (York International Norman) | COLEMAN | Singlezone Ducted, Centrally Ducted | 201982912 |  | HRCU-A-CB | HC20B2421 |  | AVV25BE121 | 14.25 | 21 | 10.5 |  |  |  | FALSE | FALSE | FALSE | 24000 | 22400 | 2.16 | 24000 | 2.13